215293011 | Central HP <5.4 tons | AIRQUEST | HRCU-A-CB (Split System: Heat Pump with Remote Outdoor Unit-Air-Source) | DLCURAH24ABK | ADP |  | HE7J936 | *96VTN0801716B* | 23000 | 17 | 8.5 | 24600 | 23600 | 95.93% | 2 | 0 | 9.5 |  |  |  |  | R-410A | 1.9167 | Residential & Commercial | USHP
215293014 | Central HP <5.4 tons | AIRQUEST | HRCU-A-CB (Split System: Heat Pump with Remote Outdoor Unit-Air-Source) | DLCURAH24ABK | ADP |  | HE8J936 | *96VTN0801716B* | 23400 | 17 | 8.5 | 24600 | 23600 | 95.93% | 2 | 0 | 10 |  |  |  |  | R-410A | 1.95 | Residential & Commercial | USHP | Ducted CEE Tier 1
215293031 | Central HP <5.4 tons | AIRQUEST | HRCU-A-CB (Split System: Heat Pump with Remote Outdoor Unit-Air-Source) | DLCURAH24ABK | ADP |  | H,GE31930 | *96VTN0802120A* | 22600 | 16 | 8.1 | 24200 | 23400 | 96.69% | 1.98 | 0 | 10 |  |  |  |  | R-410A | 1.8833 | Residential & Commercial | USHP | Ducted CEE Tier 1
215293063 | Central HP <5.4 tons | AIRQUEST | HRCU-A-CB (Split System: Heat Pump with Remote Outdoor Unit-Air-Source) | DLCURAH24ABK | ADP |  | HE8J936 | *96VTN0802120A* | 23400 | 17 | 8.1 | 24200 | 23400 | 96.69% | 1.98 | 0 | 10.5 |  |  |  |  | R-410A | 1.95 | Residential & Commercial | USHP | Ducted CEE Tier 1
215293097 | Central HP <5.4 tons | AIRQUEST | HRCU-A-CB (Split System: Heat Pump with Remote Outdoor Unit-Air-Source) | DLCURAH24ABK | ADP |  | H,GG35936 | *96VTN0802120B* | 23800 | 17 | 8.5 | 24800 | 23600 | 95.16% | 1.98 | 0 | 10.5 |  |  |  |  | R-410A | 1.9833 | Residential & Commercial | USHP | Ducted CEE Tier 1
215293115 | Central HP <5.4 tons | AIRQUEST | HRCU-A-CB (Split System: Heat Pump with Remote Outdoor Unit-Air-Source) | DLCURAH24ABK | ADP |  | HG9J936 | *96VTN0802120B* | 23800 | 17 | 8.5 | 24800 | 23600 | 95.16% | 1.98 | 0 | 10.5 |  |  |  |  | R-410A | 1.9833 | Residential & Commercial | USHP | Ducted CEE Tier 1
215293128 | Central HP <5.4 tons | AIRQUEST | HRCU-A-CB (Split System: Heat Pump with Remote Outdoor Unit-Air-Source) | DLCURAH24ABK | ADP |  | H,GG31930 | *96VTN1002120A* | 22800 | 16 | 8.1 | 24400 | 23000 | 94.26% | 1.94 | 0 | 10 |  |  |  |  | R-410A | 1.9 | Residential & Commercial | USHP | Ducted CEE Tier 1
215293130 | Central HP <5.4 tons | AIRQUEST | HRCU-A-CB (Split System: Heat Pump with Remote Outdoor Unit-Air-Source) | DLCURAH24ABK | ADP |  | H,GE31930 | *96VTN1002120A* | 22800 | 16 | 8.1 | 24400 | 23000 | 94.26% | 1.94 | 0 | 10 |  |  |  |  | R-410A | 1.9 | Residential & Commercial | USHP | Ducted CEE Tier 1
215293148 | Central HP <5.4 tons | AIRQUEST | HRCU-A-CB (Split System: Heat Pump with Remote Outdoor Unit-Air-Source) | DLCURAH24ABK | ADP |  | H,GG35936 | *96VTN1002120A* | 24000 | 17 | 8.5 | 24400 | 22400 | 91.8% | 1.9 | 0 | 10 |  |  |  |  | R-410A | 2 | Residential & Commercial | USHP | Ducted CEE Tier 1
215293180 | Central HP <5.4 tons | AIRQUEST | HRCU-A-CB (Split System: Heat Pump with Remote Outdoor Unit-Air-Source) | DLCURAH24ABK | ADP |  | HE31930 | *96VTN1002120B* | 22600 | 17 | 8.5 | 24600 | 23400 | 95.12% | 1.98 | 0 | 9.5 |  |  |  |  | R-410A | 1.8833 | Residential & Commercial | USHP
215293198 | Central HP <5.4 tons | AIRQUEST | HRCU-A-CB (Split System: Heat Pump with Remote Outdoor Unit-Air-Source) | DLCURAH24ABK | ADP |  | H,GE35936 | *96VTN1002120B* | 23600 | 17 | 8.5 | 24600 | 24200 | 98.37% | 2.04 | 0 | 10.5 |  |  |  |  | R-410A | 1.9667 | Residential & Commercial | USHP | Ducted CEE Tier 1
215293215 | Central HP <5.4 tons | AIRQUEST | HRCU-A-CB (Split System: Heat Pump with Remote Outdoor Unit-Air-Source) | DLCURAH24ABK | ADP |  | H,GE9J936 | *96VTN1002120B* | 23600 | 17 | 8.5 | 24600 | 24200 | 98.37% | 2.04 | 0 | 10.5 |  |  |  |  | R-410A | 1.9667 | Residential & Commercial | USHP | Ducted CEE Tier 1
215293229 | Central HP <5.4 tons | AIRQUEST | HRCU-A-CB (Split System: Heat Pump with Remote Outdoor Unit-Air-Source) | DLCURAH24ABK | ADP |  | H,GE31930 | *96VTN1002122A* | 22600 | 16 | 8.1 | 24200 | 23400 | 96.69% | 1.98 | 0 | 10 |  |  |  |  | R-410A | 1.8833 | Residential & Commercial | USHP | Ducted CEE Tier 1
215293245 | Central HP <5.4 tons | AIRQUEST | HRCU-A-CB (Split System: Heat Pump with Remote Outdoor Unit-Air-Source) | DLCURAH24ABK | ADP |  | H,GE34936 | *96VTN1002122A* | 23600 | 17 | 8.1 | 24200 | 23400 | 96.69% | 1.98 | 0 | 10.5 |  |  |  |  | R-410A | 1.9667 | Residential & Commercial | USHP | Ducted CEE Tier 1
215293279 | Central HP <5.4 tons | AIRQUEST | HRCU-A-CB (Split System: Heat Pump with Remote Outdoor Unit-Air-Source) | DLCURAH24ABK | ADP |  | HE31930 | *96VTN1002122B* | 23200 | 17 | 8.5 | 24800 | 22800 | 91.94% | 1.92 | 0 | 9.5 |  |  |  |  | R-410A | 1.9333 | Residential & Commercial | USHP
215293281 | Central HP <5.4 tons | AIRQUEST | HRCU-A-CB (Split System: Heat Pump with Remote Outdoor Unit-Air-Source) | DLCURAH24ABK | ADP |  | H,GG32936 | *96VTN1002122B* | 23200 | 17 | 8.5 | 24800 | 23400 | 94.35% | 1.98 | 0 | 10 |  |  |  |  | R-410A | 1.9333 | Residential & Commercial | USHP | Ducted CEE Tier 1
215293296 | Central HP <5.4 tons | AIRQUEST | HRCU-A-CB (Split System: Heat Pump with Remote Outdoor Unit-Air-Source) | DLCURAH24ABK | ADP |  | HG35936 | *96VTN1002122B* | 23800 | 17 | 8.5 | 24800 | 23400 | 94.35% | 1.98 | 0 | 10.5 |  |  |  |  | R-410A | 1.9833 | Residential & Commercial | USHP | Ducted CEE Tier 1
213350127 | Central HP <5.4 tons | YORK | HRCU-A-CB (Split System: Heat Pump with Remote Outdoor Unit-Air-Source) | HMH72B341 | ASPEN |  | D(A,C,E)36A34+TDR | Y81E080C16LMPS1 | 31600 | 17.9 | 8.5 | 33200 | 27400 | 82.53% | 2.7 | 0 | 9.8 |  |  |  |  | R-410A | 2.6333 | Residential & Commercial | USHP
213350177 | Central HP <5.4 tons | YORK | HRCU-A-CB (Split System: Heat Pump with Remote Outdoor Unit-Air-Source) | HMH72B341 | ASPEN |  | D(A,C,E)36B34+TDR | Y81E120C20LMPS1 | 32000 | 17.5 | 8.5 | 34000 | 28000 | 82.35% | 2.66 | 0 | 9.4 |  |  |  |  | R-410A | 2.6667 | Residential & Commercial | USHP
213350195 | Central HP <5.4 tons | YORK | HRCU-A-CB (Split System: Heat Pump with Remote Outdoor Unit-Air-Source) | HMH72B341 | ASPEN |  | D(A,C,E)36A34+TDR | Y82E100C20LMPS1 | 31600 | 18.4 | 8.5 | 33200 | 27400 | 82.53% | 2.71 | 0 | 9.3 |  |  |  |  | R-410A | 2.6333 | Residential & Commercial | USHP
213350200 | Central HP <5.4 tons | YORK | HRCU-A-CB (Split System: Heat Pump with Remote Outdoor Unit-Air-Source) | HMH72B341 | ASPEN |  | D(A,C,E)36A44+TDR | Y82E120C20LMPS1 | 32000 | 18.5 | 8.5 | 33400 | 28000 | 83.83% | 2.7 | 0 | 9.4 |  |  |  |  | R-410A | 2.6667 | Residential & Commercial | USHP
212977655 | Central HP <5.4 tons | SMART COMFORT | HRCU-A-CB (Split System: Heat Pump with Remote Outdoor Unit-Air-Source) | DLCURAH24ABK |  |  | EN(A,D)4X24L14** | *80MS(N,L)0451412A* | 23200 | 16.5 | 8.5 | 26800 | 25000 | 93.28% | 2.08 | 0 | 10 |  |  |  |  | R-410A | 1.9333 | Residential & Commercial | USHP | Ducted CEE Tier 1
216952917 | Central HP <5.4 tons | TRANE | HRCU-A-CB (Split System: Heat Pump with Remote Outdoor Unit-Air-Source) | 5TWR5060A1 | ASPEN |  | DH60T4J | S8X2D120M5PSC | 53000 | 15.5 | 8.1 | 50500 | 35600 | 70.5% | 2.9 | 0 | 11.7 |  |  |  |  | R-454B | 4.4167 | Residential & Commercial | USHP | Ducted CEE Tier 1
204456646 | Central HP <5.4 tons | ARCOAIRE | HRCU-A-CB (Split System: Heat Pump with Remote Outdoor Unit-Air-Source) | HVH825GKA2* |  |  | EA*4X36L17A*+WALLCON | *80CTL0701412A* | 23600 | 17 | 8.1 | 21400 | 16600 | 77.57% | 1.94 | 11 | 11 |  |  |  |  | R-410A | 1.9667 | Residential & Commercial | USHP | Ducted CEE Tier 1
204456855 | Central HP <5.4 tons | ARCOAIRE | HRCU-A-CB (Split System: Heat Pump with Remote Outdoor Unit-Air-Source) | HVH825GKA2* |  |  | EA*4X37L17A*+WALLCON | *97CMN0601714A* | 24000 | 16 | 8.1 | 21600 | 16900 | 78.24% | 1.98 | 11 | 10.5 |  |  |  |  | R-410A | 2 | Residential & Commercial | USHP | Ducted CEE Tier 1
214596007 | Central HP <5.4 tons | AIRQUEST | HRCU-A-C (Split System: Heat Pump with Remote Outdoor Unit with No Indoor Fan --Air Source) | DLCURAH24ABK | ADP |  | H,PG24936+TD | 0 | 24000 | 16 | 9.3 | 23400 | 19600 | 83.76% | 1.92 | 0 | 10.5 |  |  |  |  | R-410A | 2 | Residential & Commercial | USHP | Ducted CEE Tier 1
213350116 | Central HP <5.4 tons | YORK | HRCU-A-CB (Split System: Heat Pump with Remote Outdoor Unit-Air-Source) | HMH72B341 | ASPEN |  | D(A,C,E)36A44+TDR | Y81E040A12SMPS1 | 33200 | 18 | 8.3 | 32800 | 29800 | 90.85% | 2.75 | 0 | 10 |  |  |  |  | R-410A | 2.7667 | Residential & Commercial | USHP | Ducted CEE Tier 1
213350136 | Central HP <5.4 tons | YORK | HRCU-A-CB (Split System: Heat Pump with Remote Outdoor Unit-Air-Source) | HMH72B341 | ASPEN |  | D(A,C,E)36A44+TDR | Y81E080C20LMPS1 | 32000 | 18 | 8.5 | 33400 | 28400 | 85.03% | 2.71 | 0 | 9.9 |  |  |  |  | R-410A | 2.6667 | Residential & Commercial | USHP
213350152 | Central HP <5.4 tons | YORK | HRCU-A-CB (Split System: Heat Pump with Remote Outdoor Unit-Air-Source) | HMH72B341 | ASPEN |  | D(A,C,E)36A44+TDR | Y81E100C16LMPS1 | 32000 | 18 | 8.5 | 33400 | 28400 | 85.03% | 2.7 | 0 | 9.4 |  |  |  |  | R-410A | 2.6667 | Residential & Commercial | USHP
216794354 | Central HP <5.4 tons | TRANE | HRCU-A-CB (Split System: Heat Pump with Remote Outdoor Unit-Air-Source) | 5TWV0X36A1 | ASPEN |  | D(A,C,E)48C3J+TDR | L8V1A040U3VSB+LRP | 32600 | 19.4 | 9 | 32600 | 31800 | 97.55% | 2.73 | 0 | 11.7 |  |  |  |  | R-454B | 2.7167 | Residential & Commercial | USHP | Ducted CEE Tier 1
216794370 | Central HP <5.4 tons | TRANE | HRCU-A-CB (Split System: Heat Pump with Remote Outdoor Unit-Air-Source) | 5TWV0X36A1 | ASPEN |  | D(A,C,E)48C3J+TDR | S8V2B060M4PDB | 32800 | 20 | 9 | 32200 | 31600 | 98.14% | 2.9 | 0 | 12 |  |  |  |  | R-454B | 2.7333 | Residential & Commercial | USHP | Ducted CEE Tier 1
216794434 | Central HP <5.4 tons | TRANE | HRCU-A-CB (Split System: Heat Pump with Remote Outdoor Unit-Air-Source) | 5TWV0X36A1 | ASPEN |  | D(A,C,E)48C3J+TDR | S9V2C100D4VSB+LRP | 32000 | 19.9 | 9 | 32200 | 30200 | 93.79% | 2.68 | 0 | 12 |  |  |  |  | R-454B | 2.6667 | Residential & Commercial | USHP | Ducted CEE Tier 1
213350132 | Central HP <5.4 tons | YORK | HRCU-A-CB (Split System: Heat Pump with Remote Outdoor Unit-Air-Source) | HMH72B341 | ASPEN |  | D(A,C,E)36A44+TDR | Y81E080C16SMPS1 | 32000 | 18 | 8.5 | 33400 | 27600 | 82.63% | 2.7 | 0 | 9.9 |  |  |  |  | R-410A | 2.6667 | Residential & Commercial | USHP
213350146 | Central HP <5.4 tons | YORK | HRCU-A-CB (Split System: Heat Pump with Remote Outdoor Unit-Air-Source) | HMH72B341 | ASPEN |  | C(A,C,D,E)36B34+TDR | Y81E100B12SMPS1 | 32000 | 18.5 | 8.1 | 34000 | 28000 | 82.35% | 2.66 | 0 | 9.4 |  |  |  |  | R-410A | 2.6667 | Residential & Commercial | USHP
213350149 | Central HP <5.4 tons | YORK | HRCU-A-CB (Split System: Heat Pump with Remote Outdoor Unit-Air-Source) | HMH72B341 | ASPEN |  | D(A,C,E)36B34+TDR | Y81E100B12SMPS1 | 32000 | 18.5 | 8.1 | 34000 | 28000 | 82.35% | 2.66 | 0 | 9.4 |  |  |  |  | R-410A | 2.6667 | Residential & Commercial | USHP
213350163 | Central HP <5.4 tons | YORK | HRCU-A-CB (Split System: Heat Pump with Remote Outdoor Unit-Air-Source) | HMH72B341 | ASPEN |  | D(A,C,E)36A34+TDR | Y81E100C20SMPS1 | 31600 | 17.5 | 8.5 | 33200 | 27400 | 82.53% | 2.71 | 0 | 9.3 |  |  |  |  | R-410A | 2.6333 | Residential & Commercial | USHP
216681862 | Central HP <5.4 tons | SMART COMFORT | HRCU-A-CB (Split System: Heat Pump with Remote Outdoor Unit-Air-Source) | DLCURAH36ABK |  |  | EHD4X48AAL | *97VTN1002120A* | 36200 | 16 | 8.5 | 38500 | 34400 | 89.35% | 1.82 | 0 | 10 |  |  |  |  | R-410A | 3.0167 | Residential & Commercial | USHP | Ducted CEE Tier 1
213369642 | Central HP <5.4 tons | ECO-AIR | HRCU-A-C (Split System: Heat Pump with Remote Outdoor Unit with No Indoor Fan --Air Source) | MOD30U-30HFN1-MR0(X) | ADP |  | *E31930+TD | 0 | 28600 | 15.2 | 9.05 | 31000 | 26600 | 85.81% | 1.76 | 0 | 10 |  |  |  |  | R-410A | 2.3833 | Residential & Commercial | USHP | Ducted CEE Tier 1
215912459 | Central HP <5.4 tons | YORK | HRCU-A-CB (Split System: Heat Pump with Remote Outdoor Unit-Air-Source) | HH860E2S11 | ASPEN |  | C(A,C,D,E)60A3K+TDR | Y81E080C20SMPS1 | 41000 | 18 | 8.5 | 44000 | 33400 | 75.91% | 2 | 0 | 11.7 |  |  |  |  | R-454B | 3.4167 | Residential & Commercial | USHP | Ducted CEE Tier 1
215912409 | Central HP <5.4 tons | YORK | HRCU-A-CB (Split System: Heat Pump with Remote Outdoor Unit-Air-Source) | HH824E2S11 | ASPEN |  | D(A,C,E)36A4K+TDR | TPLC080B12MP13 | 22600 | 17 | 8.5 | 22600 | 17700 | 78.32% | 2 | 0 | 12 |  |  |  |  | R-454B | 1.8833 | Residential & Commercial | USHP | Ducted CEE Tier 1
215912392 | Central HP <5.4 tons | YORK | HRCU-A-CB (Split System: Heat Pump with Remote Outdoor Unit-Air-Source) | HH824E2S11 | ASPEN |  | D(A,C,E)36A4K+TDR | TM9Y080B12MP11 | 22600 | 17 | 8.5 | 22800 | 18500 | 81.14% | 2 | 0 | 11.7 |  |  |  |  | R-454B | 1.8833 | Residential & Commercial | USHP | Ducted CEE Tier 1
216779054 | Central HP <5.4 tons | BRYANT HEATING AND COOLING SYSTEMS | HRCU-A-CB (Split System: Heat Pump with Remote Outdoor Unit-Air-Source) | 38MURAQ30AB3* | ADP |  | H,PG7J936 | 927TA48060V17*** | 32800 | 16 | 10 | 36800 | 39000 | 106% | 2.16 | 0 | 10.5 |  |  |  |  | R-410A | 2.7333 | Residential & Commercial | USHP | Ducted CEE Tier 1
216981222 | Central HP <5.4 tons | BRYANT HEATING AND COOLING SYSTEMS | HRCU-A-CB (Split System: Heat Pump with Remote Outdoor Unit-Air-Source) | 290VAN036**AA* | ADP |  | PL36H210P29*+TXV | 935CB48060C17*** | 34400 | 17 | 9 | 33800 | 24800 | 73.37% | 1.88 | 0 | 9.5 |  |  |  |  | R-454B | 2.8667 | Residential & Commercial | USHP
213077073 | Central HP <5.4 tons | SMART COMFORT | HRCU-A-CB (Split System: Heat Pump with Remote Outdoor Unit-Air-Source) | DLCURAH36ABK |  |  | EA*4X42L24A* | *96VSN0802120B* | 35000 | 16 | 8.1 | 38500 | 35000 | 90.91% | 1.88 | 0 | 9.5 |  |  |  |  | R-410A | 2.9167 | Residential & Commercial | USHP
213077123 | Central HP <5.4 tons | SMART COMFORT | HRCU-A-CB (Split System: Heat Pump with Remote Outdoor Unit-Air-Source) | DLCURAH36ABK |  |  | EN(A,D,W)4X48L21** | *96VSN0802120B* | 35600 | 16.5 | 8.1 | 38500 | 34800 | 90.39% | 1.98 | 0 | 10 |  |  |  |  | R-410A | 2.9667 | Residential & Commercial | USHP | Ducted CEE Tier 1
213076772 | Central HP <5.4 tons | SMART COMFORT | HRCU-A-CB (Split System: Heat Pump with Remote Outdoor Unit-Air-Source) | DLCURAH36ABK |  |  | EA*4X42L24A* | *80VTL1102122B* | 35800 | 16 | 8.1 | 38500 | 35200 | 91.43% | 1.9 | 0 | 10 |  |  |  |  | R-410A | 2.9833 | Residential & Commercial | USHP | Ducted CEE Tier 1
213078495 | Central HP <5.4 tons | SMART COMFORT | HRCU-A-CB (Split System: Heat Pump with Remote Outdoor Unit-Air-Source) | DLCURAH36ABK |  |  | EA*4X36L21A* | *80MS(N,L)0902120A* | 35200 | 16.5 | 8.1 | 38500 | 35200 | 91.43% | 1.84 | 0 | 9.5 |  |  |  |  | R-410A | 2.9333 | Residential & Commercial | USHP
213078612 | Central HP <5.4 tons | SMART COMFORT | HRCU-A-CB (Split System: Heat Pump with Remote Outdoor Unit-Air-Source) | DLCURAH36ABK |  |  | EA*4X36L21A* | *80MS(N,L)1102120A* | 35400 | 16.5 | 8.1 | 38500 | 35200 | 91.43% | 1.84 | 0 | 10 |  |  |  |  | R-410A | 2.95 | Residential & Commercial | USHP | Ducted CEE Tier 1
213078994 | Central HP <5.4 tons | SMART COMFORT | HRCU-A-CB (Split System: Heat Pump with Remote Outdoor Unit-Air-Source) | DLCURAH36ABK |  |  | EA*4X37L21A* | *80MSU0401712A* | 36600 | 16 | 8.5 | 38500 | 34800 | 90.39% | 2.08 | 0 | 10 |  |  |  |  | R-410A | 3.05 | Residential & Commercial | USHP | Ducted CEE Tier 1
213079330 | Central HP <5.4 tons | SMART COMFORT | HRCU-A-CB (Split System: Heat Pump with Remote Outdoor Unit-Air-Source) | DLCURAH36ABK |  |  | EN(A,D)4X48L24** | *80MSU0802120A* | 35800 | 17 | 8.1 | 38000 | 34800 | 91.58% | 2.04 | 0 | 10.5 |  |  |  |  | R-410A | 2.9833 | Residential & Commercial | USHP | Ducted CEE Tier 1
213350161 | Central HP <5.4 tons | YORK | HRCU-A-CB (Split System: Heat Pump with Remote Outdoor Unit-Air-Source) | HMH72B341 | ASPEN |  | D(A,C,E)36B34+TDR | Y81E100C20LMPS1 | 32000 | 17.5 | 8.5 | 33400 | 27600 | 82.63% | 2.7 | 0 | 9.4 |  |  |  |  | R-410A | 2.6667 | Residential & Commercial | USHP
213350166 | Central HP <5.4 tons | YORK | HRCU-A-CB (Split System: Heat Pump with Remote Outdoor Unit-Air-Source) | HMH72B341 | ASPEN |  | C(A,C,D,E)36B34+TDR | Y81E120C16LMPS1 | 33600 | 18 | 8.2 | 32800 | 30000 | 91.46% | 2.76 | 0 | 9.5 |  |  |  |  | R-410A | 2.8 | Residential & Commercial | USHP
206133358 | Central HP <5.4 tons | ARCOAIRE | HRCU-A-CB (Split System: Heat Pump with Remote Outdoor Unit-Air-Source) | HVH825GKA2* |  |  | EA*4X36L17A*+WALLCON | *80CSU0401712A* | 23600 | 16.5 | 8.1 | 21400 | 16600 | 77.57% | 1.94 | 11 | 10.5 |  |  |  |  | R-410A | 1.9667 | Residential & Commercial | USHP | Ducted CEE Tier 1
204456412 | Central HP <5.4 tons | ARCOAIRE | HRCU-A-CB (Split System: Heat Pump with Remote Outdoor Unit-Air-Source) | HVH825GKA2* |  |  | EA*4X24L17A*+WALLCON | *97CMN0801714A* | 23200 | 16 | 8.1 | 22000 | 16900 | 76.82% | 1.88 | 11 | 10.5 |  |  |  |  | R-410A | 1.9333 | Residential & Commercial | USHP | Ducted CEE Tier 1
204299139 | Central HP <5.4 tons | ARCOAIRE | HRCU-A-CB (Split System: Heat Pump with Remote Outdoor Unit-Air-Source) | HVH837GKA** |  |  | EA*4X42L24A*+WALLCON | *96CTN1002122A* | 31800 | 17.5 | 8.1 | 33000 | 24400 | 73.94% | 1.9 | 12 | 11.5 |  |  |  |  | R-410A | 2.65 | Residential & Commercial | USHP | Ducted CEE Tier 1
213080677 | Central HP <5.4 tons | SMART COMFORT | HRCU-A-CB (Split System: Heat Pump with Remote Outdoor Unit-Air-Source) | DLCURAH36ABK |  |  | EA*4X37L17A* | *95MSU0601716A* | 36000 | 15.5 | 8.5 | 38500 | 35000 | 90.91% | 2 | 0 | 10 |  |  |  |  | R-410A | 3 | Residential & Commercial | USHP | Ducted CEE Tier 1
213204998 | Central HP <5.4 tons | TEMPSTAR | HRCU-A-CB (Split System: Heat Pump with Remote Outdoor Unit-Air-Source) | DLCURAH24ABK | ASPEN |  | D(A,C,E)36C34+TDR | *96VTN0401410A* | 23400 | 16 | 8.5 | 25600 | 20200 | 78.91% | 2.86 | 0 | 10 |  |  |  |  | R-410A | 1.95 | Residential & Commercial | USHP | Ducted CEE Tier 1
213076111 | Central HP <5.4 tons | SMART COMFORT | HRCU-A-CB (Split System: Heat Pump with Remote Outdoor Unit-Air-Source) | DLCURAH24ABK |  |  | EA*4X37L21A* | *95MSU1002120A* | 24400 | 17 | 8.5 | 25200 | 21200 | 84.13% | 1.8 | 0 | 10.5 |  |  |  |  | R-410A | 2.0333 | Residential & Commercial | USHP | Ducted CEE Tier 1
213077516 | Central HP <5.4 tons | SMART COMFORT | HRCU-A-CB (Split System: Heat Pump with Remote Outdoor Unit-Air-Source) | DLCURAH36ABK |  |  | EA*4X42L24A* | *96VTN0802120B* | 35000 | 16 | 8.1 | 38500 | 35000 | 90.91% | 1.88 | 0 | 10 |  |  |  |  | R-410A | 2.9167 | Residential & Commercial | USHP | Ducted CEE Tier 1
216679875 | Central HP <5.4 tons | SMART COMFORT | HRCU-A-CB (Split System: Heat Pump with Remote Outdoor Unit-Air-Source) | DLCURAH36ABK |  |  | EA*4X43L21A* | *97VTN0801716A* | 36400 | 15.5 | 9 | 38500 | 34400 | 89.35% | 1.96 | 0 | 10 |  |  |  |  | R-410A | 3.0333 | Residential & Commercial | USHP | Ducted CEE Tier 1
213350191 | Central HP <5.4 tons | YORK | HRCU-A-CB (Split System: Heat Pump with Remote Outdoor Unit-Air-Source) | HMH72B341 | ASPEN |  | D(A,C,E)36A34+TDR | Y82E100C16LMPS1 | 31600 | 17.9 | 8.5 | 33200 | 27800 | 83.73% | 2.7 | 0 | 9.3 |  |  |  |  | R-410A | 2.6333 | Residential & Commercial | USHP
213307182 | Central HP <5.4 tons | YORK | HRCU-A-CB (Split System: Heat Pump with Remote Outdoor Unit-Air-Source) | HMH72B341 | ASPEN |  | DM36A34+TDR | TM8V080C16MP12 | 31400 | 17.4 | 8.2 | 33800 | 27200 | 80.47% | 2.62 | 0 | 9.8 |  |  |  |  | R-410A | 2.6167 | Residential & Commercial | USHP
213307343 | Central HP <5.4 tons | YORK | HRCU-A-CB (Split System: Heat Pump with Remote Outdoor Unit-Air-Source) | HMH72B341 | ASPEN |  | DM36A36+TDR | TM8E080B12MP11 | 31400 | 17.8 | 8.2 | 33800 | 27800 | 82.25% | 2.56 | 0 | 9.3 |  |  |  |  | R-410A | 2.6167 | Residential & Commercial | USHP
214384813 | Central HP <5.4 tons | YORK | HRCU-A-CB (Split System: Heat Pump with Remote Outdoor Unit-Air-Source) | HMH72B341 | ASPEN |  | AE(D,N,U)+CM36A34+TDR | 0 | 31400 | 18.3 | 8.4 | 33000 | 26200 | 79.39% | 2.65 | 0 | 10.3 |  |  |  |  | R-410A | 2.6167 | Residential & Commercial | USHP | Ducted CEE Tier 1
216678590 | Central HP <5.4 tons | ARCOAIRE | HRCU-A-CB (Split System: Heat Pump with Remote Outdoor Unit-Air-Source) | D5CURAH24AAK |  |  | FHMA5*30L*B* | 0 | 25000 | 15.2 | 9 | 24000 | 19400 | 80.83% | 2.04 | 0 | 10 |  |  |  |  | R-454B | 2.0833 | Residential & Commercial | USHP | Ducted CEE Tier 1
211260196 | Central HP <5.4 tons | SMART COMFORT | HRCU-A-CB (Split System: Heat Pump with Remote Outdoor Unit-Air-Source) | DLCURAH18ABK |  |  | EA*4X24L14A* | *80ES(N,L)0451412A* | 18000 | 16 | 8.5 | 18900 | 18900 | 100% | 2.28 | 0 | 10.5 |  |  |  |  | R-410A | 1.5 | Residential & Commercial | USHP | Ducted CEE Tier 1
211260529 | Central HP <5.4 tons | SMART COMFORT | HRCU-A-CB (Split System: Heat Pump with Remote Outdoor Unit-Air-Source) | DLCURAH18ABK |  |  | EA*4X24L17A* | *96VTN0601714A* | 17600 | 15.5 | 8.5 | 18600 | 19100 | 102.7% | 2.3 | 0 | 10.5 |  |  |  |  | R-410A | 1.4667 | Residential & Commercial | USHP | Ducted CEE Tier 1
211259611 | Central HP <5.4 tons | SMART COMFORT | HRCU-A-CB (Split System: Heat Pump with Remote Outdoor Unit-Air-Source) | DLCURAH18ABK |  |  | EA*4X19L17A* | *96VSN0601714A* | 18200 | 16 | 8.5 | 18200 | 17600 | 96.7% | 2.14 | 0 | 10.5 |  |  |  |  | R-410A | 1.5167 | Residential & Commercial | USHP | Ducted CEE Tier 1
216676053 | Central HP <5.4 tons | ARCOAIRE | HRCU-A-CB (Split System: Heat Pump with Remote Outdoor Unit-Air-Source) | D5CURAH24AAK |  |  | ESH5X36M12A* | *80MS(N,L)0902116A* | 24200 | 15.2 | 8.5 | 23800 | 19300 | 81.09% | 1.92 | 0 | 10 |  |  |  |  | R-454B | 2.0167 | Residential & Commercial | USHP | Ducted CEE Tier 1
215375221 | Central HP <5.4 tons | RUUD | HRCU-A-CB (Split System: Heat Pump with Remote Outdoor Unit-Air-Source) | RD17AZ48AJ3N | ASPEN |  | D(A,C,E)60D36+TDR | R801V0755A21UHS | 45500 | 15.2 | 8.1 | 45500 | 32400 | 71.21% | 2.4 | 0 | 10 |  |  |  |  | R-410A | 3.7917 | Residential & Commercial | USHP | Ducted CEE Tier 1
215375223 | Central HP <5.4 tons | RUUD | HRCU-A-CB (Split System: Heat Pump with Remote Outdoor Unit-Air-Source) | RD17AZ48AJ3N | ASPEN |  | D(A,C,E)48B46+TDR | R801V1005A21DZ | 44000 | 16 | 8.1 | 45500 | 32200 | 70.77% | 2.4 | 0 | 10 |  |  |  |  | R-410A | 3.6667 | Residential & Commercial | USHP | Ducted CEE Tier 1
215375255 | Central HP <5.4 tons | RUUD | HRCU-A-CB (Split System: Heat Pump with Remote Outdoor Unit-Air-Source) | RD17AZ48AJ3N | ASPEN |  | D(A,C,E)48B46+TDR | R802V0755A21UHN | 44000 | 15.2 | 8.1 | 45500 | 32400 | 71.21% | 2.4 | 0 | 10 |  |  |  |  | R-410A | 3.6667 | Residential & Commercial | USHP | Ducted CEE Tier 1
211263139 | Central HP <5.4 tons | ARCOAIRE | HRCU-A-CB (Split System: Heat Pump with Remote Outdoor Unit-Air-Source) | DLCURAH18ABK |  |  | EN(A,D)4X24L17** | *95ESN0401410A* | 17800 | 15.5 | 8.5 | 18700 | 18800 | 100.5% | 2.26 | 0 | 10.5 |  |  |  |  | R-410A | 1.4833 | Residential & Commercial | USHP | Ducted CEE Tier 1
211263230 | Central HP <5.4 tons | ARCOAIRE | HRCU-A-CB (Split System: Heat Pump with Remote Outdoor Unit-Air-Source) | DLCURAH18ABK |  |  | EN(A,D)4X24L17** | *96VTN0601412A* | 17900 | 15.5 | 8.5 | 18800 | 18700 | 99.47% | 2.26 | 0 | 11 |  |  |  |  | R-410A | 1.4917 | Residential & Commercial | USHP | Ducted CEE Tier 1
215912438 | Central HP <5.4 tons | YORK | HRCU-A-CB (Split System: Heat Pump with Remote Outdoor Unit-Air-Source) | HH836E2S11 | ASPEN |  | C(A,C,D,E)48A3K+TDR | TL8E100C20UH11 | 31200 | 17 | 8.5 | 30800 | 25000 | 81.17% | 2 | 0 | 11.7 |  |  |  |  | R-454B | 2.6 | Residential & Commercial | USHP | Ducted CEE Tier 1
215912449 | Central HP <5.4 tons | YORK | HRCU-A-CB (Split System: Heat Pump with Remote Outdoor Unit-Air-Source) | HH836E2S11 | ASPEN |  | C(A,C,D,E)48A3K+TDR | Y81E120C16SMPS1 | 31600 | 18 | 8.5 | 31200 | 25200 | 80.77% | 2 | 0 | 11.7 |  |  |  |  | R-454B | 2.6333 | Residential & Commercial | USHP | Ducted CEE Tier 1
214280277 | Central HP <5.4 tons | SMART COMFORT | HRCU-A-CB (Split System: Heat Pump with Remote Outdoor Unit-Air-Source) | DLCURAH36ABK |  |  | EA*4X37L21A* | *96MSM0601716A* | 36000 | 15.5 | 8.5 | 38000 | 35000 | 92.11% | 2.06 | 0 | 10 |  |  |  |  | R-410A | 3 | Residential & Commercial | USHP | Ducted CEE Tier 1
216679851 | Central HP <5.4 tons | SMART COMFORT | HRCU-A-CB (Split System: Heat Pump with Remote Outdoor Unit-Air-Source) | DLCURAH36ABK |  |  | EA*4X37L21A* | *97VTN0801716A* | 36400 | 15.5 | 9 | 38500 | 34400 | 89.35% | 1.98 | 0 | 10 |  |  |  |  | R-410A | 3.0333 | Residential & Commercial | USHP | Ducted CEE Tier 1
215292651 | Central HP <5.4 tons | AIRQUEST | HRCU-A-CB (Split System: Heat Pump with Remote Outdoor Unit-Air-Source) | DLCURAH24ABK | ADP |  | H,GE34936 | *96VTN0401712A* | 23400 | 16 | 8.5 | 24200 | 23200 | 95.87% | 1.94 | 0 | 10 |  |  |  |  | R-410A | 1.95 | Residential & Commercial | USHP | Ducted CEE Tier 1
215292658 | Central HP <5.4 tons | AIRQUEST | HRCU-A-CB (Split System: Heat Pump with Remote Outdoor Unit-Air-Source) | DLCURAH24ABK | ADP |  | H,GG30924 | *96VTN0401712A* | 22200 | 15.2 | 8.5 | 24800 | 25600 | 103.2% | 2.18 | 0 | 9 |  |  |  |  | R-410A | 1.85 | Residential & Commercial | USHP
212976685 | Central HP <5.4 tons | SMART COMFORT | HRCU-A-CB (Split System: Heat Pump with Remote Outdoor Unit-Air-Source) | DLCURAH24ABK |  |  | EA*4X37L21A* | *96VTN1002120B* | 24000 | 17.5 | 8.5 | 25200 | 21800 | 86.51% | 1.82 | 0 | 10 |  |  |  |  | R-410A | 2 | Residential & Commercial | USHP | Ducted CEE Tier 1
204300493 | Central HP <5.4 tons | ARCOAIRE | HRCU-A-CB (Split System: Heat Pump with Remote Outdoor Unit-Air-Source) | HVH837GKA** |  |  | EHD4X48AAL+WALLCON | *96CTN1202422A* | 32600 | 17 | 8.1 | 33000 | 24800 | 75.15% | 1.98 | 11 | 11 |  |  |  |  | R-410A | 2.7167 | Residential & Commercial | USHP | Ducted CEE Tier 1
214671473 | Central HP <5.4 tons | YORK | HRCU-A-CB (Split System: Heat Pump with Remote Outdoor Unit-Air-Source) | HMH72B361 | ASPEN |  | A(E,F)M376+TDR | 0 | 34400 | 18 | 8.1 | 36000 | 26400 | 73.33% | 2.82 | 0 | 9 |  |  |  |  | R-410A | 2.8667 | Residential & Commercial | USHP
216794400 | Central HP <5.4 tons | TRANE | HRCU-A-CB (Split System: Heat Pump with Remote Outdoor Unit-Air-Source) | 5TWV0X36A1 | ASPEN |  | D(A,C,E)48C3J+TDR | S9V2B040U3PSC+LRP | 32000 | 19.2 | 9 | 32800 | 31000 | 94.51% | 2.77 | 0 | 11.7 |  |  |  |  | R-454B | 2.6667 | Residential & Commercial | USHP | Ducted CEE Tier 1
216056533 | Central HP <5.4 tons | YORK | HRCU-A-CB (Split System: Heat Pump with Remote Outdoor Unit-Air-Source) | HH836E2S11 | ASPEN |  | C(A,C,D,E)36B3K+TDR | TMLE080B12MP11 | 30800 | 18 | 8.5 | 31400 | 25400 | 80.89% | 2 | 0 | 10.5 |  |  |  |  | R-454B | 2.5667 | Residential & Commercial | USHP | Ducted CEE Tier 1
204456421 | Central HP <5.4 tons | ARCOAIRE | HRCU-A-CB (Split System: Heat Pump with Remote Outdoor Unit-Air-Source) | HVH825GKA2* |  |  | EA*4X24L17A*+WALLCON | *80CTL0701412A* | 23400 | 17 | 8.1 | 22000 | 16700 | 75.91% | 1.9 | 11 | 11 |  |  |  |  | R-410A | 1.95 | Residential & Commercial | USHP | Ducted CEE Tier 1
215912365 | Central HP <5.4 tons | YORK | HRCU-A-CB (Split System: Heat Pump with Remote Outdoor Unit-Air-Source) | HH824E2S11 | ASPEN |  | C(A,C,D,E)24A3K+TDR | TM8E080B12MP11 | 21600 | 17 | 8.1 | 22600 | 18000 | 79.65% | 2 | 0 | 12 |  |  |  |  | R-454B | 1.8 | Residential & Commercial | USHP | Ducted CEE Tier 1
216682603 | Central HP <5.4 tons | SMART COMFORT | HRCU-A-CB (Split System: Heat Pump with Remote Outdoor Unit-Air-Source) | DLCURAH36ABK |  |  | EA*4X48L24A* | *97VTN1002122A* | 35800 | 16.5 | 9 | 37400 | 34200 | 91.44% | 1.94 | 0 | 10 |  |  |  |  | R-410A | 2.9833 | Residential & Commercial | USHP | Ducted CEE Tier 1
216794479 | Central HP <5.4 tons | TRANE | HRCU-A-CB (Split System: Heat Pump with Remote Outdoor Unit-Air-Source) | 5TWV0X48A1 | ASPEN |  | D(A,C,E)60C3J+TDR | L8V1C100U5VSB+LRP | 42500 | 20.4 | 9.5 | 46500 | 42500 | 91.4% | 2.72 | 0 | 11.7 |  |  |  |  | R-454B | 3.5417 | Residential & Commercial | USHP | Ducted CEE Tier 1
215375089 | Central HP <5.4 tons | RUUD | HRCU-A-CB (Split System: Heat Pump with Remote Outdoor Unit-Air-Source) | RD17AZ24AJ3N | ASPEN |  | D(A,C,E)30B36+TDR | R802V0754A17UHN | 21600 | 17 | 8.1 | 22600 | 18900 | 83.63% | 2.1 | 0 | 10 |  |  |  |  | R-410A | 1.8 | Residential & Commercial | USHP | Ducted CEE Tier 1
216796484 | Central HP <5.4 tons | TRANE | HRCU-A-CB (Split System: Heat Pump with Remote Outdoor Unit-Air-Source) | 5TWR5036A1 | ASPEN |  | D(A,C,E)48C3J+TDR | S8V2C100M5PCB | 31600 | 15.5 | 8.5 | 31200 | 22400 | 71.79% | 2.98 | 0 | 12 |  |  |  |  | R-454B | 2.6333 | Residential & Commercial | USHP | Ducted CEE Tier 1
213350142 | Central HP <5.4 tons | YORK | HRCU-A-CB (Split System: Heat Pump with Remote Outdoor Unit-Air-Source) | HMH72B341 | ASPEN |  | C(A,C,D,E)36B34+TDR | Y81E100B12LMPS1 | 32000 | 18.5 | 8.1 | 34000 | 28000 | 82.35% | 2.66 | 0 | 9.4 |  |  |  |  | R-410A | 2.6667 | Residential & Commercial | USHP
213350144 | Central HP <5.4 tons | YORK | HRCU-A-CB (Split System: Heat Pump with Remote Outdoor Unit-Air-Source) | HMH72B341 | ASPEN |  | D(A,C,E)36A44+TDR | Y81E100B12LMPS1 | 32000 | 18.5 | 8.1 | 34000 | 28000 | 82.35% | 2.66 | 0 | 9.4 |  |  |  |  | R-410A | 2.6667 | Residential & Commercial | USHP
213350176 | Central HP <5.4 tons | YORK | HRCU-A-CB (Split System: Heat Pump with Remote Outdoor Unit-Air-Source) | HMH72B341 | ASPEN |  | D(A,C,E)36A44+TDR | Y81E120C20LMPS1 | 32000 | 17.5 | 8.5 | 34000 | 28000 | 82.35% | 2.66 | 0 | 9.4 |  |  |  |  | R-410A | 2.6667 | Residential & Commercial | USHP
213350201 | Central HP <5.4 tons | YORK | HRCU-A-CB (Split System: Heat Pump with Remote Outdoor Unit-Air-Source) | HMH72B341 | ASPEN |  | D(A,C,E)36B34+TDR | Y82E120C20LMPS1 | 32000 | 18.5 | 8.5 | 33400 | 28000 | 83.83% | 2.7 | 0 | 9.4 |  |  |  |  | R-410A | 2.6667 | Residential & Commercial | USHP
215294481 | Central HP <5.4 tons | AIRQUEST | HRCU-A-CB (Split System: Heat Pump with Remote Outdoor Unit-Air-Source) | DLCURAH30ABK | ADP |  | HG81936 | *96VTN1002122B* | 30000 | 15.2 | 8.1 | 32600 | 27200 | 83.44% | 1.8 | 0 | 9 |  |  |  |  | R-410A | 2.5 | Residential & Commercial | USHP
204459244 | Central HP <5.4 tons | ARCOAIRE | HRCU-A-CB (Split System: Heat Pump with Remote Outdoor Unit-Air-Source) | HVH825GKA2* |  |  | EHD4X30AAL+WALLCON | *80CTL0901716A* | 23800 | 16 | 8.1 | 21800 | 16700 | 76.61% | 1.98 | 11 | 10.5 |  |  |  |  | R-410A | 1.9833 | Residential & Commercial | USHP | Ducted CEE Tier 1
215912458 | Central HP <5.4 tons | YORK | HRCU-A-CB (Split System: Heat Pump with Remote Outdoor Unit-Air-Source) | HH860E2S11 | ASPEN |  | C(A,C,D,E)48A3K+TDR | Y81E080C20SMPS1 | 40000 | 17.5 | 8.1 | 44000 | 33400 | 75.91% | 2 | 0 | 11.7 |  |  |  |  | R-454B | 3.3333 | Residential & Commercial | USHP | Ducted CEE Tier 1
215912481 | Central HP <5.4 tons | YORK | HRCU-A-CB (Split System: Heat Pump with Remote Outdoor Unit-Air-Source) | HH860E2S11 | ASPEN |  | D(A,C,E)60B3K+TDR | Y81E130D20SMPS1 | 42000 | 18 | 9 | 44500 | 33600 | 75.51% | 2 | 0 | 11.7 |  |  |  |  | R-454B | 3.5 | Residential & Commercial | USHP | Ducted CEE Tier 1
215912424 | Central HP <5.4 tons | YORK | HRCU-A-CB (Split System: Heat Pump with Remote Outdoor Unit-Air-Source) | HH824E2S11 | ASPEN |  | D(A,C,E)36A3K+TDR | Y91E060A10SMPS1 | 20800 | 17.5 | 8.1 | 22800 | 17600 | 77.19% | 2 | 0 | 11.7 |  |  |  |  | R-454B | 1.7333 | Residential & Commercial | USHP | Ducted CEE Tier 1
216453758 | Central HP <5.4 tons | RUUD | HRCU-A-CB (Split System: Heat Pump with Remote Outdoor Unit-Air-Source) | RD17AZ48AJ3N | ASPEN |  | D(A,C,E)48C44+TDR | R962V0705A21M4 | 42000 | 17 | 8.5 | 45500 | 35200 | 77.36% | 2.77 | 0 | 11 |  |  |  |  | R-410A | 3.5 | Residential & Commercial | USHP | Ducted CEE Tier 1
216796500 | Central HP <5.4 tons | TRANE | HRCU-A-CB (Split System: Heat Pump with Remote Outdoor Unit-Air-Source) | 5TWR5036A1 | ASPEN |  | D(A,C,E)48C3J+TDR | S8V2D120M5PCB | 32200 | 16 | 8.5 | 31400 | 22400 | 71.34% | 2.99 | 0 | 11.7 |  |  |  |  | R-454B | 2.6833 | Residential & Commercial | USHP | Ducted CEE Tier 1
214392738 | Central HP <5.4 tons | RUUD | HRCU-A-CB (Split System: Heat Pump with Remote Outdoor Unit-Air-Source) | RD17AZ36AJ3N | ASPEN |  | D(A,C,E)42C44+TDR | R801V0504A17UHN | 33200 | 18 | 8.1 | 34200 | 29800 | 87.13% | 1.9 | 0 | 10 |  |  |  |  | R-410A | 2.7667 | Residential & Commercial | USHP | Ducted CEE Tier 1
214392788 | Central HP <5.4 tons | RUUD | HRCU-A-CB (Split System: Heat Pump with Remote Outdoor Unit-Air-Source) | RD17AZ36AJ3N | ASPEN |  | D(A,C,E)36C44+TDR | R801V0504A17UHU | 33000 | 18 | 8.1 | 34200 | 29800 | 87.13% | 1.9 | 0 | 10 |  |  |  |  | R-410A | 2.75 | Residential & Commercial | USHP | Ducted CEE Tier 1
214392855 | Central HP <5.4 tons | RUUD | HRCU-A-CB (Split System: Heat Pump with Remote Outdoor Unit-Air-Source) | RD17AZ36AJ3N | ASPEN |  | D(A,C,E)42B44+TDR | R801V0754A17DZ | 33000 | 18 | 8.1 | 34200 | 29600 | 86.55% | 1.9 | 0 | 10 |  |  |  |  | R-410A | 2.75 | Residential & Commercial | USHP | Ducted CEE Tier 1
214392872 | Central HP <5.4 tons | RUUD | HRCU-A-CB (Split System: Heat Pump with Remote Outdoor Unit-Air-Source) | RD17AZ36AJ3N | ASPEN |  | D(A,C,E)48D44+TDR | R801V0754A17DZ | 33800 | 18 | 8.1 | 34200 | 29600 | 86.55% | 1.9 | 0 | 10 |  |  |  |  | R-410A | 2.8167 | Residential & Commercial | USHP | Ducted CEE Tier 1
216504987 | Central HP <5.4 tons | YORK | HRCU-A-CB (Split System: Heat Pump with Remote Outdoor Unit-Air-Source) | HMH72B341 | ASPEN |  | D(A,C,E)36A36+TDR | Y91E080C20SMPS1 | 30800 | 17 | 8.5 | 32600 | 28000 | 85.89% | 2.69 | 0 | 9.8 |  |  |  |  | R-410A | 2.5667 | Residential & Commercial | USHP
213781627 | Central HP <5.4 tons | HEIL | HRCU-A-CB (Split System: Heat Pump with Remote Outdoor Unit-Air-Source) | HVH837GKA2* |  |  | EA*4X61L21A*+WALLCON | *96CTN0601714B* | 33000 | 17 | 8.1 | 32200 | 25000 | 77.64% | 1.96 | 0 | 11 |  |  |  |  | R-410A | 2.75 | Residential & Commercial | USHP | Ducted CEE Tier 1
212977607 | Central HP <5.4 tons | SMART COMFORT | HRCU-A-CB (Split System: Heat Pump with Remote Outdoor Unit-Air-Source) | DLCURAH24ABK |  |  | EA*4X30L14A* | *80MS(N,L)0451412A* | 23600 | 17 | 8.5 | 26400 | 24600 | 93.18% | 2.04 | 0 | 10 |  |  |  |  | R-410A | 1.9667 | Residential & Commercial | USHP | Ducted CEE Tier 1
214391688 | Central HP <5.4 tons | RUUD | HRCU-A-CB (Split System: Heat Pump with Remote Outdoor Unit-Air-Source) | RP15AZ24AJ2N | ASPEN |  | CP31A34+TDR | R962V0403A17M4S | 22400 | 15.6 | 8.3 | 23000 | 16500 | 71.74% | 2.9 | 0 | 11.9 |  |  |  |  | R-410A | 1.8667 | Residential & Commercial | USHP | Ducted CEE Tier 1
214391656 | Central HP <5.4 tons | RUUD | HRCU-A-CB (Split System: Heat Pump with Remote Outdoor Unit-Air-Source) | RP15AZ24AJ2N | ASPEN |  | CP31A34+TDR | R802V0503A14DZ | 22400 | 15.6 | 8.3 | 23000 | 16300 | 70.87% | 2.84 | 0 | 11.9 |  |  |  |  | R-410A | 1.8667 | Residential & Commercial | USHP | Ducted CEE Tier 1
214391665 | Central HP <5.4 tons | RUUD | HRCU-A-CB (Split System: Heat Pump with Remote Outdoor Unit-Air-Source) | RP15AZ24AJ2N | ASPEN |  | CP37A34+TDR | R802V0754A17DZ | 22400 | 16 | 8.3 | 23000 | 17200 | 74.78% | 3.05 | 0 | 11.9 |  |  |  |  | R-410A | 1.8667 | Residential & Commercial | USHP | Ducted CEE Tier 1
214394380 | Central HP <5.4 tons | RUUD | HRCU-A-CB (Split System: Heat Pump with Remote Outdoor Unit-Air-Source) | RD17AZ36AJ3N | ASPEN |  | D(A,C,E)42D34+TDR | U97MV0603A17DHS | 32800 | 18 | 8.1 | 34200 | 29600 | 86.55% | 1.9 | 0 | 10 |  |  |  |  | R-410A | 2.7333 | Residential & Commercial | USHP | Ducted CEE Tier 1
212975318 | Central HP <5.4 tons | SMART COMFORT | HRCU-A-CB (Split System: Heat Pump with Remote Outdoor Unit-Air-Source) | DLCURAH24ABK |  |  | EA*4X37L17A* | *96VTN0401712B* | 24000 | 16 | 8.1 | 25400 | 22000 | 86.61% | 1.82 | 0 | 10 |  |  |  |  | R-410A | 2 | Residential & Commercial | USHP | Ducted CEE Tier 1
215652909 | Central HP <5.4 tons | TRANE | HRCU-A-CB (Split System: Heat Pump with Remote Outdoor Unit-Air-Source) | 4TWV8X60A1 | ADP |  | H,TG49960 | S8V2C100M5PCA | 54000 | 18 | 8.2 | 50000 | 39500 | 79% | 1.78 | 0 | 11.7 |  |  |  |  | R-410A | 4.5 | Residential & Commercial | USHP | Ducted CEE Tier 1
212977074 | Central HP <5.4 tons | HEIL | HRCU-A-CB (Split System: Heat Pump with Remote Outdoor Unit-Air-Source) | DLCURAH30ABK |  |  | EN(A,D,W)4X42L21** | *96VTN1002122B* | 29800 | 15.2 | 8.1 | 34200 | 27800 | 81.29% | 1.8 | 0 | 9 |  |  |  |  | R-410A | 2.4833 | Residential & Commercial | USHP
215375367 | Central HP <5.4 tons | RUUD | HRCU-A-CB (Split System: Heat Pump with Remote Outdoor Unit-Air-Source) | RD17AZ60AJ3N | ASPEN |  | D(A,C,E)60D36+TDR | R921V0705A21M4S | 51500 | 17.8 | 8.1 | 54000 | 51000 | 94.44% | 1.75 | 0 | 9.8 |  |  |  |  | R-410A | 4.2917 | Residential & Commercial | USHP
215293314 | Central HP <5.4 tons | AIRQUEST | HRCU-A-CB (Split System: Heat Pump with Remote Outdoor Unit-Air-Source) | DLCURAH24ABK | ADP |  | H,GE9J936 | *96VTN1002122B* | 23800 | 17 | 8.5 | 24800 | 23400 | 94.35% | 1.98 | 0 | 10.5 |  |  |  |  | R-410A | 1.9833 | Residential & Commercial | USHP | Ducted CEE Tier 1
212977703 | Central HP <5.4 tons | SMART COMFORT | HRCU-A-CB (Split System: Heat Pump with Remote Outdoor Unit-Air-Source) | DLCURAH24ABK |  |  | EN(A,D,W)4X36L17** | *80MS(N,L)0451412A* | 23600 | 17 | 8.5 | 26400 | 24200 | 91.67% | 2 | 0 | 10.5 |  |  |  |  | R-410A | 1.9667 | Residential & Commercial | USHP | Ducted CEE Tier 1
215375373 | Central HP <5.4 tons | RUUD | HRCU-A-CB (Split System: Heat Pump with Remote Outdoor Unit-Air-Source) | RD17AZ60AJ3N | ASPEN |  | D(A,C,E)60D36+TDR | R951V1005A21M4S | 51500 | 17.8 | 8.1 | 54000 | 51000 | 94.44% | 1.75 | 0 | 9.8 |  |  |  |  | R-410A | 4.2917 | Residential & Commercial | USHP
215375257 | Central HP <5.4 tons | RUUD | HRCU-A-CB (Split System: Heat Pump with Remote Outdoor Unit-Air-Source) | RD17AZ48AJ3N | ASPEN |  | D(A,C,E)60D36+TDR | R802V0755A21UHN | 45500 | 15.2 | 8.1 | 45500 | 32400 | 71.21% | 2.4 | 0 | 10 |  |  |  |  | R-410A | 3.7917 | Residential & Commercial | USHP | Ducted CEE Tier 1
215375304 | Central HP <5.4 tons | RUUD | HRCU-A-CB (Split System: Heat Pump with Remote Outdoor Unit-Air-Source) | RD17AZ48AJ3N | ASPEN |  | D(A,C,E)60D34+TDR | R921V1005A21M4S | 45500 | 15.2 | 8.1 | 45500 | 32600 | 71.65% | 2.3 | 0 | 10 |  |  |  |  | R-410A | 3.7917 | Residential & Commercial | USHP | Ducted CEE Tier 1
215375354 | Central HP <5.4 tons | RUUD | HRCU-A-CB (Split System: Heat Pump with Remote Outdoor Unit-Air-Source) | RD17AZ60AJ3N | ASPEN |  | D(A,C,E)60D36+TDR | R801V1255A24UH | 52000 | 17.8 | 8.1 | 53500 | 50500 | 94.39% | 1.75 | 0 | 9.8 |  |  |  |  | R-410A | 4.3333 | Residential & Commercial | USHP
215375371 | Central HP <5.4 tons | RUUD | HRCU-A-CB (Split System: Heat Pump with Remote Outdoor Unit-Air-Source) | RD17AZ60AJ3N | ASPEN |  | D(A,C,E)60D36+TDR | R951V0705A21M4S | 51500 | 17.8 | 8.1 | 54000 | 51000 | 94.44% | 1.75 | 0 | 9.8 |  |  |  |  | R-410A | 4.2917 | Residential & Commercial | USHP
216737868 | Central HP <5.4 tons | SMART COMFORT | HRCU-A-CB (Split System: Heat Pump with Remote Outdoor Unit-Air-Source) | D5CUHAH24AAK |  |  | ESH5X30M12A* | *96VTN1002120B* | 22800 | 16 | 8.5 | 21200 | 19000 | 89.62% | 1.96 | 0 | 11 |  |  |  |  | R-454B | 1.9 | Residential & Commercial | USHP | Ducted CEE Tier 1
214391640 | Central HP <5.4 tons | RUUD | HRCU-A-CB (Split System: Heat Pump with Remote Outdoor Unit-Air-Source) | RP15AZ24AJ2N | ASPEN |  | CP31A34+TDR | R801V0503A14DZ | 22400 | 15.6 | 8.3 | 23000 | 16300 | 70.87% | 2.84 | 0 | 11.9 |  |  |  |  | R-410A | 1.8667 | Residential & Commercial | USHP | Ducted CEE Tier 1
214394688 | Central HP <5.4 tons | RUUD | HRCU-A-CB (Split System: Heat Pump with Remote Outdoor Unit-Air-Source) | RD17AZ60AJ3N | ASPEN |  | D(A,C,E)60D44+TDR | R802V1005A21DZ | 52000 | 17.9 | 8.1 | 53500 | 49000 | 91.59% | 1.75 | 0 | 9.8 |  |  |  |  | R-410A | 4.3333 | Residential & Commercial | USHP
214391682 | Central HP <5.4 tons | RUUD | HRCU-A-CB (Split System: Heat Pump with Remote Outdoor Unit-Air-Source) | RP15AZ24AJ2N | ASPEN |  | CP31A34+TDR | R951V0603A17M4S | 22400 | 15.6 | 8.3 | 23000 | 16500 | 71.74% | 2.9 | 0 | 11.9 |  |  |  |  | R-410A | 1.8667 | Residential & Commercial | USHP | Ducted CEE Tier 1
214391646 | Central HP <5.4 tons | RUUD | HRCU-A-CB (Split System: Heat Pump with Remote Outdoor Unit-Air-Source) | RP15AZ24AJ2N | ASPEN |  | CP31A34+TDR | R801V0704A17UHU | 22400 | 15.6 | 8.3 | 23000 | 16300 | 70.87% | 2.88 | 0 | 11.9 |  |  |  |  | R-410A | 1.8667 | Residential & Commercial | USHP | Ducted CEE Tier 1
214394704 | Central HP <5.4 tons | RUUD | HRCU-A-CB (Split System: Heat Pump with Remote Outdoor Unit-Air-Source) | RD17AZ60AJ3N | ASPEN |  | D(A,C,E)60D44+TDR | R802V1255A24UHN | 52000 | 17.9 | 8.1 | 53500 | 49000 | 91.59% | 1.75 | 0 | 9.8 |  |  |  |  | R-410A | 4.3333 | Residential & Commercial | USHP
214394740 | Central HP <5.4 tons | RUUD | HRCU-A-CB (Split System: Heat Pump with Remote Outdoor Unit-Air-Source) | RD17AZ60AJ3N | ASPEN |  | D(A,C,E)60D44+TDR | R951V1005A21M4S | 52000 | 17.9 | 8.1 | 54000 | 49500 | 91.67% | 1.75 | 0 | 9.8 |  |  |  |  | R-410A | 4.3333 | Residential & Commercial | USHP
214393843 | Central HP <5.4 tons | RUUD | HRCU-A-CB (Split System: Heat Pump with Remote Outdoor Unit-Air-Source) | RD17AZ36AJ3N | ASPEN |  | D(A,C,E)48C44+TDR | R951V0603A17UHU | 33200 | 18 | 8.1 | 34200 | 29800 | 87.13% | 1.9 | 0 | 10 |  |  |  |  | R-410A | 2.7667 | Residential & Commercial | USHP | Ducted CEE Tier 1
214393845 | Central HP <5.4 tons | RUUD | HRCU-A-CB (Split System: Heat Pump with Remote Outdoor Unit-Air-Source) | RD17AZ36AJ3N | ASPEN |  | D(A,C,E)48D34+TDR | R951V0603A17UHU | 33200 | 18 | 8.1 | 34200 | 29800 | 87.13% | 1.9 | 0 | 10 |  |  |  |  | R-410A | 2.7667 | Residential & Commercial | USHP | Ducted CEE Tier 1
214393852 | Central HP <5.4 tons | RUUD | HRCU-A-CB (Split System: Heat Pump with Remote Outdoor Unit-Air-Source) | RD17AZ36AJ3N | ASPEN |  | D(A,C,E)36C44+TDR | R951V0703A17M4S | 33000 | 18 | 8.1 | 34200 | 29600 | 86.55% | 1.9 | 0 | 10 |  |  |  |  | R-410A | 2.75 | Residential & Commercial | USHP | Ducted CEE Tier 1
214392828 | Central HP <5.4 tons | RUUD | HRCU-A-CB (Split System: Heat Pump with Remote Outdoor Unit-Air-Source) | RD17AZ36AJ3N | ASPEN |  | D(A,C,E)42C44+TDR | R801V0704A17UHU | 33200 | 18 | 8.1 | 34200 | 29600 | 86.55% | 1.9 | 0 | 10 |  |  |  |  | R-410A | 2.7667 | Residential & Commercial | USHP | Ducted CEE Tier 1
214392831 | Central HP <5.4 tons | RUUD | HRCU-A-CB (Split System: Heat Pump with Remote Outdoor Unit-Air-Source) | RD17AZ36AJ3N | ASPEN |  | D(A,C,E)42D44+TDR | R801V0704A17UHU | 33400 | 18 | 8.1 | 34200 | 29600 | 86.55% | 1.9 | 0 | 10 |  |  |  |  | R-410A | 2.7833 | Residential & Commercial | USHP | Ducted CEE Tier 1
216681347 | Central HP <5.4 tons | SMART COMFORT | HRCU-A-CB (Split System: Heat Pump with Remote Outdoor Unit-Air-Source) | DLCURAH30ABK |  |  | EA*4X43L21A* | *97VTN0802120A* | 30600 | 15.2 | 9 | 33000 | 26000 | 78.79% | 1.78 | 0 | 9 |  |  |  |  | R-410A | 2.55 | Residential & Commercial | USHP
213350137 | Central HP <5.4 tons | YORK | HRCU-A-CB (Split System: Heat Pump with Remote Outdoor Unit-Air-Source) | HMH72B341 | ASPEN |  | D(A,C,E)36B34+TDR | Y81E080C20LMPS1 | 32000 | 18 | 8.5 | 33400 | 28400 | 85.03% | 2.71 | 0 | 9.9 |  |  |  |  | R-410A | 2.6667 | Residential & Commercial | USHP
213350155 | Central HP <5.4 tons | YORK | HRCU-A-CB (Split System: Heat Pump with Remote Outdoor Unit-Air-Source) | HMH72B341 | ASPEN |  | D(A,C,E)36A34+TDR | Y81E100C16SMPS1 | 31600 | 17.9 | 8.5 | 33200 | 28200 | 84.94% | 2.7 | 0 | 9.3 |  |  |  |  | R-410A | 2.6333 | Residential & Commercial | USHP
213350171 | Central HP <5.4 tons | YORK | HRCU-A-CB (Split System: Heat Pump with Remote Outdoor Unit-Air-Source) | HMH72B341 | ASPEN |  | D(A,C,E)36A34+TDR | Y81E120C16SMPS1 | 33600 | 18 | 8.1 | 32600 | 30200 | 92.64% | 2.73 | 0 | 9.5 |  |  |  |  | R-410A | 2.8 | Residential & Commercial | USHP
213350173 | Central HP <5.4 tons | YORK | HRCU-A-CB (Split System: Heat Pump with Remote Outdoor Unit-Air-Source) | HMH72B341 | ASPEN |  | D(A,C,E)36B34+TDR | Y81E120C16SMPS1 | 33600 | 18 | 8.2 | 32800 | 30000 | 91.46% | 2.76 | 0 | 9.5 |  |  |  |  | R-410A | 2.8 | Residential & Commercial | USHP
213205424 | Central HP <5.4 tons | TEMPSTAR | HRCU-A-CB (Split System: Heat Pump with Remote Outdoor Unit-Air-Source) | DLCURAH30ABK | ASPEN |  | D(A,C,E)30B34+TDR | *96VTN0802120A* | 28800 | 15.2 | 8.1 | 33600 | 23800 | 70.83% | 2.67 | 0 | 9 |  |  |  |  | R-410A | 2.4 | Residential & Commercial | USHP
214568075 | Central HP <5.4 tons | RUUD | HRCU-A-CB (Split System: Heat Pump with Remote Outdoor Unit-Air-Source) | RD17AZ36AJ3N | ASPEN |  | AE(D,N,U)+CM36B34+TDR | 0 | 31600 | 17 | 8.1 | 32400 | 25400 | 78.4% | 3.08 | 0 | 10 |  |  |  |  | R-410A | 2.6333 | Residential & Commercial | USHP | Ducted CEE Tier 1
215375170 | Central HP <5.4 tons | RUUD | HRCU-A-CB (Split System: Heat Pump with Remote Outdoor Unit-Air-Source) | RD17AZ36AJ3N | ASPEN |  | D(A,C,E)36C46+TDR | R921V1005A21M4S | 33000 | 17 | 8.1 | 34200 | 31400 | 91.81% | 1.9 | 0 | 10 |  |  |  |  | R-410A | 2.75 | Residential & Commercial | USHP | Ducted CEE Tier 1
216682102 | Central HP <5.4 tons | SMART COMFORT | HRCU-A-CB (Split System: Heat Pump with Remote Outdoor Unit-Air-Source) | DLCURAH30ABK |  |  | EA*4X42L24A* | *97VTN1002120A* | 30200 | 15.2 | 9 | 34000 | 27200 | 80% | 1.75 | 0 | 9 |  |  |  |  | R-410A | 2.5167 | Residential & Commercial | USHP
215293533 | Central HP <5.4 tons | AIRQUEST | HRCU-A-CB (Split System: Heat Pump with Remote Outdoor Unit-Air-Source) | DLCURAH30ABK | ADP |  | HG7J936 | *92MSN0801716A* | 29400 | 15.2 | 8.1 | 32400 | 27600 | 85.19% | 1.78 | 0 | 9 |  |  |  |  | R-410A | 2.45 | Residential & Commercial | USHP
215293548 | Central HP <5.4 tons | AIRQUEST | HRCU-A-CB (Split System: Heat Pump with Remote Outdoor Unit-Air-Source) | DLCURAH30ABK | ADP |  | HG81936 | *92MSN0801716A* | 30000 | 15.2 | 8.1 | 32400 | 26800 | 82.72% | 1.82 | 0 | 9 |  |  |  |  | R-410A | 2.5 | Residential & Commercial | USHP
215293566 | Central HP <5.4 tons | AIRQUEST | HRCU-A-CB (Split System: Heat Pump with Remote Outdoor Unit-Air-Source) | DLCURAH30ABK | ADP |  | H,GE33936 | *92MSN0802120A* | 30000 | 15.2 | 8.1 | 32800 | 27600 | 84.15% | 1.78 | 0 | 9 |  |  |  |  | R-410A | 2.5 | Residential & Commercial | USHP
215293580 | Central HP <5.4 tons | AIRQUEST | HRCU-A-CB (Split System: Heat Pump with Remote Outdoor Unit-Air-Source) | DLCURAH30ABK | ADP |  | H,GG48936 | *92MSN0802120A* | 30200 | 15.2 | 8.1 | 32600 | 27000 | 82.82% | 1.8 | 0 | 9 |  |  |  |  | R-410A | 2.5167 | Residential & Commercial | USHP
213079480 | Central HP <5.4 tons | SMART COMFORT | HRCU-A-CB (Split System: Heat Pump with Remote Outdoor Unit-Air-Source) | DLCURAH36ABK |  |  | END4X42L17** | *92MSN0601714A* | 35400 | 16 | 8.1 | 38500 | 35000 | 90.91% | 1.94 | 0 | 10 |  |  |  |  | R-410A | 2.95 | Residential & Commercial | USHP | Ducted CEE Tier 1
213080181 | Central HP <5.4 tons | SMART COMFORT | HRCU-A-CB (Split System: Heat Pump with Remote Outdoor Unit-Air-Source) | DLCURAH36ABK |  |  | EA*4X42L24A* | *96MSM0802120A* | 35600 | 16 | 8.1 | 38500 | 35200 | 91.43% | 1.9 | 0 | 10 |  |  |  |  | R-410A | 2.9667 | Residential & Commercial | USHP | Ducted CEE Tier 1
213080533 | Central HP <5.4 tons | SMART COMFORT | HRCU-A-CB (Split System: Heat Pump with Remote Outdoor Unit-Air-Source) | DLCURAH36ABK |  |  | EA*4X37L17A* | *95MSU0401712A* | 35600 | 15.2 | 8.1 | 38500 | 35200 | 91.43% | 1.98 | 0 | 9.5 |  |  |  |  | R-410A | 2.9667 | Residential & Commercial | USHP
213080701 | Central HP <5.4 tons | SMART COMFORT | HRCU-A-CB (Split System: Heat Pump with Remote Outdoor Unit-Air-Source) | DLCURAH36ABK |  |  | EA*4X42L21A* | *95MSU0601716A* | 35000 | 16 | 8.1 | 38500 | 35000 | 90.91% | 1.86 | 0 | 9.5 |  |  |  |  | R-410A | 2.9167 | Residential & Commercial | USHP
216794267 | Central HP <5.4 tons | TRANE | HRCU-A-CB (Split System: Heat Pump with Remote Outdoor Unit-Air-Source) | 5TWV0X24A1 | ASPEN |  | D(A,C,E)36C3J+TDR | S8V2B060M4PDB | 19800 | 21.2 | 10 | 22200 | 21800 | 98.2% | 2.99 | 0 | 11.7 |  |  |  |  | R-454B | 1.65 | Residential & Commercial | USHP | Ducted CEE Tier 1
216794487 | Central HP <5.4 tons | TRANE | HRCU-A-CB (Split System: Heat Pump with Remote Outdoor Unit-Air-Source) | 5TWV0X48A1 | ASPEN |  | D(A,C,E)60B4J+TDR | S8V2B060M4PDB | 42000 | 19.2 | 9.5 | 46500 | 42500 | 91.4% | 2.81 | 0 | 11.7 |  |  |  |  | R-454B | 3.5 | Residential & Commercial | USHP | Ducted CEE Tier 1
216681838 | Central HP <5.4 tons | SMART COMFORT | HRCU-A-CB (Split System: Heat Pump with Remote Outdoor Unit-Air-Source) | DLCURAH36ABK |  |  | EHD4X36AAL | *97VTN1002120A* | 35600 | 15.5 | 8.5 | 38500 | 34600 | 89.87% | 1.78 | 0 | 9.8 |  |  |  |  | R-410A | 2.9667 | Residential & Commercial | USHP
216682583 | Central HP <5.4 tons | SMART COMFORT | HRCU-A-CB (Split System: Heat Pump with Remote Outdoor Unit-Air-Source) | DLCURAH36ABK |  |  | EA*4X43L21A* | *97VTN1002122A* | 36600 | 16.5 | 9 | 38500 | 34400 | 89.35% | 1.96 | 0 | 10 |  |  |  |  | R-410A | 3.05 | Residential & Commercial | USHP | Ducted CEE Tier 1
212975307 | Central HP <5.4 tons | SMART COMFORT | HRCU-A-CB (Split System: Heat Pump with Remote Outdoor Unit-Air-Source) | DLCURAH24ABK |  |  | EA*4X36L21A* | *96VTN0401712B* | 23400 | 16.5 | 8.5 | 26200 | 24200 | 92.37% | 2 | 0 | 10 |  |  |  |  | R-410A | 1.95 | Residential & Commercial | USHP | Ducted CEE Tier 1
212976093 | Central HP <5.4 tons | SMART COMFORT | HRCU-A-CB (Split System: Heat Pump with Remote Outdoor Unit-Air-Source) | DLCURAH24ABK |  |  | EN(A,D)4X24L17** | *96VTN0801716B* | 23400 | 16.5 | 8.5 | 27000 | 24800 | 91.85% | 2.04 | 0 | 10 |  |  |  |  | R-410A | 1.95 | Residential & Commercial | USHP | Ducted CEE Tier 1
214093114 | Central HP <5.4 tons | LUXAIRE | HRCU-A-CB (Split System: Heat Pump with Remote Outdoor Unit-Air-Source) | HMH72B341 | ASPEN |  | D(A,C,E)36A36+TDR | TMLV100C16MP12 | 31600 | 17.5 | 8.4 | 32400 | 44000 | 135.8% | 3.14 | 0 | 9.8 |  |  |  |  | R-410A | 2.6333 | Residential & Commercial | USHP
214093155 | Central HP <5.4 tons | LUXAIRE | HRCU-A-CB (Split System: Heat Pump with Remote Outdoor Unit-Air-Source) | HMH72B341 | ASPEN |  | D(A,C,E)48B36+TDR | TPLC120C20MP13 | 32000 | 16.5 | 8.5 | 32400 | 44000 | 135.8% | 3.14 | 0 | 8.9 |  |  |  |  | R-410A | 2.6667 | Residential & Commercial | USHP
214392637 | Central HP <5.4 tons | RUUD | HRCU-A-CB (Split System: Heat Pump with Remote Outdoor Unit-Air-Source) | RD17AZ24AJ3N | ASPEN |  | D(A,C,E)30D24+TDR | U802VA075317M | 20800 | 18.8 | 8.1 | 22600 | 16800 | 74.34% | 2.1 | 0 | 9.7 |  |  |  |  | R-410A | 1.7333 | Residential & Commercial | USHP
214392135 | Central HP <5.4 tons | RUUD | HRCU-A-CB (Split System: Heat Pump with Remote Outdoor Unit-Air-Source) | RD17AZ24AJ3N | ASPEN |  | D(A,C,E)24C34+TDR | R801V0503A14UH | 21600 | 18 | 8.1 | 22600 | 16900 | 74.78% | 2 | 0 | 10 |  |  |  |  | R-410A | 1.8 | Residential & Commercial | USHP | Ducted CEE Tier 1
214392168 | Central HP <5.4 tons | RUUD | HRCU-A-CB (Split System: Heat Pump with Remote Outdoor Unit-Air-Source) | RD17AZ24AJ3N | ASPEN |  | D(A,C,E)24D24+TDR | R801V0504A17UHS | 20400 | 17.7 | 8.1 | 22600 | 16900 | 74.78% | 2 | 0 | 9 |  |  |  |  | R-410A | 1.7 | Residential & Commercial | USHP
216682078 | Central HP <5.4 tons | SMART COMFORT | HRCU-A-CB (Split System: Heat Pump with Remote Outdoor Unit-Air-Source) | DLCURAH30ABK |  |  | EA*4X37L21A* | *97VTN1002120A* | 30600 | 15.2 | 9 | 33200 | 26000 | 78.31% | 1.8 | 0 | 9 |  |  |  |  | R-410A | 2.55 | Residential & Commercial | USHP
216682813 | Central HP <5.4 tons | SMART COMFORT | HRCU-A-CB (Split System: Heat Pump with Remote Outdoor Unit-Air-Source) | DLCURAH30ABK |  |  | EA*4X42L24A* | *97VTN1002122A* | 30000 | 15.2 | 8.5 | 34000 | 27200 | 80% | 1.75 | 0 | 9 |  |  |  |  | R-410A | 2.5 | Residential & Commercial | USHP
216794501 | Central HP <5.4 tons | TRANE | HRCU-A-CB (Split System: Heat Pump with Remote Outdoor Unit-Air-Source) | 5TWV0X48A1 | ASPEN |  | D(A,C,E)60B4J+TDR | S8V2C080M5PCB | 42000 | 20 | 9.5 | 47000 | 42500 | 90.43% | 2.77 | 0 | 11.7 |  |  |  |  | R-454B | 3.5 | Residential & Commercial | USHP | Ducted CEE Tier 1
214392184 | Central HP <5.4 tons | RUUD | HRCU-A-CB (Split System: Heat Pump with Remote Outdoor Unit-Air-Source) | RD17AZ24AJ3N | ASPEN |  | D(A,C,E)24D24+TDR | R801V0504A17UHU | 20200 | 17.7 | 8.1 | 22400 | 17000 | 75.89% | 2 | 0 | 9 |  |  |  |  | R-410A | 1.6833 | Residential & Commercial | USHP
214392187 | Central HP <5.4 tons | RUUD | HRCU-A-CB (Split System: Heat Pump with Remote Outdoor Unit-Air-Source) | RD17AZ24AJ3N | ASPEN |  | D(A,C,E)30B34+TDR | R801V0504A17UHU | 21400 | 18 | 8.1 | 22400 | 17000 | 75.89% | 2 | 0 | 10 |  |  |  |  | R-410A | 1.7833 | Residential & Commercial | USHP | Ducted CEE Tier 1
214392220 | Central HP <5.4 tons | RUUD | HRCU-A-CB (Split System: Heat Pump with Remote Outdoor Unit-Air-Source) | RD17AZ24AJ3N | ASPEN |  | D(A,C,E)30C24+TDR | R801V0754A17DZ | 20400 | 18.6 | 8.1 | 22600 | 16800 | 74.34% | 2.1 | 0 | 9 |  |  |  |  | R-410A | 1.7 | Residential & Commercial | USHP
214392253 | Central HP <5.4 tons | RUUD | HRCU-A-CB (Split System: Heat Pump with Remote Outdoor Unit-Air-Source) | RD17AZ24AJ3N | ASPEN |  | D(A,C,E)30D24+TDR | R801V0754A17UHS | 20800 | 18.8 | 8.1 | 22600 | 16800 | 74.34% | 2.1 | 0 | 9.7 |  |  |  |  | R-410A | 1.7333 | Residential & Commercial | USHP
214392369 | Central HP <5.4 tons | RUUD | HRCU-A-CB (Split System: Heat Pump with Remote Outdoor Unit-Air-Source) | RD17AZ24AJ3N | ASPEN |  | D(A,C,E)36C24+TDR | R802V0754A17DZ | 20800 | 18.8 | 8.1 | 22600 | 16800 | 74.34% | 2.1 | 0 | 9.7 |  |  |  |  | R-410A | 1.7333 | Residential & Commercial | USHP
214392386 | Central HP <5.4 tons | RUUD | HRCU-A-CB (Split System: Heat Pump with Remote Outdoor Unit-Air-Source) | RD17AZ24AJ3N | ASPEN |  | D(A,C,E)36D24+TDR | R802V0754A17UHN | 21000 | 18.9 | 8.1 | 22600 | 16800 | 74.34% | 2.1 | 0 | 9.8 |  |  |  |  | R-410A | 1.75 | Residential & Commercial | USHP
214392418 | Central HP <5.4 tons | RUUD | HRCU-A-CB (Split System: Heat Pump with Remote Outdoor Unit-Air-Source) | RD17AZ24AJ3N | ASPEN |  | D(A,C,E)36D24+TDR | R802V1004A17UHN | 21000 | 18.9 | 8.1 | 22600 | 16800 | 74.34% | 2.1 | 0 | 9.8 |  |  |  |  | R-410A | 1.75 | Residential & Commercial | USHP
214392621 | Central HP <5.4 tons | RUUD | HRCU-A-CB (Split System: Heat Pump with Remote Outdoor Unit-Air-Source) | RD17AZ24AJ3N | ASPEN |  | D(A,C,E)30D24+TDR | U802VA050317M | 20800 | 18.8 | 8.1 | 22600 | 16900 | 74.78% | 2 | 0 | 9.7 |  |  |  |  | R-410A | 1.7333 | Residential & Commercial | USHP
214393762 | Central HP <5.4 tons | RUUD | HRCU-A-CB (Split System: Heat Pump with Remote Outdoor Unit-Air-Source) | RD17AZ36AJ3N | ASPEN |  | D(A,C,E)36C44+TDR | R951V0403A17UHU | 33000 | 18 | 8.1 | 34200 | 29800 | 87.13% | 1.9 | 0 | 10 |  |  |  |  | R-410A | 2.75 | Residential & Commercial | USHP | Ducted CEE Tier 1
214393812 | Central HP <5.4 tons | RUUD | HRCU-A-CB (Split System: Heat Pump with Remote Outdoor Unit-Air-Source) | RD17AZ36AJ3N | ASPEN |  | D(A,C,E)48C34+TDR | R951V0603A17M4S | 32800 | 18 | 8.1 | 34200 | 29800 | 87.13% | 1.9 | 0 | 10 |  |  |  |  | R-410A | 2.7333 | Residential & Commercial | USHP | Ducted CEE Tier 1
214393844 | Central HP <5.4 tons | RUUD | HRCU-A-CB (Split System: Heat Pump with Remote Outdoor Unit-Air-Source) | RD17AZ36AJ3N | ASPEN |  | D(A,C,E)48D24+TDR | R951V0603A17UHU | 30800 | 17.6 | 8.1 | 34200 | 29800 | 87.13% | 1.9 | 0 | 9.6 |  |  |  |  | R-410A | 2.5667 | Residential & Commercial | USHP
216794270 | Central HP <5.4 tons | TRANE | HRCU-A-CB (Split System: Heat Pump with Remote Outdoor Unit-Air-Source) | 5TWV0X24A1 | ASPEN |  | D(A,C,E)30A4J+TDR | S8V2B080M4PCB | 19600 | 21.6 | 10 | 22200 | 21600 | 97.3% | 2.92 | 0 | 11.2 |  |  |  |  | R-454B | 1.6333 | Residential & Commercial | USHP | Ducted CEE Tier 1
216794552 | Central HP <5.4 tons | TRANE | HRCU-A-CB (Split System: Heat Pump with Remote Outdoor Unit-Air-Source) | 5TWV0X48A1 | ASPEN |  | D(A,C,E)60C3J+TDR | S9V2C100D4VSB+LRP | 41500 | 20 | 9 | 45500 | 41500 | 91.21% | 2.63 | 0 | 11.7 |  |  |  |  | R-454B | 3.4583 | Residential & Commercial | USHP | Ducted CEE Tier 1
216056615 | Central HP <5.4 tons | YORK | HRCU-A-CB (Split System: Heat Pump with Remote Outdoor Unit-Air-Source) | HH836E2S11 | ASPEN |  | D(A,C,E)36A4K+TDR | TM9Y100C16MP11 | 30800 | 18 | 8.5 | 31000 | 25200 | 81.29% | 2 | 0 | 10.5 |  |  |  |  | R-454B | 2.5667 | Residential & Commercial | USHP | Ducted CEE Tier 1
214093017 | Central HP <5.4 tons | LUXAIRE | HRCU-A-CB (Split System: Heat Pump with Remote Outdoor Unit-Air-Source) | HMH72B341 | ASPEN |  | D(A,C,E)48B36+TDR | TM8Y080B12MP11 | 32800 | 18 | 8.1 | 32400 | 44000 | 135.8% | 3.11 | 0 | 10 |  |  |  |  | R-410A | 2.7333 | Residential & Commercial | USHP | Ducted CEE Tier 1
214093034 | Central HP <5.4 tons | LUXAIRE | HRCU-A-CB (Split System: Heat Pump with Remote Outdoor Unit-Air-Source) | HMH72B341 | ASPEN |  | D(A,C,E)42A46+TDR | TM9E060A10MP12 | 32200 | 17.5 | 8.1 | 32400 | 44000 | 135.8% | 3.04 | 0 | 9.4 |  |  |  |  | R-410A | 2.6833 | Residential & Commercial | USHP
214093098 | Central HP <5.4 tons | LUXAIRE | HRCU-A-CB (Split System: Heat Pump with Remote Outdoor Unit-Air-Source) | HMH72B341 | ASPEN |  | D(A,C,E)48B36+TDR | TMLE080B12MP11 | 32600 | 18 | 8.1 | 32400 | 45000 | 138.9% | 3.09 | 0 | 9.5 |  |  |  |  | R-410A | 2.7167 | Residential & Commercial | USHP
214393248 | Central HP <5.4 tons | RUUD | HRCU-A-CB (Split System: Heat Pump with Remote Outdoor Unit-Air-Source) | RD17AZ36AJ3N | ASPEN |  | D(A,C,E)42C44+TDR | R802V0754A17DZ | 33200 | 18 | 8.1 | 34200 | 29600 | 86.55% | 1.9 | 0 | 10 |  |  |  |  | R-410A | 2.7667 | Residential & Commercial | USHP | Ducted CEE Tier 1
214393580 | Central HP <5.4 tons | RUUD | HRCU-A-CB (Split System: Heat Pump with Remote Outdoor Unit-Air-Source) | RD17AZ36AJ3N | ASPEN |  | D(A,C,E)42D34+TDR | R921V0403A17M4S | 32800 | 18 | 8.1 | 34200 | 29600 | 86.55% | 1.9 | 0 | 10 |  |  |  |  | R-410A | 2.7333 | Residential & Commercial | USHP | Ducted CEE Tier 1
214393683 | Central HP <5.4 tons | RUUD | HRCU-A-CB (Split System: Heat Pump with Remote Outdoor Unit-Air-Source) | RD17AZ36AJ3N | ASPEN |  | D(A,C,E)36D44+TDR | R921V0855A21M4S | 33200 | 18 | 8.1 | 34200 | 29600 | 86.55% | 1.9 | 0 | 10 |  |  |  |  | R-410A | 2.7667 | Residential & Commercial | USHP | Ducted CEE Tier 1
214394381 | Central HP <5.4 tons | RUUD | HRCU-A-CB (Split System: Heat Pump with Remote Outdoor Unit-Air-Source) | RD17AZ36AJ3N | ASPEN |  | D(A,C,E)42D44+TDR | U97MV0603A17DHS | 33400 | 18 | 8.1 | 34200 | 29600 | 86.55% | 1.9 | 0 | 10 |  |  |  |  | R-410A | 2.7833 | Residential & Commercial | USHP | Ducted CEE Tier 1
214394388 | Central HP <5.4 tons | RUUD | HRCU-A-CB (Split System: Heat Pump with Remote Outdoor Unit-Air-Source) | RD17AZ36AJ3N | ASPEN |  | D(A,C,E)48C34+TDR | U97MV0603A17DHS | 32800 | 18 | 8.1 | 34200 | 29600 | 86.55% | 1.9 | 0 | 10 |  |  |  |  | R-410A | 2.7333 | Residential & Commercial | USHP | Ducted CEE Tier 1
214394540 | Central HP <5.4 tons | RUUD | HRCU-A-CB (Split System: Heat Pump with Remote Outdoor Unit-Air-Source) | RD17AZ36AJ3N | ASPEN |  | D(A,C,E)48D24+TDR | U98MV0603A17UPS | 30800 | 17.6 | 8.1 | 34200 | 29800 | 87.13% | 1.9 | 0 | 9.6 |  |  |  |  | R-410A | 2.5667 | Residential & Commercial | USHP
214392768 | Central HP <5.4 tons | RUUD | HRCU-A-CB (Split System: Heat Pump with Remote Outdoor Unit-Air-Source) | RD17AZ36AJ3N | ASPEN |  | D(A,C,E)42C44+TDR | R801V0504A17UHS | 33200 | 18 | 8.1 | 34200 | 29800 | 87.13% | 1.9 | 0 | 10 |  |  |  |  | R-410A | 2.7667 | Residential & Commercial | USHP | Ducted CEE Tier 1
213076796 | Central HP <5.4 tons | SMART COMFORT | HRCU-A-CB (Split System: Heat Pump with Remote Outdoor Unit-Air-Source) | DLCURAH36ABK |  |  | EA*4X48L21A* | *80VTL1102122B* | 36200 | 16 | 8.5 | 38000 | 34800 | 91.58% | 2.04 | 0 | 10 |  |  |  |  | R-410A | 3.0167 | Residential & Commercial | USHP | Ducted CEE Tier 1
213077133 | Central HP <5.4 tons | SMART COMFORT | HRCU-A-CB (Split System: Heat Pump with Remote Outdoor Unit-Air-Source) | DLCURAH36ABK |  |  | EN(A,D)4X48L24** | *96VSN0802120B* | 35600 | 16.5 | 8.1 | 38500 | 34800 | 90.39% | 1.98 | 0 | 10 |  |  |  |  | R-410A | 2.9667 | Residential & Commercial | USHP | Ducted CEE Tier 1
213077183 | Central HP <5.4 tons | SMART COMFORT | HRCU-A-CB (Split System: Heat Pump with Remote Outdoor Unit-Air-Source) | DLCURAH36ABK |  |  | EA*4X43L21A* | *96VSN1002120B* | 36200 | 16 | 8.5 | 38000 | 34800 | 91.58% | 2.04 | 0 | 10 |  |  |  |  | R-410A | 3.0167 | Residential & Commercial | USHP | Ducted CEE Tier 1
213077233 | Central HP <5.4 tons | SMART COMFORT | HRCU-A-CB (Split System: Heat Pump with Remote Outdoor Unit-Air-Source) | DLCURAH36ABK |  |  | EN(A,D)4X48L24** | *96VSN1002120B* | 36000 | 16.5 | 8.1 | 38500 | 35000 | 90.91% | 2 | 0 | 10 |  |  |  |  | R-410A | 3 | Residential & Commercial | USHP | Ducted CEE Tier 1
214392619 | Central HP <5.4 tons | RUUD | HRCU-A-CB (Split System: Heat Pump with Remote Outdoor Unit-Air-Source) | RD17AZ24AJ3N | ASPEN |  | D(A,C,E)30B34+TDR | U802VA050317M | 21600 | 19 | 8.1 | 22600 | 16900 | 74.78% | 2 | 0 | 10 |  |  |  |  | R-410A | 1.8 | Residential & Commercial | USHP | Ducted CEE Tier 1
214392636 | Central HP <5.4 tons | RUUD | HRCU-A-CB (Split System: Heat Pump with Remote Outdoor Unit-Air-Source) | RD17AZ24AJ3N | ASPEN |  | D(A,C,E)30C24+TDR | U802VA075317M | 20400 | 18.6 | 8.1 | 22600 | 16800 | 74.34% | 2.1 | 0 | 9 |  |  |  |  | R-410A | 1.7 | Residential & Commercial | USHP
214092980 | Central HP <5.4 tons | LUXAIRE | HRCU-A-CB (Split System: Heat Pump with Remote Outdoor Unit-Air-Source) | HMH72B341 | ASPEN |  | D(A,C,E)42A46+TDR | TM8E080B12MP11 | 32400 | 18 | 8.1 | 32400 | 45000 | 138.9% | 3.09 | 0 | 9.5 |  |  |  |  | R-410A | 2.7 | Residential & Commercial | USHP
214092985 | Central HP <5.4 tons | LUXAIRE | HRCU-A-CB (Split System: Heat Pump with Remote Outdoor Unit-Air-Source) | HMH72B341 | ASPEN |  | D(A,C,E)36A36+TDR | TM8E100B12MP11 | 31600 | 17.9 | 8.1 | 32400 | 44000 | 135.8% | 3.06 | 0 | 9.8 |  |  |  |  | R-410A | 2.6333 | Residential & Commercial | USHP
214092987 | Central HP <5.4 tons | LUXAIRE | HRCU-A-CB (Split System: Heat Pump with Remote Outdoor Unit-Air-Source) | HMH72B341 | ASPEN |  | D(A,C,E)48B36+TDR | TM8E100B12MP11 | 32800 | 18 | 8.1 | 32400 | 44000 | 135.8% | 3.09 | 0 | 10 |  |  |  |  | R-410A | 2.7333 | Residential & Commercial | USHP | Ducted CEE Tier 1
214093012 | Central HP <5.4 tons | LUXAIRE | HRCU-A-CB (Split System: Heat Pump with Remote Outdoor Unit-Air-Source) | HMH72B341 | ASPEN |  | D(A,C,E)36A36+TDR | TM8Y060A12MP11 | 31600 | 17.9 | 8.1 | 32400 | 44000 | 135.8% | 3.06 | 0 | 9.8 |  |  |  |  | R-410A | 2.6333 | Residential & Commercial | USHP
214093096 | Central HP <5.4 tons | LUXAIRE | HRCU-A-CB (Split System: Heat Pump with Remote Outdoor Unit-Air-Source) | HMH72B341 | ASPEN |  | D(A,C,E)36A36+TDR | TMLE080B12MP11 | 31600 | 17.9 | 8.1 | 32400 | 45000 | 138.9% | 3.09 | 0 | 9.3 |  |  |  |  | R-410A | 2.6333 | Residential & Commercial | USHP
214092955 | Central HP <5.4 tons | LUXAIRE | HRCU-A-CB (Split System: Heat Pump with Remote Outdoor Unit-Air-Source) | HMH72B341 | ASPEN |  | D(A,C,E)36A36+TDR | TL8E060A12UH11 | 32800 | 18 | 8.1 | 32400 | 45000 | 138.9% | 3.01 | 0 | 9.5 |  |  |  |  | R-410A | 2.7333 | Residential & Commercial | USHP
214092960 | Central HP <5.4 tons | LUXAIRE | HRCU-A-CB (Split System: Heat Pump with Remote Outdoor Unit-Air-Source) | HMH72B341 | ASPEN |  | D(A,C,E)48B36+TDR | TL8E080C16UH11 | 32600 | 17.5 | 8.1 | 32400 | 44500 | 137.3% | 3.15 | 0 | 10 |  |  |  |  | R-410A | 2.7167 | Residential & Commercial | USHP | Ducted CEE Tier 1
214093003 | Central HP <5.4 tons | LUXAIRE | HRCU-A-CB (Split System: Heat Pump with Remote Outdoor Unit-Air-Source) | HMH72B341 | ASPEN |  | D(A,C,E)36A36+TDR | TM8V100C16MP12 | 31600 | 17.5 | 8.4 | 32400 | 44000 | 135.8% | 3.14 | 0 | 9.8 |  |  |  |  | R-410A | 2.6333 | Residential & Commercial | USHP
214393211 | Central HP <5.4 tons | RUUD | HRCU-A-CB (Split System: Heat Pump with Remote Outdoor Unit-Air-Source) | RD17AZ36AJ3N | ASPEN |  | D(A,C,E)36D44+TDR | R802V0504A17UHS | 33200 | 18 | 8.1 | 34200 | 29800 | 87.13% | 1.9 | 0 | 10 |  |  |  |  | R-410A | 2.7667 | Residential & Commercial | USHP | Ducted CEE Tier 1
214393259 | Central HP <5.4 tons | RUUD | HRCU-A-CB (Split System: Heat Pump with Remote Outdoor Unit-Air-Source) | RD17AZ36AJ3N | ASPEN |  | D(A,C,E)48C44+TDR | R802V0754A17DZ | 33200 | 18 | 8.1 | 34200 | 29600 | 86.55% | 1.9 | 0 | 10 |  |  |  |  | R-410A | 2.7667 | Residential & Commercial | USHP | Ducted CEE Tier 1
214393611 | Central HP <5.4 tons | RUUD | HRCU-A-CB (Split System: Heat Pump with Remote Outdoor Unit-Air-Source) | RD17AZ36AJ3N | ASPEN |  | D(A,C,E)42D44+TDR | R921V0603A17M4S | 33400 | 18 | 8.1 | 34200 | 29800 | 87.13% | 1.9 | 0 | 10 |  |  |  |  | R-410A | 2.7833 | Residential & Commercial | USHP | Ducted CEE Tier 1
214393652 | Central HP <5.4 tons | RUUD | HRCU-A-CB (Split System: Heat Pump with Remote Outdoor Unit-Air-Source) | RD17AZ36AJ3N | ASPEN |  | D(A,C,E)48D44+TDR | R921V0703A17M4S | 33800 | 18 | 8.1 | 34200 | 29600 | 86.55% | 1.9 | 0 | 10 |  |  |  |  | R-410A | 2.8167 | Residential & Commercial | USHP | Ducted CEE Tier 1
214392455 | Central HP <5.4 tons | RUUD | HRCU-A-CB (Split System: Heat Pump with Remote Outdoor Unit-Air-Source) | RD17AZ24AJ3N | ASPEN |  | D(A,C,E)24C34+TDR | R921V0603A17M4S | 21600 | 18 | 8.1 | 22600 | 17000 | 75.22% | 2 | 0 | 10 |  |  |  |  | R-410A | 1.8 | Residential & Commercial | USHP | Ducted CEE Tier 1
214392471 | Central HP <5.4 tons | RUUD | HRCU-A-CB (Split System: Heat Pump with Remote Outdoor Unit-Air-Source) | RD17AZ24AJ3N | ASPEN |  | D(A,C,E)24C34+TDR | R921V0703A17M4S | 21600 | 18 | 8.1 | 22600 | 16900 | 74.78% | 2 | 0 | 10 |  |  |  |  | R-410A | 1.8 | Residential & Commercial | USHP | Ducted CEE Tier 1
214392487 | Central HP <5.4 tons | RUUD | HRCU-A-CB (Split System: Heat Pump with Remote Outdoor Unit-Air-Source) | RD17AZ24AJ3N | ASPEN |  | D(A,C,E)24C34+TDR | R951V0403A17M4S | 21600 | 18 | 8.1 | 22600 | 16900 | 74.78% | 2 | 0 | 10 |  |  |  |  | R-410A | 1.8 | Residential & Commercial | USHP | Ducted CEE Tier 1
214392603 | Central HP <5.4 tons | RUUD | HRCU-A-CB (Split System: Heat Pump with Remote Outdoor Unit-Air-Source) | RD17AZ24AJ3N | ASPEN |  | D(A,C,E)30B34+TDR | R962V0703A17M4S | 21600 | 18 | 8.1 | 22600 | 16900 | 74.78% | 2 | 0 | 10 |  |  |  |  | R-410A | 1.8 | Residential & Commercial | USHP | Ducted CEE Tier 1
214392705 | Central HP <5.4 tons | RUUD | HRCU-A-CB (Split System: Heat Pump with Remote Outdoor Unit-Air-Source) | RD17AZ24AJ3N | ASPEN |  | D(A,C,E)36C24+TDR | U98MV0603A17UPS | 20800 | 18.8 | 8.1 | 22600 | 16900 | 74.78% | 2 | 0 | 9.7 |  |  |  |  | R-410A | 1.7333 | Residential & Commercial | USHP
214392722 | Central HP <5.4 tons | RUUD | HRCU-A-CB (Split System: Heat Pump with Remote Outdoor Unit-Air-Source) | RD17AZ24AJ3N | ASPEN |  | D(A,C,E)36D24+TDR | U98MV0703A17UPS | 21000 | 18.9 | 8.1 | 22600 | 16900 | 74.78% | 2 | 0 | 9.8 |  |  |  |  | R-410A | 1.75 | Residential & Commercial | USHP
214092932 | Central HP <5.4 tons | LUXAIRE | HRCU-A-CB (Split System: Heat Pump with Remote Outdoor Unit-Air-Source) | HMH72B341 | ASPEN |  | D(A,C,E)42A46+TDR | LP9C100C20MP13 | 32400 | 17.5 | 8.1 | 32400 | 45000 | 138.9% | 3.16 | 0 | 9.5 |  |  |  |  | R-410A | 2.7 | Residential & Commercial | USHP
214437580 | Central HP <5.4 tons | YORK | HRCU-A-CB (Split System: Heat Pump with Remote Outdoor Unit-Air-Source) | HMH72B341 | ASPEN |  | D(A,C,E)42D34+TDR | TM9Y100C16MP11 | 32800 | 18 | 8.5 | 34000 | 28400 | 83.53% | 2.74 | 0 | 10 |  |  |  |  | R-410A | 2.7333 | Residential & Commercial | USHP | Ducted CEE Tier 1
214092963 | Central HP <5.4 tons | LUXAIRE | HRCU-A-CB (Split System: Heat Pump with Remote Outdoor Unit-Air-Source) | HMH72B341 | ASPEN |  | D(A,C,E)48B36+TDR | TL8E100C20UH11 | 32600 | 17.5 | 8.5 | 32400 | 44000 | 135.8% | 3.16 | 0 | 10 |  |  |  |  | R-410A | 2.7167 | Residential & Commercial | USHP | Ducted CEE Tier 1
214092995 | Central HP <5.4 tons | LUXAIRE | HRCU-A-CB (Split System: Heat Pump with Remote Outdoor Unit-Air-Source) | HMH72B341 | ASPEN |  | D(A,C,E)42A46+TDR | TM8V060A12MP12 | 32800 | 17.5 | 8.1 | 32400 | 45000 | 138.9% | 3.09 | 0 | 9.5 |  |  |  |  | R-410A | 2.7333 | Residential & Commercial | USHP
214093070 | Central HP <5.4 tons | LUXAIRE | HRCU-A-CB (Split System: Heat Pump with Remote Outdoor Unit-Air-Source) | HMH72B341 | ASPEN |  | D(A,C,E)42A46+TDR | TM9V120D20MP12 | 32000 | 17 | 8.5 | 32400 | 44000 | 135.8% | 3.19 | 0 | 9.4 |  |  |  |  | R-410A | 2.6667 | Residential & Commercial | USHP
214092933 | Central HP <5.4 tons | LUXAIRE | HRCU-A-CB (Split System: Heat Pump with Remote Outdoor Unit-Air-Source) | HMH72B341 | ASPEN |  | D(A,C,E)48B36+TDR | LP9C100C20MP13 | 32600 | 17.5 | 8.1 | 32400 | 45000 | 138.9% | 3.16 | 0 | 9.5 |  |  |  |  | R-410A | 2.7167 | Residential & Commercial | USHP
214092984 | Central HP <5.4 tons | LUXAIRE | HRCU-A-CB (Split System: Heat Pump with Remote Outdoor Unit-Air-Source) | HMH72B341 | ASPEN |  | D(A,C,E)48B36+TDR | TM8E080C16MP11 | 33000 | 18 | 8.2 | 32400 | 45000 | 138.9% | 3.11 | 0 | 10 |  |  |  |  | R-410A | 2.75 | Residential & Commercial | USHP | Ducted CEE Tier 1
214093050 | Central HP <5.4 tons | LUXAIRE | HRCU-A-CB (Split System: Heat Pump with Remote Outdoor Unit-Air-Source) | HMH72B341 | ASPEN |  | D(A,C,E)48B36+TDR | TM9E100C20MP12 | 32600 | 15.5 | 8.1 | 32400 | 43500 | 134.3% | 3.1 | 0 | 10 |  |  |  |  | R-410A | 2.7167 | Residential & Commercial | USHP | Ducted CEE Tier 1
214093083 | Central HP <5.4 tons | LUXAIRE | HRCU-A-CB (Split System: Heat Pump with Remote Outdoor Unit-Air-Source) | HMH72B341 | ASPEN |  | D(A,C,E)48B36+TDR | TM9Y100C16MP11 | 32800 | 18 | 8.1 | 32400 | 45000 | 138.9% | 3.09 | 0 | 10 |  |  |  |  | R-410A | 2.7333 | Residential & Commercial | USHP | Ducted CEE Tier 1
214093084 | Central HP <5.4 tons | LUXAIRE | HRCU-A-CB (Split System: Heat Pump with Remote Outdoor Unit-Air-Source) | HMH72B341 | ASPEN |  | D(A,C,E)36A36+TDR | TM9Y100C20MP11 | 31600 | 15.4 | 8.1 | 32400 | 44000 | 135.8% | 3.04 | 0 | 9.3 |  |  |  |  | R-410A | 2.6333 | Residential & Commercial | USHP
214093151 | Central HP <5.4 tons | LUXAIRE | HRCU-A-CB (Split System: Heat Pump with Remote Outdoor Unit-Air-Source) | HMH72B341 | ASPEN |  | D(A,C,E)42A46+TDR | TPLC100C20MP13 | 31800 | 16.5 | 8.5 | 32400 | 44000 | 135.8% | 3.14 | 0 | 8.9 |  |  |  |  | R-410A | 2.65 | Residential & Commercial | USHP
214093019 | Central HP <5.4 tons | LUXAIRE | HRCU-A-CB (Split System: Heat Pump with Remote Outdoor Unit-Air-Source) | HMH72B341 | ASPEN |  | D(A,C,E)42A46+TDR | TM8Y080C16MP11 | 32400 | 18.5 | 8.5 | 32400 | 44000 | 135.8% | 3.14 | 0 | 10 |  |  |  |  | R-410A | 2.7 | Residential & Commercial | USHP | Ducted CEE Tier 1
214093021 | Central HP <5.4 tons | LUXAIRE | HRCU-A-CB (Split System: Heat Pump with Remote Outdoor Unit-Air-Source) | HMH72B341 | ASPEN |  | D(A,C,E)36A36+TDR | TM8Y100C16MP11 | 31600 | 18.4 | 8.4 | 32400 | 44000 | 135.8% | 3.14 | 0 | 9.8 |  |  |  |  | R-410A | 2.6333 | Residential & Commercial | USHP
214093030 | Central HP <5.4 tons | LUXAIRE | HRCU-A-CB (Split System: Heat Pump with Remote Outdoor Unit-Air-Source) | HMH72B341 | ASPEN |  | D(A,C,E)36A36+TDR | TM9E040A10MP12 | 32200 | 17 | 8.1 | 32400 | 44500 | 137.3% | 2.93 | 0 | 9 |  |  |  |  | R-410A | 2.6833 | Residential & Commercial | USHP
214093060 | Central HP <5.4 tons | LUXAIRE | HRCU-A-CB (Split System: Heat Pump with Remote Outdoor Unit-Air-Source) | HMH72B341 | ASPEN |  | D(A,C,E)36A36+TDR | TM9V080C16MP12 | 31600 | 17.5 | 8.1 | 32400 | 44000 | 135.8% | 3.09 | 0 | 9.8 |  |  |  |  | R-410A | 2.6333 | Residential & Commercial | USHP
214092287 | Central HP <5.4 tons | LUXAIRE | HRCU-A-CB (Split System: Heat Pump with Remote Outdoor Unit-Air-Source) | HMH72B341 | ASPEN |  | D(A,C,E)36A34+TDR | TM8E080B12MP11 | 31600 | 17.9 | 8.1 | 32400 | 45000 | 138.9% | 3.09 | 0 | 9.3 |  |  |  |  | R-410A | 2.6333 | Residential & Commercial | USHP
214092294 | Central HP <5.4 tons | LUXAIRE | HRCU-A-CB (Split System: Heat Pump with Remote Outdoor Unit-Air-Source) | HMH72B341 | ASPEN |  | D(A,C,E)42A44+TDR | TM8E100B12MP11 | 32600 | 18 | 8.1 | 32400 | 44000 | 135.8% | 3.09 | 0 | 10 |  |  |  |  | R-410A | 2.7167 | Residential & Commercial | USHP | Ducted CEE Tier 1
214092944 | Central HP <5.4 tons | LUXAIRE | HRCU-A-CB (Split System: Heat Pump with Remote Outdoor Unit-Air-Source) | HMH72B341 | ASPEN |  | D(A,C,E)42A46+TDR | LPLC080C16MP13 | 32400 | 17.5 | 8.5 | 32400 | 44000 | 135.8% | 3.14 | 0 | 10 |  |  |  |  | R-410A | 2.7 | Residential & Commercial | USHP | Ducted CEE Tier 1
214092326 | Central HP <5.4 tons | LUXAIRE | HRCU-A-CB (Split System: Heat Pump with Remote Outdoor Unit-Air-Source) | HMH72B341 | ASPEN |  | D(A,C,E)36A34+TDR | TM8Y080C16MP11 | 31600 | 18.4 | 8.4 | 32400 | 44000 | 135.8% | 3.14 | 0 | 9.8 |  |  |  |  | R-410A | 2.6333 | Residential & Commercial | USHP
215293583 | Central HP <5.4 tons | AIRQUEST | HRCU-A-CB (Split System: Heat Pump with Remote Outdoor Unit-Air-Source) | DLCURAH30ABK | ADP |  | H,GE7J936 | *92MSN0802120A* | 29800 | 15.2 | 8.1 | 32800 | 27600 | 84.15% | 1.78 | 0 | 9 |  |  |  |  | R-410A | 2.4833 | Residential & Commercial | USHP
215293600 | Central HP <5.4 tons | AIRQUEST | HRCU-A-CB (Split System: Heat Pump with Remote Outdoor Unit-Air-Source) | DLCURAH30ABK | ADP |  | H,GG24936 | *92MSN1002120A* | 29200 | 15.2 | 8.1 | 32800 | 27600 | 84.15% | 1.78 | 0 | 8.5 |  |  |  |  | R-410A | 2.4333 | Residential & Commercial | USHP
215293614 | Central HP <5.4 tons | AIRQUEST | HRCU-A-CB (Split System: Heat Pump with Remote Outdoor Unit-Air-Source) | DLCURAH30ABK | ADP |  | H,GE33936 | *92MSN1002120A* | 30000 | 15.2 | 8.1 | 32800 | 27600 | 84.15% | 1.78 | 0 | 9 |  |  |  |  | R-410A | 2.5 | Residential & Commercial | USHP
215293665 | Central HP <5.4 tons | AIRQUEST | HRCU-A-CB (Split System: Heat Pump with Remote Outdoor Unit-Air-Source) | DLCURAH30ABK | ADP |  | H,GG34936 | *92MSN1202420A* | 30000 | 15.2 | 8.1 | 32600 | 27200 | 83.44% | 1.8 | 0 | 9 |  |  |  |  | R-410A | 2.5 | Residential & Commercial | USHP
215293666 | Central HP <5.4 tons | AIRQUEST | HRCU-A-CB (Split System: Heat Pump with Remote Outdoor Unit-Air-Source) | DLCURAH30ABK | ADP |  | HG34936 | *92MSN1202420A* | 30000 | 15.2 | 8.1 | 32600 | 27200 | 83.44% | 1.8 | 0 | 9 |  |  |  |  | R-410A | 2.5 | Residential & Commercial | USHP
215293884 | Central HP <5.4 tons | AIRQUEST | HRCU-A-CB (Split System: Heat Pump with Remote Outdoor Unit-Air-Source) | DLCURAH30ABK | ADP |  | HE34936 | *96MSN0802120A* | 29600 | 15.2 | 8.1 | 32600 | 27200 | 83.44% | 1.8 | 0 | 9 |  |  |  |  | R-410A | 2.4667 | Residential & Commercial | USHP
216779069 | Central HP <5.4 tons | BRYANT HEATING AND COOLING SYSTEMS | HRCU-A-CB (Split System: Heat Pump with Remote Outdoor Unit-Air-Source) | 288BNV025*0**C* | ADP |  | H,PG1K*36+TXV | 987MB66120C24*** | 23800 | 16 | 8.1 | 19800 | 16300 | 82.32% | 1.96 | 0 | 11 |  |  |  |  | R-410A | 1.9833 | Residential & Commercial | USHP | Ducted CEE Tier 1
214092383 | Central HP <5.4 tons | LUXAIRE | HRCU-A-CB (Split System: Heat Pump with Remote Outdoor Unit-Air-Source) | HMH72B341 | ASPEN |  | D(A,C,E)36A34+TDR | TM9Y080B12MP11 | 31600 | 17.5 | 8.4 | 32400 | 44000 | 135.8% | 3.06 | 0 | 9.3 |  |  |  |  | R-410A | 2.6333 | Residential & Commercial | USHP
214092951 | Central HP <5.4 tons | LUXAIRE | HRCU-A-CB (Split System: Heat Pump with Remote Outdoor Unit-Air-Source) | HMH72B341 | ASPEN |  | D(A,C,E)48B36+TDR | LPLC100C20MP13 | 32000 | 16.5 | 8.5 | 32400 | 44000 | 135.8% | 3.14 | 0 | 8.9 |  |  |  |  | R-410A | 2.6667 | Residential & Commercial | USHP
214092964 | Central HP <5.4 tons | LUXAIRE | HRCU-A-CB (Split System: Heat Pump with Remote Outdoor Unit-Air-Source) | HMH72B341 | ASPEN |  | D(A,C,E)36A36+TDR | TL9E060B12UH11 | 31400 | 17.9 | 8.1 | 32400 | 44500 | 137.3% | 3.03 | 0 | 9.3 |  |  |  |  | R-410A | 2.6167 | Residential & Commercial | USHP
214092967 | Central HP <5.4 tons | LUXAIRE | HRCU-A-CB (Split System: Heat Pump with Remote Outdoor Unit-Air-Source) | HMH72B341 | ASPEN |  | D(A,C,E)36A36+TDR | TL9E080C16UH11 | 31600 | 17.5 | 8.1 | 32400 | 44500 | 137.3% | 3.12 | 0 | 9.3 |  |  |  |  | R-410A | 2.6333 | Residential & Commercial | USHP
214093018 | Central HP <5.4 tons | LUXAIRE | HRCU-A-CB (Split System: Heat Pump with Remote Outdoor Unit-Air-Source) | HMH72B341 | ASPEN |  | D(A,C,E)36A36+TDR | TM8Y080C16MP11 | 31600 | 18.4 | 8.4 | 32400 | 44000 | 135.8% | 3.14 | 0 | 9.8 |  |  |  |  | R-410A | 2.6333 | Residential & Commercial | USHP
214093032 | Central HP <5.4 tons | LUXAIRE | HRCU-A-CB (Split System: Heat Pump with Remote Outdoor Unit-Air-Source) | HMH72B341 | ASPEN |  | D(A,C,E)48B36+TDR | TM9E040A10MP12 | 32200 | 17 | 8.1 | 32400 | 44500 | 137.3% | 2.95 | 0 | 9.5 |  |  |  |  | R-410A | 2.6833 | Residential & Commercial | USHP
214093049 | Central HP <5.4 tons | LUXAIRE | HRCU-A-CB (Split System: Heat Pump with Remote Outdoor Unit-Air-Source) | HMH72B341 | ASPEN |  | D(A,C,E)42A46+TDR | TM9E100C20MP12 | 32400 | 15.5 | 8.1 | 32400 | 43500 | 134.3% | 3.1 | 0 | 10 |  |  |  |  | R-410A | 2.7 | Residential & Commercial | USHP | Ducted CEE Tier 1
214093066 | Central HP <5.4 tons | LUXAIRE | HRCU-A-CB (Split System: Heat Pump with Remote Outdoor Unit-Air-Source) | HMH72B341 | ASPEN |  | D(A,C,E)36A36+TDR | TM9V100C20MP12 | 31600 | 17.5 | 8.1 | 32400 | 45000 | 138.9% | 3.18 | 0 | 9.3 |  |  |  |  | R-410A | 2.6333 | Residential & Commercial | USHP
214093067 | Central HP <5.4 tons | LUXAIRE | HRCU-A-CB (Split System: Heat Pump with Remote Outdoor Unit-Air-Source) | HMH72B341 | ASPEN |  | D(A,C,E)42A46+TDR | TM9V100C20MP12 | 32400 | 17.5 | 8.1 | 32400 | 45000 | 138.9% | 3.16 | 0 | 9.5 |  |  |  |  | R-410A | 2.7 | Residential & Commercial | USHP
214093068 | Central HP <5.4 tons | LUXAIRE | HRCU-A-CB (Split System: Heat Pump with Remote Outdoor Unit-Air-Source) | HMH72B341 | ASPEN |  | D(A,C,E)48B36+TDR | TM9V100C20MP12 | 32600 | 17.5 | 8.1 | 32400 | 45000 | 138.9% | 3.16 | 0 | 9.5 |  |  |  |  | R-410A | 2.7167 | Residential & Commercial | USHP
214093099 | Central HP <5.4 tons | LUXAIRE | HRCU-A-CB (Split System: Heat Pump with Remote Outdoor Unit-Air-Source) | HMH72B341 | ASPEN |  | D(A,C,E)36A36+TDR | TMLE080C16MP11 | 33000 | 18 | 8.1 | 32400 | 45000 | 138.9% | 3.06 | 0 | 10 |  |  |  |  | R-410A | 2.75 | Residential & Commercial | USHP | Ducted CEE Tier 1
214093116 | Central HP <5.4 tons | LUXAIRE | HRCU-A-CB (Split System: Heat Pump with Remote Outdoor Unit-Air-Source) | HMH72B341 | ASPEN |  | D(A,C,E)48B36+TDR | TMLV100C16MP12 | 32600 | 17.5 | 8.5 | 32400 | 44000 | 135.8% | 3.14 | 0 | 10 |  |  |  |  | R-410A | 2.7167 | Residential & Commercial | USHP | Ducted CEE Tier 1
214093132 | Central HP <5.4 tons | LUXAIRE | HRCU-A-CB (Split System: Heat Pump with Remote Outdoor Unit-Air-Source) | HMH72B341 | ASPEN |  | D(A,C,E)36A36+TDR | TP9C100C20MP13 | 31600 | 17.5 | 8.1 | 32400 | 45000 | 138.9% | 3.18 | 0 | 9.3 |  |  |  |  | R-410A | 2.6333 | Residential & Commercial | USHP
214093134 | Central HP <5.4 tons | LUXAIRE | HRCU-A-CB (Split System: Heat Pump with Remote Outdoor Unit-Air-Source) | HMH72B341 | ASPEN |  | D(A,C,E)48B36+TDR | TP9C100C20MP13 | 32600 | 17.5 | 8.1 | 32400 | 45000 | 138.9% | 3.16 | 0 | 9.5 |  |  |  |  | R-410A | 2.7167 | Residential & Commercial | USHP
214093135 | Central HP <5.4 tons | LUXAIRE | HRCU-A-CB (Split System: Heat Pump with Remote Outdoor Unit-Air-Source) | HMH72B341 | ASPEN |  | D(A,C,E)36A36+TDR | TP9C120D20MP13 | 31200 | 16.8 | 8.5 | 32400 | 44000 | 135.8% | 3.21 | 0 | 9.3 |  |  |  |  | R-410A | 2.6 | Residential & Commercial | USHP
214093149 | Central HP <5.4 tons | LUXAIRE | HRCU-A-CB (Split System: Heat Pump with Remote Outdoor Unit-Air-Source) | HMH72B341 | ASPEN |  | D(A,C,E)48B36+TDR | TPLC100C16MP13 | 32600 | 17.5 | 8.5 | 32400 | 44000 | 135.8% | 3.14 | 0 | 10 |  |  |  |  | R-410A | 2.7167 | Residential & Commercial | USHP | Ducted CEE Tier 1
213350159 | Central HP <5.4 tons | YORK | HRCU-A-CB (Split System: Heat Pump with Remote Outdoor Unit-Air-Source) | HMH72B341 | ASPEN |  | D(A,C,E)36A34+TDR | Y81E100C20LMPS1 | 31600 | 17.5 | 8.5 | 33200 | 27400 | 82.53% | 2.71 | 0 | 9.3 |  |  |  |  | R-410A | 2.6333 | Residential & Commercial | USHP
213350186 | Central HP <5.4 tons | YORK | HRCU-A-CB (Split System: Heat Pump with Remote Outdoor Unit-Air-Source) | HMH72B341 | ASPEN |  | C(A,C,D,E)36B34+TDR | Y82E080C16LMPS1 | 33600 | 18.5 | 8.2 | 32800 | 29800 | 90.85% | 2.79 | 0 | 9.5 |  |  |  |  | R-410A | 2.8 | Residential & Commercial | USHP
212976119 | Central HP <5.4 tons | SMART COMFORT | HRCU-A-CB (Split System: Heat Pump with Remote Outdoor Unit-Air-Source) | DLCURAH24ABK |  |  | EN(A,D,W)4X36L17** | *96VTN0801716B* | 23400 | 16.5 | 8.1 | 25800 | 24200 | 93.8% | 2 | 0 | 10 |  |  |  |  | R-410A | 1.95 | Residential & Commercial | USHP | Ducted CEE Tier 1
212977571 | Central HP <5.4 tons | SMART COMFORT | HRCU-A-CB (Split System: Heat Pump with Remote Outdoor Unit-Air-Source) | DLCURAH24ABK |  |  | EA*4X24L14A* | *80MS(N,L)0451412A* | 23400 | 17 | 8.5 | 27000 | 26200 | 97.04% | 2.22 | 0 | 10 |  |  |  |  | R-410A | 1.95 | Residential & Commercial | USHP | Ducted CEE Tier 1
214093120 | Central HP <5.4 tons | LUXAIRE | HRCU-A-CB (Split System: Heat Pump with Remote Outdoor Unit-Air-Source) | HMH72B341 | ASPEN |  | D(A,C,E)36A36+TDR | TP9C060B12MP13 | 31600 | 17.5 | 8.1 | 32400 | 44500 | 137.3% | 3.05 | 0 | 9.3 |  |  |  |  | R-410A | 2.6333 | Residential & Commercial | USHP
214093127 | Central HP <5.4 tons | LUXAIRE | HRCU-A-CB (Split System: Heat Pump with Remote Outdoor Unit-Air-Source) | HMH72B341 | ASPEN |  | D(A,C,E)42A46+TDR | TP9C080C16MP13 | 32600 | 17.5 | 8.1 | 32400 | 44000 | 135.8% | 3.11 | 0 | 10 |  |  |  |  | R-410A | 2.7167 | Residential & Commercial | USHP | Ducted CEE Tier 1
214093129 | Central HP <5.4 tons | LUXAIRE | HRCU-A-CB (Split System: Heat Pump with Remote Outdoor Unit-Air-Source) | HMH72B341 | ASPEN |  | D(A,C,E)36A36+TDR | TP9C100C16MP13 | 31600 | 17.5 | 8.4 | 32400 | 44000 | 135.8% | 3.14 | 0 | 9.8 |  |  |  |  | R-410A | 2.6333 | Residential & Commercial | USHP
214093147 | Central HP <5.4 tons | LUXAIRE | HRCU-A-CB (Split System: Heat Pump with Remote Outdoor Unit-Air-Source) | HMH72B341 | ASPEN |  | D(A,C,E)36A36+TDR | TPLC100C16MP13 | 31600 | 17.5 | 8.4 | 32400 | 44000 | 135.8% | 3.14 | 0 | 9.8 |  |  |  |  | R-410A | 2.6333 | Residential & Commercial | USHP
214092922 | Central HP <5.4 tons | LUXAIRE | HRCU-A-CB (Split System: Heat Pump with Remote Outdoor Unit-Air-Source) | HMH72B341 | ASPEN |  | D(A,C,E)36A36+TDR | LP9C080B12MP13 | 32800 | 17 | 8.1 | 32400 | 46000 | 142% | 3.03 | 0 | 9.5 |  |  |  |  | R-410A | 2.7333 | Residential & Commercial | USHP
214092952 | Central HP <5.4 tons | LUXAIRE | HRCU-A-CB (Split System: Heat Pump with Remote Outdoor Unit-Air-Source) | HMH72B341 | ASPEN |  | D(A,C,E)36A36+TDR | LPLC120C20MP13 | 31000 | 16.3 | 8.5 | 32400 | 43500 | 134.3% | 3.13 | 0 | 8.8 |  |  |  |  | R-410A | 2.5833 | Residential & Commercial | USHP
214092961 | Central HP <5.4 tons | LUXAIRE | HRCU-A-CB (Split System: Heat Pump with Remote Outdoor Unit-Air-Source) | HMH72B341 | ASPEN |  | D(A,C,E)36A36+TDR | TL8E100C20UH11 | 31600 | 17.5 | 8.5 | 32400 | 44000 | 135.8% | 3.16 | 0 | 9.8 |  |  |  |  | R-410A | 2.6333 | Residential & Commercial | USHP
214092977 | Central HP <5.4 tons | LUXAIRE | HRCU-A-CB (Split System: Heat Pump with Remote Outdoor Unit-Air-Source) | HMH72B341 | ASPEN |  | D(A,C,E)42A46+TDR | TM8E060A12MP11 | 32600 | 18 | 8.1 | 32400 | 44000 | 135.8% | 3.09 | 0 | 10 |  |  |  |  | R-410A | 2.7167 | Residential & Commercial | USHP | Ducted CEE Tier 1
216682823 | Central HP <5.4 tons | SMART COMFORT | HRCU-A-CB (Split System: Heat Pump with Remote Outdoor Unit-Air-Source) | DLCURAH30ABK |  |  | EA*4X43L21A* | *97VTN1002122A* | 30400 | 15.2 | 9 | 33000 | 26000 | 78.79% | 1.78 | 0 | 9 |  |  |  |  | R-410A | 2.5333 | Residential & Commercial | USHP
214393181 | Central HP <5.4 tons | RUUD | HRCU-A-CB (Split System: Heat Pump with Remote Outdoor Unit-Air-Source) | RD17AZ36AJ3N | ASPEN |  | D(A,C,E)36D44+TDR | R802V0504A17UHN | 33200 | 18 | 8.1 | 34200 | 29800 | 87.13% | 1.9 | 0 | 10 |  |  |  |  | R-410A | 2.7667 | Residential & Commercial | USHP | Ducted CEE Tier 1
214393199 | Central HP <5.4 tons | RUUD | HRCU-A-CB (Split System: Heat Pump with Remote Outdoor Unit-Air-Source) | RD17AZ36AJ3N | ASPEN |  | D(A,C,E)48C44+TDR | R802V0504A17UHN | 33200 | 18 | 8.1 | 34200 | 29800 | 87.13% | 1.9 | 0 | 10 |  |  |  |  | R-410A | 2.7667 | Residential & Commercial | USHP | Ducted CEE Tier 1
214393230 | Central HP <5.4 tons | RUUD | HRCU-A-CB (Split System: Heat Pump with Remote Outdoor Unit-Air-Source) | RD17AZ36AJ3N | ASPEN |  | D(A,C,E)48D24+TDR | R802V0504A17UHS | 30800 | 17.6 | 8.1 | 34200 | 29800 | 87.13% | 1.9 | 0 | 9.6 |  |  |  |  | R-410A | 2.5667 | Residential & Commercial | USHP
214393231 | Central HP <5.4 tons | RUUD | HRCU-A-CB (Split System: Heat Pump with Remote Outdoor Unit-Air-Source) | RD17AZ36AJ3N | ASPEN |  | D(A,C,E)48D34+TDR | R802V0504A17UHS | 33200 | 18 | 8.1 | 34200 | 29800 | 87.13% | 1.9 | 0 | 10 |  |  |  |  | R-410A | 2.7667 | Residential & Commercial | USHP | Ducted CEE Tier 1
214092935 | Central HP <5.4 tons | LUXAIRE | HRCU-A-CB (Split System: Heat Pump with Remote Outdoor Unit-Air-Source) | HMH72B341 | ASPEN |  | D(A,C,E)42A46+TDR | LP9C120D20MP13 | 32000 | 17 | 8.5 | 32400 | 44000 | 135.8% | 3.19 | 0 | 9.4 |  |  |  |  | R-410A | 2.6667 | Residential & Commercial | USHP
214092937 | Central HP <5.4 tons | LUXAIRE | HRCU-A-CB (Split System: Heat Pump with Remote Outdoor Unit-Air-Source) | HMH72B341 | ASPEN |  | D(A,C,E)36A36+TDR | LPLC060A12MP13 | 32800 | 17.5 | 8.1 | 32400 | 45000 | 138.9% | 3.04 | 0 | 9.5 |  |  |  |  | R-410A | 2.7333 | Residential & Commercial | USHP
214092953 | Central HP <5.4 tons | LUXAIRE | HRCU-A-CB (Split System: Heat Pump with Remote Outdoor Unit-Air-Source) | HMH72B341 | ASPEN |  | D(A,C,E)42A46+TDR | LPLC120C20MP13 | 31800 | 16.5 | 8.5 | 32400 | 44000 | 135.8% | 3.14 | 0 | 8.9 |  |  |  |  | R-410A | 2.65 | Residential & Commercial | USHP
214092969 | Central HP <5.4 tons | LUXAIRE | HRCU-A-CB (Split System: Heat Pump with Remote Outdoor Unit-Air-Source) | HMH72B341 | ASPEN |  | D(A,C,E)48B36+TDR | TL9E080C16UH11 | 32600 | 17.5 | 8.1 | 32400 | 45000 | 138.9% | 3.14 | 0 | 9.5 |  |  |  |  | R-410A | 2.7167 | Residential & Commercial | USHP
214093046 | Central HP <5.4 tons | LUXAIRE | HRCU-A-CB (Split System: Heat Pump with Remote Outdoor Unit-Air-Source) | HMH72B341 | ASPEN |  | D(A,C,E)42A46+TDR | TM9E100C16MP12 | 32600 | 18 | 8.1 | 32400 | 44000 | 135.8% | 3.14 | 0 | 10 |  |  |  |  | R-410A | 2.7167 | Residential & Commercial | USHP | Ducted CEE Tier 1
214093062 | Central HP <5.4 tons | LUXAIRE | HRCU-A-CB (Split System: Heat Pump with Remote Outdoor Unit-Air-Source) | HMH72B341 | ASPEN |  | D(A,C,E)48B36+TDR | TM9V080C16MP12 | 32800 | 17.5 | 8.1 | 32400 | 44000 | 135.8% | 3.11 | 0 | 10 |  |  |  |  | R-410A | 2.7333 | Residential & Commercial | USHP | Ducted CEE Tier 1
214394630 | Central HP <5.4 tons | RUUD | HRCU-A-CB (Split System: Heat Pump with Remote Outdoor Unit-Air-Source) | RD17AZ36AJ3N | ASPEN |  | D(A,C,E)48D24+TDR | U98MV1005A21UPS | 30800 | 17.6 | 8.1 | 34200 | 29600 | 86.55% | 1.9 | 0 | 9.6 |  |  |  |  | R-410A | 2.5667 | Residential & Commercial | USHP
214392740 | Central HP <5.4 tons | RUUD | HRCU-A-CB (Split System: Heat Pump with Remote Outdoor Unit-Air-Source) | RD17AZ36AJ3N | ASPEN |  | D(A,C,E)42D34+TDR | R801V0504A17UHN | 32800 | 18 | 8.1 | 34200 | 29800 | 87.13% | 1.9 | 0 | 10 |  |  |  |  | R-410A | 2.7333 | Residential & Commercial | USHP | Ducted CEE Tier 1
214392851 | Central HP <5.4 tons | RUUD | HRCU-A-CB (Split System: Heat Pump with Remote Outdoor Unit-Air-Source) | RD17AZ36AJ3N | ASPEN |  | D(A,C,E)36D44+TDR | R801V0754A17DZ | 33200 | 18 | 8.1 | 34200 | 29600 | 86.55% | 1.9 | 0 | 10 |  |  |  |  | R-410A | 2.7667 | Residential & Commercial | USHP | Ducted CEE Tier 1
214392858 | Central HP <5.4 tons | RUUD | HRCU-A-CB (Split System: Heat Pump with Remote Outdoor Unit-Air-Source) | RD17AZ36AJ3N | ASPEN |  | D(A,C,E)42C44+TDR | R801V0754A17DZ | 33200 | 18 | 8.1 | 34200 | 29600 | 86.55% | 1.9 | 0 | 10 |  |  |  |  | R-410A | 2.7667 | Residential & Commercial | USHP | Ducted CEE Tier 1
214393185 | Central HP <5.4 tons | RUUD | HRCU-A-CB (Split System: Heat Pump with Remote Outdoor Unit-Air-Source) | RD17AZ36AJ3N | ASPEN |  | D(A,C,E)42B44+TDR | R802V0504A17UHN | 33000 | 18 | 8.1 | 34200 | 29800 | 87.13% | 1.9 | 0 | 10 |  |  |  |  | R-410A | 2.75 | Residential & Commercial | USHP | Ducted CEE Tier 1
214393201 | Central HP <5.4 tons | RUUD | HRCU-A-CB (Split System: Heat Pump with Remote Outdoor Unit-Air-Source) | RD17AZ36AJ3N | ASPEN |  | D(A,C,E)48D34+TDR | R802V0504A17UHN | 33200 | 18 | 8.1 | 34200 | 29800 | 87.13% | 1.9 | 0 | 10 |  |  |  |  | R-410A | 2.7667 | Residential & Commercial | USHP | Ducted CEE Tier 1
214092397 | Central HP <5.4 tons | LUXAIRE | HRCU-A-CB (Split System: Heat Pump with Remote Outdoor Unit-Air-Source) | HMH72B341 | ASPEN |  | D(A,C,E)48B34+TDR | TM9Y120D20MP11 | 32200 | 16.5 | 8.5 | 32400 | 44000 | 135.8% | 3.16 | 0 | 9.4 |  |  |  |  | R-410A | 2.6833 | Residential & Commercial | USHP
214092398 | Central HP <5.4 tons | LUXAIRE | HRCU-A-CB (Split System: Heat Pump with Remote Outdoor Unit-Air-Source) | HMH72B341 | ASPEN |  | D(A,C,E)36A34+TDR | TMLE040A12MP11 | 32800 | 18 | 8.1 | 32400 | 45000 | 138.9% | 3.01 | 0 | 10 |  |  |  |  | R-410A | 2.7333 | Residential & Commercial | USHP | Ducted CEE Tier 1
214092431 | Central HP <5.4 tons | LUXAIRE | HRCU-A-CB (Split System: Heat Pump with Remote Outdoor Unit-Air-Source) | HMH72B341 | ASPEN |  | D(A,C,E)36A34+TDR | TP9C080B12MP13 | 32800 | 17 | 8.1 | 32400 | 46000 | 142% | 3.03 | 0 | 9.5 |  |  |  |  | R-410A | 2.7333 | Residential & Commercial | USHP
214092348 | Central HP <5.4 tons | LUXAIRE | HRCU-A-CB (Split System: Heat Pump with Remote Outdoor Unit-Air-Source) | HMH72B341 | ASPEN |  | D(A,C,E)42A44+TDR | TM9E080B12MP12 | 32600 | 17.5 | 8.1 | 32400 | 44000 | 135.8% | 3.09 | 0 | 10 |  |  |  |  | R-410A | 2.7167 | Residential & Commercial | USHP | Ducted CEE Tier 1
214092299 | Central HP <5.4 tons | LUXAIRE | HRCU-A-CB (Split System: Heat Pump with Remote Outdoor Unit-Air-Source) | HMH72B341 | ASPEN |  | D(A,C,E)36A34+TDR | TM8E120C16MP11 | 33200 | 18 | 8.1 | 32400 | 45000 | 138.9% | 3.06 | 0 | 10 |  |  |  |  | R-410A | 2.7667 | Residential & Commercial | USHP | Ducted CEE Tier 1
214092313 | Central HP <5.4 tons | LUXAIRE | HRCU-A-CB (Split System: Heat Pump with Remote Outdoor Unit-Air-Source) | HMH72B341 | ASPEN |  | D(A,C,E)48B34+TDR | TM8V100C16MP12 | 32600 | 17.5 | 8.5 | 32400 | 44000 | 135.8% | 3.14 | 0 | 10 |  |  |  |  | R-410A | 2.7167 | Residential & Commercial | USHP | Ducted CEE Tier 1
214393935 | Central HP <5.4 tons | RUUD | HRCU-A-CB (Split System: Heat Pump with Remote Outdoor Unit-Air-Source) | RD17AZ36AJ3N | ASPEN |  | D(A,C,E)36D44+TDR | R951V1005A21M4S | 33200 | 17 | 8.1 | 34200 | 29600 | 86.55% | 1.9 | 0 | 10 |  |  |  |  | R-410A | 2.7667 | Residential & Commercial | USHP | Ducted CEE Tier 1
214394019 | Central HP <5.4 tons | RUUD | HRCU-A-CB (Split System: Heat Pump with Remote Outdoor Unit-Air-Source) | RD17AZ36AJ3N | ASPEN |  | D(A,C,E)36D44+TDR | R962V0603A17M4S | 33200 | 18 | 8.1 | 34200 | 29800 | 87.13% | 1.9 | 0 | 10 |  |  |  |  | R-410A | 2.7667 | Residential & Commercial | USHP | Ducted CEE Tier 1
214394046 | Central HP <5.4 tons | RUUD | HRCU-A-CB (Split System: Heat Pump with Remote Outdoor Unit-Air-Source) | RD17AZ36AJ3N | ASPEN |  | D(A,C,E)36C44+TDR | R962V0703A17M4S | 33000 | 18 | 8.1 | 34200 | 29600 | 86.55% | 1.9 | 0 | 10 |  |  |  |  | R-410A | 2.75 | Residential & Commercial | USHP | Ducted CEE Tier 1
214392808 | Central HP <5.4 tons | RUUD | HRCU-A-CB (Split System: Heat Pump with Remote Outdoor Unit-Air-Source) | RD17AZ36AJ3N | ASPEN |  | D(A,C,E)48C34+TDR | R801V0504A17UHU | 32800 | 18 | 8.1 | 34200 | 29800 | 87.13% | 1.9 | 0 | 10 |  |  |  |  | R-410A | 2.7333 | Residential & Commercial | USHP | Ducted CEE Tier 1
214392842 | Central HP <5.4 tons | RUUD | HRCU-A-CB (Split System: Heat Pump with Remote Outdoor Unit-Air-Source) | RD17AZ36AJ3N | ASPEN |  | D(A,C,E)48D44+TDR | R801V0704A17UHU | 33800 | 18 | 8.1 | 34200 | 29600 | 86.55% | 1.9 | 0 | 10 |  |  |  |  | R-410A | 2.8167 | Residential & Commercial | USHP | Ducted CEE Tier 1
214092939 | Central HP <5.4 tons | LUXAIRE | HRCU-A-CB (Split System: Heat Pump with Remote Outdoor Unit-Air-Source) | HMH72B341 | ASPEN |  | D(A,C,E)48B36+TDR | LPLC060A12MP13 | 32800 | 17.5 | 8.1 | 32400 | 45000 | 138.9% | 3.09 | 0 | 9.5 |  |  |  |  | R-410A | 2.7333 | Residential & Commercial | USHP
214092941 | Central HP <5.4 tons | LUXAIRE | HRCU-A-CB (Split System: Heat Pump with Remote Outdoor Unit-Air-Source) | HMH72B341 | ASPEN |  | D(A,C,E)42A46+TDR | LPLC080B12MP13 | 32400 | 17 | 8.1 | 32400 | 46000 | 142% | 3.03 | 0 | 9.5 |  |  |  |  | R-410A | 2.7 | Residential & Commercial | USHP
214092959 | Central HP <5.4 tons | LUXAIRE | HRCU-A-CB (Split System: Heat Pump with Remote Outdoor Unit-Air-Source) | HMH72B341 | ASPEN |  | D(A,C,E)42A46+TDR | TL8E080C16UH11 | 32400 | 17.5 | 8.1 | 32400 | 44500 | 137.3% | 3.15 | 0 | 10 |  |  |  |  | R-410A | 2.7 | Residential & Commercial | USHP | Ducted CEE Tier 1
214092973 | Central HP <5.4 tons | LUXAIRE | HRCU-A-CB (Split System: Heat Pump with Remote Outdoor Unit-Air-Source) | HMH72B341 | ASPEN |  | D(A,C,E)36A36+TDR | TM8E040A12MP11 | 32800 | 18 | 8.1 | 32400 | 45000 | 138.9% | 3.01 | 0 | 10 |  |  |  |  | R-410A | 2.7333 | Residential & Commercial | USHP | Ducted CEE Tier 1
214092975 | Central HP <5.4 tons | LUXAIRE | HRCU-A-CB (Split System: Heat Pump with Remote Outdoor Unit-Air-Source) | HMH72B341 | ASPEN |  | D(A,C,E)48B36+TDR | TM8E040A12MP11 | 32800 | 18 | 8.1 | 32400 | 45000 | 138.9% | 3.06 | 0 | 10 |  |  |  |  | R-410A | 2.7333 | Residential & Commercial | USHP | Ducted CEE Tier 1
214093006 | Central HP <5.4 tons | LUXAIRE | HRCU-A-CB (Split System: Heat Pump with Remote Outdoor Unit-Air-Source) | HMH72B341 | ASPEN |  | D(A,C,E)36A36+TDR | TM8V100C20MP12 | 31000 | 16.3 | 8.5 | 32400 | 43500 | 134.3% | 3.13 | 0 | 8.8 |  |  |  |  | R-410A | 2.5833 | Residential & Commercial | USHP
214093023 | Central HP <5.4 tons | LUXAIRE | HRCU-A-CB (Split System: Heat Pump with Remote Outdoor Unit-Air-Source) | HMH72B341 | ASPEN |  | D(A,C,E)48B36+TDR | TM8Y100C16MP11 | 32600 | 18.5 | 8.5 | 32400 | 44000 | 135.8% | 3.14 | 0 | 10 |  |  |  |  | R-410A | 2.7167 | Residential & Commercial | USHP | Ducted CEE Tier 1
214092986 | Central HP <5.4 tons | LUXAIRE | HRCU-A-CB (Split System: Heat Pump with Remote Outdoor Unit-Air-Source) | HMH72B341 | ASPEN |  | D(A,C,E)42A46+TDR | TM8E100B12MP11 | 32600 | 18 | 8.1 | 32400 | 44000 | 135.8% | 3.09 | 0 | 10 |  |  |  |  | R-410A | 2.7167 | Residential & Commercial | USHP | Ducted CEE Tier 1
214093097 | Central HP <5.4 tons | LUXAIRE | HRCU-A-CB (Split System: Heat Pump with Remote Outdoor Unit-Air-Source) | HMH72B341 | ASPEN |  | D(A,C,E)42A46+TDR | TMLE080B12MP11 | 32400 | 18 | 8.1 | 32400 | 45000 | 138.9% | 3.09 | 0 | 9.5 |  |  |  |  | R-410A | 2.7 | Residential & Commercial | USHP
214093104 | Central HP <5.4 tons | LUXAIRE | HRCU-A-CB (Split System: Heat Pump with Remote Outdoor Unit-Air-Source) | HMH72B341 | ASPEN |  | D(A,C,E)48B36+TDR | TMLE100B12MP11 | 32800 | 18 | 8.1 | 32400 | 44000 | 135.8% | 3.09 | 0 | 10 |  |  |  |  | R-410A | 2.7333 | Residential & Commercial | USHP | Ducted CEE Tier 1
214092227 | Central HP <5.4 tons | LUXAIRE | HRCU-A-CB (Split System: Heat Pump with Remote Outdoor Unit-Air-Source) | HMH72B341 | ASPEN |  | D(A,C,E)36A34+TDR | LP9C060B12MP13 | 31600 | 17.5 | 8.1 | 32400 | 44500 | 137.3% | 3.05 | 0 | 9.3 |  |  |  |  | R-410A | 2.6333 | Residential & Commercial | USHP
214092236 | Central HP <5.4 tons | LUXAIRE | HRCU-A-CB (Split System: Heat Pump with Remote Outdoor Unit-Air-Source) | HMH72B341 | ASPEN |  | D(A,C,E)36A34+TDR | LP9C100C16MP13 | 31600 | 17.5 | 8.4 | 32400 | 44000 | 135.8% | 3.14 | 0 | 9.8 |  |  |  |  | R-410A | 2.6333 | Residential & Commercial | USHP
214092245 | Central HP <5.4 tons | LUXAIRE | HRCU-A-CB (Split System: Heat Pump with Remote Outdoor Unit-Air-Source) | HMH72B341 | ASPEN |  | D(A,C,E)36A34+TDR | LPLC060A12MP13 | 32800 | 17.5 | 8.1 | 32400 | 45000 | 138.9% | 3.04 | 0 | 9.5 |  |  |  |  | R-410A | 2.7333 | Residential & Commercial | USHP
214092277 | Central HP <5.4 tons | LUXAIRE | HRCU-A-CB (Split System: Heat Pump with Remote Outdoor Unit-Air-Source) | HMH72B341 | ASPEN |  | D(A,C,E)48B34+TDR | TL9E080C16UH11 | 32600 | 17.5 | 8.1 | 32400 | 45000 | 138.9% | 3.14 | 0 | 9.5 |  |  |  |  | R-410A | 2.7167 | Residential & Commercial | USHP
214092302 | Central HP <5.4 tons | LUXAIRE | HRCU-A-CB (Split System: Heat Pump with Remote Outdoor Unit-Air-Source) | HMH72B341 | ASPEN |  | D(A,C,E)36A34+TDR | TM8V060A12MP12 | 32800 | 17.5 | 8.1 | 32400 | 45000 | 138.9% | 3.04 | 0 | 9.5 |  |  |  |  | R-410A | 2.7333 | Residential & Commercial | USHP
214092337 | Central HP <5.4 tons | LUXAIRE | HRCU-A-CB (Split System: Heat Pump with Remote Outdoor Unit-Air-Source) | HMH72B341 | ASPEN |  | D(A,C,E)48B34+TDR | TM8Y120C20MP11 | 33600 | 18 | 8.2 | 32400 | 46500 | 143.5% | 3.17 | 0 | 9.5 |  |  |  |  | R-410A | 2.8 | Residential & Commercial | USHP
214092394 | Central HP <5.4 tons | LUXAIRE | HRCU-A-CB (Split System: Heat Pump with Remote Outdoor Unit-Air-Source) | HMH72B341 | ASPEN |  | D(A,C,E)48B34+TDR | TM9Y100C20MP11 | 32600 | 15.5 | 8.1 | 32400 | 44500 | 137.3% | 3.05 | 0 | 9.5 |  |  |  |  | R-410A | 2.7167 | Residential & Commercial | USHP
214092435 | Central HP <5.4 tons | LUXAIRE | HRCU-A-CB (Split System: Heat Pump with Remote Outdoor Unit-Air-Source) | HMH72B341 | ASPEN |  | D(A,C,E)42A44+TDR | TP9C080C16MP13 | 32600 | 17.5 | 8.1 | 32400 | 44000 | 135.8% | 3.11 | 0 | 10 |  |  |  |  | R-410A | 2.7167 | Residential & Commercial | USHP | Ducted CEE Tier 1
214092444 | Central HP <5.4 tons | LUXAIRE | HRCU-A-CB (Split System: Heat Pump with Remote Outdoor Unit-Air-Source) | HMH72B341 | ASPEN |  | D(A,C,E)42A44+TDR | TP9C120D20MP13 | 32000 | 17 | 8.5 | 32400 | 44000 | 135.8% | 3.19 | 0 | 9.4 |  |  |  |  | R-410A | 2.6667 | Residential & Commercial | USHP
214092233 | Central HP <5.4 tons | LUXAIRE | HRCU-A-CB (Split System: Heat Pump with Remote Outdoor Unit-Air-Source) | HMH72B341 | ASPEN |  | D(A,C,E)36A34+TDR | LP9C080C16MP13 | 31600 | 17.5 | 8.1 | 32400 | 44000 | 135.8% | 3.09 | 0 | 9.8 |  |  |  |  | R-410A | 2.6333 | Residential & Commercial | USHP
214092235 | Central HP <5.4 tons | LUXAIRE | HRCU-A-CB (Split System: Heat Pump with Remote Outdoor Unit-Air-Source) | HMH72B341 | ASPEN |  | D(A,C,E)48B34+TDR | LP9C080C16MP13 | 32800 | 17.5 | 8.1 | 32400 | 44000 | 135.8% | 3.11 | 0 | 10 |  |  |  |  | R-410A | 2.7333 | Residential & Commercial | USHP | Ducted CEE Tier 1
214092267 | Central HP <5.4 tons | LUXAIRE | HRCU-A-CB (Split System: Heat Pump with Remote Outdoor Unit-Air-Source) | HMH72B341 | ASPEN |  | D(A,C,E)42A44+TDR | TL8E080C16UH11 | 32400 | 17.5 | 8.1 | 32400 | 44500 | 137.3% | 3.15 | 0 | 10 |  |  |  |  | R-410A | 2.7 | Residential & Commercial | USHP | Ducted CEE Tier 1
214092269 | Central HP <5.4 tons | LUXAIRE | HRCU-A-CB (Split System: Heat Pump with Remote Outdoor Unit-Air-Source) | HMH72B341 | ASPEN |  | D(A,C,E)36A34+TDR | TL8E100C20UH11 | 31600 | 17.5 | 8.5 | 32400 | 44000 | 135.8% | 3.16 | 0 | 9.8 |  |  |  |  | R-410A | 2.6333 | Residential & Commercial | USHP
214392129 | Central HP <5.4 tons | RUUD | HRCU-A-CB (Split System: Heat Pump with Remote Outdoor Unit-Air-Source) | RD17AZ24AJ3N | ASPEN |  | D(A,C,E)36C24+TDR | R801V0503A14DZ | 20800 | 18.8 | 8.1 | 22600 | 16800 | 74.34% | 2 | 0 | 9.7 |  |  |  |  | R-410A | 1.7333 | Residential & Commercial | USHP
214392145 | Central HP <5.4 tons | RUUD | HRCU-A-CB (Split System: Heat Pump with Remote Outdoor Unit-Air-Source) | RD17AZ24AJ3N | ASPEN |  | D(A,C,E)36C24+TDR | R801V0503A14UH | 20800 | 17.8 | 8.1 | 22600 | 16900 | 74.78% | 2 | 0 | 9.7 |  |  |  |  | R-410A | 1.7333 | Residential & Commercial | USHP
214392161 | Central HP <5.4 tons | RUUD | HRCU-A-CB (Split System: Heat Pump with Remote Outdoor Unit-Air-Source) | RD17AZ24AJ3N | ASPEN |  | D(A,C,E)36C24+TDR | R801V0504A17UHN | 20800 | 17.8 | 8.1 | 22600 | 16900 | 74.78% | 2 | 0 | 9.7 |  |  |  |  | R-410A | 1.7333 | Residential & Commercial | USHP
214392162 | Central HP <5.4 tons | RUUD | HRCU-A-CB (Split System: Heat Pump with Remote Outdoor Unit-Air-Source) | RD17AZ24AJ3N | ASPEN |  | D(A,C,E)36D24+TDR | R801V0504A17UHN | 21000 | 17.9 | 8.1 | 22600 | 16900 | 74.78% | 2 | 0 | 9.8 |  |  |  |  | R-410A | 1.75 | Residential & Commercial | USHP
214392194 | Central HP <5.4 tons | RUUD | HRCU-A-CB (Split System: Heat Pump with Remote Outdoor Unit-Air-Source) | RD17AZ24AJ3N | ASPEN |  | D(A,C,E)36D24+TDR | R801V0504A17UHU | 20800 | 17.9 | 8.1 | 22400 | 17000 | 75.89% | 2 | 0 | 9.8 |  |  |  |  | R-410A | 1.7333 | Residential & Commercial | USHP
214392343 | Central HP <5.4 tons | RUUD | HRCU-A-CB (Split System: Heat Pump with Remote Outdoor Unit-Air-Source) | RD17AZ24AJ3N | ASPEN |  | D(A,C,E)24C34+TDR | R802V0504A17UHS | 21600 | 18 | 8.1 | 22600 | 16900 | 74.78% | 2 | 0 | 10 |  |  |  |  | R-410A | 1.8 | Residential & Commercial | USHP | Ducted CEE Tier 1
214392395 | Central HP <5.4 tons | RUUD | HRCU-A-CB (Split System: Heat Pump with Remote Outdoor Unit-Air-Source) | RD17AZ24AJ3N | ASPEN |  | D(A,C,E)30B34+TDR | R802V0754A17UHS | 21600 | 19 | 8.1 | 22600 | 16800 | 74.34% | 2.1 | 0 | 10 |  |  |  |  | R-410A | 1.8 | Residential & Commercial | USHP | Ducted CEE Tier 1
214393208 | Central HP <5.4 tons | RUUD | HRCU-A-CB (Split System: Heat Pump with Remote Outdoor Unit-Air-Source) | RD17AZ36AJ3N | ASPEN |  | D(A,C,E)36C44+TDR | R802V0504A17UHS | 33000 | 18 | 8.1 | 34200 | 29800 | 87.13% | 1.9 | 0 | 10 |  |  |  |  | R-410A | 2.75 | Residential & Commercial | USHP | Ducted CEE Tier 1
214393601 | Central HP <5.4 tons | RUUD | HRCU-A-CB (Split System: Heat Pump with Remote Outdoor Unit-Air-Source) | RD17AZ36AJ3N | ASPEN |  | D(A,C,E)36D44+TDR | R921V0603A17M4S | 33200 | 18 | 8.1 | 34200 | 29800 | 87.13% | 1.9 | 0 | 10 |  |  |  |  | R-410A | 2.7667 | Residential & Commercial | USHP | Ducted CEE Tier 1
214393635 | Central HP <5.4 tons | RUUD | HRCU-A-CB (Split System: Heat Pump with Remote Outdoor Unit-Air-Source) | RD17AZ36AJ3N | ASPEN |  | D(A,C,E)42B44+TDR | R921V0703A17M4S | 33000 | 18 | 8.1 | 34200 | 29600 | 86.55% | 1.9 | 0 | 10 |  |  |  |  | R-410A | 2.75 | Residential & Commercial | USHP | Ducted CEE Tier 1
214393687 | Central HP <5.4 tons | RUUD | HRCU-A-CB (Split System: Heat Pump with Remote Outdoor Unit-Air-Source) | RD17AZ36AJ3N | ASPEN |  | D(A,C,E)42B44+TDR | R921V0855A21M4S | 33000 | 18 | 8.1 | 34200 | 29600 | 86.55% | 1.9 | 0 | 10 |  |  |  |  | R-410A | 2.75 | Residential & Commercial | USHP | Ducted CEE Tier 1
214393701 | Central HP <5.4 tons | RUUD | HRCU-A-CB (Split System: Heat Pump with Remote Outdoor Unit-Air-Source) | RD17AZ36AJ3N | ASPEN |  | D(A,C,E)48C44+TDR | R921V0855A21M4S | 33200 | 18 | 8.1 | 34200 | 29600 | 86.55% | 1.9 | 0 | 10 |  |  |  |  | R-410A | 2.7667 | Residential & Commercial | USHP | Ducted CEE Tier 1
214092314 | Central HP <5.4 tons | LUXAIRE | HRCU-A-CB (Split System: Heat Pump with Remote Outdoor Unit-Air-Source) | HMH72B341 | ASPEN |  | D(A,C,E)36A34+TDR | TM8V100C20MP12 | 31000 | 16.3 | 8.5 | 32400 | 43500 | 134.3% | 3.13 | 0 | 8.8 |  |  |  |  | R-410A | 2.5833 | Residential & Commercial | USHP
214092364 | Central HP <5.4 tons | LUXAIRE | HRCU-A-CB (Split System: Heat Pump with Remote Outdoor Unit-Air-Source) | HMH72B341 | ASPEN |  | D(A,C,E)48B34+TDR | TM9V060B12MP12 | 32800 | 17.5 | 8.1 | 32400 | 44500 | 137.3% | 3.07 | 0 | 9.5 |  |  |  |  | R-410A | 2.7333 | Residential & Commercial | USHP
214092366 | Central HP <5.4 tons | LUXAIRE | HRCU-A-CB (Split System: Heat Pump with Remote Outdoor Unit-Air-Source) | HMH72B341 | ASPEN |  | D(A,C,E)42A44+TDR | TM9V080B12MP12 | 32800 | 17 | 8.1 | 32400 | 46500 | 143.5% | 3.12 | 0 | 9.5 |  |  |  |  | R-410A | 2.7333 | Residential & Commercial | USHP
214092381 | Central HP <5.4 tons | LUXAIRE | HRCU-A-CB (Split System: Heat Pump with Remote Outdoor Unit-Air-Source) | HMH72B341 | ASPEN |  | D(A,C,E)42A44+TDR | TM9Y060B12MP11 | 32600 | 17.5 | 8.1 | 32400 | 46500 | 143.5% | 3.04 | 0 | 9.5 |  |  |  |  | R-410A | 2.7167 | Residential & Commercial | USHP
214092232 | Central HP <5.4 tons | LUXAIRE | HRCU-A-CB (Split System: Heat Pump with Remote Outdoor Unit-Air-Source) | HMH72B341 | ASPEN |  | D(A,C,E)48B34+TDR | LP9C080B12MP13 | 32800 | 17 | 8.1 | 32400 | 46000 | 142% | 3.06 | 0 | 9.5 |  |  |  |  | R-410A | 2.7333 | Residential & Commercial | USHP
214092247 | Central HP <5.4 tons | LUXAIRE | HRCU-A-CB (Split System: Heat Pump with Remote Outdoor Unit-Air-Source) | HMH72B341 | ASPEN |  | D(A,C,E)48B34+TDR | LPLC060A12MP13 | 32800 | 17.5 | 8.1 | 32400 | 45000 | 138.9% | 3.09 | 0 | 9.5 |  |  |  |  | R-410A | 2.7333 | Residential & Commercial | USHP
214092249 | Central HP <5.4 tons | LUXAIRE | HRCU-A-CB (Split System: Heat Pump with Remote Outdoor Unit-Air-Source) | HMH72B341 | ASPEN |  | D(A,C,E)42A44+TDR | LPLC080B12MP13 | 32400 | 17 | 8.1 | 32400 | 46000 | 142% | 3.03 | 0 | 9.5 |  |  |  |  | R-410A | 2.7 | Residential & Commercial | USHP
212977046 | Central HP <5.4 tons | SMART COMFORT | HRCU-A-CB (Split System: Heat Pump with Remote Outdoor Unit-Air-Source) | DLCURAH30ABK |  |  | EA*4X42L24A* | *96VTN1002122B* | 30000 | 15.2 | 8.1 | 34200 | 27600 | 80.7% | 1.8 | 0 | 9 |  |  |  |  | R-410A | 2.5 | Residential & Commercial | USHP
214093138 | Central HP <5.4 tons | LUXAIRE | HRCU-A-CB (Split System: Heat Pump with Remote Outdoor Unit-Air-Source) | HMH72B341 | ASPEN |  | D(A,C,E)36A36+TDR | TPLC060A12MP13 | 32800 | 17.5 | 8.1 | 32400 | 45000 | 138.9% | 3.04 | 0 | 9.5 |  |  |  |  | R-410A | 2.7333 | Residential & Commercial | USHP
214092461 | Central HP <5.4 tons | LUXAIRE | HRCU-A-CB (Split System: Heat Pump with Remote Outdoor Unit-Air-Source) | HMH72B341 | ASPEN |  | D(A,C,E)36A34+TDR | TPLC120C20MP13 | 31000 | 16.3 | 8.5 | 32400 | 43500 | 134.3% | 3.13 | 0 | 8.8 |  |  |  |  | R-410A | 2.5833 | Residential & Commercial | USHP
214093036 | Central HP <5.4 tons | LUXAIRE | HRCU-A-CB (Split System: Heat Pump with Remote Outdoor Unit-Air-Source) | HMH72B341 | ASPEN |  | D(A,C,E)36A36+TDR | TM9E060B12MP12 | 31600 | 17.5 | 8.1 | 32400 | 45000 | 138.9% | 3.04 | 0 | 9.3 |  |  |  |  | R-410A | 2.6333 | Residential & Commercial | USHP
214093052 | Central HP <5.4 tons | LUXAIRE | HRCU-A-CB (Split System: Heat Pump with Remote Outdoor Unit-Air-Source) | HMH72B341 | ASPEN |  | D(A,C,E)42A46+TDR | TM9V040A10MP12 | 31800 | 17 | 8.1 | 32400 | 44000 | 135.8% | 3.06 | 0 | 9.4 |  |  |  |  | R-410A | 2.65 | Residential & Commercial | USHP
214093077 | Central HP <5.4 tons | LUXAIRE | HRCU-A-CB (Split System: Heat Pump with Remote Outdoor Unit-Air-Source) | HMH72B341 | ASPEN |  | D(A,C,E)48B36+TDR | TM9Y080B12MP11 | 32600 | 17.5 | 8.5 | 32400 | 44000 | 135.8% | 3.09 | 0 | 9.5 |  |  |  |  | R-410A | 2.7167 | Residential & Commercial | USHP
214092945 | Central HP <5.4 tons | LUXAIRE | HRCU-A-CB (Split System: Heat Pump with Remote Outdoor Unit-Air-Source) | HMH72B341 | ASPEN |  | D(A,C,E)48B36+TDR | LPLC080C16MP13 | 32600 | 17.5 | 8.5 | 32400 | 44000 | 135.8% | 3.14 | 0 | 10 |  |  |  |  | R-410A | 2.7167 | Residential & Commercial | USHP | Ducted CEE Tier 1
214092970 | Central HP <5.4 tons | LUXAIRE | HRCU-A-CB (Split System: Heat Pump with Remote Outdoor Unit-Air-Source) | HMH72B341 | ASPEN |  | D(A,C,E)36A36+TDR | TL9E100C20UH11 | 33400 | 17 | 8.1 | 32400 | 45500 | 140.4% | 3.12 | 0 | 10 |  |  |  |  | R-410A | 2.7833 | Residential & Commercial | USHP | Ducted CEE Tier 1
214393228 | Central HP <5.4 tons | RUUD | HRCU-A-CB (Split System: Heat Pump with Remote Outdoor Unit-Air-Source) | RD17AZ36AJ3N | ASPEN |  | D(A,C,E)48C34+TDR | R802V0504A17UHS | 32800 | 18 | 8.1 | 34200 | 29800 | 87.13% | 1.9 | 0 | 10 |  |  |  |  | R-410A | 2.7333 | Residential & Commercial | USHP | Ducted CEE Tier 1
214393260 | Central HP <5.4 tons | RUUD | HRCU-A-CB (Split System: Heat Pump with Remote Outdoor Unit-Air-Source) | RD17AZ36AJ3N | ASPEN |  | D(A,C,E)48D24+TDR | R802V0754A17DZ | 30800 | 17.6 | 8.1 | 34200 | 29600 | 86.55% | 1.9 | 0 | 9.6 |  |  |  |  | R-410A | 2.5667 | Residential & Commercial | USHP
214393571 | Central HP <5.4 tons | RUUD | HRCU-A-CB (Split System: Heat Pump with Remote Outdoor Unit-Air-Source) | RD17AZ36AJ3N | ASPEN |  | D(A,C,E)36D44+TDR | R921V0403A17M4S | 33200 | 18 | 8.1 | 34200 | 29600 | 86.55% | 1.9 | 0 | 10 |  |  |  |  | R-410A | 2.7667 | Residential & Commercial | USHP | Ducted CEE Tier 1
214393592 | Central HP <5.4 tons | RUUD | HRCU-A-CB (Split System: Heat Pump with Remote Outdoor Unit-Air-Source) | RD17AZ36AJ3N | ASPEN |  | D(A,C,E)48D44+TDR | R921V0403A17M4S | 33800 | 18 | 8.1 | 34200 | 29600 | 86.55% | 1.9 | 0 | 10 |  |  |  |  | R-410A | 2.8167 | Residential & Commercial | USHP | Ducted CEE Tier 1
214093069 | Central HP <5.4 tons | LUXAIRE | HRCU-A-CB (Split System: Heat Pump with Remote Outdoor Unit-Air-Source) | HMH72B341 | ASPEN |  | D(A,C,E)36A36+TDR | TM9V120D20MP12 | 31200 | 16.8 | 8.5 | 32400 | 44000 | 135.8% | 3.21 | 0 | 9.3 |  |  |  |  | R-410A | 2.6 | Residential & Commercial | USHP
214093071 | Central HP <5.4 tons | LUXAIRE | HRCU-A-CB (Split System: Heat Pump with Remote Outdoor Unit-Air-Source) | HMH72B341 | ASPEN |  | D(A,C,E)48B36+TDR | TM9V120D20MP12 | 32200 | 17 | 8.5 | 32400 | 44000 | 135.8% | 3.19 | 0 | 9.4 |  |  |  |  | R-410A | 2.6833 | Residential & Commercial | USHP
214093087 | Central HP <5.4 tons | LUXAIRE | HRCU-A-CB (Split System: Heat Pump with Remote Outdoor Unit-Air-Source) | HMH72B341 | ASPEN |  | D(A,C,E)36A36+TDR | TM9Y120D20MP11 | 31200 | 16.3 | 8.5 | 32400 | 44000 | 135.8% | 3.16 | 0 | 9.3 |  |  |  |  | R-410A | 2.6 | Residential & Commercial | USHP
214093119 | Central HP <5.4 tons | LUXAIRE | HRCU-A-CB (Split System: Heat Pump with Remote Outdoor Unit-Air-Source) | HMH72B341 | ASPEN |  | D(A,C,E)48B36+TDR | TMLV120C20MP12 | 32000 | 16.5 | 8.5 | 32400 | 44000 | 135.8% | 3.14 | 0 | 8.9 |  |  |  |  | R-410A | 2.6667 | Residential & Commercial | USHP
214093137 | Central HP <5.4 tons | LUXAIRE | HRCU-A-CB (Split System: Heat Pump with Remote Outdoor Unit-Air-Source) | HMH72B341 | ASPEN |  | D(A,C,E)48B36+TDR | TP9C120D20MP13 | 32200 | 17 | 8.5 | 32400 | 44000 | 135.8% | 3.19 | 0 | 9.4 |  |  |  |  | R-410A | 2.6833 | Residential & Commercial | USHP
214093035 | Central HP <5.4 tons | LUXAIRE | HRCU-A-CB (Split System: Heat Pump with Remote Outdoor Unit-Air-Source) | HMH72B341 | ASPEN |  | D(A,C,E)48B36+TDR | TM9E060A10MP12 | 32400 | 17.5 | 8.1 | 32400 | 44000 | 135.8% | 3.04 | 0 | 9.5 |  |  |  |  | R-410A | 2.7 | Residential & Commercial | USHP
214093037 | Central HP <5.4 tons | LUXAIRE | HRCU-A-CB (Split System: Heat Pump with Remote Outdoor Unit-Air-Source) | HMH72B341 | ASPEN |  | D(A,C,E)42A46+TDR | TM9E060B12MP12 | 32600 | 17.5 | 8.1 | 32400 | 45000 | 138.9% | 3.06 | 0 | 9.5 |  |  |  |  | R-410A | 2.7167 | Residential & Commercial | USHP
214092312 | Central HP <5.4 tons | LUXAIRE | HRCU-A-CB (Split System: Heat Pump with Remote Outdoor Unit-Air-Source) | HMH72B341 | ASPEN |  | D(A,C,E)42A44+TDR | TM8V100C16MP12 | 32400 | 17.5 | 8.5 | 32400 | 44000 | 135.8% | 3.14 | 0 | 10 |  |  |  |  | R-410A | 2.7 | Residential & Commercial | USHP | Ducted CEE Tier 1
214392396 | Central HP <5.4 tons | RUUD | HRCU-A-CB (Split System: Heat Pump with Remote Outdoor Unit-Air-Source) | RD17AZ24AJ3N | ASPEN |  | D(A,C,E)30C24+TDR | R802V0754A17UHS | 20400 | 18.6 | 8.1 | 22600 | 16800 | 74.34% | 2.1 | 0 | 9 |  |  |  |  | R-410A | 1.7 | Residential & Commercial | USHP
214392428 | Central HP <5.4 tons | RUUD | HRCU-A-CB (Split System: Heat Pump with Remote Outdoor Unit-Air-Source) | RD17AZ24AJ3N | ASPEN |  | D(A,C,E)30C24+TDR | R802V1004A17UHS | 20400 | 18.6 | 8.1 | 22600 | 16800 | 74.34% | 2.1 | 0 | 9 |  |  |  |  | R-410A | 1.7 | Residential & Commercial | USHP
213787638 | Central HP <5.4 tons | SMART COMFORT | HRCU-A-CB (Split System: Heat Pump with Remote Outdoor Unit-Air-Source) | DLCURAH30ABK |  |  | FTMA4B48L0C* | 0 | 31600 | 15.75 | 9 | 32400 | 25800 | 79.63% | 1.88 | 0 | 9.5 |  |  |  |  | R-410A | 2.6333 | Residential & Commercial | USHP
214093093 | Central HP <5.4 tons | LUXAIRE | HRCU-A-CB (Split System: Heat Pump with Remote Outdoor Unit-Air-Source) | HMH72B341 | ASPEN |  | D(A,C,E)36A36+TDR | TMLE060A12MP11 | 31600 | 17.9 | 8.1 | 32400 | 44000 | 135.8% | 3.06 | 0 | 9.8 |  |  |  |  | R-410A | 2.6333 | Residential & Commercial | USHP
214093007 | Central HP <5.4 tons | LUXAIRE | HRCU-A-CB (Split System: Heat Pump with Remote Outdoor Unit-Air-Source) | HMH72B341 | ASPEN |  | D(A,C,E)42A46+TDR | TM8V100C20MP12 | 31800 | 16.5 | 8.5 | 32400 | 44000 | 135.8% | 3.14 | 0 | 8.9 |  |  |  |  | R-410A | 2.65 | Residential & Commercial | USHP
214093043 | Central HP <5.4 tons | LUXAIRE | HRCU-A-CB (Split System: Heat Pump with Remote Outdoor Unit-Air-Source) | HMH72B341 | ASPEN |  | D(A,C,E)42A46+TDR | TM9E080C16MP12 | 33000 | 18 | 8.1 | 32400 | 45500 | 140.4% | 3.12 | 0 | 10 |  |  |  |  | R-410A | 2.75 | Residential & Commercial | USHP | Ducted CEE Tier 1
214093056 | Central HP <5.4 tons | LUXAIRE | HRCU-A-CB (Split System: Heat Pump with Remote Outdoor Unit-Air-Source) | HMH72B341 | ASPEN |  | D(A,C,E)48B36+TDR | TM9V060B12MP12 | 32800 | 17.5 | 8.1 | 32400 | 44500 | 137.3% | 3.07 | 0 | 9.5 |  |  |  |  | R-410A | 2.7333 | Residential & Commercial | USHP
214093057 | Central HP <5.4 tons | LUXAIRE | HRCU-A-CB (Split System: Heat Pump with Remote Outdoor Unit-Air-Source) | HMH72B341 | ASPEN |  | D(A,C,E)36A36+TDR | TM9V080B12MP12 | 32800 | 17 | 8.1 | 32400 | 46000 | 142% | 3.03 | 0 | 9.5 |  |  |  |  | R-410A | 2.7333 | Residential & Commercial | USHP
214093059 | Central HP <5.4 tons | LUXAIRE | HRCU-A-CB (Split System: Heat Pump with Remote Outdoor Unit-Air-Source) | HMH72B341 | ASPEN |  | D(A,C,E)48B36+TDR | TM9V080B12MP12 | 32800 | 17 | 8.1 | 32400 | 46000 | 142% | 3.06 | 0 | 9.5 |  |  |  |  | R-410A | 2.7333 | Residential & Commercial | USHP
214093107 | Central HP <5.4 tons | LUXAIRE | HRCU-A-CB (Split System: Heat Pump with Remote Outdoor Unit-Air-Source) | HMH72B341 | ASPEN |  | D(A,C,E)48B36+TDR | TMLE100C16MP11 | 33000 | 18 | 8.2 | 32400 | 45000 | 138.9% | 3.11 | 0 | 10 |  |  |  |  | R-410A | 2.75 | Residential & Commercial | USHP | Ducted CEE Tier 1
214093125 | Central HP <5.4 tons | LUXAIRE | HRCU-A-CB (Split System: Heat Pump with Remote Outdoor Unit-Air-Source) | HMH72B341 | ASPEN |  | D(A,C,E)48B36+TDR | TP9C080B12MP13 | 32800 | 17 | 8.1 | 32400 | 46000 | 142% | 3.06 | 0 | 9.5 |  |  |  |  | R-410A | 2.7333 | Residential & Commercial | USHP
214092976 | Central HP <5.4 tons | LUXAIRE | HRCU-A-CB (Split System: Heat Pump with Remote Outdoor Unit-Air-Source) | HMH72B341 | ASPEN |  | D(A,C,E)36A36+TDR | TM8E060A12MP11 | 31600 | 17.9 | 8.1 | 32400 | 44000 | 135.8% | 3.06 | 0 | 9.8 |  |  |  |  | R-410A | 2.6333 | Residential & Commercial | USHP
214092991 | Central HP <5.4 tons | LUXAIRE | HRCU-A-CB (Split System: Heat Pump with Remote Outdoor Unit-Air-Source) | HMH72B341 | ASPEN |  | D(A,C,E)36A36+TDR | TM8E120C16MP11 | 33200 | 18 | 8.1 | 32400 | 45000 | 138.9% | 3.06 | 0 | 10 |  |  |  |  | R-410A | 2.7667 | Residential & Commercial | USHP | Ducted CEE Tier 1
214092993 | Central HP <5.4 tons | LUXAIRE | HRCU-A-CB (Split System: Heat Pump with Remote Outdoor Unit-Air-Source) | HMH72B341 | ASPEN |  | D(A,C,E)48B36+TDR | TM8E120C16MP11 | 33200 | 18 | 8.2 | 32400 | 45000 | 138.9% | 3.11 | 0 | 10 |  |  |  |  | R-410A | 2.7667 | Residential & Commercial | USHP | Ducted CEE Tier 1
214092925 | Central HP <5.4 tons | LUXAIRE | HRCU-A-CB (Split System: Heat Pump with Remote Outdoor Unit-Air-Source) | HMH72B341 | ASPEN |  | D(A,C,E)36A36+TDR | LP9C080C16MP13 | 31600 | 17.5 | 8.1 | 32400 | 44000 | 135.8% | 3.09 | 0 | 9.8 |  |  |  |  | R-410A | 2.6333 | Residential & Commercial | USHP
214092943 | Central HP <5.4 tons | LUXAIRE | HRCU-A-CB (Split System: Heat Pump with Remote Outdoor Unit-Air-Source) | HMH72B341 | ASPEN |  | D(A,C,E)36A36+TDR | LPLC080C16MP13 | 31600 | 17.5 | 8.4 | 32400 | 44000 | 135.8% | 3.14 | 0 | 9.8 |  |  |  |  | R-410A | 2.6333 | Residential & Commercial | USHP
214092309 | Central HP <5.4 tons | LUXAIRE | HRCU-A-CB (Split System: Heat Pump with Remote Outdoor Unit-Air-Source) | HMH72B341 | ASPEN |  | D(A,C,E)42A44+TDR | TM8V080C16MP12 | 32400 | 17.5 | 8.5 | 32400 | 44000 | 135.8% | 3.14 | 0 | 10 |  |  |  |  | R-410A | 2.7 | Residential & Commercial | USHP | Ducted CEE Tier 1
214092318 | Central HP <5.4 tons | LUXAIRE | HRCU-A-CB (Split System: Heat Pump with Remote Outdoor Unit-Air-Source) | HMH72B341 | ASPEN |  | D(A,C,E)42A44+TDR | TM8V120C20MP12 | 31800 | 16.5 | 8.5 | 32400 | 44000 | 135.8% | 3.14 | 0 | 8.9 |  |  |  |  | R-410A | 2.65 | Residential & Commercial | USHP
214092368 | Central HP <5.4 tons | LUXAIRE | HRCU-A-CB (Split System: Heat Pump with Remote Outdoor Unit-Air-Source) | HMH72B341 | ASPEN |  | D(A,C,E)36A34+TDR | TM9V080C16MP12 | 31600 | 17.5 | 8.1 | 32400 | 44000 | 135.8% | 3.09 | 0 | 9.8 |  |  |  |  | R-410A | 2.6333 | Residential & Commercial | USHP
214092420 | Central HP <5.4 tons | LUXAIRE | HRCU-A-CB (Split System: Heat Pump with Remote Outdoor Unit-Air-Source) | HMH72B341 | ASPEN |  | D(A,C,E)42A44+TDR | TMLV060A12MP12 | 32800 | 17.5 | 8.1 | 32400 | 45000 | 138.9% | 3.09 | 0 | 9.5 |  |  |  |  | R-410A | 2.7333 | Residential & Commercial | USHP
214092425 | Central HP <5.4 tons | LUXAIRE | HRCU-A-CB (Split System: Heat Pump with Remote Outdoor Unit-Air-Source) | HMH72B341 | ASPEN |  | D(A,C,E)36A34+TDR | TMLV120C20MP12 | 31000 | 16.3 | 8.5 | 32400 | 43500 | 134.3% | 3.13 | 0 | 8.8 |  |  |  |  | R-410A | 2.5833 | Residential & Commercial | USHP
214092436 | Central HP <5.4 tons | LUXAIRE | HRCU-A-CB (Split System: Heat Pump with Remote Outdoor Unit-Air-Source) | HMH72B341 | ASPEN |  | D(A,C,E)48B34+TDR | TP9C080C16MP13 | 32800 | 17.5 | 8.1 | 32400 | 44000 | 135.8% | 3.11 | 0 | 10 |  |  |  |  | R-410A | 2.7333 | Residential & Commercial | USHP | Ducted CEE Tier 1
214092452 | Central HP <5.4 tons | LUXAIRE | HRCU-A-CB (Split System: Heat Pump with Remote Outdoor Unit-Air-Source) | HMH72B341 | ASPEN |  | D(A,C,E)36A34+TDR | TPLC080C16MP13 | 31600 | 17.5 | 8.4 | 32400 | 44000 | 135.8% | 3.14 | 0 | 9.8 |  |  |  |  | R-410A | 2.6333 | Residential & Commercial | USHP
214092454 | Central HP <5.4 tons | LUXAIRE | HRCU-A-CB (Split System: Heat Pump with Remote Outdoor Unit-Air-Source) | HMH72B341 | ASPEN |  | D(A,C,E)48B34+TDR | TPLC080C16MP13 | 32600 | 17.5 | 8.5 | 32400 | 44000 | 135.8% | 3.14 | 0 | 10 |  |  |  |  | R-410A | 2.7167 | Residential & Commercial | USHP | Ducted CEE Tier 1
214092927 | Central HP <5.4 tons | LUXAIRE | HRCU-A-CB (Split System: Heat Pump with Remote Outdoor Unit-Air-Source) | HMH72B341 | ASPEN |  | D(A,C,E)48B36+TDR | LP9C080C16MP13 | 32800 | 17.5 | 8.1 | 32400 | 44000 | 135.8% | 3.11 | 0 | 10 |  |  |  |  | R-410A | 2.7333 | Residential & Commercial | USHP | Ducted CEE Tier 1
214092929 | Central HP <5.4 tons | LUXAIRE | HRCU-A-CB (Split System: Heat Pump with Remote Outdoor Unit-Air-Source) | HMH72B341 | ASPEN |  | D(A,C,E)42A46+TDR | LP9C100C16MP13 | 32400 | 17.5 | 8.5 | 32400 | 44000 | 135.8% | 3.14 | 0 | 10 |  |  |  |  | R-410A | 2.7 | Residential & Commercial | USHP | Ducted CEE Tier 1
214092936 | Central HP <5.4 tons | LUXAIRE | HRCU-A-CB (Split System: Heat Pump with Remote Outdoor Unit-Air-Source) | HMH72B341 | ASPEN |  | D(A,C,E)48B36+TDR | LP9C120D20MP13 | 32200 | 17 | 8.5 | 32400 | 44000 | 135.8% | 3.19 | 0 | 9.4 |  |  |  |  | R-410A | 2.6833 | Residential & Commercial | USHP
214092972 | Central HP <5.4 tons | LUXAIRE | HRCU-A-CB (Split System: Heat Pump with Remote Outdoor Unit-Air-Source) | HMH72B341 | ASPEN |  | D(A,C,E)48B36+TDR | TL9E100C20UH11 | 33400 | 17 | 8.2 | 32400 | 45500 | 140.4% | 3.15 | 0 | 10 |  |  |  |  | R-410A | 2.7833 | Residential & Commercial | USHP | Ducted CEE Tier 1
214092988 | Central HP <5.4 tons | LUXAIRE | HRCU-A-CB (Split System: Heat Pump with Remote Outdoor Unit-Air-Source) | HMH72B341 | ASPEN |  | D(A,C,E)36A36+TDR | TM8E100C16MP11 | 33000 | 18 | 8.1 | 32400 | 45000 | 138.9% | 3.06 | 0 | 10 |  |  |  |  | R-410A | 2.75 | Residential & Commercial | USHP | Ducted CEE Tier 1
214093002 | Central HP <5.4 tons | LUXAIRE | HRCU-A-CB (Split System: Heat Pump with Remote Outdoor Unit-Air-Source) | HMH72B341 | ASPEN |  | D(A,C,E)48B36+TDR | TM8V080C16MP12 | 32600 | 17.5 | 8.5 | 32400 | 44000 | 135.8% | 3.14 | 0 | 10 |  |  |  |  | R-410A | 2.7167 | Residential & Commercial | USHP | Ducted CEE Tier 1
214093011 | Central HP <5.4 tons | LUXAIRE | HRCU-A-CB (Split System: Heat Pump with Remote Outdoor Unit-Air-Source) | HMH72B341 | ASPEN |  | D(A,C,E)48B36+TDR | TM8V120C20MP12 | 32000 | 16.5 | 8.5 | 32400 | 44000 | 135.8% | 3.14 | 0 | 8.9 |  |  |  |  | R-410A | 2.6667 | Residential & Commercial | USHP
214093063 | Central HP <5.4 tons | LUXAIRE | HRCU-A-CB (Split System: Heat Pump with Remote Outdoor Unit-Air-Source) | HMH72B341 | ASPEN |  | D(A,C,E)36A36+TDR | TM9V100C16MP12 | 31600 | 17.5 | 8.4 | 32400 | 44000 | 135.8% | 3.14 | 0 | 9.8 |  |  |  |  | R-410A | 2.6333 | Residential & Commercial | USHP
214093072 | Central HP <5.4 tons | LUXAIRE | HRCU-A-CB (Split System: Heat Pump with Remote Outdoor Unit-Air-Source) | HMH72B341 | ASPEN |  | D(A,C,E)36A36+TDR | TM9Y060B12MP11 | 32600 | 17.5 | 8.1 | 32400 | 46000 | 142% | 2.98 | 0 | 9.5 |  |  |  |  | R-410A | 2.7167 | Residential & Commercial | USHP
214093079 | Central HP <5.4 tons | LUXAIRE | HRCU-A-CB (Split System: Heat Pump with Remote Outdoor Unit-Air-Source) | HMH72B341 | ASPEN |  | D(A,C,E)42A46+TDR | TM9Y080C16MP11 | 32400 | 18.5 | 8.1 | 32400 | 45000 | 138.9% | 3.14 | 0 | 9.5 |  |  |  |  | R-410A | 2.7 | Residential & Commercial | USHP
214093086 | Central HP <5.4 tons | LUXAIRE | HRCU-A-CB (Split System: Heat Pump with Remote Outdoor Unit-Air-Source) | HMH72B341 | ASPEN |  | D(A,C,E)48B36+TDR | TM9Y100C20MP11 | 32600 | 15.5 | 8.1 | 32400 | 44500 | 137.3% | 3.05 | 0 | 9.5 |  |  |  |  | R-410A | 2.7167 | Residential & Commercial | USHP
214093111 | Central HP <5.4 tons | LUXAIRE | HRCU-A-CB (Split System: Heat Pump with Remote Outdoor Unit-Air-Source) | HMH72B341 | ASPEN |  | D(A,C,E)36A36+TDR | TMLV060A12MP12 | 32800 | 17.5 | 8.1 | 32400 | 45000 | 138.9% | 3.04 | 0 | 9.5 |  |  |  |  | R-410A | 2.7333 | Residential & Commercial | USHP
214093136 | Central HP <5.4 tons | LUXAIRE | HRCU-A-CB (Split System: Heat Pump with Remote Outdoor Unit-Air-Source) | HMH72B341 | ASPEN |  | D(A,C,E)42A46+TDR | TP9C120D20MP13 | 32000 | 17 | 8.5 | 32400 | 44000 | 135.8% | 3.19 | 0 | 9.4 |  |  |  |  | R-410A | 2.6667 | Residential & Commercial | USHP
214092327 | Central HP <5.4 tons | LUXAIRE | HRCU-A-CB (Split System: Heat Pump with Remote Outdoor Unit-Air-Source) | HMH72B341 | ASPEN |  | D(A,C,E)42A44+TDR | TM8Y080C16MP11 | 32400 | 18.5 | 8.5 | 32400 | 44000 | 135.8% | 3.14 | 0 | 10 |  |  |  |  | R-410A | 2.7 | Residential & Commercial | USHP | Ducted CEE Tier 1
214092350 | Central HP <5.4 tons | LUXAIRE | HRCU-A-CB (Split System: Heat Pump with Remote Outdoor Unit-Air-Source) | HMH72B341 | ASPEN |  | D(A,C,E)36A34+TDR | TM9E080C16MP12 | 33000 | 18 | 8.1 | 32400 | 45000 | 138.9% | 3.04 | 0 | 10 |  |  |  |  | R-410A | 2.75 | Residential & Commercial | USHP | Ducted CEE Tier 1
214092375 | Central HP <5.4 tons | LUXAIRE | HRCU-A-CB (Split System: Heat Pump with Remote Outdoor Unit-Air-Source) | HMH72B341 | ASPEN |  | D(A,C,E)42A44+TDR | TM9V100C20MP12 | 32400 | 17.5 | 8.1 | 32400 | 45000 | 138.9% | 3.16 | 0 | 9.5 |  |  |  |  | R-410A | 2.7 | Residential & Commercial | USHP
214093025 | Central HP <5.4 tons | LUXAIRE | HRCU-A-CB (Split System: Heat Pump with Remote Outdoor Unit-Air-Source) | HMH72B341 | ASPEN |  | D(A,C,E)42A46+TDR | TM8Y100C20MP11 | 33600 | 18 | 8.3 | 32400 | 47000 | 145.1% | 3.23 | 0 | 9.5 |  |  |  |  | R-410A | 2.8 | Residential & Commercial | USHP
214093058 | Central HP <5.4 tons | LUXAIRE | HRCU-A-CB (Split System: Heat Pump with Remote Outdoor Unit-Air-Source) | HMH72B341 | ASPEN |  | D(A,C,E)42A46+TDR | TM9V080B12MP12 | 32800 | 17 | 8.1 | 32400 | 46500 | 143.5% | 3.12 | 0 | 9.5 |  |  |  |  | R-410A | 2.7333 | Residential & Commercial | USHP
214093092 | Central HP <5.4 tons | LUXAIRE | HRCU-A-CB (Split System: Heat Pump with Remote Outdoor Unit-Air-Source) | HMH72B341 | ASPEN |  | D(A,C,E)48B36+TDR | TMLE040A12MP11 | 32800 | 18 | 8.1 | 32400 | 45000 | 138.9% | 3.06 | 0 | 10 |  |  |  |  | R-410A | 2.7333 | Residential & Commercial | USHP | Ducted CEE Tier 1
214092355 | Central HP <5.4 tons | LUXAIRE | HRCU-A-CB (Split System: Heat Pump with Remote Outdoor Unit-Air-Source) | HMH72B341 | ASPEN |  | D(A,C,E)48B34+TDR | TM9E100C16MP12 | 32800 | 18 | 8.1 | 32400 | 44000 | 135.8% | 3.14 | 0 | 10 |  |  |  |  | R-410A | 2.7333 | Residential & Commercial | USHP | Ducted CEE Tier 1
214092356 | Central HP <5.4 tons | LUXAIRE | HRCU-A-CB (Split System: Heat Pump with Remote Outdoor Unit-Air-Source) | HMH72B341 | ASPEN |  | D(A,C,E)36A34+TDR | TM9E100C20MP12 | 31600 | 15.4 | 8.1 | 32400 | 43500 | 134.3% | 3.1 | 0 | 9.8 |  |  |  |  | R-410A | 2.6333 | Residential & Commercial | USHP
214092388 | Central HP <5.4 tons | LUXAIRE | HRCU-A-CB (Split System: Heat Pump with Remote Outdoor Unit-Air-Source) | HMH72B341 | ASPEN |  | D(A,C,E)48B34+TDR | TM9Y080C16MP11 | 32600 | 18.5 | 8.1 | 32400 | 45000 | 138.9% | 3.14 | 0 | 9.5 |  |  |  |  | R-410A | 2.7167 | Residential & Commercial | USHP
214092408 | Central HP <5.4 tons | LUXAIRE | HRCU-A-CB (Split System: Heat Pump with Remote Outdoor Unit-Air-Source) | HMH72B341 | ASPEN |  | D(A,C,E)42A44+TDR | TMLE080C16MP11 | 33000 | 18 | 8.3 | 32400 | 45000 | 138.9% | 3.11 | 0 | 10 |  |  |  |  | R-410A | 2.75 | Residential & Commercial | USHP | Ducted CEE Tier 1
214092440 | Central HP <5.4 tons | LUXAIRE | HRCU-A-CB (Split System: Heat Pump with Remote Outdoor Unit-Air-Source) | HMH72B341 | ASPEN |  | D(A,C,E)36A34+TDR | TP9C100C20MP13 | 31600 | 17.5 | 8.1 | 32400 | 45000 | 138.9% | 3.18 | 0 | 9.3 |  |  |  |  | R-410A | 2.6333 | Residential & Commercial | USHP
214093040 | Central HP <5.4 tons | LUXAIRE | HRCU-A-CB (Split System: Heat Pump with Remote Outdoor Unit-Air-Source) | HMH72B341 | ASPEN |  | D(A,C,E)42A46+TDR | TM9E080B12MP12 | 32600 | 17.5 | 8.1 | 32400 | 44000 | 135.8% | 3.09 | 0 | 10 |  |  |  |  | R-410A | 2.7167 | Residential & Commercial | USHP | Ducted CEE Tier 1
214093041 | Central HP <5.4 tons | LUXAIRE | HRCU-A-CB (Split System: Heat Pump with Remote Outdoor Unit-Air-Source) | HMH72B341 | ASPEN |  | D(A,C,E)48B36+TDR | TM9E080B12MP12 | 32800 | 17.5 | 8.1 | 32400 | 44000 | 135.8% | 3.09 | 0 | 10 |  |  |  |  | R-410A | 2.7333 | Residential & Commercial | USHP | Ducted CEE Tier 1
214093075 | Central HP <5.4 tons | LUXAIRE | HRCU-A-CB (Split System: Heat Pump with Remote Outdoor Unit-Air-Source) | HMH72B341 | ASPEN |  | D(A,C,E)36A36+TDR | TM9Y080B12MP11 | 31600 | 17.5 | 8.4 | 32400 | 44000 | 135.8% | 3.06 | 0 | 9.3 |  |  |  |  | R-410A | 2.6333 | Residential & Commercial | USHP
214093076 | Central HP <5.4 tons | LUXAIRE | HRCU-A-CB (Split System: Heat Pump with Remote Outdoor Unit-Air-Source) | HMH72B341 | ASPEN |  | D(A,C,E)42A46+TDR | TM9Y080B12MP11 | 32400 | 17.5 | 8.5 | 32400 | 44000 | 135.8% | 3.09 | 0 | 9.5 |  |  |  |  | R-410A | 2.7 | Residential & Commercial | USHP
214092405 | Central HP <5.4 tons | LUXAIRE | HRCU-A-CB (Split System: Heat Pump with Remote Outdoor Unit-Air-Source) | HMH72B341 | ASPEN |  | D(A,C,E)42A44+TDR | TMLE080B12MP11 | 32400 | 18 | 8.1 | 32400 | 45000 | 138.9% | 3.09 | 0 | 9.5 |  |  |  |  | R-410A | 2.7 | Residential & Commercial | USHP
214092273 | Central HP <5.4 tons | LUXAIRE | HRCU-A-CB (Split System: Heat Pump with Remote Outdoor Unit-Air-Source) | HMH72B341 | ASPEN |  | D(A,C,E)42A44+TDR | TL9E060B12UH11 | 32400 | 18 | 8.1 | 32400 | 44500 | 137.3% | 3.05 | 0 | 9.5 |  |  |  |  | R-410A | 2.7 | Residential & Commercial | USHP
214092290 | Central HP <5.4 tons | LUXAIRE | HRCU-A-CB (Split System: Heat Pump with Remote Outdoor Unit-Air-Source) | HMH72B341 | ASPEN |  | D(A,C,E)36A34+TDR | TM8E080C16MP11 | 33000 | 18 | 8.1 | 32400 | 45000 | 138.9% | 3.06 | 0 | 10 |  |  |  |  | R-410A | 2.75 | Residential & Commercial | USHP | Ducted CEE Tier 1
214092305 | Central HP <5.4 tons | LUXAIRE | HRCU-A-CB (Split System: Heat Pump with Remote Outdoor Unit-Air-Source) | HMH72B341 | ASPEN |  | D(A,C,E)36A34+TDR | TM8V080B12MP12 | 32400 | 17 | 8.1 | 32400 | 45500 | 140.4% | 2.97 | 0 | 9.5 |  |  |  |  | R-410A | 2.7 | Residential & Commercial | USHP
214393621 | Central HP <5.4 tons | RUUD | HRCU-A-CB (Split System: Heat Pump with Remote Outdoor Unit-Air-Source) | RD17AZ36AJ3N | ASPEN |  | D(A,C,E)48D34+TDR | R921V0603A17M4S | 33200 | 18 | 8.1 | 34200 | 29800 | 87.13% | 1.9 | 0 | 10 |  |  |  |  | R-410A | 2.7667 | Residential & Commercial | USHP | Ducted CEE Tier 1
214093154 | Central HP <5.4 tons | LUXAIRE | HRCU-A-CB (Split System: Heat Pump with Remote Outdoor Unit-Air-Source) | HMH72B341 | ASPEN |  | D(A,C,E)42A46+TDR | TPLC120C20MP13 | 31800 | 16.5 | 8.5 | 32400 | 44000 | 135.8% | 3.14 | 0 | 8.9 |  |  |  |  | R-410A | 2.65 | Residential & Commercial | USHP
214093122 | Central HP <5.4 tons | LUXAIRE | HRCU-A-CB (Split System: Heat Pump with Remote Outdoor Unit-Air-Source) | HMH72B341 | ASPEN |  | D(A,C,E)48B36+TDR | TP9C060B12MP13 | 32800 | 17.5 | 8.1 | 32400 | 44500 | 137.3% | 3.07 | 0 | 9.5 |  |  |  |  | R-410A | 2.7333 | Residential & Commercial | USHP
214093145 | Central HP <5.4 tons | LUXAIRE | HRCU-A-CB (Split System: Heat Pump with Remote Outdoor Unit-Air-Source) | HMH72B341 | ASPEN |  | D(A,C,E)42A46+TDR | TPLC080C16MP13 | 32400 | 17.5 | 8.5 | 32400 | 44000 | 135.8% | 3.14 | 0 | 10 |  |  |  |  | R-410A | 2.7 | Residential & Commercial | USHP | Ducted CEE Tier 1
214093152 | Central HP <5.4 tons | LUXAIRE | HRCU-A-CB (Split System: Heat Pump with Remote Outdoor Unit-Air-Source) | HMH72B341 | ASPEN |  | D(A,C,E)48B36+TDR | TPLC100C20MP13 | 32000 | 16.5 | 8.5 | 32400 | 44000 | 135.8% | 3.14 | 0 | 8.9 |  |  |  |  | R-410A | 2.6667 | Residential & Commercial | USHP
214093095 | Central HP <5.4 tons | LUXAIRE | HRCU-A-CB (Split System: Heat Pump with Remote Outdoor Unit-Air-Source) | HMH72B341 | ASPEN |  | D(A,C,E)48B36+TDR | TMLE060A12MP11 | 32800 | 18 | 8.1 | 32400 | 44000 | 135.8% | 3.09 | 0 | 10 |  |  |  |  | R-410A | 2.7333 | Residential & Commercial | USHP | Ducted CEE Tier 1
214093004 | Central HP <5.4 tons | LUXAIRE | HRCU-A-CB (Split System: Heat Pump with Remote Outdoor Unit-Air-Source) | HMH72B341 | ASPEN |  | D(A,C,E)42A46+TDR | TM8V100C16MP12 | 32400 | 17.5 | 8.5 | 32400 | 44000 | 135.8% | 3.14 | 0 | 10 |  |  |  |  | R-410A | 2.7 | Residential & Commercial | USHP | Ducted CEE Tier 1
214093020 | Central HP <5.4 tons | LUXAIRE | HRCU-A-CB (Split System: Heat Pump with Remote Outdoor Unit-Air-Source) | HMH72B341 | ASPEN |  | D(A,C,E)48B36+TDR | TM8Y080C16MP11 | 32600 | 18.5 | 8.5 | 32400 | 44000 | 135.8% | 3.14 | 0 | 10 |  |  |  |  | R-410A | 2.7167 | Residential & Commercial | USHP | Ducted CEE Tier 1
214093027 | Central HP <5.4 tons | LUXAIRE | HRCU-A-CB (Split System: Heat Pump with Remote Outdoor Unit-Air-Source) | HMH72B341 | ASPEN |  | D(A,C,E)36A36+TDR | TM8Y120C20MP11 | 33600 | 18 | 8.1 | 32400 | 46500 | 143.5% | 3.12 | 0 | 9.5 |  |  |  |  | R-410A | 2.8 | Residential & Commercial | USHP
214093029 | Central HP <5.4 tons | LUXAIRE | HRCU-A-CB (Split System: Heat Pump with Remote Outdoor Unit-Air-Source) | HMH72B341 | ASPEN |  | D(A,C,E)48B36+TDR | TM8Y120C20MP11 | 33600 | 18 | 8.2 | 32400 | 46500 | 143.5% | 3.17 | 0 | 9.5 |  |  |  |  | R-410A | 2.8 | Residential & Commercial | USHP
214093045 | Central HP <5.4 tons | LUXAIRE | HRCU-A-CB (Split System: Heat Pump with Remote Outdoor Unit-Air-Source) | HMH72B341 | ASPEN |  | D(A,C,E)36A36+TDR | TM9E100C16MP12 | 31600 | 17.9 | 8.1 | 32400 | 44000 | 135.8% | 3.11 | 0 | 9.8 |  |  |  |  | R-410A | 2.6333 | Residential & Commercial | USHP
214092974 | Central HP <5.4 tons | LUXAIRE | HRCU-A-CB (Split System: Heat Pump with Remote Outdoor Unit-Air-Source) | HMH72B341 | ASPEN |  | D(A,C,E)42A46+TDR | TM8E040A12MP11 | 32800 | 18 | 8.1 | 32400 | 45500 | 140.4% | 3.1 | 0 | 10 |  |  |  |  | R-410A | 2.7333 | Residential & Commercial | USHP | Ducted CEE Tier 1
214092341 | Central HP <5.4 tons | LUXAIRE | HRCU-A-CB (Split System: Heat Pump with Remote Outdoor Unit-Air-Source) | HMH72B341 | ASPEN |  | D(A,C,E)36A34+TDR | TM9E060A10MP12 | 31400 | 17.4 | 8.1 | 32400 | 44000 | 135.8% | 3.01 | 0 | 9.3 |  |  |  |  | R-410A | 2.6167 | Residential & Commercial | USHP
214092254 | Central HP <5.4 tons | LUXAIRE | HRCU-A-CB (Split System: Heat Pump with Remote Outdoor Unit-Air-Source) | HMH72B341 | ASPEN |  | D(A,C,E)36A34+TDR | LPLC100C16MP13 | 31600 | 17.5 | 8.4 | 32400 | 44000 | 135.8% | 3.14 | 0 | 9.8 |  |  |  |  | R-410A | 2.6333 | Residential & Commercial | USHP
214092271 | Central HP <5.4 tons | LUXAIRE | HRCU-A-CB (Split System: Heat Pump with Remote Outdoor Unit-Air-Source) | HMH72B341 | ASPEN |  | D(A,C,E)48B34+TDR | TL8E100C20UH11 | 32600 | 17.5 | 8.5 | 32400 | 44000 | 135.8% | 3.16 | 0 | 10 |  |  |  |  | R-410A | 2.7167 | Residential & Commercial | USHP | Ducted CEE Tier 1
214092304 | Central HP <5.4 tons | LUXAIRE | HRCU-A-CB (Split System: Heat Pump with Remote Outdoor Unit-Air-Source) | HMH72B341 | ASPEN |  | D(A,C,E)48B34+TDR | TM8V060A12MP12 | 32800 | 17.5 | 8.1 | 32400 | 45000 | 138.9% | 3.09 | 0 | 9.5 |  |  |  |  | R-410A | 2.7333 | Residential & Commercial | USHP
214092307 | Central HP <5.4 tons | LUXAIRE | HRCU-A-CB (Split System: Heat Pump with Remote Outdoor Unit-Air-Source) | HMH72B341 | ASPEN |  | D(A,C,E)48B34+TDR | TM8V080B12MP12 | 32400 | 17 | 8.1 | 32400 | 45500 | 140.4% | 3 | 0 | 9.5 |  |  |  |  | R-410A | 2.7 | Residential & Commercial | USHP
214092339 | Central HP <5.4 tons | LUXAIRE | HRCU-A-CB (Split System: Heat Pump with Remote Outdoor Unit-Air-Source) | HMH72B341 | ASPEN |  | D(A,C,E)42A44+TDR | TM9E040A10MP12 | 32200 | 17 | 8.1 | 32400 | 44500 | 137.3% | 2.98 | 0 | 9.5 |  |  |  |  | R-410A | 2.6833 | Residential & Commercial | USHP
214092340 | Central HP <5.4 tons | LUXAIRE | HRCU-A-CB (Split System: Heat Pump with Remote Outdoor Unit-Air-Source) | HMH72B341 | ASPEN |  | D(A,C,E)48B34+TDR | TM9E040A10MP12 | 32200 | 17 | 8.1 | 32400 | 44500 | 137.3% | 2.95 | 0 | 9.5 |  |  |  |  | R-410A | 2.6833 | Residential & Commercial | USHP
214093022 | Central HP <5.4 tons | LUXAIRE | HRCU-A-CB (Split System: Heat Pump with Remote Outdoor Unit-Air-Source) | HMH72B341 | ASPEN |  | D(A,C,E)42A46+TDR | TM8Y100C16MP11 | 32400 | 18.5 | 8.5 | 32400 | 44000 | 135.8% | 3.14 | 0 | 10 |  |  |  |  | R-410A | 2.7 | Residential & Commercial | USHP | Ducted CEE Tier 1
214093054 | Central HP <5.4 tons | LUXAIRE | HRCU-A-CB (Split System: Heat Pump with Remote Outdoor Unit-Air-Source) | HMH72B341 | ASPEN |  | D(A,C,E)36A36+TDR | TM9V060B12MP12 | 31600 | 17.5 | 8.1 | 32400 | 44500 | 137.3% | 3.05 | 0 | 9.3 |  |  |  |  | R-410A | 2.6333 | Residential & Commercial | USHP
214093088 | Central HP <5.4 tons | LUXAIRE | HRCU-A-CB (Split System: Heat Pump with Remote Outdoor Unit-Air-Source) | HMH72B341 | ASPEN |  | D(A,C,E)42A46+TDR | TM9Y120D20MP11 | 32000 | 16.5 | 8.5 | 32400 | 44000 | 135.8% | 3.16 | 0 | 9.4 |  |  |  |  | R-410A | 2.6667 | Residential & Commercial | USHP
214093131 | Central HP <5.4 tons | LUXAIRE | HRCU-A-CB (Split System: Heat Pump with Remote Outdoor Unit-Air-Source) | HMH72B341 | ASPEN |  | D(A,C,E)48B36+TDR | TP9C100C16MP13 | 32600 | 17.5 | 8.5 | 32400 | 44000 | 135.8% | 3.14 | 0 | 10 |  |  |  |  | R-410A | 2.7167 | Residential & Commercial | USHP | Ducted CEE Tier 1
214092295 | Central HP <5.4 tons | LUXAIRE | HRCU-A-CB (Split System: Heat Pump with Remote Outdoor Unit-Air-Source) | HMH72B341 | ASPEN |  | D(A,C,E)48B34+TDR | TM8E100B12MP11 | 32800 | 18 | 8.1 | 32400 | 44000 | 135.8% | 3.09 | 0 | 10 |  |  |  |  | R-410A | 2.7333 | Residential & Commercial | USHP | Ducted CEE Tier 1
214092402 | Central HP <5.4 tons | LUXAIRE | HRCU-A-CB (Split System: Heat Pump with Remote Outdoor Unit-Air-Source) | HMH72B341 | ASPEN |  | D(A,C,E)42A44+TDR | TMLE060A12MP11 | 32600 | 18 | 8.1 | 32400 | 44000 | 135.8% | 3.09 | 0 | 10 |  |  |  |  | R-410A | 2.7167 | Residential & Commercial | USHP | Ducted CEE Tier 1
214092404 | Central HP <5.4 tons | LUXAIRE | HRCU-A-CB (Split System: Heat Pump with Remote Outdoor Unit-Air-Source) | HMH72B341 | ASPEN |  | D(A,C,E)36A34+TDR | TMLE080B12MP11 | 31600 | 17.9 | 8.1 | 32400 | 45000 | 138.9% | 3.09 | 0 | 9.3 |  |  |  |  | R-410A | 2.6333 | Residential & Commercial | USHP
214092411 | Central HP <5.4 tons | LUXAIRE | HRCU-A-CB (Split System: Heat Pump with Remote Outdoor Unit-Air-Source) | HMH72B341 | ASPEN |  | D(A,C,E)42A44+TDR | TMLE100B12MP11 | 32600 | 18 | 8.1 | 32400 | 44000 | 135.8% | 3.09 | 0 | 10 |  |  |  |  | R-410A | 2.7167 | Residential & Commercial | USHP | Ducted CEE Tier 1
214092377 | Central HP <5.4 tons | LUXAIRE | HRCU-A-CB (Split System: Heat Pump with Remote Outdoor Unit-Air-Source) | HMH72B341 | ASPEN |  | D(A,C,E)36A34+TDR | TM9V120D20MP12 | 31200 | 16.8 | 8.5 | 32400 | 44000 | 135.8% | 3.21 | 0 | 9.3 |  |  |  |  | R-410A | 2.6 | Residential & Commercial | USHP
214092418 | Central HP <5.4 tons | LUXAIRE | HRCU-A-CB (Split System: Heat Pump with Remote Outdoor Unit-Air-Source) | HMH72B341 | ASPEN |  | D(A,C,E)48B34+TDR | TMLE120C16MP11 | 33200 | 18 | 8.2 | 32400 | 45000 | 138.9% | 3.11 | 0 | 10 |  |  |  |  | R-410A | 2.7667 | Residential & Commercial | USHP | Ducted CEE Tier 1
214092427 | Central HP <5.4 tons | LUXAIRE | HRCU-A-CB (Split System: Heat Pump with Remote Outdoor Unit-Air-Source) | HMH72B341 | ASPEN |  | D(A,C,E)48B34+TDR | TMLV120C20MP12 | 32000 | 16.5 | 8.5 | 32400 | 44000 | 135.8% | 3.14 | 0 | 8.9 |  |  |  |  | R-410A | 2.6667 | Residential & Commercial | USHP
214092443 | Central HP <5.4 tons | LUXAIRE | HRCU-A-CB (Split System: Heat Pump with Remote Outdoor Unit-Air-Source) | HMH72B341 | ASPEN |  | D(A,C,E)36A34+TDR | TP9C120D20MP13 | 31200 | 16.8 | 8.5 | 32400 | 44000 | 135.8% | 3.21 | 0 | 9.3 |  |  |  |  | R-410A | 2.6 | Residential & Commercial | USHP
214092459 | Central HP <5.4 tons | LUXAIRE | HRCU-A-CB (Split System: Heat Pump with Remote Outdoor Unit-Air-Source) | HMH72B341 | ASPEN |  | D(A,C,E)42A44+TDR | TPLC100C20MP13 | 31800 | 16.5 | 8.5 | 32400 | 44000 | 135.8% | 3.14 | 0 | 8.9 |  |  |  |  | R-410A | 2.65 | Residential & Commercial | USHP
214092920 | Central HP <5.4 tons | LUXAIRE | HRCU-A-CB (Split System: Heat Pump with Remote Outdoor Unit-Air-Source) | HMH72B341 | ASPEN |  | D(A,C,E)42A46+TDR | LP9C060B12MP13 | 32600 | 17.5 | 8.1 | 32400 | 44500 | 137.3% | 3.07 | 0 | 9.5 |  |  |  |  | R-410A | 2.7167 | Residential & Commercial | USHP
214092343 | Central HP <5.4 tons | LUXAIRE | HRCU-A-CB (Split System: Heat Pump with Remote Outdoor Unit-Air-Source) | HMH72B341 | ASPEN |  | D(A,C,E)48B34+TDR | TM9E060A10MP12 | 32400 | 17.5 | 8.1 | 32400 | 44000 | 135.8% | 3.04 | 0 | 9.5 |  |  |  |  | R-410A | 2.7 | Residential & Commercial | USHP
214092345 | Central HP <5.4 tons | LUXAIRE | HRCU-A-CB (Split System: Heat Pump with Remote Outdoor Unit-Air-Source) | HMH72B341 | ASPEN |  | D(A,C,E)42A44+TDR | TM9E060B12MP12 | 32600 | 17.5 | 8.1 | 32400 | 45000 | 138.9% | 3.06 | 0 | 9.5 |  |  |  |  | R-410A | 2.7167 | Residential & Commercial | USHP
214092351 | Central HP <5.4 tons | LUXAIRE | HRCU-A-CB (Split System: Heat Pump with Remote Outdoor Unit-Air-Source) | HMH72B341 | ASPEN |  | D(A,C,E)42A44+TDR | TM9E080C16MP12 | 33000 | 18 | 8.1 | 32400 | 45500 | 140.4% | 3.12 | 0 | 10 |  |  |  |  | R-410A | 2.75 | Residential & Commercial | USHP | Ducted CEE Tier 1
214092353 | Central HP <5.4 tons | LUXAIRE | HRCU-A-CB (Split System: Heat Pump with Remote Outdoor Unit-Air-Source) | HMH72B341 | ASPEN |  | D(A,C,E)36A34+TDR | TM9E100C16MP12 | 31600 | 17.9 | 8.1 | 32400 | 44000 | 135.8% | 3.11 | 0 | 9.8 |  |  |  |  | R-410A | 2.6333 | Residential & Commercial | USHP
214092426 | Central HP <5.4 tons | LUXAIRE | HRCU-A-CB (Split System: Heat Pump with Remote Outdoor Unit-Air-Source) | HMH72B341 | ASPEN |  | D(A,C,E)42A44+TDR | TMLV120C20MP12 | 31800 | 16.5 | 8.5 | 32400 | 44000 | 135.8% | 3.14 | 0 | 8.9 |  |  |  |  | R-410A | 2.65 | Residential & Commercial | USHP
214092428 | Central HP <5.4 tons | LUXAIRE | HRCU-A-CB (Split System: Heat Pump with Remote Outdoor Unit-Air-Source) | HMH72B341 | ASPEN |  | D(A,C,E)36A34+TDR | TP9C060B12MP13 | 31600 | 17.5 | 8.1 | 32400 | 44500 | 137.3% | 3.05 | 0 | 9.3 |  |  |  |  | R-410A | 2.6333 | Residential & Commercial | USHP
214092451 | Central HP <5.4 tons | LUXAIRE | HRCU-A-CB (Split System: Heat Pump with Remote Outdoor Unit-Air-Source) | HMH72B341 | ASPEN |  | D(A,C,E)48B34+TDR | TPLC080B12MP13 | 32400 | 17 | 8.1 | 32400 | 45500 | 140.4% | 3 | 0 | 9.5 |  |  |  |  | R-410A | 2.7 | Residential & Commercial | USHP
214092342 | Central HP <5.4 tons | LUXAIRE | HRCU-A-CB (Split System: Heat Pump with Remote Outdoor Unit-Air-Source) | HMH72B341 | ASPEN |  | D(A,C,E)42A44+TDR | TM9E060A10MP12 | 32200 | 17.5 | 8.1 | 32400 | 44000 | 135.8% | 3.04 | 0 | 9.4 |  |  |  |  | R-410A | 2.6833 | Residential & Commercial | USHP
214092385 | Central HP <5.4 tons | LUXAIRE | HRCU-A-CB (Split System: Heat Pump with Remote Outdoor Unit-Air-Source) | HMH72B341 | ASPEN |  | D(A,C,E)48B34+TDR | TM9Y080B12MP11 | 32600 | 17.5 | 8.5 | 32400 | 44000 | 135.8% | 3.09 | 0 | 9.5 |  |  |  |  | R-410A | 2.7167 | Residential & Commercial | USHP
214092403 | Central HP <5.4 tons | LUXAIRE | HRCU-A-CB (Split System: Heat Pump with Remote Outdoor Unit-Air-Source) | HMH72B341 | ASPEN |  | D(A,C,E)48B34+TDR | TMLE060A12MP11 | 32800 | 18 | 8.1 | 32400 | 44000 | 135.8% | 3.09 | 0 | 10 |  |  |  |  | R-410A | 2.7333 | Residential & Commercial | USHP | Ducted CEE Tier 1
214092234 | Central HP <5.4 tons | LUXAIRE | HRCU-A-CB (Split System: Heat Pump with Remote Outdoor Unit-Air-Source) | HMH72B341 | ASPEN |  | D(A,C,E)42A44+TDR | LP9C080C16MP13 | 32600 | 17.5 | 8.1 | 32400 | 44000 | 135.8% | 3.11 | 0 | 10 |  |  |  |  | R-410A | 2.7167 | Residential & Commercial | USHP | Ducted CEE Tier 1
214092243 | Central HP <5.4 tons | LUXAIRE | HRCU-A-CB (Split System: Heat Pump with Remote Outdoor Unit-Air-Source) | HMH72B341 | ASPEN |  | D(A,C,E)42A44+TDR | LP9C120D20MP13 | 32000 | 17 | 8.5 | 32400 | 44000 | 135.8% | 3.19 | 0 | 9.4 |  |  |  |  | R-410A | 2.6667 | Residential & Commercial | USHP
214092259 | Central HP <5.4 tons | LUXAIRE | HRCU-A-CB (Split System: Heat Pump with Remote Outdoor Unit-Air-Source) | HMH72B341 | ASPEN |  | D(A,C,E)48B34+TDR | LPLC100C20MP13 | 32000 | 16.5 | 8.5 | 32400 | 44000 | 135.8% | 3.14 | 0 | 8.9 |  |  |  |  | R-410A | 2.6667 | Residential & Commercial | USHP
214092261 | Central HP <5.4 tons | LUXAIRE | HRCU-A-CB (Split System: Heat Pump with Remote Outdoor Unit-Air-Source) | HMH72B341 | ASPEN |  | D(A,C,E)42A44+TDR | LPLC120C20MP13 | 31800 | 16.5 | 8.5 | 32400 | 44000 | 135.8% | 3.14 | 0 | 8.9 |  |  |  |  | R-410A | 2.65 | Residential & Commercial | USHP
214092275 | Central HP <5.4 tons | LUXAIRE | HRCU-A-CB (Split System: Heat Pump with Remote Outdoor Unit-Air-Source) | HMH72B341 | ASPEN |  | D(A,C,E)36A34+TDR | TL9E080C16UH11 | 31600 | 17.5 | 8.1 | 32400 | 44500 | 137.3% | 3.12 | 0 | 9.3 |  |  |  |  | R-410A | 2.6333 | Residential & Commercial | USHP
214092370 | Central HP <5.4 tons | LUXAIRE | HRCU-A-CB (Split System: Heat Pump with Remote Outdoor Unit-Air-Source) | HMH72B341 | ASPEN |  | D(A,C,E)48B34+TDR | TM9V080C16MP12 | 32800 | 17.5 | 8.1 | 32400 | 44000 | 135.8% | 3.11 | 0 | 10 |  |  |  |  | R-410A | 2.7333 | Residential & Commercial | USHP | Ducted CEE Tier 1
214092393 | Central HP <5.4 tons | LUXAIRE | HRCU-A-CB (Split System: Heat Pump with Remote Outdoor Unit-Air-Source) | HMH72B341 | ASPEN |  | D(A,C,E)42A44+TDR | TM9Y100C20MP11 | 32400 | 15.5 | 8.1 | 32400 | 44500 | 137.3% | 3.05 | 0 | 9.5 |  |  |  |  | R-410A | 2.7 | Residential & Commercial | USHP
214092400 | Central HP <5.4 tons | LUXAIRE | HRCU-A-CB (Split System: Heat Pump with Remote Outdoor Unit-Air-Source) | HMH72B341 | ASPEN |  | D(A,C,E)48B34+TDR | TMLE040A12MP11 | 32800 | 18 | 8.1 | 32400 | 45000 | 138.9% | 3.06 | 0 | 10 |  |  |  |  | R-410A | 2.7333 | Residential & Commercial | USHP | Ducted CEE Tier 1
214092354 | Central HP <5.4 tons | LUXAIRE | HRCU-A-CB (Split System: Heat Pump with Remote Outdoor Unit-Air-Source) | HMH72B341 | ASPEN |  | D(A,C,E)42A44+TDR | TM9E100C16MP12 | 32600 | 18 | 8.1 | 32400 | 44000 | 135.8% | 3.14 | 0 | 10 |  |  |  |  | R-410A | 2.7167 | Residential & Commercial | USHP | Ducted CEE Tier 1
214092390 | Central HP <5.4 tons | LUXAIRE | HRCU-A-CB (Split System: Heat Pump with Remote Outdoor Unit-Air-Source) | HMH72B341 | ASPEN |  | D(A,C,E)42A44+TDR | TM9Y100C16MP11 | 32800 | 18 | 8.1 | 32400 | 45000 | 138.9% | 3.09 | 0 | 10 |  |  |  |  | R-410A | 2.7333 | Residential & Commercial | USHP | Ducted CEE Tier 1
214092421 | Central HP <5.4 tons | LUXAIRE | HRCU-A-CB (Split System: Heat Pump with Remote Outdoor Unit-Air-Source) | HMH72B341 | ASPEN |  | D(A,C,E)48B34+TDR | TMLV060A12MP12 | 32800 | 17.5 | 8.1 | 32400 | 45000 | 138.9% | 3.09 | 0 | 9.5 |  |  |  |  | R-410A | 2.7333 | Residential & Commercial | USHP
214092422 | Central HP <5.4 tons | LUXAIRE | HRCU-A-CB (Split System: Heat Pump with Remote Outdoor Unit-Air-Source) | HMH72B341 | ASPEN |  | D(A,C,E)36A34+TDR | TMLV100C16MP12 | 31600 | 17.5 | 8.4 | 32400 | 44000 | 135.8% | 3.14 | 0 | 9.8 |  |  |  |  | R-410A | 2.6333 | Residential & Commercial | USHP
214092423 | Central HP <5.4 tons | LUXAIRE | HRCU-A-CB (Split System: Heat Pump with Remote Outdoor Unit-Air-Source) | HMH72B341 | ASPEN |  | D(A,C,E)42A44+TDR | TMLV100C16MP12 | 32400 | 17.5 | 8.5 | 32400 | 44000 | 135.8% | 3.14 | 0 | 10 |  |  |  |  | R-410A | 2.7 | Residential & Commercial | USHP | Ducted CEE Tier 1
214092438 | Central HP <5.4 tons | LUXAIRE | HRCU-A-CB (Split System: Heat Pump with Remote Outdoor Unit-Air-Source) | HMH72B341 | ASPEN |  | D(A,C,E)42A44+TDR | TP9C100C16MP13 | 32400 | 17.5 | 8.5 | 32400 | 44000 | 135.8% | 3.14 | 0 | 10 |  |  |  |  | R-410A | 2.7 | Residential & Commercial | USHP | Ducted CEE Tier 1
214092458 | Central HP <5.4 tons | LUXAIRE | HRCU-A-CB (Split System: Heat Pump with Remote Outdoor Unit-Air-Source) | HMH72B341 | ASPEN |  | D(A,C,E)36A34+TDR | TPLC100C20MP13 | 31000 | 16.3 | 8.5 | 32400 | 43500 | 134.3% | 3.13 | 0 | 8.8 |  |  |  |  | R-410A | 2.5833 | Residential & Commercial | USHP
214092947 | Central HP <5.4 tons | LUXAIRE | HRCU-A-CB (Split System: Heat Pump with Remote Outdoor Unit-Air-Source) | HMH72B341 | ASPEN |  | D(A,C,E)42A46+TDR | LPLC100C16MP13 | 32400 | 17.5 | 8.5 | 32400 | 44000 | 135.8% | 3.14 | 0 | 10 |  |  |  |  | R-410A | 2.7 | Residential & Commercial | USHP | Ducted CEE Tier 1
214392449 | Central HP <5.4 tons | RUUD | HRCU-A-CB (Split System: Heat Pump with Remote Outdoor Unit-Air-Source) | RD17AZ24AJ3N | ASPEN |  | D(A,C,E)36C24+TDR | R921V0403A17M4S | 20800 | 17.8 | 8.1 | 22600 | 16900 | 74.78% | 2 | 0 | 9.7 |  |  |  |  | R-410A | 1.7333 | Residential & Commercial | USHP
214392465 | Central HP <5.4 tons | RUUD | HRCU-A-CB (Split System: Heat Pump with Remote Outdoor Unit-Air-Source) | RD17AZ24AJ3N | ASPEN |  | D(A,C,E)36C24+TDR | R921V0603A17M4S | 20800 | 17.8 | 8.1 | 22600 | 17000 | 75.22% | 2 | 0 | 9.7 |  |  |  |  | R-410A | 1.7333 | Residential & Commercial | USHP
214392492 | Central HP <5.4 tons | RUUD | HRCU-A-CB (Split System: Heat Pump with Remote Outdoor Unit-Air-Source) | RD17AZ24AJ3N | ASPEN |  | D(A,C,E)30C24+TDR | R951V0403A17M4S | 20400 | 17.7 | 8.1 | 22600 | 16900 | 74.78% | 2 | 0 | 9 |  |  |  |  | R-410A | 1.7 | Residential & Commercial | USHP
214392608 | Central HP <5.4 tons | RUUD | HRCU-A-CB (Split System: Heat Pump with Remote Outdoor Unit-Air-Source) | RD17AZ24AJ3N | ASPEN |  | D(A,C,E)36B24+TDR | R962V0703A17M4S | 20400 | 17.7 | 8.1 | 22600 | 16900 | 74.78% | 2 | 0 | 9 |  |  |  |  | R-410A | 1.7 | Residential & Commercial | USHP
214392690 | Central HP <5.4 tons | RUUD | HRCU-A-CB (Split System: Heat Pump with Remote Outdoor Unit-Air-Source) | RD17AZ24AJ3N | ASPEN |  | D(A,C,E)36D24+TDR | U97MV0703A17DHS | 21000 | 18.9 | 8.1 | 22600 | 16900 | 74.78% | 2 | 0 | 9.8 |  |  |  |  | R-410A | 1.75 | Residential & Commercial | USHP
214392167 | Central HP <5.4 tons | RUUD | HRCU-A-CB (Split System: Heat Pump with Remote Outdoor Unit-Air-Source) | RD17AZ24AJ3N | ASPEN |  | D(A,C,E)24C34+TDR | R801V0504A17UHS | 21600 | 18 | 8.1 | 22600 | 16900 | 74.78% | 2 | 0 | 10 |  |  |  |  | R-410A | 1.8 | Residential & Commercial | USHP | Ducted CEE Tier 1
214393735 | Central HP <5.4 tons | RUUD | HRCU-A-CB (Split System: Heat Pump with Remote Outdoor Unit-Air-Source) | RD17AZ36AJ3N | ASPEN |  | D(A,C,E)36D44+TDR | R951V0403A17M4S | 33200 | 18 | 8.1 | 34200 | 29600 | 86.55% | 1.9 | 0 | 10 |  |  |  |  | R-410A | 2.7667 | Residential & Commercial | USHP | Ducted CEE Tier 1
214392208 | Central HP <5.4 tons | RUUD | HRCU-A-CB (Split System: Heat Pump with Remote Outdoor Unit-Air-Source) | RD17AZ24AJ3N | ASPEN |  | D(A,C,E)36B24+TDR | R801V0704A17UHU | 20400 | 17.7 | 8.1 | 22600 | 16900 | 74.78% | 2 | 0 | 9 |  |  |  |  | R-410A | 1.7 | Residential & Commercial | USHP
214392224 | Central HP <5.4 tons | RUUD | HRCU-A-CB (Split System: Heat Pump with Remote Outdoor Unit-Air-Source) | RD17AZ24AJ3N | ASPEN |  | D(A,C,E)36B24+TDR | R801V0754A17DZ | 20400 | 18.6 | 8.1 | 22600 | 16800 | 74.34% | 2.1 | 0 | 9 |  |  |  |  | R-410A | 1.7 | Residential & Commercial | USHP
214392258 | Central HP <5.4 tons | RUUD | HRCU-A-CB (Split System: Heat Pump with Remote Outdoor Unit-Air-Source) | RD17AZ24AJ3N | ASPEN |  | D(A,C,E)36D24+TDR | R801V0754A17UHS | 21000 | 18.9 | 8.1 | 22600 | 16800 | 74.34% | 2.1 | 0 | 9.8 |  |  |  |  | R-410A | 1.75 | Residential & Commercial | USHP
214392272 | Central HP <5.4 tons | RUUD | HRCU-A-CB (Split System: Heat Pump with Remote Outdoor Unit-Air-Source) | RD17AZ24AJ3N | ASPEN |  | D(A,C,E)36B24+TDR | R801V1004A17UH | 20400 | 18.6 | 8.1 | 22600 | 16800 | 74.34% | 2.1 | 0 | 9 |  |  |  |  | R-410A | 1.7 | Residential & Commercial | USHP
214392274 | Central HP <5.4 tons | RUUD | HRCU-A-CB (Split System: Heat Pump with Remote Outdoor Unit-Air-Source) | RD17AZ24AJ3N | ASPEN |  | D(A,C,E)36D24+TDR | R801V1004A17UH | 21000 | 18.9 | 8.1 | 22600 | 16800 | 74.34% | 2.1 | 0 | 9.8 |  |  |  |  | R-410A | 1.75 | Residential & Commercial | USHP
214392290 | Central HP <5.4 tons | RUUD | HRCU-A-CB (Split System: Heat Pump with Remote Outdoor Unit-Air-Source) | RD17AZ24AJ3N | ASPEN |  | D(A,C,E)36D24+TDR | R802V0503A14DZ | 21000 | 18.9 | 8.1 | 22600 | 16800 | 74.34% | 2 | 0 | 9.8 |  |  |  |  | R-410A | 1.75 | Residential & Commercial | USHP
214392626 | Central HP <5.4 tons | RUUD | HRCU-A-CB (Split System: Heat Pump with Remote Outdoor Unit-Air-Source) | RD17AZ24AJ3N | ASPEN |  | D(A,C,E)36D24+TDR | U802VA050317M | 21000 | 18.9 | 8.1 | 22600 | 16900 | 74.78% | 2 | 0 | 9.8 |  |  |  |  | R-410A | 1.75 | Residential & Commercial | USHP
214394028 | Central HP <5.4 tons | RUUD | HRCU-A-CB (Split System: Heat Pump with Remote Outdoor Unit-Air-Source) | RD17AZ36AJ3N | ASPEN |  | D(A,C,E)42D34+TDR | R962V0603A17M4S | 32800 | 18 | 8.1 | 34200 | 29800 | 87.13% | 1.9 | 0 | 10 |  |  |  |  | R-410A | 2.7333 | Residential & Commercial | USHP | Ducted CEE Tier 1
214394037 | Central HP <5.4 tons | RUUD | HRCU-A-CB (Split System: Heat Pump with Remote Outdoor Unit-Air-Source) | RD17AZ36AJ3N | ASPEN |  | D(A,C,E)48C44+TDR | R962V0603A17M4S | 33200 | 18 | 8.1 | 34200 | 29800 | 87.13% | 1.9 | 0 | 10 |  |  |  |  | R-410A | 2.7667 | Residential & Commercial | USHP | Ducted CEE Tier 1
214394053 | Central HP <5.4 tons | RUUD | HRCU-A-CB (Split System: Heat Pump with Remote Outdoor Unit-Air-Source) | RD17AZ36AJ3N | ASPEN |  | D(A,C,E)42B44+TDR | R962V0703A17M4S | 33000 | 18 | 8.1 | 34200 | 29600 | 86.55% | 1.9 | 0 | 10 |  |  |  |  | R-410A | 2.75 | Residential & Commercial | USHP | Ducted CEE Tier 1
214394069 | Central HP <5.4 tons | RUUD | HRCU-A-CB (Split System: Heat Pump with Remote Outdoor Unit-Air-Source) | RD17AZ36AJ3N | ASPEN |  | D(A,C,E)48D34+TDR | R962V0703A17M4S | 33200 | 18 | 8.1 | 34200 | 29600 | 86.55% | 1.9 | 0 | 10 |  |  |  |  | R-410A | 2.7667 | Residential & Commercial | USHP | Ducted CEE Tier 1
214391672 | Central HP <5.4 tons | RUUD | HRCU-A-CB (Split System: Heat Pump with Remote Outdoor Unit-Air-Source) | RP15AZ24AJ2N | ASPEN |  | CP31A34+TDR | R921V0403A17M4S | 22400 | 15.6 | 8.3 | 23000 | 16500 | 71.74% | 2.9 | 0 | 11.9 |  |  |  |  | R-410A | 1.8667 | Residential & Commercial | USHP | Ducted CEE Tier 1
214391697 | Central HP <5.4 tons | RUUD | HRCU-A-CB (Split System: Heat Pump with Remote Outdoor Unit-Air-Source) | RP15AZ24AJ2N | ASPEN |  | CP37A34+TDR | U802VA075317M | 22400 | 15.6 | 8.3 | 23000 | 16100 | 70% | 2.99 | 0 | 11.9 |  |  |  |  | R-410A | 1.8667 | Residential & Commercial | USHP | Ducted CEE Tier 1
214392493 | Central HP <5.4 tons | RUUD | HRCU-A-CB (Split System: Heat Pump with Remote Outdoor Unit-Air-Source) | RD17AZ24AJ3N | ASPEN |  | D(A,C,E)30D24+TDR | R951V0403A17M4S | 20800 | 17.8 | 8.1 | 22600 | 16900 | 74.78% | 2 | 0 | 9.7 |  |  |  |  | R-410A | 1.7333 | Residential & Commercial | USHP
214392498 | Central HP <5.4 tons | RUUD | HRCU-A-CB (Split System: Heat Pump with Remote Outdoor Unit-Air-Source) | RD17AZ24AJ3N | ASPEN |  | D(A,C,E)36D24+TDR | R951V0403A17M4S | 21000 | 17.9 | 8.1 | 22600 | 16900 | 74.78% | 2 | 0 | 9.8 |  |  |  |  | R-410A | 1.75 | Residential & Commercial | USHP
214392568 | Central HP <5.4 tons | RUUD | HRCU-A-CB (Split System: Heat Pump with Remote Outdoor Unit-Air-Source) | RD17AZ24AJ3N | ASPEN |  | D(A,C,E)24D24+TDR | R962V0403A17M4S | 20400 | 17.7 | 8.1 | 22600 | 16900 | 74.78% | 2 | 0 | 9 |  |  |  |  | R-410A | 1.7 | Residential & Commercial | USHP
214392464 | Central HP <5.4 tons | RUUD | HRCU-A-CB (Split System: Heat Pump with Remote Outdoor Unit-Air-Source) | RD17AZ24AJ3N | ASPEN |  | D(A,C,E)36B24+TDR | R921V0603A17M4S | 20400 | 17.7 | 8.1 | 22600 | 17000 | 75.22% | 2 | 0 | 9 |  |  |  |  | R-410A | 1.7 | Residential & Commercial | USHP
214392123 | Central HP <5.4 tons | RUUD | HRCU-A-CB (Split System: Heat Pump with Remote Outdoor Unit-Air-Source) | RD17AZ24AJ3N | ASPEN |  | D(A,C,E)30B34+TDR | R801V0503A14DZ | 21600 | 19 | 8.1 | 22600 | 16800 | 74.34% | 2 | 0 | 10 |  |  |  |  | R-410A | 1.8 | Residential & Commercial | USHP | Ducted CEE Tier 1
214392130 | Central HP <5.4 tons | RUUD | HRCU-A-CB (Split System: Heat Pump with Remote Outdoor Unit-Air-Source) | RD17AZ24AJ3N | ASPEN |  | D(A,C,E)36D24+TDR | R801V0503A14DZ | 21000 | 18.9 | 8.1 | 22600 | 16800 | 74.34% | 2 | 0 | 9.8 |  |  |  |  | R-410A | 1.75 | Residential & Commercial | USHP
214392139 | Central HP <5.4 tons | RUUD | HRCU-A-CB (Split System: Heat Pump with Remote Outdoor Unit-Air-Source) | RD17AZ24AJ3N | ASPEN |  | D(A,C,E)30B34+TDR | R801V0503A14UH | 21600 | 18 | 8.1 | 22600 | 16900 | 74.78% | 2 | 0 | 10 |  |  |  |  | R-410A | 1.8 | Residential & Commercial | USHP | Ducted CEE Tier 1
214392749 | Central HP <5.4 tons | RUUD | HRCU-A-CB (Split System: Heat Pump with Remote Outdoor Unit-Air-Source) | RD17AZ36AJ3N | ASPEN |  | D(A,C,E)48C44+TDR | R801V0504A17UHN | 33200 | 18 | 8.1 | 34200 | 29800 | 87.13% | 1.9 | 0 | 10 |  |  |  |  | R-410A | 2.7667 | Residential & Commercial | USHP | Ducted CEE Tier 1
214392751 | Central HP <5.4 tons | RUUD | HRCU-A-CB (Split System: Heat Pump with Remote Outdoor Unit-Air-Source) | RD17AZ36AJ3N | ASPEN |  | D(A,C,E)48D34+TDR | R801V0504A17UHN | 33200 | 18 | 8.1 | 34200 | 29800 | 87.13% | 1.9 | 0 | 10 |  |  |  |  | R-410A | 2.7667 | Residential & Commercial | USHP | Ducted CEE Tier 1
214392801 | Central HP <5.4 tons | RUUD | HRCU-A-CB (Split System: Heat Pump with Remote Outdoor Unit-Air-Source) | RD17AZ36AJ3N | ASPEN |  | D(A,C,E)42D44+TDR | R801V0504A17UHU | 33400 | 18 | 8.1 | 34200 | 29800 | 87.13% | 1.9 | 0 | 10 |  |  |  |  | R-410A | 2.7833 | Residential & Commercial | USHP | Ducted CEE Tier 1
214392810 | Central HP <5.4 tons | RUUD | HRCU-A-CB (Split System: Heat Pump with Remote Outdoor Unit-Air-Source) | RD17AZ36AJ3N | ASPEN |  | D(A,C,E)48D24+TDR | R801V0504A17UHU | 30800 | 17.6 | 8.1 | 34200 | 29800 | 87.13% | 1.9 | 0 | 9.6 |  |  |  |  | R-410A | 2.5667 | Residential & Commercial | USHP
214393178 | Central HP <5.4 tons | RUUD | HRCU-A-CB (Split System: Heat Pump with Remote Outdoor Unit-Air-Source) | RD17AZ36AJ3N | ASPEN |  | D(A,C,E)36C44+TDR | R802V0504A17UHN | 33000 | 18 | 8.1 | 34200 | 29800 | 87.13% | 1.9 | 0 | 10 |  |  |  |  | R-410A | 2.75 | Residential & Commercial | USHP | Ducted CEE Tier 1
214393258 | Central HP <5.4 tons | RUUD | HRCU-A-CB (Split System: Heat Pump with Remote Outdoor Unit-Air-Source) | RD17AZ36AJ3N | ASPEN |  | D(A,C,E)48C34+TDR | R802V0754A17DZ | 32800 | 18 | 8.1 | 34200 | 29600 | 86.55% | 1.9 | 0 | 10 |  |  |  |  | R-410A | 2.7333 | Residential & Commercial | USHP | Ducted CEE Tier 1
214393578 | Central HP <5.4 tons | RUUD | HRCU-A-CB (Split System: Heat Pump with Remote Outdoor Unit-Air-Source) | RD17AZ36AJ3N | ASPEN |  | D(A,C,E)42C44+TDR | R921V0403A17M4S | 33200 | 18 | 8.1 | 34200 | 29600 | 86.55% | 1.9 | 0 | 10 |  |  |  |  | R-410A | 2.7667 | Residential & Commercial | USHP | Ducted CEE Tier 1
216796393 | Central HP <5.4 tons | TRANE | HRCU-A-CB (Split System: Heat Pump with Remote Outdoor Unit-Air-Source) | 5TWR5036A1 | ASPEN |  | D(A,C,E)36C3J+TDR | *UHMC100CCV4 | 31200 | 15.2 | 8.5 | 31000 | 22200 | 71.61% | 2.97 | 0 | 12 |  |  |  |  | R-454B | 2.6 | Residential & Commercial | USHP | Ducted CEE Tier 1
214092280 | Central HP <5.4 tons | LUXAIRE | HRCU-A-CB (Split System: Heat Pump with Remote Outdoor Unit-Air-Source) | HMH72B341 | ASPEN |  | D(A,C,E)48B34+TDR | TL9E100C20UH11 | 33400 | 17 | 8.2 | 32400 | 45500 | 140.4% | 3.15 | 0 | 10 |  |  |  |  | R-410A | 2.7833 | Residential & Commercial | USHP | Ducted CEE Tier 1
214392173 | Central HP <5.4 tons | RUUD | HRCU-A-CB (Split System: Heat Pump with Remote Outdoor Unit-Air-Source) | RD17AZ24AJ3N | ASPEN |  | D(A,C,E)30D24+TDR | R801V0504A17UHS | 20800 | 17.8 | 8.1 | 22600 | 16900 | 74.78% | 2 | 0 | 9.7 |  |  |  |  | R-410A | 1.7333 | Residential & Commercial | USHP
214392225 | Central HP <5.4 tons | RUUD | HRCU-A-CB (Split System: Heat Pump with Remote Outdoor Unit-Air-Source) | RD17AZ24AJ3N | ASPEN |  | D(A,C,E)36C24+TDR | R801V0754A17DZ | 20800 | 18.8 | 8.1 | 22600 | 16800 | 74.34% | 2.1 | 0 | 9.7 |  |  |  |  | R-410A | 1.7333 | Residential & Commercial | USHP
214392232 | Central HP <5.4 tons | RUUD | HRCU-A-CB (Split System: Heat Pump with Remote Outdoor Unit-Air-Source) | RD17AZ24AJ3N | ASPEN |  | D(A,C,E)24D24+TDR | R801V0754A17UHN | 20400 | 18.6 | 8.1 | 22600 | 16800 | 74.34% | 2.1 | 0 | 9 |  |  |  |  | R-410A | 1.7 | Residential & Commercial | USHP
214392257 | Central HP <5.4 tons | RUUD | HRCU-A-CB (Split System: Heat Pump with Remote Outdoor Unit-Air-Source) | RD17AZ24AJ3N | ASPEN |  | D(A,C,E)36C24+TDR | R801V0754A17UHS | 20800 | 18.8 | 8.1 | 22600 | 16800 | 74.34% | 2.1 | 0 | 9.7 |  |  |  |  | R-410A | 1.7333 | Residential & Commercial | USHP
214392273 | Central HP <5.4 tons | RUUD | HRCU-A-CB (Split System: Heat Pump with Remote Outdoor Unit-Air-Source) | RD17AZ24AJ3N | ASPEN |  | D(A,C,E)36C24+TDR | R801V1004A17UH | 20800 | 18.8 | 8.1 | 22600 | 16800 | 74.34% | 2.1 | 0 | 9.7 |  |  |  |  | R-410A | 1.7333 | Residential & Commercial | USHP
214392289 | Central HP <5.4 tons | RUUD | HRCU-A-CB (Split System: Heat Pump with Remote Outdoor Unit-Air-Source) | RD17AZ24AJ3N | ASPEN |  | D(A,C,E)36C24+TDR | R802V0503A14DZ | 20800 | 18.8 | 8.1 | 22600 | 16800 | 74.34% | 2 | 0 | 9.7 |  |  |  |  | R-410A | 1.7333 | Residential & Commercial | USHP
214392332 | Central HP <5.4 tons | RUUD | HRCU-A-CB (Split System: Heat Pump with Remote Outdoor Unit-Air-Source) | RD17AZ24AJ3N | ASPEN |  | D(A,C,E)30C24+TDR | R802V0504A17UHN | 20400 | 17.7 | 8.1 | 22600 | 16900 | 74.78% | 2 | 0 | 9 |  |  |  |  | R-410A | 1.7 | Residential & Commercial | USHP
214392348 | Central HP <5.4 tons | RUUD | HRCU-A-CB (Split System: Heat Pump with Remote Outdoor Unit-Air-Source) | RD17AZ24AJ3N | ASPEN |  | D(A,C,E)30C24+TDR | R802V0504A17UHS | 20400 | 17.7 | 8.1 | 22600 | 16900 | 74.78% | 2 | 0 | 9 |  |  |  |  | R-410A | 1.7 | Residential & Commercial | USHP
214092284 | Central HP <5.4 tons | LUXAIRE | HRCU-A-CB (Split System: Heat Pump with Remote Outdoor Unit-Air-Source) | HMH72B341 | ASPEN |  | D(A,C,E)36A34+TDR | TM8E060A12MP11 | 31600 | 17.9 | 8.1 | 32400 | 44000 | 135.8% | 3.06 | 0 | 9.8 |  |  |  |  | R-410A | 2.6333 | Residential & Commercial | USHP
214092325 | Central HP <5.4 tons | LUXAIRE | HRCU-A-CB (Split System: Heat Pump with Remote Outdoor Unit-Air-Source) | HMH72B341 | ASPEN |  | D(A,C,E)48B34+TDR | TM8Y080B12MP11 | 32800 | 18 | 8.1 | 32400 | 44000 | 135.8% | 3.11 | 0 | 10 |  |  |  |  | R-410A | 2.7333 | Residential & Commercial | USHP | Ducted CEE Tier 1
215375361 | Central HP <5.4 tons | RUUD | HRCU-A-CB (Split System: Heat Pump with Remote Outdoor Unit-Air-Source) | RD17AZ60AJ3N | ASPEN |  | D(A,C,E)60D36+TDR | R802V1005A21UHS | 52000 | 17.8 | 8.1 | 53500 | 50500 | 94.39% | 1.75 | 0 | 9.8 |  |  |  |  | R-410A | 4.3333 | Residential & Commercial | USHP
214394739 | Central HP <5.4 tons | RUUD | HRCU-A-CB (Split System: Heat Pump with Remote Outdoor Unit-Air-Source) | RD17AZ60AJ3N | ASPEN |  | D(A,C,E)60D34+TDR | R951V1005A21M4S | 51500 | 17.8 | 8.1 | 54000 | 49500 | 91.67% | 1.75 | 0 | 9.8 |  |  |  |  | R-410A | 4.2917 | Residential & Commercial | USHP
214394707 | Central HP <5.4 tons | RUUD | HRCU-A-CB (Split System: Heat Pump with Remote Outdoor Unit-Air-Source) | RD17AZ60AJ3N | ASPEN |  | D(A,C,E)60D34+TDR | R802V1255A24UHS | 52000 | 17.8 | 8.1 | 53500 | 49000 | 91.59% | 1.75 | 0 | 9.8 |  |  |  |  | R-410A | 4.3333 | Residential & Commercial | USHP
214394712 | Central HP <5.4 tons | RUUD | HRCU-A-CB (Split System: Heat Pump with Remote Outdoor Unit-Air-Source) | RD17AZ60AJ3N | ASPEN |  | D(A,C,E)60D44+TDR | R802V1505A24UHN | 52000 | 17.9 | 8.1 | 53500 | 49000 | 91.59% | 1.75 | 0 | 9.8 |  |  |  |  | R-410A | 4.3333 | Residential & Commercial | USHP
214392172 | Central HP <5.4 tons | RUUD | HRCU-A-CB (Split System: Heat Pump with Remote Outdoor Unit-Air-Source) | RD17AZ24AJ3N | ASPEN |  | D(A,C,E)30C24+TDR | R801V0504A17UHS | 20400 | 17.7 | 8.1 | 22600 | 16900 | 74.78% | 2 | 0 | 9 |  |  |  |  | R-410A | 1.7 | Residential & Commercial | USHP
214392192 | Central HP <5.4 tons | RUUD | HRCU-A-CB (Split System: Heat Pump with Remote Outdoor Unit-Air-Source) | RD17AZ24AJ3N | ASPEN |  | D(A,C,E)36B24+TDR | R801V0504A17UHU | 20200 | 17.7 | 8.1 | 22400 | 17000 | 75.89% | 2 | 0 | 9 |  |  |  |  | R-410A | 1.6833 | Residential & Commercial | USHP
214393619 | Central HP <5.4 tons | RUUD | HRCU-A-CB (Split System: Heat Pump with Remote Outdoor Unit-Air-Source) | RD17AZ36AJ3N | ASPEN |  | D(A,C,E)48C44+TDR | R921V0603A17M4S | 33200 | 18 | 8.1 | 34200 | 29800 | 87.13% | 1.9 | 0 | 10 |  |  |  |  | R-410A | 2.7667 | Residential & Commercial | USHP | Ducted CEE Tier 1
214393703 | Central HP <5.4 tons | RUUD | HRCU-A-CB (Split System: Heat Pump with Remote Outdoor Unit-Air-Source) | RD17AZ36AJ3N | ASPEN |  | D(A,C,E)48D34+TDR | R921V0855A21M4S | 33200 | 18 | 8.1 | 34200 | 29600 | 86.55% | 1.9 | 0 | 10 |  |  |  |  | R-410A | 2.7667 | Residential & Commercial | USHP | Ducted CEE Tier 1
214394255 | Central HP <5.4 tons | RUUD | HRCU-A-CB (Split System: Heat Pump with Remote Outdoor Unit-Air-Source) | RD17AZ36AJ3N | ASPEN |  | D(A,C,E)42B44+TDR | U802VA075317Z | 33000 | 18 | 8.1 | 34200 | 29600 | 86.55% | 1.9 | 0 | 10 |  |  |  |  | R-410A | 2.75 | Residential & Commercial | USHP | Ducted CEE Tier 1
214394269 | Central HP <5.4 tons | RUUD | HRCU-A-CB (Split System: Heat Pump with Remote Outdoor Unit-Air-Source) | RD17AZ36AJ3N | ASPEN |  | D(A,C,E)48C44+TDR | U802VA075317Z | 33200 | 18 | 8.1 | 34200 | 29600 | 86.55% | 1.9 | 0 | 10 |  |  |  |  | R-410A | 2.7667 | Residential & Commercial | USHP | Ducted CEE Tier 1
214092286 | Central HP <5.4 tons | LUXAIRE | HRCU-A-CB (Split System: Heat Pump with Remote Outdoor Unit-Air-Source) | HMH72B341 | ASPEN |  | D(A,C,E)48B34+TDR | TM8E060A12MP11 | 32800 | 18 | 8.1 | 32400 | 44000 | 135.8% | 3.09 | 0 | 10 |  |  |  |  | R-410A | 2.7333 | Residential & Commercial | USHP | Ducted CEE Tier 1
214092361 | Central HP <5.4 tons | LUXAIRE | HRCU-A-CB (Split System: Heat Pump with Remote Outdoor Unit-Air-Source) | HMH72B341 | ASPEN |  | D(A,C,E)48B34+TDR | TM9V040A10MP12 | 32200 | 17 | 8.1 | 32400 | 44000 | 135.8% | 3.06 | 0 | 9.5 |  |  |  |  | R-410A | 2.6833 | Residential & Commercial | USHP
212976737 | Central HP <5.4 tons | SMART COMFORT | HRCU-A-CB (Split System: Heat Pump with Remote Outdoor Unit-Air-Source) | DLCURAH30ABK |  |  | EA*4X42L21A* | *96VTN1002120B* | 30200 | 15.2 | 8.5 | 34200 | 27600 | 80.7% | 1.8 | 0 | 9 |  |  |  |  | R-410A | 2.5167 | Residential & Commercial | USHP
215375102 | Central HP <5.4 tons | RUUD | HRCU-A-CB (Split System: Heat Pump with Remote Outdoor Unit-Air-Source) | RD17AZ24AJ3N | ASPEN |  | D(A,C,E)30B36+TDR | R962V0603A17M4S | 21600 | 17 | 8.1 | 22600 | 19000 | 84.07% | 2 | 0 | 10 |  |  |  |  | R-410A | 1.8 | Residential & Commercial | USHP | Ducted CEE Tier 1
214092688 | Central HP <5.4 tons | LUXAIRE | HRCU-A-CB (Split System: Heat Pump with Remote Outdoor Unit-Air-Source) | HMH72B361 | ASPEN |  | D(A,C,E)48B34+TDR | Z8ES100C20LMPS1 | 34600 | 16.5 | 8.1 | 32400 | 44500 | 137.3% | 3.25 | 0 | 9 |  |  |  |  | R-410A | 2.8833 | Residential & Commercial | USHP
212977096 | Central HP <5.4 tons | SMART COMFORT | HRCU-A-CB (Split System: Heat Pump with Remote Outdoor Unit-Air-Source) | DLCURAH36ABK |  |  | EA*4X48L24A* | *96VTN1002122B* | 35800 | 16.5 | 8.5 | 37800 | 34600 | 91.53% | 2.02 | 0 | 10 |  |  |  |  | R-410A | 2.9833 | Residential & Commercial | USHP | Ducted CEE Tier 1
214392124 | Central HP <5.4 tons | RUUD | HRCU-A-CB (Split System: Heat Pump with Remote Outdoor Unit-Air-Source) | RD17AZ24AJ3N | ASPEN |  | D(A,C,E)30C24+TDR | R801V0503A14DZ | 20400 | 18.6 | 8.1 | 22600 | 16800 | 74.34% | 2 | 0 | 9 |  |  |  |  | R-410A | 1.7 | Residential & Commercial | USHP
214392140 | Central HP <5.4 tons | RUUD | HRCU-A-CB (Split System: Heat Pump with Remote Outdoor Unit-Air-Source) | RD17AZ24AJ3N | ASPEN |  | D(A,C,E)30C24+TDR | R801V0503A14UH | 20400 | 17.7 | 8.1 | 22600 | 16900 | 74.78% | 2 | 0 | 9 |  |  |  |  | R-410A | 1.7 | Residential & Commercial | USHP
214392156 | Central HP <5.4 tons | RUUD | HRCU-A-CB (Split System: Heat Pump with Remote Outdoor Unit-Air-Source) | RD17AZ24AJ3N | ASPEN |  | D(A,C,E)30C24+TDR | R801V0504A17UHN | 20400 | 17.7 | 8.1 | 22600 | 16900 | 74.78% | 2 | 0 | 9 |  |  |  |  | R-410A | 1.7 | Residential & Commercial | USHP
214392183 | Central HP <5.4 tons | RUUD | HRCU-A-CB (Split System: Heat Pump with Remote Outdoor Unit-Air-Source) | RD17AZ24AJ3N | ASPEN |  | D(A,C,E)24C34+TDR | R801V0504A17UHU | 21400 | 18 | 8.1 | 22400 | 17000 | 75.89% | 2 | 0 | 10 |  |  |  |  | R-410A | 1.7833 | Residential & Commercial | USHP | Ducted CEE Tier 1
214392242 | Central HP <5.4 tons | RUUD | HRCU-A-CB (Split System: Heat Pump with Remote Outdoor Unit-Air-Source) | RD17AZ24AJ3N | ASPEN |  | D(A,C,E)36D24+TDR | R801V0754A17UHN | 21000 | 18.9 | 8.1 | 22600 | 16800 | 74.34% | 2.1 | 0 | 9.8 |  |  |  |  | R-410A | 1.75 | Residential & Commercial | USHP
214392317 | Central HP <5.4 tons | RUUD | HRCU-A-CB (Split System: Heat Pump with Remote Outdoor Unit-Air-Source) | RD17AZ24AJ3N | ASPEN |  | D(A,C,E)30D24+TDR | R802V0503A14UHS | 20800 | 17.8 | 8.1 | 22600 | 16900 | 74.78% | 2 | 0 | 9.7 |  |  |  |  | R-410A | 1.7333 | Residential & Commercial | USHP
214392322 | Central HP <5.4 tons | RUUD | HRCU-A-CB (Split System: Heat Pump with Remote Outdoor Unit-Air-Source) | RD17AZ24AJ3N | ASPEN |  | D(A,C,E)36D24+TDR | R802V0503A14UHS | 21000 | 17.9 | 8.1 | 22600 | 16900 | 74.78% | 2 | 0 | 9.8 |  |  |  |  | R-410A | 1.75 | Residential & Commercial | USHP
214392347 | Central HP <5.4 tons | RUUD | HRCU-A-CB (Split System: Heat Pump with Remote Outdoor Unit-Air-Source) | RD17AZ24AJ3N | ASPEN |  | D(A,C,E)30B34+TDR | R802V0504A17UHS | 21600 | 18 | 8.1 | 22600 | 16900 | 74.78% | 2 | 0 | 10 |  |  |  |  | R-410A | 1.8 | Residential & Commercial | USHP | Ducted CEE Tier 1
214392456 | Central HP <5.4 tons | RUUD | HRCU-A-CB (Split System: Heat Pump with Remote Outdoor Unit-Air-Source) | RD17AZ24AJ3N | ASPEN |  | D(A,C,E)24D24+TDR | R921V0603A17M4S | 20400 | 17.7 | 8.1 | 22600 | 17000 | 75.22% | 2 | 0 | 9 |  |  |  |  | R-410A | 1.7 | Residential & Commercial | USHP
214392476 | Central HP <5.4 tons | RUUD | HRCU-A-CB (Split System: Heat Pump with Remote Outdoor Unit-Air-Source) | RD17AZ24AJ3N | ASPEN |  | D(A,C,E)30C24+TDR | R921V0703A17M4S | 20400 | 17.7 | 8.1 | 22600 | 16900 | 74.78% | 2 | 0 | 9 |  |  |  |  | R-410A | 1.7 | Residential & Commercial | USHP
214392610 | Central HP <5.4 tons | RUUD | HRCU-A-CB (Split System: Heat Pump with Remote Outdoor Unit-Air-Source) | RD17AZ24AJ3N | ASPEN |  | D(A,C,E)36D24+TDR | R962V0703A17M4S | 21000 | 17.9 | 8.1 | 22600 | 16900 | 74.78% | 2 | 0 | 9.8 |  |  |  |  | R-410A | 1.75 | Residential & Commercial | USHP
214392674 | Central HP <5.4 tons | RUUD | HRCU-A-CB (Split System: Heat Pump with Remote Outdoor Unit-Air-Source) | RD17AZ24AJ3N | ASPEN |  | D(A,C,E)36D24+TDR | U97MV0603A17DHS | 21000 | 18.9 | 8.1 | 22600 | 16900 | 74.78% | 2 | 0 | 9.8 |  |  |  |  | R-410A | 1.75 | Residential & Commercial | USHP
214392375 | Central HP <5.4 tons | RUUD | HRCU-A-CB (Split System: Heat Pump with Remote Outdoor Unit-Air-Source) | RD17AZ24AJ3N | ASPEN |  | D(A,C,E)24C34+TDR | R802V0754A17UHN | 21600 | 19 | 8.1 | 22600 | 16800 | 74.34% | 2.1 | 0 | 10 |  |  |  |  | R-410A | 1.8 | Residential & Commercial | USHP | Ducted CEE Tier 1
214392400 | Central HP <5.4 tons | RUUD | HRCU-A-CB (Split System: Heat Pump with Remote Outdoor Unit-Air-Source) | RD17AZ24AJ3N | ASPEN |  | D(A,C,E)36B24+TDR | R802V0754A17UHS | 20400 | 18.6 | 8.1 | 22600 | 16800 | 74.34% | 2.1 | 0 | 9 |  |  |  |  | R-410A | 1.7 | Residential & Commercial | USHP
214392407 | Central HP <5.4 tons | RUUD | HRCU-A-CB (Split System: Heat Pump with Remote Outdoor Unit-Air-Source) | RD17AZ24AJ3N | ASPEN |  | D(A,C,E)24C34+TDR | R802V1004A17UHN | 21600 | 19 | 8.1 | 22600 | 16800 | 74.34% | 2.1 | 0 | 10 |  |  |  |  | R-410A | 1.8 | Residential & Commercial | USHP | Ducted CEE Tier 1
214392616 | Central HP <5.4 tons | RUUD | HRCU-A-CB (Split System: Heat Pump with Remote Outdoor Unit-Air-Source) | RD17AZ24AJ3N | ASPEN |  | D(A,C,E)24D24+TDR | U802VA050317M | 20400 | 18.6 | 8.1 | 22600 | 16900 | 74.78% | 2 | 0 | 9 |  |  |  |  | R-410A | 1.7 | Residential & Commercial | USHP
214392657 | Central HP <5.4 tons | RUUD | HRCU-A-CB (Split System: Heat Pump with Remote Outdoor Unit-Air-Source) | RD17AZ24AJ3N | ASPEN |  | D(A,C,E)36C24+TDR | U802VA075317Z | 20800 | 18.8 | 8.1 | 22600 | 16800 | 74.34% | 2.1 | 0 | 9.7 |  |  |  |  | R-410A | 1.7333 | Residential & Commercial | USHP
214392683 | Central HP <5.4 tons | RUUD | HRCU-A-CB (Split System: Heat Pump with Remote Outdoor Unit-Air-Source) | RD17AZ24AJ3N | ASPEN |  | D(A,C,E)30B34+TDR | U97MV0703A17DHS | 21600 | 19 | 8.1 | 22600 | 16900 | 74.78% | 2 | 0 | 10 |  |  |  |  | R-410A | 1.8 | Residential & Commercial | USHP | Ducted CEE Tier 1
214392685 | Central HP <5.4 tons | RUUD | HRCU-A-CB (Split System: Heat Pump with Remote Outdoor Unit-Air-Source) | RD17AZ24AJ3N | ASPEN |  | D(A,C,E)30D24+TDR | U97MV0703A17DHS | 20800 | 18.8 | 8.1 | 22600 | 16900 | 74.78% | 2 | 0 | 9.7 |  |  |  |  | R-410A | 1.7333 | Residential & Commercial | USHP
214392392 | Central HP <5.4 tons | RUUD | HRCU-A-CB (Split System: Heat Pump with Remote Outdoor Unit-Air-Source) | RD17AZ24AJ3N | ASPEN |  | D(A,C,E)24D24+TDR | R802V0754A17UHS | 20400 | 18.6 | 8.1 | 22600 | 16800 | 74.34% | 2.1 | 0 | 9 |  |  |  |  | R-410A | 1.7 | Residential & Commercial | USHP
214392417 | Central HP <5.4 tons | RUUD | HRCU-A-CB (Split System: Heat Pump with Remote Outdoor Unit-Air-Source) | RD17AZ24AJ3N | ASPEN |  | D(A,C,E)36C24+TDR | R802V1004A17UHN | 20800 | 18.8 | 8.1 | 22600 | 16800 | 74.34% | 2.1 | 0 | 9.7 |  |  |  |  | R-410A | 1.7333 | Residential & Commercial | USHP
214392624 | Central HP <5.4 tons | RUUD | HRCU-A-CB (Split System: Heat Pump with Remote Outdoor Unit-Air-Source) | RD17AZ24AJ3N | ASPEN |  | D(A,C,E)36B24+TDR | U802VA050317M | 20400 | 18.6 | 8.1 | 22600 | 16900 | 74.78% | 2 | 0 | 9 |  |  |  |  | R-410A | 1.7 | Residential & Commercial | USHP
214392651 | Central HP <5.4 tons | RUUD | HRCU-A-CB (Split System: Heat Pump with Remote Outdoor Unit-Air-Source) | RD17AZ24AJ3N | ASPEN |  | D(A,C,E)30B34+TDR | U802VA075317Z | 21600 | 19 | 8.1 | 22600 | 16800 | 74.34% | 2.1 | 0 | 10 |  |  |  |  | R-410A | 1.8 | Residential & Commercial | USHP | Ducted CEE Tier 1
214092429 | Central HP <5.4 tons | LUXAIRE | HRCU-A-CB (Split System: Heat Pump with Remote Outdoor Unit-Air-Source) | HMH72B341 | ASPEN |  | D(A,C,E)42A44+TDR | TP9C060B12MP13 | 32600 | 17.5 | 8.1 | 32400 | 44500 | 137.3% | 3.07 | 0 | 9.5 |  |  |  |  | R-410A | 2.7167 | Residential & Commercial | USHP
214092445 | Central HP <5.4 tons | LUXAIRE | HRCU-A-CB (Split System: Heat Pump with Remote Outdoor Unit-Air-Source) | HMH72B341 | ASPEN |  | D(A,C,E)48B34+TDR | TP9C120D20MP13 | 32200 | 17 | 8.5 | 32400 | 44000 | 135.8% | 3.19 | 0 | 9.4 |  |  |  |  | R-410A | 2.6833 | Residential & Commercial | USHP
214393714 | Central HP <5.4 tons | RUUD | HRCU-A-CB (Split System: Heat Pump with Remote Outdoor Unit-Air-Source) | RD17AZ36AJ3N | ASPEN |  | D(A,C,E)42B44+TDR | R921V1005A21M4S | 33000 | 17 | 8.1 | 34200 | 29600 | 86.55% | 1.9 | 0 | 10 |  |  |  |  | R-410A | 2.75 | Residential & Commercial | USHP | Ducted CEE Tier 1
214393716 | Central HP <5.4 tons | RUUD | HRCU-A-CB (Split System: Heat Pump with Remote Outdoor Unit-Air-Source) | RD17AZ36AJ3N | ASPEN |  | D(A,C,E)42C44+TDR | R921V1005A21M4S | 33200 | 17 | 8.1 | 34200 | 29600 | 86.55% | 1.9 | 0 | 10 |  |  |  |  | R-410A | 2.7667 | Residential & Commercial | USHP | Ducted CEE Tier 1
212970951 | Central HP <5.4 tons | SMART COMFORT | HRCU-A-CB (Split System: Heat Pump with Remote Outdoor Unit-Air-Source) | DLCURAH18ABK |  |  | EN(A,D)4X30L14** | *80VTL0451412B* | 17400 | 16.5 | 8.1 | 17900 | 18600 | 103.9% | 2.24 | 0 | 11 |  |  |  |  | R-410A | 1.45 | Residential & Commercial | USHP | Ducted CEE Tier 1
212973390 | Central HP <5.4 tons | SMART COMFORT | HRCU-A-CB (Split System: Heat Pump with Remote Outdoor Unit-Air-Source) | DLCURAH18ABK |  |  | EN(A,D)4X30L14** | *96VSN0601412B* | 17400 | 16 | 8.1 | 18000 | 18700 | 103.9% | 2.24 | 0 | 11 |  |  |  |  | R-410A | 1.45 | Residential & Commercial | USHP | Ducted CEE Tier 1
216682973 | Central HP <5.4 tons | SMART COMFORT | HRCU-A-CB (Split System: Heat Pump with Remote Outdoor Unit-Air-Source) | DLCURAH24ABK |  |  | EA*4X36L21A* | *97VTN1002122A* | 24200 | 17 | 9 | 26000 | 22600 | 86.92% | 1.78 | 0 | 10 |  |  |  |  | R-410A | 2.0167 | Residential & Commercial | USHP | Ducted CEE Tier 1
212971652 | Central HP <5.4 tons | SMART COMFORT | HRCU-A-CB (Split System: Heat Pump with Remote Outdoor Unit-Air-Source) | DLCURAH24ABK |  |  | EA*4X30L17A* | *80VTL0701716B* | 23600 | 17 | 8.5 | 26000 | 24000 | 92.31% | 2 | 0 | 10 |  |  |  |  | R-410A | 1.9667 | Residential & Commercial | USHP | Ducted CEE Tier 1
212974726 | Central HP <5.4 tons | SMART COMFORT | HRCU-A-CB (Split System: Heat Pump with Remote Outdoor Unit-Air-Source) | DLCURAH18ABK |  |  | EN(A,D)4X24L17** | *96VTN0401410B* | 17300 | 15.5 | 8.5 | 18400 | 19200 | 104.3% | 2.3 | 0 | 10.5 |  |  |  |  | R-410A | 1.4417 | Residential & Commercial | USHP | Ducted CEE Tier 1
212975109 | Central HP <5.4 tons | SMART COMFORT | HRCU-A-CB (Split System: Heat Pump with Remote Outdoor Unit-Air-Source) | DLCURAH18ABK |  |  | EA*4X30L17A* | *96VTN0401712B* | 17400 | 16 | 8.5 | 18000 | 18800 | 104.4% | 2.24 | 0 | 10.5 |  |  |  |  | R-410A | 1.45 | Residential & Commercial | USHP | Ducted CEE Tier 1
212975461 | Central HP <5.4 tons | SMART COMFORT | HRCU-A-CB (Split System: Heat Pump with Remote Outdoor Unit-Air-Source) | DLCURAH18ABK |  |  | EN(A,D)4X24L14** | *96VTN0601412B* | 17500 | 16 | 8.5 | 18500 | 19200 | 103.8% | 2.3 | 0 | 10.5 |  |  |  |  | R-410A | 1.4583 | Residential & Commercial | USHP | Ducted CEE Tier 1
212975494 | Central HP <5.4 tons | SMART COMFORT | HRCU-A-CB (Split System: Heat Pump with Remote Outdoor Unit-Air-Source) | DLCURAH18ABK |  |  | EN(A,D)4X30L17** | *96VTN0601412B* | 17500 | 16.5 | 8.1 | 18000 | 18700 | 103.9% | 2.24 | 0 | 11 |  |  |  |  | R-410A | 1.4583 | Residential & Commercial | USHP | Ducted CEE Tier 1
212972419 | Central HP <5.4 tons | SMART COMFORT | HRCU-A-CB (Split System: Heat Pump with Remote Outdoor Unit-Air-Source) | DLCURAH24ABK |  |  | EA*4X37L21A* | *80VTL1102122B* | 24400 | 17.5 | 8.5 | 25400 | 21600 | 85.04% | 1.8 | 0 | 10.5 |  |  |  |  | R-410A | 2.0333 | Residential & Commercial | USHP | Ducted CEE Tier 1
212973890 | Central HP <5.4 tons | SMART COMFORT | HRCU-A-CB (Split System: Heat Pump with Remote Outdoor Unit-Air-Source) | DLCURAH24ABK |  |  | EA*4X37L21A* | *96VSN0801716B* | 24600 | 17 | 8.5 | 25200 | 21200 | 84.13% | 1.78 | 0 | 10.5 |  |  |  |  | R-410A | 2.05 | Residential & Commercial | USHP | Ducted CEE Tier 1
216794456 | Central HP <5.4 tons | TRANE | HRCU-A-CB (Split System: Heat Pump with Remote Outdoor Unit-Air-Source) | 5TWV0X48A1 | ASPEN |  | D(A,C,E)60B4J+TDR | *DHMD120CCV5+LRP | 41500 | 20 | 9.5 | 46500 | 42500 | 91.4% | 2.66 | 0 | 11 |  |  |  |  | R-454B | 3.4583 | Residential & Commercial | USHP | Ducted CEE Tier 1
216794508 | Central HP <5.4 tons | TRANE | HRCU-A-CB (Split System: Heat Pump with Remote Outdoor Unit-Air-Source) | 5TWV0X48A1 | ASPEN |  | D(A,C,E)60C3J+TDR | S8V2C080M5PDB | 42000 | 20 | 9 | 46500 | 42500 | 91.4% | 2.74 | 0 | 11.7 |  |  |  |  | R-454B | 3.5 | Residential & Commercial | USHP | Ducted CEE Tier 1
212977643 | Central HP <5.4 tons | SMART COMFORT | HRCU-A-CB (Split System: Heat Pump with Remote Outdoor Unit-Air-Source) | DLCURAH24ABK |  |  | EA*4X37L17A* | *80MS(N,L)0451412A* | 24200 | 17 | 8.5 | 25200 | 22000 | 87.3% | 1.84 | 0 | 10 |  |  |  |  | R-410A | 2.0167 | Residential & Commercial | USHP | Ducted CEE Tier 1
215375136 | Central HP <5.4 tons | RUUD | HRCU-A-CB (Split System: Heat Pump with Remote Outdoor Unit-Air-Source) | RD17AZ36AJ3N | ASPEN |  | D(A,C,E)36C46+TDR | R802V0504A17UHS | 33000 | 18 | 8.1 | 34200 | 31400 | 91.81% | 1.9 | 0 | 10 |  |  |  |  | R-410A | 2.75 | Residential & Commercial | USHP | Ducted CEE Tier 1
215375138 | Central HP <5.4 tons | RUUD | HRCU-A-CB (Split System: Heat Pump with Remote Outdoor Unit-Air-Source) | RD17AZ36AJ3N | ASPEN |  | D(A,C,E)36C46+TDR | R802V0754A17DZ | 33000 | 18 | 8.1 | 34200 | 31400 | 91.81% | 1.9 | 0 | 10 |  |  |  |  | R-410A | 2.75 | Residential & Commercial | USHP | Ducted CEE Tier 1
215375188 | Central HP <5.4 tons | RUUD | HRCU-A-CB (Split System: Heat Pump with Remote Outdoor Unit-Air-Source) | RD17AZ36AJ3N | ASPEN |  | D(A,C,E)36C46+TDR | R951V0703A17M4S | 33000 | 18 | 8.1 | 34200 | 31400 | 91.81% | 1.9 | 0 | 10 |  |  |  |  | R-410A | 2.75 | Residential & Commercial | USHP | Ducted CEE Tier 1
215375073 | Central HP <5.4 tons | RUUD | HRCU-A-CB (Split System: Heat Pump with Remote Outdoor Unit-Air-Source) | RD17AZ24AJ3N | ASPEN |  | D(A,C,E)30B36+TDR | R801V0503A14DZ | 21600 | 17 | 8.1 | 22600 | 18900 | 83.63% | 2 | 0 | 10 |  |  |  |  | R-410A | 1.8 | Residential & Commercial | USHP | Ducted CEE Tier 1
214092938 | Central HP <5.4 tons | LUXAIRE | HRCU-A-CB (Split System: Heat Pump with Remote Outdoor Unit-Air-Source) | HMH72B341 | ASPEN |  | D(A,C,E)42A46+TDR | LPLC060A12MP13 | 32800 | 17.5 | 8.1 | 32400 | 45000 | 138.9% | 3.09 | 0 | 9.5 |  |  |  |  | R-410A | 2.7333 | Residential & Commercial | USHP
214092954 | Central HP <5.4 tons | LUXAIRE | HRCU-A-CB (Split System: Heat Pump with Remote Outdoor Unit-Air-Source) | HMH72B341 | ASPEN |  | D(A,C,E)48B36+TDR | LPLC120C20MP13 | 32000 | 16.5 | 8.5 | 32400 | 44000 | 135.8% | 3.14 | 0 | 8.9 |  |  |  |  | R-410A | 2.6667 | Residential & Commercial | USHP
214093047 | Central HP <5.4 tons | LUXAIRE | HRCU-A-CB (Split System: Heat Pump with Remote Outdoor Unit-Air-Source) | HMH72B341 | ASPEN |  | D(A,C,E)48B36+TDR | TM9E100C16MP12 | 32800 | 18 | 8.1 | 32400 | 44000 | 135.8% | 3.14 | 0 | 10 |  |  |  |  | R-410A | 2.7333 | Residential & Commercial | USHP | Ducted CEE Tier 1
214093061 | Central HP <5.4 tons | LUXAIRE | HRCU-A-CB (Split System: Heat Pump with Remote Outdoor Unit-Air-Source) | HMH72B341 | ASPEN |  | D(A,C,E)42A46+TDR | TM9V080C16MP12 | 32600 | 17.5 | 8.1 | 32400 | 44000 | 135.8% | 3.11 | 0 | 10 |  |  |  |  | R-410A | 2.7167 | Residential & Commercial | USHP | Ducted CEE Tier 1
214093113 | Central HP <5.4 tons | LUXAIRE | HRCU-A-CB (Split System: Heat Pump with Remote Outdoor Unit-Air-Source) | HMH72B341 | ASPEN |  | D(A,C,E)48B36+TDR | TMLV060A12MP12 | 32800 | 17.5 | 8.1 | 32400 | 45000 | 138.9% | 3.09 | 0 | 9.5 |  |  |  |  | R-410A | 2.7333 | Residential & Commercial | USHP
214092979 | Central HP <5.4 tons | LUXAIRE | HRCU-A-CB (Split System: Heat Pump with Remote Outdoor Unit-Air-Source) | HMH72B341 | ASPEN |  | D(A,C,E)36A36+TDR | TM8E080B12MP11 | 31600 | 17.9 | 8.1 | 32400 | 45000 | 138.9% | 3.09 | 0 | 9.3 |  |  |  |  | R-410A | 2.6333 | Residential & Commercial | USHP
214092242 | Central HP <5.4 tons | LUXAIRE | HRCU-A-CB (Split System: Heat Pump with Remote Outdoor Unit-Air-Source) | HMH72B341 | ASPEN |  | D(A,C,E)36A34+TDR | LP9C120D20MP13 | 31200 | 16.8 | 8.5 | 32400 | 44000 | 135.8% | 3.21 | 0 | 9.3 |  |  |  |  | R-410A | 2.6 | Residential & Commercial | USHP
214092251 | Central HP <5.4 tons | LUXAIRE | HRCU-A-CB (Split System: Heat Pump with Remote Outdoor Unit-Air-Source) | HMH72B341 | ASPEN |  | D(A,C,E)36A34+TDR | LPLC080C16MP13 | 31600 | 17.5 | 8.4 | 32400 | 44000 | 135.8% | 3.14 | 0 | 9.8 |  |  |  |  | R-410A | 2.6333 | Residential & Commercial | USHP
214092258 | Central HP <5.4 tons | LUXAIRE | HRCU-A-CB (Split System: Heat Pump with Remote Outdoor Unit-Air-Source) | HMH72B341 | ASPEN |  | D(A,C,E)42A44+TDR | LPLC100C20MP13 | 31800 | 16.5 | 8.5 | 32400 | 44000 | 135.8% | 3.14 | 0 | 8.9 |  |  |  |  | R-410A | 2.65 | Residential & Commercial | USHP
214092276 | Central HP <5.4 tons | LUXAIRE | HRCU-A-CB (Split System: Heat Pump with Remote Outdoor Unit-Air-Source) | HMH72B341 | ASPEN |  | D(A,C,E)42A44+TDR | TL9E080C16UH11 | 32400 | 17.5 | 8.1 | 32400 | 45000 | 138.9% | 3.14 | 0 | 9.5 |  |  |  |  | R-410A | 2.7 | Residential & Commercial | USHP
206133330 | Central HP <5.4 tons | DAY & NIGHT | HRCU-A-CB (Split System: Heat Pump with Remote Outdoor Unit-Air-Source) | CVH825GKA2* |  |  | EA*4X25L17A*+WALLCON | *80CSU0601716A* | 24400 | 16.5 | 8.1 | 21200 | 16700 | 78.77% | 2.02 | 11.5 | 11 |  |  |  |  | R-410A | 2.0333 | Residential & Commercial | USHP | Ducted CEE Tier 1
215912445 | Central HP <5.4 tons | YORK | HRCU-A-CB (Split System: Heat Pump with Remote Outdoor Unit-Air-Source) | HH836E2S11 | ASPEN |  | C(A,C,D,E)48A3K+TDR | Y81E080B12SMPS1 | 30800 | 18 | 8.5 | 30000 | 24800 | 82.67% | 2 | 0 | 11.7 |  |  |  |  | R-454B | 2.5667 | Residential & Commercial | USHP | Ducted CEE Tier 1
214392231 | Central HP <5.4 tons | RUUD | HRCU-A-CB (Split System: Heat Pump with Remote Outdoor Unit-Air-Source) | RD17AZ24AJ3N | ASPEN |  | D(A,C,E)24C34+TDR | R801V0754A17UHN | 21600 | 19 | 8.1 | 22600 | 16800 | 74.34% | 2.1 | 0 | 10 |  |  |  |  | R-410A | 1.8 | Residential & Commercial | USHP | Ducted CEE Tier 1
214392283 | Central HP <5.4 tons | RUUD | HRCU-A-CB (Split System: Heat Pump with Remote Outdoor Unit-Air-Source) | RD17AZ24AJ3N | ASPEN |  | D(A,C,E)30B34+TDR | R802V0503A14DZ | 21600 | 19 | 8.1 | 22600 | 16800 | 74.34% | 2 | 0 | 10 |  |  |  |  | R-410A | 1.8 | Residential & Commercial | USHP | Ducted CEE Tier 1
214392306 | Central HP <5.4 tons | RUUD | HRCU-A-CB (Split System: Heat Pump with Remote Outdoor Unit-Air-Source) | RD17AZ24AJ3N | ASPEN |  | D(A,C,E)36D24+TDR | R802V0503A14UHN | 21000 | 17.9 | 8.1 | 22600 | 16900 | 74.78% | 2 | 0 | 9.8 |  |  |  |  | R-410A | 1.75 | Residential & Commercial | USHP
214392424 | Central HP <5.4 tons | RUUD | HRCU-A-CB (Split System: Heat Pump with Remote Outdoor Unit-Air-Source) | RD17AZ24AJ3N | ASPEN |  | D(A,C,E)24D24+TDR | R802V1004A17UHS | 20400 | 18.6 | 8.1 | 22600 | 16800 | 74.34% | 2.1 | 0 | 9 |  |  |  |  | R-410A | 1.7 | Residential & Commercial | USHP
214392635 | Central HP <5.4 tons | RUUD | HRCU-A-CB (Split System: Heat Pump with Remote Outdoor Unit-Air-Source) | RD17AZ24AJ3N | ASPEN |  | D(A,C,E)30B34+TDR | U802VA075317M | 21600 | 19 | 8.1 | 22600 | 16800 | 74.34% | 2.1 | 0 | 10 |  |  |  |  | R-410A | 1.8 | Residential & Commercial | USHP | Ducted CEE Tier 1
214392640 | Central HP <5.4 tons | RUUD | HRCU-A-CB (Split System: Heat Pump with Remote Outdoor Unit-Air-Source) | RD17AZ24AJ3N | ASPEN |  | D(A,C,E)36B24+TDR | U802VA075317M | 20400 | 18.6 | 8.1 | 22600 | 16800 | 74.34% | 2.1 | 0 | 9 |  |  |  |  | R-410A | 1.7 | Residential & Commercial | USHP
216056878 | Central HP <5.4 tons | YORK | HRCU-A-CB (Split System: Heat Pump with Remote Outdoor Unit-Air-Source) | HH860E2S11 | ASPEN |  | C(A,C,D,E)60A3K+TDR | Y91E080C16SMPS1 | 41500 | 17.5 | 8.1 | 46500 | 33800 | 72.69% | 2 | 0 | 11.5 |  |  |  |  | R-454B | 3.4583 | Residential & Commercial | USHP | Ducted CEE Tier 1
216056901 | Central HP <5.4 tons | YORK | HRCU-A-CB (Split System: Heat Pump with Remote Outdoor Unit-Air-Source) | HH860E2S11 | ASPEN |  | D(A,C,E)60A3K+TDR | YPLC100C20MP13 | 41000 | 18 | 8.5 | 45000 | 33800 | 75.11% | 2 | 0 | 10.5 |  |  |  |  | R-454B | 3.4167 | Residential & Commercial | USHP | Ducted CEE Tier 1
216056551 | Central HP <5.4 tons | YORK | HRCU-A-CB (Split System: Heat Pump with Remote Outdoor Unit-Air-Source) | HH836E2S11 | ASPEN |  | C(A,C,D,E)36B3K+TDR | Y81E080C16SMPS1 | 31200 | 18 | 8.5 | 30800 | 25000 | 81.17% | 2 | 0 | 11 |  |  |  |  | R-454B | 2.6 | Residential & Commercial | USHP | Ducted CEE Tier 1
216056644 | Central HP <5.4 tons | YORK | HRCU-A-CB (Split System: Heat Pump with Remote Outdoor Unit-Air-Source) | HH836E2S11 | ASPEN |  | D(A,C,E)36A4K+TDR | Y91E080C20SMPS1 | 31200 | 17.5 | 8.1 | 32000 | 24200 | 75.62% | 2 | 0 | 10.5 |  |  |  |  | R-454B | 2.6 | Residential & Commercial | USHP | Ducted CEE Tier 1
216794564 | Central HP <5.4 tons | TRANE | HRCU-A-CB (Split System: Heat Pump with Remote Outdoor Unit-Air-Source) | 5TWV0X48A1 | ASPEN |  | D(A,C,E)60C3J+TDR | S9V2C100D5VSB+LRP | 41500 | 20 | 9 | 45500 | 41500 | 91.21% | 2.63 | 0 | 11.7 |  |  |  |  | R-454B | 3.4583 | Residential & Commercial | USHP | Ducted CEE Tier 1
212970404 | Central HP <5.4 tons | SMART COMFORT | HRCU-A-CB (Split System: Heat Pump with Remote Outdoor Unit-Air-Source) | DLCURAH36ABK |  |  | EA*4X37L21A* | *80VSL0701716B* | 36400 | 16 | 8.5 | 38500 | 35000 | 90.91% | 2.06 | 0 | 10 |  |  |  |  | R-410A | 3.0333 | Residential & Commercial | USHP | Ducted CEE Tier 1
215291869 | Central HP <5.4 tons | AIRQUEST | HRCU-A-CB (Split System: Heat Pump with Remote Outdoor Unit-Air-Source) | DLCURAH24ABK | ADP |  | H,GE32936 | *92MSN0401712A* | 23000 | 16 | 8.5 | 24800 | 23600 | 95.16% | 1.96 | 0 | 9.5 |  |  |  |  | R-410A | 1.9167 | Residential & Commercial | USHP
215291900 | Central HP <5.4 tons | AIRQUEST | HRCU-A-CB (Split System: Heat Pump with Remote Outdoor Unit-Air-Source) | DLCURAH24ABK | ADP |  | H,GE1K936 | *92MSN0401712A* | 23600 | 16 | 8.5 | 24800 | 23600 | 95.16% | 1.96 | 0 | 10 |  |  |  |  | R-410A | 1.9667 | Residential & Commercial | USHP | Ducted CEE Tier 1
215291918 | Central HP <5.4 tons | AIRQUEST | HRCU-A-CB (Split System: Heat Pump with Remote Outdoor Unit-Air-Source) | DLCURAH24ABK | ADP |  | HG32924 | *92MSN0601412A* | 23200 | 17 | 8.5 | 24800 | 23400 | 94.35% | 1.98 | 0 | 10 |  |  |  |  | R-410A | 1.9333 | Residential & Commercial | USHP | Ducted CEE Tier 1
215291986 | Central HP <5.4 tons | AIRQUEST | HRCU-A-CB (Split System: Heat Pump with Remote Outdoor Unit-Air-Source) | DLCURAH24ABK | ADP |  | HE35936 | *92MSN0601714A* | 23600 | 17 | 8.5 | 24800 | 24000 | 96.77% | 2.02 | 0 | 10.5 |  |  |  |  | R-410A | 1.9667 | Residential & Commercial | USHP | Ducted CEE Tier 1
215292000 | Central HP <5.4 tons | AIRQUEST | HRCU-A-CB (Split System: Heat Pump with Remote Outdoor Unit-Air-Source) | DLCURAH24ABK | ADP |  | H,GG9J936 | *92MSN0601714A* | 23600 | 17 | 8.5 | 24800 | 23800 | 95.97% | 2.02 | 0 | 10.5 |  |  |  |  | R-410A | 1.9667 | Residential & Commercial | USHP | Ducted CEE Tier 1
215292017 | Central HP <5.4 tons | AIRQUEST | HRCU-A-CB (Split System: Heat Pump with Remote Outdoor Unit-Air-Source) | DLCURAH24ABK | ADP |  | H,GE31930 | *92MSN0801716A* | 22400 | 17 | 8.5 | 24600 | 24200 | 98.37% | 2.04 | 0 | 10 |  |  |  |  | R-410A | 1.8667 | Residential & Commercial | USHP | Ducted CEE Tier 1
215292019 | Central HP <5.4 tons | AIRQUEST | HRCU-A-CB (Split System: Heat Pump with Remote Outdoor Unit-Air-Source) | DLCURAH24ABK | ADP |  | HE31930 | *92MSN0801716A* | 22400 | 17 | 8.5 | 24600 | 24200 | 98.37% | 2.04 | 0 | 10 |  |  |  |  | R-410A | 1.8667 | Residential & Commercial | USHP | Ducted CEE Tier 1
215292037 | Central HP <5.4 tons | AIRQUEST | HRCU-A-CB (Split System: Heat Pump with Remote Outdoor Unit-Air-Source) | DLCURAH24ABK | ADP |  | H,GE35936 | *92MSN0801716A* | 23600 | 17 | 8.5 | 24600 | 24200 | 98.37% | 2.04 | 0 | 10.5 |  |  |  |  | R-410A | 1.9667 | Residential & Commercial | USHP | Ducted CEE Tier 1
214092675 | Central HP <5.4 tons | LUXAIRE | HRCU-A-CB (Split System: Heat Pump with Remote Outdoor Unit-Air-Source) | HMH72B361 | ASPEN |  | D(A,C,E)42A44+TDR | Z8ES080C20LMPS1 | 34400 | 17 | 8.1 | 32400 | 44000 | 135.8% | 3.24 | 0 | 9 |  |  |  |  | R-410A | 2.8667 | Residential & Commercial | USHP
214092690 | Central HP <5.4 tons | LUXAIRE | HRCU-A-CB (Split System: Heat Pump with Remote Outdoor Unit-Air-Source) | HMH72B361 | ASPEN |  | D(A,C,E)42A44+TDR | Z8ES100C20SMPS1 | 34400 | 16.5 | 8.1 | 32400 | 44500 | 137.3% | 3.25 | 0 | 9 |  |  |  |  | R-410A | 2.8667 | Residential & Commercial | USHP
215292067 | Central HP <5.4 tons | AIRQUEST | HRCU-A-CB (Split System: Heat Pump with Remote Outdoor Unit-Air-Source) | DLCURAH24ABK | ADP |  | HG31930 | *92MSN0802120A* | 22400 | 17 | 8.5 | 24400 | 23600 | 96.72% | 2.02 | 0 | 9.5 |  |  |  |  | R-410A | 1.8667 | Residential & Commercial | USHP
215292069 | Central HP <5.4 tons | AIRQUEST | HRCU-A-CB (Split System: Heat Pump with Remote Outdoor Unit-Air-Source) | DLCURAH24ABK | ADP |  | H,GE31930 | *92MSN0802120A* | 22400 | 17 | 8.5 | 24400 | 23600 | 96.72% | 2.02 | 0 | 9.5 |  |  |  |  | R-410A | 1.8667 | Residential & Commercial | USHP
215292070 | Central HP <5.4 tons | AIRQUEST | HRCU-A-CB (Split System: Heat Pump with Remote Outdoor Unit-Air-Source) | DLCURAH24ABK | ADP |  | HE31924 | *92MSN0802120A* | 22400 | 17 | 8.5 | 24400 | 23600 | 96.72% | 2.02 | 0 | 9.5 |  |  |  |  | R-410A | 1.8667 | Residential & Commercial | USHP
215292104 | Central HP <5.4 tons | AIRQUEST | HRCU-A-CB (Split System: Heat Pump with Remote Outdoor Unit-Air-Source) | DLCURAH24ABK | ADP |  | H,GG9J936 | *92MSN0802120A* | 23400 | 17 | 8.5 | 24600 | 24400 | 99.19% | 2.08 | 0 | 10.5 |  |  |  |  | R-410A | 1.95 | Residential & Commercial | USHP | Ducted CEE Tier 1
215292119 | Central HP <5.4 tons | AIRQUEST | HRCU-A-CB (Split System: Heat Pump with Remote Outdoor Unit-Air-Source) | DLCURAH24ABK | ADP |  | HG31930 | *92MSN1002120A* | 22600 | 17 | 8.5 | 24800 | 23800 | 95.97% | 2.02 | 0 | 10 |  |  |  |  | R-410A | 1.8833 | Residential & Commercial | USHP | Ducted CEE Tier 1
215292151 | Central HP <5.4 tons | AIRQUEST | HRCU-A-CB (Split System: Heat Pump with Remote Outdoor Unit-Air-Source) | DLCURAH24ABK | ADP |  | H,GE7J936 | *92MSN1002120A* | 23000 | 17 | 8.5 | 24800 | 23800 | 95.97% | 2.02 | 0 | 10 |  |  |  |  | R-410A | 1.9167 | Residential & Commercial | USHP | Ducted CEE Tier 1
215292169 | Central HP <5.4 tons | AIRQUEST | HRCU-A-CB (Split System: Heat Pump with Remote Outdoor Unit-Air-Source) | DLCURAH24ABK | ADP |  | H,GG31924 | *96MSN0261410A* | 23000 | 16 | 8.5 | 25400 | 25800 | 101.6% | 2.2 | 0 | 9.5 |  |  |  |  | R-410A | 1.9167 | Residential & Commercial | USHP
215292186 | Central HP <5.4 tons | AIRQUEST | HRCU-A-CB (Split System: Heat Pump with Remote Outdoor Unit-Air-Source) | DLCURAH24ABK | ADP |  | HE33936 | *96MSN0261410A* | 23400 | 16 | 8.5 | 25400 | 25800 | 101.6% | 2.2 | 0 | 10 |  |  |  |  | R-410A | 1.95 | Residential & Commercial | USHP | Ducted CEE Tier 1
212970654 | Central HP <5.4 tons | SMART COMFORT | HRCU-A-CB (Split System: Heat Pump with Remote Outdoor Unit-Air-Source) | DLCURAH36ABK |  |  | EA*4X37L21A* | *80VSL0902120B* | 36600 | 16 | 8.5 | 39000 | 35000 | 89.74% | 2.08 | 0 | 10 |  |  |  |  | R-410A | 3.05 | Residential & Commercial | USHP | Ducted CEE Tier 1
212970704 | Central HP <5.4 tons | SMART COMFORT | HRCU-A-CB (Split System: Heat Pump with Remote Outdoor Unit-Air-Source) | DLCURAH36ABK |  |  | EA*4X48L24A* | *80VSL0902120B* | 35800 | 16.5 | 8.5 | 38500 | 34600 | 89.87% | 2.02 | 0 | 10 |  |  |  |  | R-410A | 2.9833 | Residential & Commercial | USHP | Ducted CEE Tier 1
212972149 | Central HP <5.4 tons | HEIL | HRCU-A-CB (Split System: Heat Pump with Remote Outdoor Unit-Air-Source) | DLCURAH24ABK |  |  | EN(A,D)4X36L21** | *80VTL0902120B* | 23400 | 17 | 8.5 | 26200 | 24600 | 93.89% | 2.06 | 0 | 10 |  |  |  |  | R-410A | 1.95 | Residential & Commercial | USHP | Ducted CEE Tier 1
212969834 | Central HP <5.4 tons | SMART COMFORT | HRCU-A-CB (Split System: Heat Pump with Remote Outdoor Unit-Air-Source) | DLCURAH24ABK |  |  | EN(A,D)4X30L17** | *80VSL0451412B* | 23600 | 17 | 8.5 | 26200 | 24600 | 93.89% | 2.04 | 0 | 10.5 |  |  |  |  | R-410A | 1.9667 | Residential & Commercial | USHP | Ducted CEE Tier 1
212972140 | Central HP <5.4 tons | SMART COMFORT | HRCU-A-CB (Split System: Heat Pump with Remote Outdoor Unit-Air-Source) | DLCURAH24ABK |  |  | EA*4X37L21A* | *80VTL0902120B* | 24800 | 17 | 8.5 | 25600 | 21400 | 83.59% | 1.8 | 0 | 10.5 |  |  |  |  | R-410A | 2.0667 | Residential & Commercial | USHP | Ducted CEE Tier 1
212972431 | Central HP <5.4 tons | SMART COMFORT | HRCU-A-CB (Split System: Heat Pump with Remote Outdoor Unit-Air-Source) | DLCURAH24ABK |  |  | EN(A,D)4X36L21** | *80VTL1102122B* | 23800 | 17 | 8.5 | 26400 | 24000 | 90.91% | 1.98 | 0 | 10.5 |  |  |  |  | R-410A | 1.9833 | Residential & Commercial | USHP | Ducted CEE Tier 1
215292201 | Central HP <5.4 tons | AIRQUEST | HRCU-A-CB (Split System: Heat Pump with Remote Outdoor Unit-Air-Source) | DLCURAH24ABK | ADP |  | HG7J936 | *96MSN0261410A* | 23400 | 16 | 8.5 | 25400 | 25800 | 101.6% | 2.2 | 0 | 10 |  |  |  |  | R-410A | 1.95 | Residential & Commercial | USHP | Ducted CEE Tier 1
215292204 | Central HP <5.4 tons | AIRQUEST | HRCU-A-CB (Split System: Heat Pump with Remote Outdoor Unit-Air-Source) | DLCURAH24ABK | ADP |  | HE7J936 | *96MSN0261410A* | 23400 | 16 | 8.5 | 25400 | 25800 | 101.6% | 2.2 | 0 | 10 |  |  |  |  | R-410A | 1.95 | Residential & Commercial | USHP | Ducted CEE Tier 1
215292220 | Central HP <5.4 tons | AIRQUEST | HRCU-A-CB (Split System: Heat Pump with Remote Outdoor Unit-Air-Source) | DLCURAH24ABK | ADP |  | H,GE24936 | *96MSN0401410A* | 23200 | 16 | 8.5 | 25400 | 24800 | 97.64% | 2.1 | 0 | 10 |  |  |  |  | R-410A | 1.9333 | Residential & Commercial | USHP | Ducted CEE Tier 1
215292234 | Central HP <5.4 tons | AIRQUEST | HRCU-A-CB (Split System: Heat Pump with Remote Outdoor Unit-Air-Source) | DLCURAH24ABK | ADP |  | HE32936 | *96MSN0401410A* | 23000 | 16 | 8.5 | 25400 | 24800 | 97.64% | 2.1 | 0 | 10 |  |  |  |  | R-410A | 1.9167 | Residential & Commercial | USHP | Ducted CEE Tier 1
215292268 | Central HP <5.4 tons | AIRQUEST | HRCU-A-CB (Split System: Heat Pump with Remote Outdoor Unit-Air-Source) | DLCURAH24ABK | ADP |  | HG81936 | *96MSN0401410A* | 23600 | 16 | 8.5 | 24600 | 23600 | 95.93% | 1.98 | 0 | 10 |  |  |  |  | R-410A | 1.9667 | Residential & Commercial | USHP | Ducted CEE Tier 1
215292318 | Central HP <5.4 tons | AIRQUEST | HRCU-A-CB (Split System: Heat Pump with Remote Outdoor Unit-Air-Source) | DLCURAH24ABK | ADP |  | HG80936 | *96MSN0401712A* | 23400 | 16 | 8.5 | 24600 | 23800 | 96.75% | 2 | 0 | 9.5 |  |  |  |  | R-410A | 1.95 | Residential & Commercial | USHP
215292319 | Central HP <5.4 tons | AIRQUEST | HRCU-A-CB (Split System: Heat Pump with Remote Outdoor Unit-Air-Source) | DLCURAH24ABK | ADP |  | H,GG81936 | *96MSN0401712A* | 23400 | 16 | 8.5 | 24600 | 23800 | 96.75% | 2 | 0 | 9.5 |  |  |  |  | R-410A | 1.95 | Residential & Commercial | USHP
215292335 | Central HP <5.4 tons | AIRQUEST | HRCU-A-CB (Split System: Heat Pump with Remote Outdoor Unit-Air-Source) | DLCURAH24ABK | ADP |  | HG32936 | *96MSN0601412A* | 23400 | 16 | 8.5 | 25400 | 26000 | 102.4% | 2.22 | 0 | 10 |  |  |  |  | R-410A | 1.95 | Residential & Commercial | USHP | Ducted CEE Tier 1
212969584 | Central HP <5.4 tons | SMART COMFORT | HRCU-A-CB (Split System: Heat Pump with Remote Outdoor Unit-Air-Source) | DLCURAH18ABK |  |  | EN(A,D)4X24L17** | *80VSL0451412B* | 17700 | 16.5 | 8.5 | 18700 | 19100 | 102.1% | 2.3 | 0 | 11 |  |  |  |  | R-410A | 1.475 | Residential & Commercial | USHP | Ducted CEE Tier 1
212969984 | Central HP <5.4 tons | SMART COMFORT | HRCU-A-CB (Split System: Heat Pump with Remote Outdoor Unit-Air-Source) | DLCURAH18ABK |  |  | EA*4X24L17A* | *80VSL0701716B* | 17300 | 16 | 8.5 | 18200 | 19400 | 106.6% | 2.34 | 0 | 10.5 |  |  |  |  | R-410A | 1.4417 | Residential & Commercial | USHP | Ducted CEE Tier 1
214092409 | Central HP <5.4 tons | LUXAIRE | HRCU-A-CB (Split System: Heat Pump with Remote Outdoor Unit-Air-Source) | HMH72B341 | ASPEN |  | D(A,C,E)48B34+TDR | TMLE080C16MP11 | 33000 | 18 | 8.2 | 32400 | 45000 | 138.9% | 3.11 | 0 | 10 |  |  |  |  | R-410A | 2.75 | Residential & Commercial | USHP | Ducted CEE Tier 1
214092679 | Central HP <5.4 tons | LUXAIRE | HRCU-A-CB (Split System: Heat Pump with Remote Outdoor Unit-Air-Source) | HMH72B361 | ASPEN |  | D(A,C,E)48B34+TDR | Z8ES080C20SMPS1 | 34600 | 17 | 8.1 | 32400 | 44000 | 135.8% | 3.24 | 0 | 9 |  |  |  |  | R-410A | 2.8833 | Residential & Commercial | USHP
216681850 | Central HP <5.4 tons | SMART COMFORT | HRCU-A-CB (Split System: Heat Pump with Remote Outdoor Unit-Air-Source) | DLCURAH36ABK |  |  | EHD4X42AAL | *97VTN1002120A* | 36000 | 16 | 8.5 | 38500 | 34400 | 89.35% | 1.8 | 0 | 10 |  |  |  |  | R-410A | 3 | Residential & Commercial | USHP | Ducted CEE Tier 1
212971119 | Central HP <5.4 tons | SMART COMFORT | HRCU-A-CB (Split System: Heat Pump with Remote Outdoor Unit-Air-Source) | DLCURAH24ABK |  |  | EA*4X24L14A* | *80VTL0451412B* | 23200 | 17 | 9.5 | 38500 | 27200 | 70.65% | 2.32 | 0 | 10 |  |  |  |  | R-410A | 1.9333 | Residential & Commercial | USHP | Ducted CEE Tier 1
216682593 | Central HP <5.4 tons | SMART COMFORT | HRCU-A-CB (Split System: Heat Pump with Remote Outdoor Unit-Air-Source) | DLCURAH36ABK |  |  | EA*4X48L21A* | *97VTN1002122A* | 35800 | 16.5 | 9 | 37400 | 34200 | 91.44% | 1.94 | 0 | 10 |  |  |  |  | R-410A | 2.9833 | Residential & Commercial | USHP | Ducted CEE Tier 1
212970644 | Central HP <5.4 tons | SMART COMFORT | HRCU-A-CB (Split System: Heat Pump with Remote Outdoor Unit-Air-Source) | DLCURAH36ABK |  |  | EA*4X36L21A* | *80VSL0902120B* | 35000 | 16 | 8.1 | 38500 | 35200 | 91.43% | 1.82 | 0 | 9.5 |  |  |  |  | R-410A | 2.9167 | Residential & Commercial | USHP
212982362 | Central HP <5.4 tons | PAYNE HEATING AND COOLING | HRCU-A-CB (Split System: Heat Pump with Remote Outdoor Unit-Air-Source) | 38MURAQ24AB3* |  |  | CNPV*3621AL* | PG80MSUA36040B** | 23400 | 16.5 | 8.5 | 25800 | 23800 | 92.25% | 1.98 | 0 | 10 |  |  |  |  | R-410A | 1.95 | Residential & Commercial | USHP | Ducted CEE Tier 1
212982698 | Central HP <5.4 tons | PAYNE HEATING AND COOLING | HRCU-A-CB (Split System: Heat Pump with Remote Outdoor Unit-Air-Source) | 38MURAQ24AB3* |  |  | CAP**3621AL* | PG80MSUA48060B** | 23800 | 17.5 | 8.5 | 25600 | 23400 | 91.41% | 1.96 | 0 | 10 |  |  |  |  | R-410A | 1.9833 | Residential & Commercial | USHP | Ducted CEE Tier 1
212983518 | Central HP <5.4 tons | PAYNE HEATING AND COOLING | HRCU-A-CB (Split System: Heat Pump with Remote Outdoor Unit-Air-Source) | 38MURAQ24AB3* |  |  | CAP**2417AL* | PG92MSAA36060A** | 23600 | 16.5 | 9 | 27000 | 25400 | 94.07% | 2.12 | 0 | 10 |  |  |  |  | R-410A | 1.9667 | Residential & Commercial | USHP | Ducted CEE Tier 1
212983618 | Central HP <5.4 tons | PAYNE HEATING AND COOLING | HRCU-A-CB (Split System: Heat Pump with Remote Outdoor Unit-Air-Source) | 38MURAQ24AB3* |  |  | CNPV*3617AL* | PG92MSAA36060A** | 23800 | 17 | 8.5 | 26400 | 23800 | 90.15% | 1.98 | 0 | 10.5 |  |  |  |  | R-410A | 1.9833 | Residential & Commercial | USHP | Ducted CEE Tier 1
212984087 | Central HP <5.4 tons | PAYNE HEATING AND COOLING | HRCU-A-CB (Split System: Heat Pump with Remote Outdoor Unit-Air-Source) | 38MURAQ24AB3* |  |  | CAP**3717AL* | PG92MSAA42060B** | 24000 | 17 | 8.5 | 25600 | 22400 | 87.5% | 1.88 | 0 | 10 |  |  |  |  | R-410A | 2 | Residential & Commercial | USHP | Ducted CEE Tier 1
212984639 | Central HP <5.4 tons | PAYNE HEATING AND COOLING | HRCU-A-CB (Split System: Heat Pump with Remote Outdoor Unit-Air-Source) | 38MURAQ24AB3* |  |  | CAP**3721AL* | PG92MSAA48080B** | 24200 | 17.5 | 8.5 | 25000 | 21400 | 85.6% | 1.8 | 0 | 10.5 |  |  |  |  | R-410A | 2.0167 | Residential & Commercial | USHP | Ducted CEE Tier 1
212985775 | Central HP <5.4 tons | PAYNE HEATING AND COOLING | HRCU-A-CB (Split System: Heat Pump with Remote Outdoor Unit-Air-Source) | 38MURAQ24AB3* |  |  | CAP**2517AL* | PG96MSAA30026A** | 24200 | 16.5 | 8.5 | 25200 | 21600 | 85.71% | 1.82 | 0 | 10 |  |  |  |  | R-410A | 2.0167 | Residential & Commercial | USHP | Ducted CEE Tier 1
212971131 | Central HP <5.4 tons | SMART COMFORT | HRCU-A-CB (Split System: Heat Pump with Remote Outdoor Unit-Air-Source) | DLCURAH24ABK |  |  | EA*4X24L17A* | *80VTL0451412B* | 23200 | 17 | 8.5 | 38500 | 27000 | 70.13% | 2.3 | 0 | 10 |  |  |  |  | R-410A | 1.9333 | Residential & Commercial | USHP | Ducted CEE Tier 1
212970879 | Central HP <5.4 tons | SMART COMFORT | HRCU-A-CB (Split System: Heat Pump with Remote Outdoor Unit-Air-Source) | DLCURAH18ABK |  |  | EA*4X24L17A* | *80VTL0451412B* | 17700 | 16.5 | 8.5 | 18600 | 19300 | 103.8% | 2.32 | 0 | 10.5 |  |  |  |  | R-410A | 1.475 | Residential & Commercial | USHP | Ducted CEE Tier 1
212970963 | Central HP <5.4 tons | SMART COMFORT | HRCU-A-CB (Split System: Heat Pump with Remote Outdoor Unit-Air-Source) | DLCURAH18ABK |  |  | EN(A,D)4X30L17** | *80VTL0451412B* | 17400 | 16.5 | 8.1 | 17900 | 18600 | 103.9% | 2.24 | 0 | 11 |  |  |  |  | R-410A | 1.45 | Residential & Commercial | USHP | Ducted CEE Tier 1
215295592 | Central HP <5.4 tons | AIRQUEST | HRCU-A-CB (Split System: Heat Pump with Remote Outdoor Unit-Air-Source) | DLCURAH36ABK | ADP |  | H,GG35936 | *96VTN1002120B* | 35400 | 16 | 8.1 | 36800 | 34600 | 94.02% | 1.88 | 0 | 10 |  |  |  |  | R-410A | 2.95 | Residential & Commercial | USHP | Ducted CEE Tier 1
215295601 | Central HP <5.4 tons | AIRQUEST | HRCU-A-CB (Split System: Heat Pump with Remote Outdoor Unit-Air-Source) | DLCURAH36ABK | ADP |  | HG48936 | *96VTN1002120B* | 36000 | 16 | 8.5 | 36200 | 34400 | 95.03% | 2.04 | 0 | 10 |  |  |  |  | R-410A | 3 | Residential & Commercial | USHP | Ducted CEE Tier 1
212972740 | Central HP <5.4 tons | SMART COMFORT | HRCU-A-CB (Split System: Heat Pump with Remote Outdoor Unit-Air-Source) | DLCURAH18ABK |  |  | EN(A,D)4X24L14** | *96VSN0401410B* | 17400 | 15.5 | 8.5 | 18500 | 19200 | 103.8% | 2.3 | 0 | 10.5 |  |  |  |  | R-410A | 1.45 | Residential & Commercial | USHP | Ducted CEE Tier 1
212973060 | Central HP <5.4 tons | SMART COMFORT | HRCU-A-CB (Split System: Heat Pump with Remote Outdoor Unit-Air-Source) | DLCURAH18ABK |  |  | EN(A,D)4X24L17** | *96VSN0401712B* | 17500 | 15.5 | 8.5 | 18600 | 19200 | 103.2% | 2.3 | 0 | 10.5 |  |  |  |  | R-410A | 1.4583 | Residential & Commercial | USHP | Ducted CEE Tier 1
215292337 | Central HP <5.4 tons | AIRQUEST | HRCU-A-CB (Split System: Heat Pump with Remote Outdoor Unit-Air-Source) | DLCURAH24ABK | ADP |  | H,GE32936 | *96MSN0601412A* | 23400 | 16 | 8.5 | 25400 | 26000 | 102.4% | 2.22 | 0 | 10 |  |  |  |  | R-410A | 1.95 | Residential & Commercial | USHP | Ducted CEE Tier 1
215292386 | Central HP <5.4 tons | AIRQUEST | HRCU-A-CB (Split System: Heat Pump with Remote Outdoor Unit-Air-Source) | DLCURAH24ABK | ADP |  | HG32924 | *96MSN0601716A* | 23600 | 16 | 9.5 | 25000 | 24400 | 97.6% | 2.04 | 0 | 10 |  |  |  |  | R-410A | 1.9667 | Residential & Commercial | USHP | Ducted CEE Tier 1
215292402 | Central HP <5.4 tons | AIRQUEST | HRCU-A-CB (Split System: Heat Pump with Remote Outdoor Unit-Air-Source) | DLCURAH24ABK | ADP |  | HE35936 | *96MSN0601716A* | 23600 | 17 | 9 | 24200 | 23200 | 95.87% | 1.96 | 0 | 10 |  |  |  |  | R-410A | 1.9667 | Residential & Commercial | USHP | Ducted CEE Tier 1
215292405 | Central HP <5.4 tons | AIRQUEST | HRCU-A-CB (Split System: Heat Pump with Remote Outdoor Unit-Air-Source) | DLCURAH24ABK | ADP |  | H,GG30924 | *96MSN0601716A* | 23000 | 16 | 9.5 | 25000 | 24400 | 97.6% | 2.04 | 0 | 9.5 |  |  |  |  | R-410A | 1.9167 | Residential & Commercial | USHP
215292418 | Central HP <5.4 tons | AIRQUEST | HRCU-A-CB (Split System: Heat Pump with Remote Outdoor Unit-Air-Source) | DLCURAH24ABK | ADP |  | H,GE9J936 | *96MSN0601716A* | 23600 | 17 | 9 | 24200 | 23200 | 95.87% | 1.96 | 0 | 10 |  |  |  |  | R-410A | 1.9667 | Residential & Commercial | USHP | Ducted CEE Tier 1
215292419 | Central HP <5.4 tons | AIRQUEST | HRCU-A-CB (Split System: Heat Pump with Remote Outdoor Unit-Air-Source) | DLCURAH24ABK | ADP |  | H,GG1K936 | *96MSN0601716A* | 23600 | 17 | 9 | 24200 | 23200 | 95.87% | 1.96 | 0 | 10 |  |  |  |  | R-410A | 1.9667 | Residential & Commercial | USHP | Ducted CEE Tier 1
215292436 | Central HP <5.4 tons | AIRQUEST | HRCU-A-CB (Split System: Heat Pump with Remote Outdoor Unit-Air-Source) | DLCURAH24ABK | ADP |  | H,GG32930 | *96MSN0801716A* | 23200 | 17 | 8.5 | 24800 | 23600 | 95.16% | 2 | 0 | 10 |  |  |  |  | R-410A | 1.9333 | Residential & Commercial | USHP | Ducted CEE Tier 1
215292438 | Central HP <5.4 tons | AIRQUEST | HRCU-A-CB (Split System: Heat Pump with Remote Outdoor Unit-Air-Source) | DLCURAH24ABK | ADP |  | HG32924 | *96MSN0801716A* | 23200 | 17 | 8.5 | 24800 | 23600 | 95.16% | 2 | 0 | 10 |  |  |  |  | R-410A | 1.9333 | Residential & Commercial | USHP | Ducted CEE Tier 1
216974786 | Central HP <5.4 tons | BRYANT HEATING AND COOLING SYSTEMS | HRCU-A-CB (Split System: Heat Pump with Remote Outdoor Unit-Air-Source) | 293VAN036**AA* | ADP |  | C36A***L15*+TXV | 83*CB48060C17*** | 33200 | 20 | 9.5 | 32800 | 25800 | 78.66% | 2.04 | 0 | 11.7 |  |  |  |  | R-454B | 2.7667 | Residential & Commercial | USHP | Ducted CEE Tier 1
213079767 | Central HP <5.4 tons | PAYNE HEATING AND COOLING | HRCU-A-CB (Split System: Heat Pump with Remote Outdoor Unit-Air-Source) | 38MURAQ36AB3* |  |  | CAP**4224AL* | PG92MSAA60100C** | 35400 | 16.5 | 8.1 | 38500 | 35000 | 90.91% | 1.88 | 0 | 10 |  |  |  |  | R-410A | 2.95 | Residential & Commercial | USHP | Ducted CEE Tier 1
213080053 | Central HP <5.4 tons | PAYNE HEATING AND COOLING | HRCU-A-CB (Split System: Heat Pump with Remote Outdoor Unit-Air-Source) | 38MURAQ36AB3* |  |  | CAP**4321AL* | PG96MSAA48080B** | 36400 | 15.5 | 8.5 | 38500 | 35000 | 90.91% | 2.06 | 0 | 10 |  |  |  |  | R-410A | 3.0333 | Residential & Commercial | USHP | Ducted CEE Tier 1
213080353 | Central HP <5.4 tons | PAYNE HEATING AND COOLING | HRCU-A-CB (Split System: Heat Pump with Remote Outdoor Unit-Air-Source) | 38MURAQ36AB3* |  |  | CNPV*4821AL* | PG96MSAA60100C** | 36000 | 16.5 | 8.1 | 38500 | 34800 | 90.39% | 2.02 | 0 | 10 |  |  |  |  | R-410A | 3 | Residential & Commercial | USHP | Ducted CEE Tier 1
215292452 | Central HP <5.4 tons | AIRQUEST | HRCU-A-CB (Split System: Heat Pump with Remote Outdoor Unit-Air-Source) | DLCURAH24ABK | ADP |  | HG35936 | *96MSN0801716A* | 23800 | 17 | 8.5 | 24800 | 23600 | 95.16% | 1.98 | 0 | 10.5 |  |  |  |  | R-410A | 1.9833 | Residential & Commercial | USHP | Ducted CEE Tier 1
215292469 | Central HP <5.4 tons | AIRQUEST | HRCU-A-CB (Split System: Heat Pump with Remote Outdoor Unit-Air-Source) | DLCURAH24ABK | ADP |  | HG9J936 | *96MSN0801716A* | 23800 | 17 | 8.5 | 24800 | 23600 | 95.16% | 2 | 0 | 10.5 |  |  |  |  | R-410A | 1.9833 | Residential & Commercial | USHP | Ducted CEE Tier 1
215292485 | Central HP <5.4 tons | AIRQUEST | HRCU-A-CB (Split System: Heat Pump with Remote Outdoor Unit-Air-Source) | DLCURAH24ABK | ADP |  | H,GE31930 | *96MSN0802120A* | 22600 | 16 | 8.5 | 24800 | 23800 | 95.97% | 2.02 | 0 | 10 |  |  |  |  | R-410A | 1.8833 | Residential & Commercial | USHP | Ducted CEE Tier 1
215292486 | Central HP <5.4 tons | AIRQUEST | HRCU-A-CB (Split System: Heat Pump with Remote Outdoor Unit-Air-Source) | DLCURAH24ABK | ADP |  | HE31924 | *96MSN0802120A* | 22600 | 16 | 8.5 | 24800 | 23800 | 95.97% | 2.02 | 0 | 10 |  |  |  |  | R-410A | 1.8833 | Residential & Commercial | USHP | Ducted CEE Tier 1
215292487 | Central HP <5.4 tons | AIRQUEST | HRCU-A-CB (Split System: Heat Pump with Remote Outdoor Unit-Air-Source) | DLCURAH24ABK | ADP |  | HE31930 | *96MSN0802120A* | 22600 | 16 | 8.5 | 24800 | 23800 | 95.97% | 2.02 | 0 | 10 |  |  |  |  | R-410A | 1.8833 | Residential & Commercial | USHP | Ducted CEE Tier 1
215292502 | Central HP <5.4 tons | AIRQUEST | HRCU-A-CB (Split System: Heat Pump with Remote Outdoor Unit-Air-Source) | DLCURAH24ABK | ADP |  | HE34936 | *96MSN0802120A* | 23600 | 17 | 8.5 | 24800 | 23800 | 95.97% | 2.02 | 0 | 10.5 |  |  |  |  | R-410A | 1.9667 | Residential & Commercial | USHP | Ducted CEE Tier 1
215292521 | Central HP <5.4 tons | AIRQUEST | HRCU-A-CB (Split System: Heat Pump with Remote Outdoor Unit-Air-Source) | DLCURAH24ABK | ADP |  | HG9J936 | *96MSN0802120A* | 23600 | 17 | 8.5 | 24800 | 23800 | 95.97% | 2.02 | 0 | 10.5 |  |  |  |  | R-410A | 1.9667 | Residential & Commercial | USHP | Ducted CEE Tier 1
215292535 | Central HP <5.4 tons | AIRQUEST | HRCU-A-CB (Split System: Heat Pump with Remote Outdoor Unit-Air-Source) | DLCURAH24ABK | ADP |  | H,GE31924 | *96VTN0401410A* | 23000 | 15.2 | 8.5 | 25000 | 23600 | 94.4% | 1.96 | 0 | 9.5 |  |  |  |  | R-410A | 1.9167 | Residential & Commercial | USHP
212973590 | Central HP <5.4 tons | SMART COMFORT | HRCU-A-CB (Split System: Heat Pump with Remote Outdoor Unit-Air-Source) | DLCURAH24ABK |  |  | EA*4X37L17A* | *96VSN0601412B* | 24000 | 17 | 8.1 | 25200 | 22400 | 88.89% | 1.86 | 0 | 10 |  |  |  |  | R-410A | 2 | Residential & Commercial | USHP | Ducted CEE Tier 1
212975714 | Central HP <5.4 tons | SMART COMFORT | HRCU-A-CB (Split System: Heat Pump with Remote Outdoor Unit-Air-Source) | DLCURAH24ABK |  |  | EN(A,D)4X24L14** | *96VTN0601412B* | 23200 | 16.5 | 8.5 | 26800 | 25400 | 94.78% | 2.12 | 0 | 10 |  |  |  |  | R-410A | 1.9333 | Residential & Commercial | USHP | Ducted CEE Tier 1
212975846 | Central HP <5.4 tons | SMART COMFORT | HRCU-A-CB (Split System: Heat Pump with Remote Outdoor Unit-Air-Source) | DLCURAH18ABK |  |  | EN(A,D)4X30L17** | *96VTN0801716B* | 17500 | 16 | 8.1 | 18000 | 18700 | 103.9% | 2.24 | 0 | 11 |  |  |  |  | R-410A | 1.4583 | Residential & Commercial | USHP | Ducted CEE Tier 1
212975794 | Central HP <5.4 tons | SMART COMFORT | HRCU-A-CB (Split System: Heat Pump with Remote Outdoor Unit-Air-Source) | DLCURAH18ABK |  |  | EA*4X24L17A* | *96VTN0801716B* | 17200 | 16 | 8.5 | 18200 | 19400 | 106.6% | 2.34 | 0 | 10.5 |  |  |  |  | R-410A | 1.4333 | Residential & Commercial | USHP | Ducted CEE Tier 1
212970464 | Central HP <5.4 tons | SMART COMFORT | HRCU-A-CB (Split System: Heat Pump with Remote Outdoor Unit-Air-Source) | DLCURAH36ABK |  |  | END4X42L17** | *80VSL0701716B* | 35600 | 15.5 | 8.1 | 38500 | 35000 | 90.91% | 1.94 | 0 | 10 |  |  |  |  | R-410A | 2.9667 | Residential & Commercial | USHP | Ducted CEE Tier 1
212970734 | Central HP <5.4 tons | SMART COMFORT | HRCU-A-CB (Split System: Heat Pump with Remote Outdoor Unit-Air-Source) | DLCURAH36ABK |  |  | EN(A,D,W)4X48L21** | *80VSL0902120B* | 36000 | 16.5 | 8.1 | 38500 | 35000 | 90.91% | 2 | 0 | 10 |  |  |  |  | R-410A | 3 | Residential & Commercial | USHP | Ducted CEE Tier 1
214092288 | Central HP <5.4 tons | LUXAIRE | HRCU-A-CB (Split System: Heat Pump with Remote Outdoor Unit-Air-Source) | HMH72B341 | ASPEN |  | D(A,C,E)42A44+TDR | TM8E080B12MP11 | 32400 | 18 | 8.1 | 32400 | 45000 | 138.9% | 3.09 | 0 | 9.5 |  |  |  |  | R-410A | 2.7 | Residential & Commercial | USHP
214092283 | Central HP <5.4 tons | LUXAIRE | HRCU-A-CB (Split System: Heat Pump with Remote Outdoor Unit-Air-Source) | HMH72B341 | ASPEN |  | D(A,C,E)48B34+TDR | TM8E040A12MP11 | 32800 | 18 | 8.1 | 32400 | 45000 | 138.9% | 3.06 | 0 | 10 |  |  |  |  | R-410A | 2.7333 | Residential & Commercial | USHP | Ducted CEE Tier 1
214092301 | Central HP <5.4 tons | LUXAIRE | HRCU-A-CB (Split System: Heat Pump with Remote Outdoor Unit-Air-Source) | HMH72B341 | ASPEN |  | D(A,C,E)48B34+TDR | TM8E120C16MP11 | 33200 | 18 | 8.2 | 32400 | 45000 | 138.9% | 3.11 | 0 | 10 |  |  |  |  | R-410A | 2.7667 | Residential & Commercial | USHP | Ducted CEE Tier 1
214092678 | Central HP <5.4 tons | LUXAIRE | HRCU-A-CB (Split System: Heat Pump with Remote Outdoor Unit-Air-Source) | HMH72B361 | ASPEN |  | D(A,C,E)42A44+TDR | Z8ES080C20SMPS1 | 34400 | 17 | 8.1 | 32400 | 44000 | 135.8% | 3.24 | 0 | 9 |  |  |  |  | R-410A | 2.8667 | Residential & Commercial | USHP
214092687 | Central HP <5.4 tons | LUXAIRE | HRCU-A-CB (Split System: Heat Pump with Remote Outdoor Unit-Air-Source) | HMH72B361 | ASPEN |  | D(A,C,E)42A44+TDR | Z8ES100C20LMPS1 | 34400 | 16.5 | 8.1 | 32400 | 44500 | 137.3% | 3.25 | 0 | 9 |  |  |  |  | R-410A | 2.8667 | Residential & Commercial | USHP
216056896 | Central HP <5.4 tons | YORK | HRCU-A-CB (Split System: Heat Pump with Remote Outdoor Unit-Air-Source) | HH860E2S11 | ASPEN |  | C(A,C,D,E)60A3K+TDR | YPLC080C16MP13 | 31800 | 17 | 8.5 | 44000 | 33400 | 75.91% | 2 | 0 | 11.2 |  |  |  |  | R-454B | 2.65 | Residential & Commercial | USHP | Ducted CEE Tier 1
213773404 | Central HP <5.4 tons | TEMPSTAR | HRCU-A-CB (Split System: Heat Pump with Remote Outdoor Unit-Air-Source) | TVH825GKA3* |  |  | EA*4X42L21A*+WALLCON | *80CTL0901716B* | 23800 | 16.5 | 8.1 | 21400 | 16600 | 77.57% | 1.96 | 0 | 10.5 |  |  |  |  | R-410A | 1.9833 | Residential & Commercial | USHP | Ducted CEE Tier 1
214092923 | Central HP <5.4 tons | LUXAIRE | HRCU-A-CB (Split System: Heat Pump with Remote Outdoor Unit-Air-Source) | HMH72B341 | ASPEN |  | D(A,C,E)42A46+TDR | LP9C080B12MP13 | 32800 | 17 | 8.1 | 32400 | 46500 | 143.5% | 3.12 | 0 | 9.5 |  |  |  |  | R-410A | 2.7333 | Residential & Commercial | USHP
214092942 | Central HP <5.4 tons | LUXAIRE | HRCU-A-CB (Split System: Heat Pump with Remote Outdoor Unit-Air-Source) | HMH72B341 | ASPEN |  | D(A,C,E)48B36+TDR | LPLC080B12MP13 | 32400 | 17 | 8.1 | 32400 | 45500 | 140.4% | 3 | 0 | 9.5 |  |  |  |  | R-410A | 2.7 | Residential & Commercial | USHP
214092956 | Central HP <5.4 tons | LUXAIRE | HRCU-A-CB (Split System: Heat Pump with Remote Outdoor Unit-Air-Source) | HMH72B341 | ASPEN |  | D(A,C,E)42A46+TDR | TL8E060A12UH11 | 32800 | 18 | 8.1 | 32400 | 45500 | 140.4% | 3.07 | 0 | 9.5 |  |  |  |  | R-410A | 2.7333 | Residential & Commercial | USHP
214093074 | Central HP <5.4 tons | LUXAIRE | HRCU-A-CB (Split System: Heat Pump with Remote Outdoor Unit-Air-Source) | HMH72B341 | ASPEN |  | D(A,C,E)48B36+TDR | TM9Y060B12MP11 | 32600 | 17.5 | 8.1 | 32400 | 46000 | 142% | 3.01 | 0 | 9.5 |  |  |  |  | R-410A | 2.7167 | Residential & Commercial | USHP
214093108 | Central HP <5.4 tons | LUXAIRE | HRCU-A-CB (Split System: Heat Pump with Remote Outdoor Unit-Air-Source) | HMH72B341 | ASPEN |  | D(A,C,E)36A36+TDR | TMLE120C16MP11 | 33200 | 18 | 8.1 | 32400 | 45000 | 138.9% | 3.06 | 0 | 10 |  |  |  |  | R-410A | 2.7667 | Residential & Commercial | USHP | Ducted CEE Tier 1
214093110 | Central HP <5.4 tons | LUXAIRE | HRCU-A-CB (Split System: Heat Pump with Remote Outdoor Unit-Air-Source) | HMH72B341 | ASPEN |  | D(A,C,E)48B36+TDR | TMLE120C16MP11 | 33200 | 18 | 8.2 | 32400 | 45000 | 138.9% | 3.11 | 0 | 10 |  |  |  |  | R-410A | 2.7667 | Residential & Commercial | USHP | Ducted CEE Tier 1
214092237 | Central HP <5.4 tons | LUXAIRE | HRCU-A-CB (Split System: Heat Pump with Remote Outdoor Unit-Air-Source) | HMH72B341 | ASPEN |  | D(A,C,E)42A44+TDR | LP9C100C16MP13 | 32400 | 17.5 | 8.5 | 32400 | 44000 | 135.8% | 3.14 | 0 | 10 |  |  |  |  | R-410A | 2.7 | Residential & Commercial | USHP | Ducted CEE Tier 1
214092240 | Central HP <5.4 tons | LUXAIRE | HRCU-A-CB (Split System: Heat Pump with Remote Outdoor Unit-Air-Source) | HMH72B341 | ASPEN |  | D(A,C,E)42A44+TDR | LP9C100C20MP13 | 32400 | 17.5 | 8.1 | 32400 | 45000 | 138.9% | 3.16 | 0 | 9.5 |  |  |  |  | R-410A | 2.7 | Residential & Commercial | USHP
215292555 | Central HP <5.4 tons | AIRQUEST | HRCU-A-CB (Split System: Heat Pump with Remote Outdoor Unit-Air-Source) | DLCURAH24ABK | ADP |  | H,GE35936 | *96VTN0401410A* | 23400 | 16 | 8.5 | 24000 | 23400 | 97.5% | 1.96 | 0 | 10 |  |  |  |  | R-410A | 1.95 | Residential & Commercial | USHP | Ducted CEE Tier 1
215292586 | Central HP <5.4 tons | AIRQUEST | HRCU-A-CB (Split System: Heat Pump with Remote Outdoor Unit-Air-Source) | DLCURAH24ABK | ADP |  | HE31930 | *96VTN0401410B* | 22600 | 16 | 8.5 | 25400 | 26600 | 104.7% | 2.28 | 0 | 9 |  |  |  |  | R-410A | 1.8833 | Residential & Commercial | USHP
215292622 | Central HP <5.4 tons | AIRQUEST | HRCU-A-CB (Split System: Heat Pump with Remote Outdoor Unit-Air-Source) | DLCURAH24ABK | ADP |  | H,GG1K936 | *96VTN0401410B* | 23400 | 16 | 8.5 | 24600 | 23800 | 96.75% | 2 | 0 | 10 |  |  |  |  | R-410A | 1.95 | Residential & Commercial | USHP | Ducted CEE Tier 1
215292635 | Central HP <5.4 tons | AIRQUEST | HRCU-A-CB (Split System: Heat Pump with Remote Outdoor Unit-Air-Source) | DLCURAH24ABK | ADP |  | H,GE31930 | *96VTN0401712A* | 22400 | 15.2 | 8.5 | 24200 | 23200 | 95.87% | 1.94 | 0 | 9.5 |  |  |  |  | R-410A | 1.8667 | Residential & Commercial | USHP
215292652 | Central HP <5.4 tons | AIRQUEST | HRCU-A-CB (Split System: Heat Pump with Remote Outdoor Unit-Air-Source) | DLCURAH24ABK | ADP |  | HE34936 | *96VTN0401712A* | 23400 | 16 | 8.5 | 24200 | 23200 | 95.87% | 1.94 | 0 | 10 |  |  |  |  | R-410A | 1.95 | Residential & Commercial | USHP | Ducted CEE Tier 1
215292653 | Central HP <5.4 tons | AIRQUEST | HRCU-A-CB (Split System: Heat Pump with Remote Outdoor Unit-Air-Source) | DLCURAH24ABK | ADP |  | H,GG35936 | *96VTN0401712A* | 23400 | 16 | 8.5 | 24200 | 23200 | 95.87% | 1.94 | 0 | 10 |  |  |  |  | R-410A | 1.95 | Residential & Commercial | USHP | Ducted CEE Tier 1
215292669 | Central HP <5.4 tons | AIRQUEST | HRCU-A-CB (Split System: Heat Pump with Remote Outdoor Unit-Air-Source) | DLCURAH24ABK | ADP |  | H,GE9J936 | *96VTN0401712A* | 23400 | 16 | 8.5 | 24200 | 23200 | 95.87% | 1.94 | 0 | 10 |  |  |  |  | R-410A | 1.95 | Residential & Commercial | USHP | Ducted CEE Tier 1
212973310 | Central HP <5.4 tons | SMART COMFORT | HRCU-A-CB (Split System: Heat Pump with Remote Outdoor Unit-Air-Source) | DLCURAH18ABK |  |  | EA*4X24L14A* | *96VSN0601412B* | 17200 | 16 | 8.5 | 18100 | 19400 | 107.2% | 2.34 | 0 | 10.5 |  |  |  |  | R-410A | 1.4333 | Residential & Commercial | USHP | Ducted CEE Tier 1
212973360 | Central HP <5.4 tons | SMART COMFORT | HRCU-A-CB (Split System: Heat Pump with Remote Outdoor Unit-Air-Source) | DLCURAH18ABK |  |  | EN(A,D)4X18L14** | *96VSN0601412B* | 17300 | 16 | 8.5 | 18500 | 19800 | 107% | 2.38 | 0 | 10.5 |  |  |  |  | R-410A | 1.4417 | Residential & Commercial | USHP | Ducted CEE Tier 1
214093121 | Central HP <5.4 tons | LUXAIRE | HRCU-A-CB (Split System: Heat Pump with Remote Outdoor Unit-Air-Source) | HMH72B341 | ASPEN |  | D(A,C,E)42A46+TDR | TP9C060B12MP13 | 32600 | 17.5 | 8.1 | 32400 | 44500 | 137.3% | 3.07 | 0 | 9.5 |  |  |  |  | R-410A | 2.7167 | Residential & Commercial | USHP
214093153 | Central HP <5.4 tons | LUXAIRE | HRCU-A-CB (Split System: Heat Pump with Remote Outdoor Unit-Air-Source) | HMH72B341 | ASPEN |  | D(A,C,E)36A36+TDR | TPLC120C20MP13 | 31000 | 16.3 | 8.5 | 32400 | 43500 | 134.3% | 3.13 | 0 | 8.8 |  |  |  |  | R-410A | 2.5833 | Residential & Commercial | USHP
214092919 | Central HP <5.4 tons | LUXAIRE | HRCU-A-CB (Split System: Heat Pump with Remote Outdoor Unit-Air-Source) | HMH72B341 | ASPEN |  | D(A,C,E)36A36+TDR | LP9C060B12MP13 | 31600 | 17.5 | 8.1 | 32400 | 44500 | 137.3% | 3.05 | 0 | 9.3 |  |  |  |  | R-410A | 2.6333 | Residential & Commercial | USHP
215292721 | Central HP <5.4 tons | AIRQUEST | HRCU-A-CB (Split System: Heat Pump with Remote Outdoor Unit-Air-Source) | DLCURAH24ABK | ADP |  | H,GG1K936 | *96VTN0401712B* | 23400 | 16 | 8.5 | 24600 | 23800 | 96.75% | 2 | 0 | 10 |  |  |  |  | R-410A | 1.95 | Residential & Commercial | USHP | Ducted CEE Tier 1
216056653 | Central HP <5.4 tons | YORK | HRCU-A-CB (Split System: Heat Pump with Remote Outdoor Unit-Air-Source) | HH836E2S11 | ASPEN |  | D(A,C,E)36A4K+TDR | YPLC100C16MP13 | 31000 | 18 | 8.5 | 31200 | 25400 | 81.41% | 2 | 0 | 10.5 |  |  |  |  | R-454B | 2.5833 | Residential & Commercial | USHP | Ducted CEE Tier 1
214093005 | Central HP <5.4 tons | LUXAIRE | HRCU-A-CB (Split System: Heat Pump with Remote Outdoor Unit-Air-Source) | HMH72B341 | ASPEN |  | D(A,C,E)48B36+TDR | TM8V100C16MP12 | 32600 | 17.5 | 8.5 | 32400 | 44000 | 135.8% | 3.14 | 0 | 10 |  |  |  |  | R-410A | 2.7167 | Residential & Commercial | USHP | Ducted CEE Tier 1
214093010 | Central HP <5.4 tons | LUXAIRE | HRCU-A-CB (Split System: Heat Pump with Remote Outdoor Unit-Air-Source) | HMH72B341 | ASPEN |  | D(A,C,E)42A46+TDR | TM8V120C20MP12 | 31800 | 16.5 | 8.5 | 32400 | 44000 | 135.8% | 3.14 | 0 | 8.9 |  |  |  |  | R-410A | 2.65 | Residential & Commercial | USHP
214093080 | Central HP <5.4 tons | LUXAIRE | HRCU-A-CB (Split System: Heat Pump with Remote Outdoor Unit-Air-Source) | HMH72B341 | ASPEN |  | D(A,C,E)48B36+TDR | TM9Y080C16MP11 | 32600 | 18.5 | 8.1 | 32400 | 45000 | 138.9% | 3.14 | 0 | 9.5 |  |  |  |  | R-410A | 2.7167 | Residential & Commercial | USHP
214093128 | Central HP <5.4 tons | LUXAIRE | HRCU-A-CB (Split System: Heat Pump with Remote Outdoor Unit-Air-Source) | HMH72B341 | ASPEN |  | D(A,C,E)48B36+TDR | TP9C080C16MP13 | 32800 | 17.5 | 8.1 | 32400 | 44000 | 135.8% | 3.11 | 0 | 10 |  |  |  |  | R-410A | 2.7333 | Residential & Commercial | USHP | Ducted CEE Tier 1
214093130 | Central HP <5.4 tons | LUXAIRE | HRCU-A-CB (Split System: Heat Pump with Remote Outdoor Unit-Air-Source) | HMH72B341 | ASPEN |  | D(A,C,E)42A46+TDR | TP9C100C16MP13 | 32400 | 17.5 | 8.5 | 32400 | 44000 | 135.8% | 3.14 | 0 | 10 |  |  |  |  | R-410A | 2.7 | Residential & Commercial | USHP | Ducted CEE Tier 1
214093139 | Central HP <5.4 tons | LUXAIRE | HRCU-A-CB (Split System: Heat Pump with Remote Outdoor Unit-Air-Source) | HMH72B341 | ASPEN |  | D(A,C,E)42A46+TDR | TPLC060A12MP13 | 32800 | 17.5 | 8.1 | 32400 | 45000 | 138.9% | 3.09 | 0 | 9.5 |  |  |  |  | R-410A | 2.7333 | Residential & Commercial | USHP
214093146 | Central HP <5.4 tons | LUXAIRE | HRCU-A-CB (Split System: Heat Pump with Remote Outdoor Unit-Air-Source) | HMH72B341 | ASPEN |  | D(A,C,E)48B36+TDR | TPLC080C16MP13 | 32600 | 17.5 | 8.5 | 32400 | 44000 | 135.8% | 3.14 | 0 | 10 |  |  |  |  | R-410A | 2.7167 | Residential & Commercial | USHP | Ducted CEE Tier 1
215292820 | Central HP <5.4 tons | AIRQUEST | HRCU-A-CB (Split System: Heat Pump with Remote Outdoor Unit-Air-Source) | DLCURAH24ABK | ADP |  | H,GG1K936 | *96VTN0601412B* | 23600 | 17 | 8.5 | 24600 | 23600 | 95.93% | 2 | 0 | 10 |  |  |  |  | R-410A | 1.9667 | Residential & Commercial | USHP | Ducted CEE Tier 1
215292837 | Central HP <5.4 tons | AIRQUEST | HRCU-A-CB (Split System: Heat Pump with Remote Outdoor Unit-Air-Source) | DLCURAH24ABK | ADP |  | H,GG32936 | *96VTN0601714A* | 23600 | 16 | 8.5 | 25200 | 24000 | 95.24% | 2.02 | 0 | 10 |  |  |  |  | R-410A | 1.9667 | Residential & Commercial | USHP | Ducted CEE Tier 1
215292854 | Central HP <5.4 tons | AIRQUEST | HRCU-A-CB (Split System: Heat Pump with Remote Outdoor Unit-Air-Source) | DLCURAH24ABK | ADP |  | H,GG36936 | *96VTN0601714A* | 24000 | 16 | 8.5 | 24400 | 22400 | 91.8% | 1.88 | 0 | 10 |  |  |  |  | R-410A | 2 | Residential & Commercial | USHP | Ducted CEE Tier 1
214092962 | Central HP <5.4 tons | LUXAIRE | HRCU-A-CB (Split System: Heat Pump with Remote Outdoor Unit-Air-Source) | HMH72B341 | ASPEN |  | D(A,C,E)42A46+TDR | TL8E100C20UH11 | 32400 | 17.5 | 8.5 | 32400 | 44000 | 135.8% | 3.16 | 0 | 10 |  |  |  |  | R-410A | 2.7 | Residential & Commercial | USHP | Ducted CEE Tier 1
214092971 | Central HP <5.4 tons | LUXAIRE | HRCU-A-CB (Split System: Heat Pump with Remote Outdoor Unit-Air-Source) | HMH72B341 | ASPEN |  | D(A,C,E)42A46+TDR | TL9E100C20UH11 | 33400 | 17 | 8.3 | 32400 | 46000 | 142% | 3.21 | 0 | 10 |  |  |  |  | R-410A | 2.7833 | Residential & Commercial | USHP | Ducted CEE Tier 1
214093028 | Central HP <5.4 tons | LUXAIRE | HRCU-A-CB (Split System: Heat Pump with Remote Outdoor Unit-Air-Source) | HMH72B341 | ASPEN |  | D(A,C,E)42A46+TDR | TM8Y120C20MP11 | 33600 | 18 | 8.3 | 32400 | 47000 | 145.1% | 3.23 | 0 | 9.5 |  |  |  |  | R-410A | 2.8 | Residential & Commercial | USHP
214093064 | Central HP <5.4 tons | LUXAIRE | HRCU-A-CB (Split System: Heat Pump with Remote Outdoor Unit-Air-Source) | HMH72B341 | ASPEN |  | D(A,C,E)42A46+TDR | TM9V100C16MP12 | 32400 | 17.5 | 8.5 | 32400 | 44000 | 135.8% | 3.14 | 0 | 10 |  |  |  |  | R-410A | 2.7 | Residential & Commercial | USHP | Ducted CEE Tier 1
215295606 | Central HP <5.4 tons | AIRQUEST | HRCU-A-CB (Split System: Heat Pump with Remote Outdoor Unit-Air-Source) | DLCURAH36ABK | ADP |  | H,GE8J936 | *96VTN1002120B* | 35400 | 16 | 8.1 | 36800 | 34600 | 94.02% | 1.88 | 0 | 10 |  |  |  |  | R-410A | 2.95 | Residential & Commercial | USHP | Ducted CEE Tier 1
212970434 | Central HP <5.4 tons | SMART COMFORT | HRCU-A-CB (Split System: Heat Pump with Remote Outdoor Unit-Air-Source) | DLCURAH36ABK |  |  | EA*4X48L21A* | *80VSL0701716B* | 36000 | 16 | 8.5 | 38500 | 34800 | 90.39% | 2.02 | 0 | 10 |  |  |  |  | R-410A | 3 | Residential & Commercial | USHP | Ducted CEE Tier 1
214093089 | Central HP <5.4 tons | LUXAIRE | HRCU-A-CB (Split System: Heat Pump with Remote Outdoor Unit-Air-Source) | HMH72B341 | ASPEN |  | D(A,C,E)48B36+TDR | TM9Y120D20MP11 | 32200 | 16.5 | 8.5 | 32400 | 44000 | 135.8% | 3.16 | 0 | 9.4 |  |  |  |  | R-410A | 2.6833 | Residential & Commercial | USHP
214093105 | Central HP <5.4 tons | LUXAIRE | HRCU-A-CB (Split System: Heat Pump with Remote Outdoor Unit-Air-Source) | HMH72B341 | ASPEN |  | D(A,C,E)36A36+TDR | TMLE100C16MP11 | 33000 | 18 | 8.1 | 32400 | 45000 | 138.9% | 3.06 | 0 | 10 |  |  |  |  | R-410A | 2.75 | Residential & Commercial | USHP | Ducted CEE Tier 1
215292886 | Central HP <5.4 tons | AIRQUEST | HRCU-A-CB (Split System: Heat Pump with Remote Outdoor Unit-Air-Source) | DLCURAH24ABK | ADP |  | HG32924 | *96VTN0601716B* | 23400 | 16 | 9 | 24400 | 22800 | 93.44% | 1.92 | 0 | 10 |  |  |  |  | R-410A | 1.95 | Residential & Commercial | USHP | Ducted CEE Tier 1
215292889 | Central HP <5.4 tons | AIRQUEST | HRCU-A-CB (Split System: Heat Pump with Remote Outdoor Unit-Air-Source) | DLCURAH24ABK | ADP |  | H,GE32936 | *96VTN0601716B* | 23400 | 16 | 9 | 24400 | 22800 | 93.44% | 1.92 | 0 | 10 |  |  |  |  | R-410A | 1.95 | Residential & Commercial | USHP | Ducted CEE Tier 1
215292936 | Central HP <5.4 tons | AIRQUEST | HRCU-A-CB (Split System: Heat Pump with Remote Outdoor Unit-Air-Source) | DLCURAH24ABK | ADP |  | H,GG32936 | *96VTN0801716A* | 23800 | 16 | 8.5 | 25200 | 23000 | 91.27% | 1.92 | 0 | 10 |  |  |  |  | R-410A | 1.9833 | Residential & Commercial | USHP | Ducted CEE Tier 1
215292939 | Central HP <5.4 tons | AIRQUEST | HRCU-A-CB (Split System: Heat Pump with Remote Outdoor Unit-Air-Source) | DLCURAH24ABK | ADP |  | H,GE32930 | *96VTN0801716A* | 23800 | 16 | 8.5 | 25200 | 23000 | 91.27% | 1.92 | 0 | 10 |  |  |  |  | R-410A | 1.9833 | Residential & Commercial | USHP | Ducted CEE Tier 1
214092303 | Central HP <5.4 tons | LUXAIRE | HRCU-A-CB (Split System: Heat Pump with Remote Outdoor Unit-Air-Source) | HMH72B341 | ASPEN |  | D(A,C,E)42A44+TDR | TM8V060A12MP12 | 32800 | 17.5 | 8.1 | 32400 | 45000 | 138.9% | 3.09 | 0 | 9.5 |  |  |  |  | R-410A | 2.7333 | Residential & Commercial | USHP
214092310 | Central HP <5.4 tons | LUXAIRE | HRCU-A-CB (Split System: Heat Pump with Remote Outdoor Unit-Air-Source) | HMH72B341 | ASPEN |  | D(A,C,E)48B34+TDR | TM8V080C16MP12 | 32600 | 17.5 | 8.5 | 32400 | 44000 | 135.8% | 3.14 | 0 | 10 |  |  |  |  | R-410A | 2.7167 | Residential & Commercial | USHP | Ducted CEE Tier 1
214092317 | Central HP <5.4 tons | LUXAIRE | HRCU-A-CB (Split System: Heat Pump with Remote Outdoor Unit-Air-Source) | HMH72B341 | ASPEN |  | D(A,C,E)36A34+TDR | TM8V120C20MP12 | 31000 | 16.3 | 8.5 | 32400 | 43500 | 134.3% | 3.13 | 0 | 8.8 |  |  |  |  | R-410A | 2.5833 | Residential & Commercial | USHP
214092319 | Central HP <5.4 tons | LUXAIRE | HRCU-A-CB (Split System: Heat Pump with Remote Outdoor Unit-Air-Source) | HMH72B341 | ASPEN |  | D(A,C,E)48B34+TDR | TM8V120C20MP12 | 32000 | 16.5 | 8.5 | 32400 | 44000 | 135.8% | 3.14 | 0 | 8.9 |  |  |  |  | R-410A | 2.6667 | Residential & Commercial | USHP
214092328 | Central HP <5.4 tons | LUXAIRE | HRCU-A-CB (Split System: Heat Pump with Remote Outdoor Unit-Air-Source) | HMH72B341 | ASPEN |  | D(A,C,E)48B34+TDR | TM8Y080C16MP11 | 32600 | 18.5 | 8.5 | 32400 | 44000 | 135.8% | 3.14 | 0 | 10 |  |  |  |  | R-410A | 2.7167 | Residential & Commercial | USHP | Ducted CEE Tier 1
214092362 | Central HP <5.4 tons | LUXAIRE | HRCU-A-CB (Split System: Heat Pump with Remote Outdoor Unit-Air-Source) | HMH72B341 | ASPEN |  | D(A,C,E)36A34+TDR | TM9V060B12MP12 | 31600 | 17.5 | 8.1 | 32400 | 44500 | 137.3% | 3.05 | 0 | 9.3 |  |  |  |  | R-410A | 2.6333 | Residential & Commercial | USHP
214092367 | Central HP <5.4 tons | LUXAIRE | HRCU-A-CB (Split System: Heat Pump with Remote Outdoor Unit-Air-Source) | HMH72B341 | ASPEN |  | D(A,C,E)48B34+TDR | TM9V080B12MP12 | 32800 | 17 | 8.1 | 32400 | 46000 | 142% | 3.06 | 0 | 9.5 |  |  |  |  | R-410A | 2.7333 | Residential & Commercial | USHP
214092378 | Central HP <5.4 tons | LUXAIRE | HRCU-A-CB (Split System: Heat Pump with Remote Outdoor Unit-Air-Source) | HMH72B341 | ASPEN |  | D(A,C,E)42A44+TDR | TM9V120D20MP12 | 32000 | 17 | 8.5 | 32400 | 44000 | 135.8% | 3.19 | 0 | 9.4 |  |  |  |  | R-410A | 2.6667 | Residential & Commercial | USHP
206765963 | Central HP <5.4 tons | ARCOAIRE | HRCU-A-CB (Split System: Heat Pump with Remote Outdoor Unit-Air-Source) | HVH825GKA3* |  |  | EA*4X37L21A*+WALLCON | *96CTN0601714A* | 24400 | 16.5 | 8.1 | 21200 | 16700 | 78.77% | 2.02 | 11 | 11 |  |  |  |  | R-410A | 2.0333 | Residential & Commercial | USHP | Ducted CEE Tier 1
215292953 | Central HP <5.4 tons | AIRQUEST | HRCU-A-CB (Split System: Heat Pump with Remote Outdoor Unit-Air-Source) | DLCURAH24ABK | ADP |  | H,GG36936 | *96VTN0801716A* | 24200 | 16 | 8.1 | 24600 | 22600 | 91.87% | 1.9 | 0 | 10.5 |  |  |  |  | R-410A | 2.0167 | Residential & Commercial | USHP | Ducted CEE Tier 1
215292956 | Central HP <5.4 tons | AIRQUEST | HRCU-A-CB (Split System: Heat Pump with Remote Outdoor Unit-Air-Source) | DLCURAH24ABK | ADP |  | H,GE30924 | *96VTN0801716A* | 23000 | 16 | 8.1 | 24600 | 22600 | 91.87% | 1.9 | 0 | 10 |  |  |  |  | R-410A | 1.9167 | Residential & Commercial | USHP | Ducted CEE Tier 1
215292970 | Central HP <5.4 tons | AIRQUEST | HRCU-A-CB (Split System: Heat Pump with Remote Outdoor Unit-Air-Source) | DLCURAH24ABK | ADP |  | HG80936 | *96VTN0801716A* | 24200 | 16 | 8.1 | 24600 | 22600 | 91.87% | 1.9 | 0 | 10.5 |  |  |  |  | R-410A | 2.0167 | Residential & Commercial | USHP | Ducted CEE Tier 1
215292989 | Central HP <5.4 tons | AIRQUEST | HRCU-A-CB (Split System: Heat Pump with Remote Outdoor Unit-Air-Source) | DLCURAH24ABK | ADP |  | HE32936 | *96VTN0801716B* | 22800 | 17 | 8.5 | 24600 | 24600 | 100% | 2.08 | 0 | 9.5 |  |  |  |  | R-410A | 1.9 | Residential & Commercial | USHP
215375353 | Central HP <5.4 tons | RUUD | HRCU-A-CB (Split System: Heat Pump with Remote Outdoor Unit-Air-Source) | RD17AZ60AJ3N | ASPEN |  | D(A,C,E)60D36+TDR | R801V1255A24DZ | 52000 | 17.8 | 8.1 | 53500 | 50500 | 94.39% | 1.75 | 0 | 9.8 |  |  |  |  | R-410A | 4.3333 | Residential & Commercial | USHP
215375376 | Central HP <5.4 tons | RUUD | HRCU-A-CB (Split System: Heat Pump with Remote Outdoor Unit-Air-Source) | RD17AZ60AJ3N | ASPEN |  | D(A,C,E)60D36+TDR | R962V0705A21M4S | 51500 | 17.8 | 8.1 | 54000 | 51000 | 94.44% | 1.75 | 0 | 9.8 |  |  |  |  | R-410A | 4.2917 | Residential & Commercial | USHP
215375094 | Central HP <5.4 tons | RUUD | HRCU-A-CB (Split System: Heat Pump with Remote Outdoor Unit-Air-Source) | RD17AZ24AJ3N | ASPEN |  | D(A,C,E)30B36+TDR | R921V0603A17M4S | 21600 | 17 | 8.1 | 22600 | 19000 | 84.07% | 2 | 0 | 10 |  |  |  |  | R-410A | 1.8 | Residential & Commercial | USHP | Ducted CEE Tier 1
215375076 | Central HP <5.4 tons | RUUD | HRCU-A-CB (Split System: Heat Pump with Remote Outdoor Unit-Air-Source) | RD17AZ24AJ3N | ASPEN |  | D(A,C,E)30B36+TDR | R801V0504A17UHS | 21600 | 17 | 8.1 | 22600 | 19000 | 84.07% | 2 | 0 | 10 |  |  |  |  | R-410A | 1.8 | Residential & Commercial | USHP | Ducted CEE Tier 1
214394615 | Central HP <5.4 tons | RUUD | HRCU-A-CB (Split System: Heat Pump with Remote Outdoor Unit-Air-Source) | RD17AZ36AJ3N | ASPEN |  | D(A,C,E)42B44+TDR | U98MV1005A21UPS | 33000 | 18 | 8.1 | 34200 | 29600 | 86.55% | 1.9 | 0 | 10 |  |  |  |  | R-410A | 2.75 | Residential & Commercial | USHP | Ducted CEE Tier 1
212971663 | Central HP <5.4 tons | SMART COMFORT | HRCU-A-CB (Split System: Heat Pump with Remote Outdoor Unit-Air-Source) | DLCURAH24ABK |  |  | EA*4X36L17A* | *80VTL0701716B* | 23800 | 17 | 8.5 | 26200 | 23800 | 90.84% | 1.98 | 0 | 10 |  |  |  |  | R-410A | 1.9833 | Residential & Commercial | USHP | Ducted CEE Tier 1
212971674 | Central HP <5.4 tons | SMART COMFORT | HRCU-A-CB (Split System: Heat Pump with Remote Outdoor Unit-Air-Source) | DLCURAH24ABK |  |  | EA*4X36L21A* | *80VTL0701716B* | 23800 | 17 | 8.5 | 26200 | 23600 | 90.08% | 1.96 | 0 | 10 |  |  |  |  | R-410A | 1.9833 | Residential & Commercial | USHP | Ducted CEE Tier 1
212971729 | Central HP <5.4 tons | SMART COMFORT | HRCU-A-CB (Split System: Heat Pump with Remote Outdoor Unit-Air-Source) | DLCURAH24ABK |  |  | EN(A,D,W)4X36L17** | *80VTL0701716B* | 23600 | 17 | 8.5 | 26400 | 24200 | 91.67% | 2.02 | 0 | 10.5 |  |  |  |  | R-410A | 1.9667 | Residential & Commercial | USHP | Ducted CEE Tier 1
212973010 | Central HP <5.4 tons | SMART COMFORT | HRCU-A-CB (Split System: Heat Pump with Remote Outdoor Unit-Air-Source) | DLCURAH24ABK |  |  | EN(A,D,W)4X36L17** | *96VSN0401410B* | 23400 | 16 | 8.1 | 26400 | 24600 | 93.18% | 2.02 | 0 | 10 |  |  |  |  | R-410A | 1.95 | Residential & Commercial | USHP | Ducted CEE Tier 1
212974330 | Central HP <5.4 tons | SMART COMFORT | HRCU-A-CB (Split System: Heat Pump with Remote Outdoor Unit-Air-Source) | DLCURAH24ABK |  |  | EA*4X37L21A* | *96VSN1002120B* | 24800 | 17.5 | 8.5 | 25600 | 21200 | 82.81% | 1.8 | 0 | 10.5 |  |  |  |  | R-410A | 2.0667 | Residential & Commercial | USHP | Ducted CEE Tier 1
214092392 | Central HP <5.4 tons | LUXAIRE | HRCU-A-CB (Split System: Heat Pump with Remote Outdoor Unit-Air-Source) | HMH72B341 | ASPEN |  | D(A,C,E)36A34+TDR | TM9Y100C20MP11 | 31600 | 15.4 | 8.1 | 32400 | 44000 | 135.8% | 3.04 | 0 | 9.3 |  |  |  |  | R-410A | 2.6333 | Residential & Commercial | USHP
214092417 | Central HP <5.4 tons | LUXAIRE | HRCU-A-CB (Split System: Heat Pump with Remote Outdoor Unit-Air-Source) | HMH72B341 | ASPEN |  | D(A,C,E)42A44+TDR | TMLE120C16MP11 | 33200 | 18 | 8.3 | 32400 | 45500 | 140.4% | 3.15 | 0 | 10 |  |  |  |  | R-410A | 2.7667 | Residential & Commercial | USHP | Ducted CEE Tier 1
214092460 | Central HP <5.4 tons | LUXAIRE | HRCU-A-CB (Split System: Heat Pump with Remote Outdoor Unit-Air-Source) | HMH72B341 | ASPEN |  | D(A,C,E)48B34+TDR | TPLC100C20MP13 | 32000 | 16.5 | 8.5 | 32400 | 44000 | 135.8% | 3.14 | 0 | 8.9 |  |  |  |  | R-410A | 2.6667 | Residential & Commercial | USHP
214092462 | Central HP <5.4 tons | LUXAIRE | HRCU-A-CB (Split System: Heat Pump with Remote Outdoor Unit-Air-Source) | HMH72B341 | ASPEN |  | D(A,C,E)42A44+TDR | TPLC120C20MP13 | 31800 | 16.5 | 8.5 | 32400 | 44000 | 135.8% | 3.14 | 0 | 8.9 |  |  |  |  | R-410A | 2.65 | Residential & Commercial | USHP
212972910 | Central HP <5.4 tons | SMART COMFORT | HRCU-A-CB (Split System: Heat Pump with Remote Outdoor Unit-Air-Source) | DLCURAH24ABK |  |  | EA*4X24L17A* | *96VSN0401410B* | 23200 | 16 | 8.5 | 27000 | 26600 | 98.52% | 2.24 | 0 | 9.5 |  |  |  |  | R-410A | 1.9333 | Residential & Commercial | USHP
212973210 | Central HP <5.4 tons | SMART COMFORT | HRCU-A-CB (Split System: Heat Pump with Remote Outdoor Unit-Air-Source) | DLCURAH24ABK |  |  | EA*4X30L17A* | *96VSN0401712B* | 23200 | 16 | 8.5 | 26400 | 25200 | 95.45% | 2.08 | 0 | 10 |  |  |  |  | R-410A | 1.9333 | Residential & Commercial | USHP | Ducted CEE Tier 1
212973260 | Central HP <5.4 tons | SMART COMFORT | HRCU-A-CB (Split System: Heat Pump with Remote Outdoor Unit-Air-Source) | DLCURAH24ABK |  |  | EN(A,D)4X24L17** | *96VSN0401712B* | 23200 | 15.5 | 8.5 | 27000 | 25000 | 92.59% | 2.06 | 0 | 10 |  |  |  |  | R-410A | 1.9333 | Residential & Commercial | USHP | Ducted CEE Tier 1
212974921 | Central HP <5.4 tons | SMART COMFORT | HRCU-A-CB (Split System: Heat Pump with Remote Outdoor Unit-Air-Source) | DLCURAH24ABK |  |  | EA*4X24L14A* | *96VTN0401410B* | 23000 | 16 | 8.5 | 27000 | 27200 | 100.7% | 2.3 | 0 | 9.5 |  |  |  |  | R-410A | 1.9167 | Residential & Commercial | USHP
215293023 | Central HP <5.4 tons | AIRQUEST | HRCU-A-CB (Split System: Heat Pump with Remote Outdoor Unit-Air-Source) | DLCURAH24ABK | ADP |  | HG81936 | *96VTN0801716B* | 23600 | 17 | 8.5 | 24600 | 23600 | 95.93% | 2 | 0 | 10 |  |  |  |  | R-410A | 1.9667 | Residential & Commercial | USHP | Ducted CEE Tier 1
215293037 | Central HP <5.4 tons | AIRQUEST | HRCU-A-CB (Split System: Heat Pump with Remote Outdoor Unit-Air-Source) | DLCURAH24ABK | ADP |  | HG32936 | *96VTN0802120A* | 23200 | 17 | 8.5 | 24200 | 22800 | 94.21% | 1.94 | 0 | 9.5 |  |  |  |  | R-410A | 1.9333 | Residential & Commercial | USHP
216794568 | Central HP <5.4 tons | TRANE | HRCU-A-CB (Split System: Heat Pump with Remote Outdoor Unit-Air-Source) | 5TWV0X48A1 | ASPEN |  | D(A,C,E)60C3J+TDR | S9V2C100U4VSB+LRP | 42000 | 20 | 9.5 | 46500 | 42000 | 90.32% | 2.75 | 0 | 12 |  |  |  |  | R-454B | 3.5 | Residential & Commercial | USHP | Ducted CEE Tier 1
215294592 | Central HP <5.4 tons | AIRQUEST | HRCU-A-CB (Split System: Heat Pump with Remote Outdoor Unit-Air-Source) | DLCURAH36ABK | ADP |  | HE33936 | *92MSN0601412A* | 35000 | 15.2 | 8.1 | 36800 | 34800 | 94.57% | 1.82 | 0 | 9.5 |  |  |  |  | R-410A | 2.9167 | Residential & Commercial | USHP
212975472 | Central HP <5.4 tons | SMART COMFORT | HRCU-A-CB (Split System: Heat Pump with Remote Outdoor Unit-Air-Source) | DLCURAH18ABK |  |  | EN(A,D)4X24L17** | *96VTN0601412B* | 17500 | 16 | 8.5 | 18500 | 19200 | 103.8% | 2.3 | 0 | 10.5 |  |  |  |  | R-410A | 1.4583 | Residential & Commercial | USHP | Ducted CEE Tier 1
214093033 | Central HP <5.4 tons | LUXAIRE | HRCU-A-CB (Split System: Heat Pump with Remote Outdoor Unit-Air-Source) | HMH72B341 | ASPEN |  | D(A,C,E)36A36+TDR | TM9E060A10MP12 | 31400 | 17.4 | 8.1 | 32400 | 44000 | 135.8% | 3.01 | 0 | 9.3 |  |  |  |  | R-410A | 2.6167 | Residential & Commercial | USHP
214092246 | Central HP <5.4 tons | LUXAIRE | HRCU-A-CB (Split System: Heat Pump with Remote Outdoor Unit-Air-Source) | HMH72B341 | ASPEN |  | D(A,C,E)42A44+TDR | LPLC060A12MP13 | 32800 | 17.5 | 8.1 | 32400 | 45000 | 138.9% | 3.09 | 0 | 9.5 |  |  |  |  | R-410A | 2.7333 | Residential & Commercial | USHP
214092264 | Central HP <5.4 tons | LUXAIRE | HRCU-A-CB (Split System: Heat Pump with Remote Outdoor Unit-Air-Source) | HMH72B341 | ASPEN |  | D(A,C,E)42A44+TDR | TL8E060A12UH11 | 32800 | 18 | 8.1 | 32400 | 45500 | 140.4% | 3.07 | 0 | 9.5 |  |  |  |  | R-410A | 2.7333 | Residential & Commercial | USHP
214092279 | Central HP <5.4 tons | LUXAIRE | HRCU-A-CB (Split System: Heat Pump with Remote Outdoor Unit-Air-Source) | HMH72B341 | ASPEN |  | D(A,C,E)42A44+TDR | TL9E100C20UH11 | 33400 | 17 | 8.3 | 32400 | 46000 | 142% | 3.21 | 0 | 10 |  |  |  |  | R-410A | 2.7833 | Residential & Commercial | USHP | Ducted CEE Tier 1
214092298 | Central HP <5.4 tons | LUXAIRE | HRCU-A-CB (Split System: Heat Pump with Remote Outdoor Unit-Air-Source) | HMH72B341 | ASPEN |  | D(A,C,E)48B34+TDR | TM8E100C16MP11 | 33000 | 18 | 8.2 | 32400 | 45000 | 138.9% | 3.11 | 0 | 10 |  |  |  |  | R-410A | 2.75 | Residential & Commercial | USHP | Ducted CEE Tier 1
214092315 | Central HP <5.4 tons | LUXAIRE | HRCU-A-CB (Split System: Heat Pump with Remote Outdoor Unit-Air-Source) | HMH72B341 | ASPEN |  | D(A,C,E)42A44+TDR | TM8V100C20MP12 | 31800 | 16.5 | 8.5 | 32400 | 44000 | 135.8% | 3.14 | 0 | 8.9 |  |  |  |  | R-410A | 2.65 | Residential & Commercial | USHP
214092316 | Central HP <5.4 tons | LUXAIRE | HRCU-A-CB (Split System: Heat Pump with Remote Outdoor Unit-Air-Source) | HMH72B341 | ASPEN |  | D(A,C,E)48B34+TDR | TM8V100C20MP12 | 32000 | 16.5 | 8.5 | 32400 | 44000 | 135.8% | 3.14 | 0 | 8.9 |  |  |  |  | R-410A | 2.6667 | Residential & Commercial | USHP
214092363 | Central HP <5.4 tons | LUXAIRE | HRCU-A-CB (Split System: Heat Pump with Remote Outdoor Unit-Air-Source) | HMH72B341 | ASPEN |  | D(A,C,E)42A44+TDR | TM9V060B12MP12 | 32600 | 17.5 | 8.1 | 32400 | 44500 | 137.3% | 3.07 | 0 | 9.5 |  |  |  |  | R-410A | 2.7167 | Residential & Commercial | USHP
212973910 | Central HP <5.4 tons | SMART COMFORT | HRCU-A-CB (Split System: Heat Pump with Remote Outdoor Unit-Air-Source) | DLCURAH24ABK |  |  | EN(A,D)4X30L17** | *96VSN0801716B* | 23400 | 16.5 | 8.1 | 25800 | 24200 | 93.8% | 2 | 0 | 10 |  |  |  |  | R-410A | 1.95 | Residential & Commercial | USHP | Ducted CEE Tier 1
212973860 | Central HP <5.4 tons | SMART COMFORT | HRCU-A-CB (Split System: Heat Pump with Remote Outdoor Unit-Air-Source) | DLCURAH24ABK |  |  | EA*4X36L17A* | *96VSN0801716B* | 23600 | 17 | 8.5 | 26000 | 24200 | 93.08% | 2.02 | 0 | 10 |  |  |  |  | R-410A | 1.9667 | Residential & Commercial | USHP | Ducted CEE Tier 1
212975025 | Central HP <5.4 tons | SMART COMFORT | HRCU-A-CB (Split System: Heat Pump with Remote Outdoor Unit-Air-Source) | DLCURAH24ABK |  |  | EN(A,D)4X24L17** | *96VTN0401410B* | 23200 | 15.5 | 8.5 | 27000 | 25000 | 92.59% | 2.06 | 0 | 10 |  |  |  |  | R-410A | 1.9333 | Residential & Commercial | USHP | Ducted CEE Tier 1
212975659 | Central HP <5.4 tons | SMART COMFORT | HRCU-A-CB (Split System: Heat Pump with Remote Outdoor Unit-Air-Source) | DLCURAH24ABK |  |  | EA*4X25L17A* | *96VTN0601412B* | 24000 | 17 | 8.5 | 25000 | 21800 | 87.2% | 1.82 | 0 | 10 |  |  |  |  | R-410A | 2 | Residential & Commercial | USHP | Ducted CEE Tier 1
212975725 | Central HP <5.4 tons | SMART COMFORT | HRCU-A-CB (Split System: Heat Pump with Remote Outdoor Unit-Air-Source) | DLCURAH24ABK |  |  | EN(A,D)4X24L17** | *96VTN0601412B* | 23200 | 16.5 | 8.5 | 26800 | 25400 | 94.78% | 2.12 | 0 | 10 |  |  |  |  | R-410A | 1.9333 | Residential & Commercial | USHP | Ducted CEE Tier 1
214092260 | Central HP <5.4 tons | LUXAIRE | HRCU-A-CB (Split System: Heat Pump with Remote Outdoor Unit-Air-Source) | HMH72B341 | ASPEN |  | D(A,C,E)36A34+TDR | LPLC120C20MP13 | 31000 | 16.3 | 8.5 | 32400 | 43500 | 134.3% | 3.13 | 0 | 8.8 |  |  |  |  | R-410A | 2.5833 | Residential & Commercial | USHP
214092335 | Central HP <5.4 tons | LUXAIRE | HRCU-A-CB (Split System: Heat Pump with Remote Outdoor Unit-Air-Source) | HMH72B341 | ASPEN |  | D(A,C,E)36A34+TDR | TM8Y120C20MP11 | 33600 | 18 | 8.1 | 32400 | 46500 | 143.5% | 3.12 | 0 | 9.5 |  |  |  |  | R-410A | 2.8 | Residential & Commercial | USHP
216794518 | Central HP <5.4 tons | TRANE | HRCU-A-CB (Split System: Heat Pump with Remote Outdoor Unit-Air-Source) | 5TWV0X48A1 | ASPEN |  | D(A,C,E)60C3J+TDR | S8V2C100M5PDB | 42500 | 20 | 9 | 46500 | 42500 | 91.4% | 2.74 | 0 | 11.7 |  |  |  |  | R-454B | 3.5417 | Residential & Commercial | USHP | Ducted CEE Tier 1
214437575 | Central HP <5.4 tons | YORK | HRCU-A-CB (Split System: Heat Pump with Remote Outdoor Unit-Air-Source) | HMH72B341 | ASPEN |  | D(A,C,E)42D34+TDR | TM9E100C16MP12 | 33200 | 18 | 8.5 | 33600 | 27200 | 80.95% | 2.66 | 0 | 10 |  |  |  |  | R-410A | 2.7667 | Residential & Commercial | USHP | Ducted CEE Tier 1
214093148 | Central HP <5.4 tons | LUXAIRE | HRCU-A-CB (Split System: Heat Pump with Remote Outdoor Unit-Air-Source) | HMH72B341 | ASPEN |  | D(A,C,E)42A46+TDR | TPLC100C16MP13 | 32400 | 17.5 | 8.5 | 32400 | 44000 | 135.8% | 3.14 | 0 | 10 |  |  |  |  | R-410A | 2.7 | Residential & Commercial | USHP | Ducted CEE Tier 1
214093081 | Central HP <5.4 tons | LUXAIRE | HRCU-A-CB (Split System: Heat Pump with Remote Outdoor Unit-Air-Source) | HMH72B341 | ASPEN |  | D(A,C,E)36A36+TDR | TM9Y100C16MP11 | 32800 | 18 | 8.1 | 32400 | 45000 | 138.9% | 3.04 | 0 | 10 |  |  |  |  | R-410A | 2.7333 | Residential & Commercial | USHP | Ducted CEE Tier 1
215294608 | Central HP <5.4 tons | AIRQUEST | HRCU-A-CB (Split System: Heat Pump with Remote Outdoor Unit-Air-Source) | DLCURAH36ABK | ADP |  | H,GE7J936 | *92MSN0601412A* | 35000 | 15.2 | 8.1 | 36800 | 34800 | 94.57% | 1.82 | 0 | 9.5 |  |  |  |  | R-410A | 2.9167 | Residential & Commercial | USHP
215294678 | Central HP <5.4 tons | AIRQUEST | HRCU-A-CB (Split System: Heat Pump with Remote Outdoor Unit-Air-Source) | DLCURAH36ABK | ADP |  | HE33936 | *92MSN0801716A* | 35200 | 16 | 8.1 | 36800 | 34600 | 94.02% | 1.88 | 0 | 10 |  |  |  |  | R-410A | 2.9333 | Residential & Commercial | USHP | Ducted CEE Tier 1
215294691 | Central HP <5.4 tons | AIRQUEST | HRCU-A-CB (Split System: Heat Pump with Remote Outdoor Unit-Air-Source) | DLCURAH36ABK | ADP |  | H,GG48936 | *92MSN0801716A* | 35800 | 16 | 8.5 | 36200 | 34200 | 94.48% | 2.02 | 0 | 10 |  |  |  |  | R-410A | 2.9833 | Residential & Commercial | USHP | Ducted CEE Tier 1
215294724 | Central HP <5.4 tons | AIRQUEST | HRCU-A-CB (Split System: Heat Pump with Remote Outdoor Unit-Air-Source) | DLCURAH36ABK | ADP |  | H,GE24936 | *92MSN0802120A* | 33800 | 16 | 8.1 | 36800 | 34600 | 94.02% | 1.88 | 0 | 9.5 |  |  |  |  | R-410A | 2.8167 | Residential & Commercial | USHP
215294775 | Central HP <5.4 tons | AIRQUEST | HRCU-A-CB (Split System: Heat Pump with Remote Outdoor Unit-Air-Source) | DLCURAH36ABK | ADP |  | HG9J936 | *92MSN0802120A* | 35200 | 16 | 8.1 | 36800 | 34600 | 94.02% | 1.88 | 0 | 10 |  |  |  |  | R-410A | 2.9333 | Residential & Commercial | USHP | Ducted CEE Tier 1
214242276 | Central HP <5.4 tons | BRYANT HEATING AND COOLING SYSTEMS | HRCU-A-CB (Split System: Heat Pump with Remote Outdoor Unit-Air-Source) | 288BNV025*0**C* |  |  | CNPV*4821AL*+UI | 987MC42080C17*** | 24000 | 16.5 | 8.1 | 21400 | 16600 | 77.57% | 2 | 0 | 11 |  |  |  |  | R-410A | 2 | Residential & Commercial | USHP | Ducted CEE Tier 1
216952920 | Central HP <5.4 tons | TRANE | HRCU-A-CB (Split System: Heat Pump with Remote Outdoor Unit-Air-Source) | 5TWR5060A1 | ASPEN |  | DH60T4J | S8X2D120M5PTC | 53000 | 15.5 | 8.1 | 50500 | 35600 | 70.5% | 2.9 | 0 | 11.7 |  |  |  |  | R-454B | 4.4167 | Residential & Commercial | USHP | Ducted CEE Tier 1
216960323 | Central HP <5.4 tons | TRANE | HRCU-A-CB (Split System: Heat Pump with Remote Outdoor Unit-Air-Source) | 5TWV0X24A1 | ASPEN |  | D(A,C,E)30A3J+TDR | S8V2B080M4PCB | 19000 | 21.2 | 9 | 22000 | 26400 | 120% | 2.8 | 0 | 11.2 |  |  |  |  | R-454B | 1.5833 | Residential & Commercial | USHP | Ducted CEE Tier 1
214092379 | Central HP <5.4 tons | LUXAIRE | HRCU-A-CB (Split System: Heat Pump with Remote Outdoor Unit-Air-Source) | HMH72B341 | ASPEN |  | D(A,C,E)48B34+TDR | TM9V120D20MP12 | 32200 | 17 | 8.5 | 32400 | 44000 | 135.8% | 3.19 | 0 | 9.4 |  |  |  |  | R-410A | 2.6833 | Residential & Commercial | USHP
214092430 | Central HP <5.4 tons | LUXAIRE | HRCU-A-CB (Split System: Heat Pump with Remote Outdoor Unit-Air-Source) | HMH72B341 | ASPEN |  | D(A,C,E)48B34+TDR | TP9C060B12MP13 | 32800 | 17.5 | 8.1 | 32400 | 44500 | 137.3% | 3.07 | 0 | 9.5 |  |  |  |  | R-410A | 2.7333 | Residential & Commercial | USHP
214093115 | Central HP <5.4 tons | LUXAIRE | HRCU-A-CB (Split System: Heat Pump with Remote Outdoor Unit-Air-Source) | HMH72B341 | ASPEN |  | D(A,C,E)42A46+TDR | TMLV100C16MP12 | 32400 | 17.5 | 8.5 | 32400 | 44000 | 135.8% | 3.14 | 0 | 10 |  |  |  |  | R-410A | 2.7 | Residential & Commercial | USHP | Ducted CEE Tier 1
214093117 | Central HP <5.4 tons | LUXAIRE | HRCU-A-CB (Split System: Heat Pump with Remote Outdoor Unit-Air-Source) | HMH72B341 | ASPEN |  | D(A,C,E)36A36+TDR | TMLV120C20MP12 | 31000 | 16.3 | 8.5 | 32400 | 43500 | 134.3% | 3.13 | 0 | 8.8 |  |  |  |  | R-410A | 2.5833 | Residential & Commercial | USHP
214093133 | Central HP <5.4 tons | LUXAIRE | HRCU-A-CB (Split System: Heat Pump with Remote Outdoor Unit-Air-Source) | HMH72B341 | ASPEN |  | D(A,C,E)42A46+TDR | TP9C100C20MP13 | 32400 | 17.5 | 8.1 | 32400 | 45000 | 138.9% | 3.16 | 0 | 9.5 |  |  |  |  | R-410A | 2.7 | Residential & Commercial | USHP
214092981 | Central HP <5.4 tons | LUXAIRE | HRCU-A-CB (Split System: Heat Pump with Remote Outdoor Unit-Air-Source) | HMH72B341 | ASPEN |  | D(A,C,E)48B36+TDR | TM8E080B12MP11 | 32600 | 18 | 8.1 | 32400 | 45000 | 138.9% | 3.09 | 0 | 9.5 |  |  |  |  | R-410A | 2.7167 | Residential & Commercial | USHP
214093015 | Central HP <5.4 tons | LUXAIRE | HRCU-A-CB (Split System: Heat Pump with Remote Outdoor Unit-Air-Source) | HMH72B341 | ASPEN |  | D(A,C,E)36A36+TDR | TM8Y080B12MP11 | 31800 | 17.9 | 8.1 | 32400 | 44000 | 135.8% | 3.09 | 0 | 9.8 |  |  |  |  | R-410A | 2.65 | Residential & Commercial | USHP
214093016 | Central HP <5.4 tons | LUXAIRE | HRCU-A-CB (Split System: Heat Pump with Remote Outdoor Unit-Air-Source) | HMH72B341 | ASPEN |  | D(A,C,E)42A46+TDR | TM8Y080B12MP11 | 32600 | 18 | 8.1 | 32400 | 44000 | 135.8% | 3.11 | 0 | 9.9 |  |  |  |  | R-410A | 2.7167 | Residential & Commercial | USHP
214092931 | Central HP <5.4 tons | LUXAIRE | HRCU-A-CB (Split System: Heat Pump with Remote Outdoor Unit-Air-Source) | HMH72B341 | ASPEN |  | D(A,C,E)36A36+TDR | LP9C100C20MP13 | 31600 | 17.5 | 8.1 | 32400 | 45000 | 138.9% | 3.18 | 0 | 9.3 |  |  |  |  | R-410A | 2.6333 | Residential & Commercial | USHP
214092948 | Central HP <5.4 tons | LUXAIRE | HRCU-A-CB (Split System: Heat Pump with Remote Outdoor Unit-Air-Source) | HMH72B341 | ASPEN |  | D(A,C,E)48B36+TDR | LPLC100C16MP13 | 32600 | 17.5 | 8.5 | 32400 | 44000 | 135.8% | 3.14 | 0 | 10 |  |  |  |  | R-410A | 2.7167 | Residential & Commercial | USHP | Ducted CEE Tier 1
215294794 | Central HP <5.4 tons | AIRQUEST | HRCU-A-CB (Split System: Heat Pump with Remote Outdoor Unit-Air-Source) | DLCURAH36ABK | ADP |  | HG33936 | *92MSN1002120A* | 35200 | 16 | 8.1 | 36800 | 34600 | 94.02% | 1.88 | 0 | 10 |  |  |  |  | R-410A | 2.9333 | Residential & Commercial | USHP | Ducted CEE Tier 1
215294826 | Central HP <5.4 tons | AIRQUEST | HRCU-A-CB (Split System: Heat Pump with Remote Outdoor Unit-Air-Source) | DLCURAH36ABK | ADP |  | HG81936 | *92MSN1002120A* | 35800 | 16 | 8.1 | 36800 | 34400 | 93.48% | 2 | 0 | 10.5 |  |  |  |  | R-410A | 2.9833 | Residential & Commercial | USHP | Ducted CEE Tier 1
215294827 | Central HP <5.4 tons | AIRQUEST | HRCU-A-CB (Split System: Heat Pump with Remote Outdoor Unit-Air-Source) | DLCURAH36ABK | ADP |  | HG82936 | *92MSN1002120A* | 36000 | 16 | 8.1 | 36800 | 34400 | 93.48% | 2 | 0 | 10.5 |  |  |  |  | R-410A | 3 | Residential & Commercial | USHP | Ducted CEE Tier 1
215293038 | Central HP <5.4 tons | AIRQUEST | HRCU-A-CB (Split System: Heat Pump with Remote Outdoor Unit-Air-Source) | DLCURAH24ABK | ADP |  | H,GE32930 | *96VTN0802120A* | 23200 | 17 | 8.5 | 24200 | 22800 | 94.21% | 1.94 | 0 | 9.5 |  |  |  |  | R-410A | 1.9333 | Residential & Commercial | USHP
215293053 | Central HP <5.4 tons | AIRQUEST | HRCU-A-CB (Split System: Heat Pump with Remote Outdoor Unit-Air-Source) | DLCURAH24ABK | ADP |  | H,GG37936 | *96VTN0802120A* | 23600 | 17 | 8.1 | 24200 | 23400 | 96.69% | 1.98 | 0 | 10.5 |  |  |  |  | R-410A | 1.9667 | Residential & Commercial | USHP | Ducted CEE Tier 1
215293054 | Central HP <5.4 tons | AIRQUEST | HRCU-A-CB (Split System: Heat Pump with Remote Outdoor Unit-Air-Source) | DLCURAH24ABK | ADP |  | H,GG30924 | *96VTN0802120A* | 22400 | 16 | 8.5 | 24200 | 22800 | 94.21% | 1.94 | 0 | 9.5 |  |  |  |  | R-410A | 1.8667 | Residential & Commercial | USHP
215293088 | Central HP <5.4 tons | AIRQUEST | HRCU-A-CB (Split System: Heat Pump with Remote Outdoor Unit-Air-Source) | DLCURAH24ABK | ADP |  | HE32936 | *96VTN0802120B* | 23200 | 17 | 8.5 | 24800 | 23600 | 95.16% | 1.98 | 0 | 10 |  |  |  |  | R-410A | 1.9333 | Residential & Commercial | USHP | Ducted CEE Tier 1
215293153 | Central HP <5.4 tons | AIRQUEST | HRCU-A-CB (Split System: Heat Pump with Remote Outdoor Unit-Air-Source) | DLCURAH24ABK | ADP |  | H,GG30924 | *96VTN1002120A* | 22600 | 16 | 8.5 | 24400 | 22400 | 91.8% | 1.9 | 0 | 9.5 |  |  |  |  | R-410A | 1.8833 | Residential & Commercial | USHP
214092256 | Central HP <5.4 tons | LUXAIRE | HRCU-A-CB (Split System: Heat Pump with Remote Outdoor Unit-Air-Source) | HMH72B341 | ASPEN |  | D(A,C,E)48B34+TDR | LPLC100C16MP13 | 32600 | 17.5 | 8.5 | 32400 | 44000 | 135.8% | 3.14 | 0 | 10 |  |  |  |  | R-410A | 2.7167 | Residential & Commercial | USHP | Ducted CEE Tier 1
214092272 | Central HP <5.4 tons | LUXAIRE | HRCU-A-CB (Split System: Heat Pump with Remote Outdoor Unit-Air-Source) | HMH72B341 | ASPEN |  | D(A,C,E)36A34+TDR | TL9E060B12UH11 | 31400 | 17.9 | 8.1 | 32400 | 44500 | 137.3% | 3.03 | 0 | 9.3 |  |  |  |  | R-410A | 2.6167 | Residential & Commercial | USHP
214092306 | Central HP <5.4 tons | LUXAIRE | HRCU-A-CB (Split System: Heat Pump with Remote Outdoor Unit-Air-Source) | HMH72B341 | ASPEN |  | D(A,C,E)42A44+TDR | TM8V080B12MP12 | 32400 | 17 | 8.1 | 32400 | 46000 | 142% | 3.03 | 0 | 9.5 |  |  |  |  | R-410A | 2.7 | Residential & Commercial | USHP
214092391 | Central HP <5.4 tons | LUXAIRE | HRCU-A-CB (Split System: Heat Pump with Remote Outdoor Unit-Air-Source) | HMH72B341 | ASPEN |  | D(A,C,E)48B34+TDR | TM9Y100C16MP11 | 32800 | 18 | 8.1 | 32400 | 45000 | 138.9% | 3.09 | 0 | 10 |  |  |  |  | R-410A | 2.7333 | Residential & Commercial | USHP | Ducted CEE Tier 1
214092439 | Central HP <5.4 tons | LUXAIRE | HRCU-A-CB (Split System: Heat Pump with Remote Outdoor Unit-Air-Source) | HMH72B341 | ASPEN |  | D(A,C,E)48B34+TDR | TP9C100C16MP13 | 32600 | 17.5 | 8.5 | 32400 | 44000 | 135.8% | 3.14 | 0 | 10 |  |  |  |  | R-410A | 2.7167 | Residential & Commercial | USHP | Ducted CEE Tier 1
214092457 | Central HP <5.4 tons | LUXAIRE | HRCU-A-CB (Split System: Heat Pump with Remote Outdoor Unit-Air-Source) | HMH72B341 | ASPEN |  | D(A,C,E)48B34+TDR | TPLC100C16MP13 | 32600 | 17.5 | 8.5 | 32400 | 44000 | 135.8% | 3.14 | 0 | 10 |  |  |  |  | R-410A | 2.7167 | Residential & Commercial | USHP | Ducted CEE Tier 1
216732707 | Central HP <5.4 tons | PAYNE HEATING AND COOLING | HRCU-A-CB (Split System: Heat Pump with Remote Outdoor Unit-Air-Source) | 37MUHAQ24AA3 |  |  | CAA**2417AM* | PG80MS(A,L)A42090B** | 22000 | 16 | 8.5 | 21000 | 19100 | 90.95% | 1.98 | 0 | 10.5 |  |  |  |  | R-454B | 1.8333 | Residential & Commercial | USHP | Ducted CEE Tier 1
215912478 | Central HP <5.4 tons | YORK | HRCU-A-CB (Split System: Heat Pump with Remote Outdoor Unit-Air-Source) | HH860E2S11 | ASPEN |  | C(A,C,D,E)60A3K+TDR | Y81E130D20SMPS1 | 41500 | 18 | 9 | 44500 | 33600 | 75.51% | 2 | 0 | 11.7 |  |  |  |  | R-454B | 3.4583 | Residential & Commercial | USHP | Ducted CEE Tier 1
214092949 | Central HP <5.4 tons | LUXAIRE | HRCU-A-CB (Split System: Heat Pump with Remote Outdoor Unit-Air-Source) | HMH72B341 | ASPEN |  | D(A,C,E)36A36+TDR | LPLC100C20MP13 | 31000 | 16.3 | 8.5 | 32400 | 43500 | 134.3% | 3.13 | 0 | 8.8 |  |  |  |  | R-410A | 2.5833 | Residential & Commercial | USHP
214092982 | Central HP <5.4 tons | LUXAIRE | HRCU-A-CB (Split System: Heat Pump with Remote Outdoor Unit-Air-Source) | HMH72B341 | ASPEN |  | D(A,C,E)36A36+TDR | TM8E080C16MP11 | 33000 | 18 | 8.1 | 32400 | 45000 | 138.9% | 3.06 | 0 | 10 |  |  |  |  | R-410A | 2.75 | Residential & Commercial | USHP | Ducted CEE Tier 1
214092999 | Central HP <5.4 tons | LUXAIRE | HRCU-A-CB (Split System: Heat Pump with Remote Outdoor Unit-Air-Source) | HMH72B341 | ASPEN |  | D(A,C,E)48B36+TDR | TM8V080B12MP12 | 32400 | 17 | 8.1 | 32400 | 45500 | 140.4% | 3 | 0 | 9.5 |  |  |  |  | R-410A | 2.7 | Residential & Commercial | USHP
214093031 | Central HP <5.4 tons | LUXAIRE | HRCU-A-CB (Split System: Heat Pump with Remote Outdoor Unit-Air-Source) | HMH72B341 | ASPEN |  | D(A,C,E)42A46+TDR | TM9E040A10MP12 | 32200 | 17 | 8.1 | 32400 | 44500 | 137.3% | 2.98 | 0 | 9.5 |  |  |  |  | R-410A | 2.6833 | Residential & Commercial | USHP
214093048 | Central HP <5.4 tons | LUXAIRE | HRCU-A-CB (Split System: Heat Pump with Remote Outdoor Unit-Air-Source) | HMH72B341 | ASPEN |  | D(A,C,E)36A36+TDR | TM9E100C20MP12 | 31600 | 15.4 | 8.1 | 32400 | 43500 | 134.3% | 3.1 | 0 | 9.8 |  |  |  |  | R-410A | 2.6333 | Residential & Commercial | USHP
214092414 | Central HP <5.4 tons | LUXAIRE | HRCU-A-CB (Split System: Heat Pump with Remote Outdoor Unit-Air-Source) | HMH72B341 | ASPEN |  | D(A,C,E)42A44+TDR | TMLE100C16MP11 | 33000 | 18 | 8.3 | 32400 | 45000 | 138.9% | 3.11 | 0 | 10 |  |  |  |  | R-410A | 2.75 | Residential & Commercial | USHP | Ducted CEE Tier 1
214092416 | Central HP <5.4 tons | LUXAIRE | HRCU-A-CB (Split System: Heat Pump with Remote Outdoor Unit-Air-Source) | HMH72B341 | ASPEN |  | D(A,C,E)36A34+TDR | TMLE120C16MP11 | 33200 | 18 | 8.1 | 32400 | 45000 | 138.9% | 3.06 | 0 | 10 |  |  |  |  | R-410A | 2.7667 | Residential & Commercial | USHP | Ducted CEE Tier 1
214092432 | Central HP <5.4 tons | LUXAIRE | HRCU-A-CB (Split System: Heat Pump with Remote Outdoor Unit-Air-Source) | HMH72B341 | ASPEN |  | D(A,C,E)42A44+TDR | TP9C080B12MP13 | 32800 | 17 | 8.1 | 32400 | 46500 | 143.5% | 3.12 | 0 | 9.5 |  |  |  |  | R-410A | 2.7333 | Residential & Commercial | USHP
215293171 | Central HP <5.4 tons | AIRQUEST | HRCU-A-CB (Split System: Heat Pump with Remote Outdoor Unit-Air-Source) | DLCURAH24ABK | ADP |  | H,GE23936 | *96VTN1002120B* | 22600 | 17 | 8.5 | 24600 | 23400 | 95.12% | 1.98 | 0 | 9.5 |  |  |  |  | R-410A | 1.8833 | Residential & Commercial | USHP
215293188 | Central HP <5.4 tons | AIRQUEST | HRCU-A-CB (Split System: Heat Pump with Remote Outdoor Unit-Air-Source) | DLCURAH24ABK | ADP |  | H,GG33936 | *96VTN1002120B* | 23200 | 17 | 8.5 | 24600 | 24200 | 98.37% | 2.04 | 0 | 10 |  |  |  |  | R-410A | 1.9333 | Residential & Commercial | USHP | Ducted CEE Tier 1
215293204 | Central HP <5.4 tons | AIRQUEST | HRCU-A-CB (Split System: Heat Pump with Remote Outdoor Unit-Air-Source) | DLCURAH24ABK | ADP |  | HE30924 | *96VTN1002120B* | 22200 | 17 | 8.5 | 24600 | 23400 | 95.12% | 1.98 | 0 | 9.5 |  |  |  |  | R-410A | 1.85 | Residential & Commercial | USHP
215293220 | Central HP <5.4 tons | AIRQUEST | HRCU-A-CB (Split System: Heat Pump with Remote Outdoor Unit-Air-Source) | DLCURAH24ABK | ADP |  | H,GG81936 | *96VTN1002120B* | 23600 | 17 | 8.5 | 24600 | 24200 | 98.37% | 2.04 | 0 | 10.5 |  |  |  |  | R-410A | 1.9667 | Residential & Commercial | USHP | Ducted CEE Tier 1
215293240 | Central HP <5.4 tons | AIRQUEST | HRCU-A-CB (Split System: Heat Pump with Remote Outdoor Unit-Air-Source) | DLCURAH24ABK | ADP |  | HG33936 | *96VTN1002122A* | 23200 | 17 | 8.1 | 24200 | 23400 | 96.69% | 1.98 | 0 | 10 |  |  |  |  | R-410A | 1.9333 | Residential & Commercial | USHP | Ducted CEE Tier 1
215294878 | Central HP <5.4 tons | AIRQUEST | HRCU-A-CB (Split System: Heat Pump with Remote Outdoor Unit-Air-Source) | DLCURAH36ABK | ADP |  | H,GE32936 | *92MSN1202420A* | 35200 | 16 | 8.1 | 36800 | 34800 | 94.57% | 1.9 | 0 | 9.5 |  |  |  |  | R-410A | 2.9333 | Residential & Commercial | USHP
215294909 | Central HP <5.4 tons | AIRQUEST | HRCU-A-CB (Split System: Heat Pump with Remote Outdoor Unit-Air-Source) | DLCURAH36ABK | ADP |  | H,GG80936 | *92MSN1202420A* | 36200 | 16 | 8.1 | 36800 | 34600 | 94.02% | 2.02 | 0 | 10.5 |  |  |  |  | R-410A | 3.0167 | Residential & Commercial | USHP | Ducted CEE Tier 1
215294975 | Central HP <5.4 tons | AIRQUEST | HRCU-A-CB (Split System: Heat Pump with Remote Outdoor Unit-Air-Source) | DLCURAH36ABK | ADP |  | H,GE35936 | *96MSN0601716A* | 35200 | 15.2 | 8.5 | 36800 | 34800 | 94.57% | 1.88 | 0 | 9.5 |  |  |  |  | R-410A | 2.9333 | Residential & Commercial | USHP
212986525 | Central HP <5.4 tons | PAYNE HEATING AND COOLING | HRCU-A-CB (Split System: Heat Pump with Remote Outdoor Unit-Air-Source) | 38MURAQ24AB3* |  |  | CAP**2417AL* | PG96MSAA36040B** | 23000 | 15.5 | 8.5 | 27000 | 27200 | 100.7% | 2.3 | 0 | 9.5 |  |  |  |  | R-410A | 1.9167 | Residential & Commercial | USHP
212986909 | Central HP <5.4 tons | PAYNE HEATING AND COOLING | HRCU-A-CB (Split System: Heat Pump with Remote Outdoor Unit-Air-Source) | 38MURAQ24AB3* |  |  | CAP**3617AL* | PG96MSAA36060A** | 23600 | 16.5 | 8.5 | 26200 | 23800 | 90.84% | 1.98 | 0 | 10 |  |  |  |  | R-410A | 1.9667 | Residential & Commercial | USHP | Ducted CEE Tier 1
212987413 | Central HP <5.4 tons | PAYNE HEATING AND COOLING | HRCU-A-CB (Split System: Heat Pump with Remote Outdoor Unit-Air-Source) | 38MURAQ24AB3* |  |  | CAP**3621AL* | PG96MSAA48080B** | 23400 | 17 | 8.5 | 26000 | 24200 | 93.08% | 2.02 | 0 | 10 |  |  |  |  | R-410A | 1.95 | Residential & Commercial | USHP | Ducted CEE Tier 1
215375103 | Central HP <5.4 tons | RUUD | HRCU-A-CB (Split System: Heat Pump with Remote Outdoor Unit-Air-Source) | RD17AZ24AJ3N | ASPEN |  | D(A,C,E)30B36+TDR | R962V0703A17M4S | 21600 | 17 | 8.1 | 22600 | 19000 | 84.07% | 2 | 0 | 10 |  |  |  |  | R-410A | 1.8 | Residential & Commercial | USHP | Ducted CEE Tier 1
215293898 | Central HP <5.4 tons | AIRQUEST | HRCU-A-CB (Split System: Heat Pump with Remote Outdoor Unit-Air-Source) | DLCURAH30ABK | ADP |  | HG8J936 | *96MSN0802120A* | 29400 | 15.2 | 8.1 | 32600 | 27200 | 83.44% | 1.8 | 0 | 8.5 |  |  |  |  | R-410A | 2.45 | Residential & Commercial | USHP
215293900 | Central HP <5.4 tons | AIRQUEST | HRCU-A-CB (Split System: Heat Pump with Remote Outdoor Unit-Air-Source) | DLCURAH30ABK | ADP |  | HE8J936 | *96MSN0802120A* | 29400 | 15.2 | 8.1 | 32600 | 27200 | 83.44% | 1.8 | 0 | 8.5 |  |  |  |  | R-410A | 2.45 | Residential & Commercial | USHP
215293947 | Central HP <5.4 tons | AIRQUEST | HRCU-A-CB (Split System: Heat Pump with Remote Outdoor Unit-Air-Source) | DLCURAH30ABK | ADP |  | HG8J936 | *96MSN1002120A* | 30000 | 15.2 | 8.5 | 32400 | 27000 | 83.33% | 1.8 | 0 | 9 |  |  |  |  | R-410A | 2.5 | Residential & Commercial | USHP
215295025 | Central HP <5.4 tons | AIRQUEST | HRCU-A-CB (Split System: Heat Pump with Remote Outdoor Unit-Air-Source) | DLCURAH36ABK | ADP |  | HG48936 | *96MSN0801716A* | 35600 | 16 | 8.1 | 36800 | 34600 | 94.02% | 1.98 | 0 | 10 |  |  |  |  | R-410A | 2.9667 | Residential & Commercial | USHP | Ducted CEE Tier 1
215295028 | Central HP <5.4 tons | AIRQUEST | HRCU-A-CB (Split System: Heat Pump with Remote Outdoor Unit-Air-Source) | DLCURAH36ABK | ADP |  | HE7J936 | *96MSN0801716A* | 34200 | 15.2 | 8.5 | 36400 | 34400 | 94.51% | 2.02 | 0 | 9.5 |  |  |  |  | R-410A | 2.85 | Residential & Commercial | USHP
215295060 | Central HP <5.4 tons | AIRQUEST | HRCU-A-CB (Split System: Heat Pump with Remote Outdoor Unit-Air-Source) | DLCURAH36ABK | ADP |  | HG35936 | *96MSN0802120A* | 35600 | 16 | 8.1 | 36800 | 34800 | 94.57% | 1.9 | 0 | 10 |  |  |  |  | R-410A | 2.9667 | Residential & Commercial | USHP | Ducted CEE Tier 1
215295077 | Central HP <5.4 tons | AIRQUEST | HRCU-A-CB (Split System: Heat Pump with Remote Outdoor Unit-Air-Source) | DLCURAH36ABK | ADP |  | H,GE9J936 | *96MSN0802120A* | 35600 | 16 | 8.1 | 36800 | 34800 | 94.57% | 1.9 | 0 | 10 |  |  |  |  | R-410A | 2.9667 | Residential & Commercial | USHP | Ducted CEE Tier 1
215295095 | Central HP <5.4 tons | AIRQUEST | HRCU-A-CB (Split System: Heat Pump with Remote Outdoor Unit-Air-Source) | DLCURAH36ABK | ADP |  | HG33936 | *96MSN1002120A* | 35200 | 16 | 8.1 | 36800 | 34600 | 94.02% | 1.88 | 0 | 10 |  |  |  |  | R-410A | 2.9333 | Residential & Commercial | USHP | Ducted CEE Tier 1
215295143 | Central HP <5.4 tons | AIRQUEST | HRCU-A-CB (Split System: Heat Pump with Remote Outdoor Unit-Air-Source) | DLCURAH36ABK | ADP |  | H,GE34936 | *96MSN1002122A* | 35400 | 16 | 8.5 | 36800 | 34600 | 94.02% | 1.88 | 0 | 10 |  |  |  |  | R-410A | 2.95 | Residential & Commercial | USHP | Ducted CEE Tier 1
215295160 | Central HP <5.4 tons | AIRQUEST | HRCU-A-CB (Split System: Heat Pump with Remote Outdoor Unit-Air-Source) | DLCURAH36ABK | ADP |  | HE8J936 | *96MSN1002122A* | 35400 | 16 | 8.5 | 36800 | 34600 | 94.02% | 1.88 | 0 | 10 |  |  |  |  | R-410A | 2.95 | Residential & Commercial | USHP | Ducted CEE Tier 1
214392529 | Central HP <5.4 tons | RUUD | HRCU-A-CB (Split System: Heat Pump with Remote Outdoor Unit-Air-Source) | RD17AZ24AJ3N | ASPEN |  | D(A,C,E)36C24+TDR | R951V0603A17M4S | 20800 | 17.8 | 8.1 | 22600 | 17000 | 75.22% | 2 | 0 | 9.7 |  |  |  |  | R-410A | 1.7333 | Residential & Commercial | USHP
214392546 | Central HP <5.4 tons | RUUD | HRCU-A-CB (Split System: Heat Pump with Remote Outdoor Unit-Air-Source) | RD17AZ24AJ3N | ASPEN |  | D(A,C,E)36D24+TDR | R951V0603A17UHU | 20800 | 17.9 | 8.1 | 22400 | 17000 | 75.89% | 2 | 0 | 9.8 |  |  |  |  | R-410A | 1.7333 | Residential & Commercial | USHP
214092447 | Central HP <5.4 tons | LUXAIRE | HRCU-A-CB (Split System: Heat Pump with Remote Outdoor Unit-Air-Source) | HMH72B341 | ASPEN |  | D(A,C,E)42A44+TDR | TPLC060A12MP13 | 32800 | 17.5 | 8.1 | 32400 | 45000 | 138.9% | 3.09 | 0 | 9.5 |  |  |  |  | R-410A | 2.7333 | Residential & Commercial | USHP
214092463 | Central HP <5.4 tons | LUXAIRE | HRCU-A-CB (Split System: Heat Pump with Remote Outdoor Unit-Air-Source) | HMH72B341 | ASPEN |  | D(A,C,E)48B34+TDR | TPLC120C20MP13 | 32000 | 16.5 | 8.5 | 32400 | 44000 | 135.8% | 3.14 | 0 | 8.9 |  |  |  |  | R-410A | 2.6667 | Residential & Commercial | USHP
214092365 | Central HP <5.4 tons | LUXAIRE | HRCU-A-CB (Split System: Heat Pump with Remote Outdoor Unit-Air-Source) | HMH72B341 | ASPEN |  | D(A,C,E)36A34+TDR | TM9V080B12MP12 | 32800 | 17 | 8.1 | 32400 | 46000 | 142% | 3.03 | 0 | 9.5 |  |  |  |  | R-410A | 2.7333 | Residential & Commercial | USHP
214092396 | Central HP <5.4 tons | LUXAIRE | HRCU-A-CB (Split System: Heat Pump with Remote Outdoor Unit-Air-Source) | HMH72B341 | ASPEN |  | D(A,C,E)42A44+TDR | TM9Y120D20MP11 | 32000 | 16.5 | 8.5 | 32400 | 44000 | 135.8% | 3.16 | 0 | 9.4 |  |  |  |  | R-410A | 2.6667 | Residential & Commercial | USHP
214092399 | Central HP <5.4 tons | LUXAIRE | HRCU-A-CB (Split System: Heat Pump with Remote Outdoor Unit-Air-Source) | HMH72B341 | ASPEN |  | D(A,C,E)42A44+TDR | TMLE040A12MP11 | 32800 | 18 | 8.1 | 32400 | 45500 | 140.4% | 3.1 | 0 | 10 |  |  |  |  | R-410A | 2.7333 | Residential & Commercial | USHP | Ducted CEE Tier 1
214092229 | Central HP <5.4 tons | LUXAIRE | HRCU-A-CB (Split System: Heat Pump with Remote Outdoor Unit-Air-Source) | HMH72B341 | ASPEN |  | D(A,C,E)48B34+TDR | LP9C060B12MP13 | 32800 | 17.5 | 8.1 | 32400 | 44500 | 137.3% | 3.07 | 0 | 9.5 |  |  |  |  | R-410A | 2.7333 | Residential & Commercial | USHP
214092248 | Central HP <5.4 tons | LUXAIRE | HRCU-A-CB (Split System: Heat Pump with Remote Outdoor Unit-Air-Source) | HMH72B341 | ASPEN |  | D(A,C,E)36A34+TDR | LPLC080B12MP13 | 32400 | 17 | 8.1 | 32400 | 45500 | 140.4% | 2.97 | 0 | 9.5 |  |  |  |  | R-410A | 2.7 | Residential & Commercial | USHP
214092262 | Central HP <5.4 tons | LUXAIRE | HRCU-A-CB (Split System: Heat Pump with Remote Outdoor Unit-Air-Source) | HMH72B341 | ASPEN |  | D(A,C,E)48B34+TDR | LPLC120C20MP13 | 32000 | 16.5 | 8.5 | 32400 | 44000 | 135.8% | 3.14 | 0 | 8.9 |  |  |  |  | R-410A | 2.6667 | Residential & Commercial | USHP
212971203 | Central HP <5.4 tons | SMART COMFORT | HRCU-A-CB (Split System: Heat Pump with Remote Outdoor Unit-Air-Source) | DLCURAH24ABK |  |  | EN(A,D)4X24L14** | *80VTL0451412B* | 23400 | 17 | 8.5 | 27000 | 25000 | 92.59% | 2.08 | 0 | 10 |  |  |  |  | R-410A | 1.95 | Residential & Commercial | USHP | Ducted CEE Tier 1
212972950 | Central HP <5.4 tons | SMART COMFORT | HRCU-A-CB (Split System: Heat Pump with Remote Outdoor Unit-Air-Source) | DLCURAH24ABK |  |  | EA*4X36L17A* | *96VSN0401410B* | 23600 | 16 | 8.5 | 26200 | 24000 | 91.6% | 1.98 | 0 | 10 |  |  |  |  | R-410A | 1.9667 | Residential & Commercial | USHP | Ducted CEE Tier 1
212977823 | Central HP <5.4 tons | SMART COMFORT | HRCU-A-CB (Split System: Heat Pump with Remote Outdoor Unit-Air-Source) | DLCURAH18ABK |  |  | EN(A,D)4X30L14** | *80MS(N,L)0451412A* | 17700 | 16.5 | 8.1 | 18200 | 18600 | 102.2% | 2.24 | 0 | 11 |  |  |  |  | R-410A | 1.475 | Residential & Commercial | USHP | Ducted CEE Tier 1
212973400 | Central HP <5.4 tons | SMART COMFORT | HRCU-A-CB (Split System: Heat Pump with Remote Outdoor Unit-Air-Source) | DLCURAH18ABK |  |  | EN(A,D)4X30L17** | *96VSN0601412B* | 17500 | 16.5 | 8.1 | 18000 | 18700 | 103.9% | 2.24 | 0 | 11 |  |  |  |  | R-410A | 1.4583 | Residential & Commercial | USHP | Ducted CEE Tier 1
213500971 | Central HP <5.4 tons | YORK | HRCU-A-CB (Split System: Heat Pump with Remote Outdoor Unit-Air-Source) | YH2F48TB21 | ASPEN |  | D(A,C,E)60B44+TDR | TM9E100C20MP12 | 44000 | 16.1 | 8.3 | 45000 | 31600 | 70.22% | 3.13 | 0 | 11.6 |  |  |  |  | R-410A | 3.6667 | Residential & Commercial | USHP | Ducted CEE Tier 1
212974674 | Central HP <5.4 tons | SMART COMFORT | HRCU-A-CB (Split System: Heat Pump with Remote Outdoor Unit-Air-Source) | DLCURAH18ABK |  |  | EA*4X30L14A* | *96VTN0401410B* | 17300 | 16 | 8.1 | 17900 | 18700 | 104.5% | 2.24 | 0 | 10.5 |  |  |  |  | R-410A | 1.4417 | Residential & Commercial | USHP | Ducted CEE Tier 1
216960319 | Central HP <5.4 tons | TRANE | HRCU-A-CB (Split System: Heat Pump with Remote Outdoor Unit-Air-Source) | 5TWV0X24A1 | ASPEN |  | D(A,C,E)30A3J+TDR | S8V2A040M3PCB | 18800 | 20.9 | 9.5 | 22000 | 26400 | 120% | 2.68 | 0 | 11.2 |  |  |  |  | R-454B | 1.5667 | Residential & Commercial | USHP | Ducted CEE Tier 1
216960330 | Central HP <5.4 tons | TRANE | HRCU-A-CB (Split System: Heat Pump with Remote Outdoor Unit-Air-Source) | 5TWV0X24A1 | ASPEN |  | D(A,C,E)30A3J+TDR | S9V2B060U4PSC+LRP | 19000 | 20.7 | 9.5 | 22000 | 26800 | 121.8% | 2.8 | 0 | 11.2 |  |  |  |  | R-454B | 1.5833 | Residential & Commercial | USHP | Ducted CEE Tier 1
216960322 | Central HP <5.4 tons | TRANE | HRCU-A-CB (Split System: Heat Pump with Remote Outdoor Unit-Air-Source) | 5TWV0X24A1 | ASPEN |  | D(A,C,E)30A3J+TDR | S8V2B060M4PDB | 18800 | 20.7 | 9.5 | 21800 | 26800 | 122.9% | 2.83 | 0 | 11.2 |  |  |  |  | R-454B | 1.5667 | Residential & Commercial | USHP | Ducted CEE Tier 1
215295177 | Central HP <5.4 tons | AIRQUEST | HRCU-A-CB (Split System: Heat Pump with Remote Outdoor Unit-Air-Source) | DLCURAH36ABK | ADP |  | HG32936 | *96MSN1202422A* | 33800 | 16 | 8.5 | 36200 | 34200 | 94.48% | 2.02 | 0 | 9.5 |  |  |  |  | R-410A | 2.8167 | Residential & Commercial | USHP
215295194 | Central HP <5.4 tons | AIRQUEST | HRCU-A-CB (Split System: Heat Pump with Remote Outdoor Unit-Air-Source) | DLCURAH36ABK | ADP |  | HE36936 | *96MSN1202422A* | 35400 | 16 | 8.5 | 36200 | 34200 | 94.48% | 2.02 | 0 | 10 |  |  |  |  | R-410A | 2.95 | Residential & Commercial | USHP | Ducted CEE Tier 1
215295210 | Central HP <5.4 tons | AIRQUEST | HRCU-A-CB (Split System: Heat Pump with Remote Outdoor Unit-Air-Source) | DLCURAH36ABK | ADP |  | HG80936 | *96MSN1202422A* | 35600 | 16 | 8.5 | 36200 | 34200 | 94.48% | 2.02 | 0 | 10 |  |  |  |  | R-410A | 2.9667 | Residential & Commercial | USHP | Ducted CEE Tier 1
215295377 | Central HP <5.4 tons | AIRQUEST | HRCU-A-CB (Split System: Heat Pump with Remote Outdoor Unit-Air-Source) | DLCURAH36ABK | ADP |  | H,GE23936 | *96VTN0801716A* | 33000 | 15.2 | 8.1 | 36800 | 34600 | 94.02% | 1.86 | 0 | 9 |  |  |  |  | R-410A | 2.75 | Residential & Commercial | USHP
215295394 | Central HP <5.4 tons | AIRQUEST | HRCU-A-CB (Split System: Heat Pump with Remote Outdoor Unit-Air-Source) | DLCURAH36ABK | ADP |  | HE35936 | *96VTN0801716A* | 35200 | 15.2 | 8.1 | 36800 | 34600 | 94.02% | 1.86 | 0 | 9.5 |  |  |  |  | R-410A | 2.9333 | Residential & Commercial | USHP
215295410 | Central HP <5.4 tons | AIRQUEST | HRCU-A-CB (Split System: Heat Pump with Remote Outdoor Unit-Air-Source) | DLCURAH36ABK | ADP |  | HG80936 | *96VTN0801716A* | 35200 | 15.2 | 8.1 | 36800 | 34600 | 94.02% | 1.86 | 0 | 9.5 |  |  |  |  | R-410A | 2.9333 | Residential & Commercial | USHP
215295411 | Central HP <5.4 tons | AIRQUEST | HRCU-A-CB (Split System: Heat Pump with Remote Outdoor Unit-Air-Source) | DLCURAH36ABK | ADP |  | H,GE80936 | *96VTN0801716A* | 35200 | 15.2 | 8.1 | 36800 | 34600 | 94.02% | 1.86 | 0 | 9.5 |  |  |  |  | R-410A | 2.9333 | Residential & Commercial | USHP
215912422 | Central HP <5.4 tons | YORK | HRCU-A-CB (Split System: Heat Pump with Remote Outdoor Unit-Air-Source) | HH824E2S11 | ASPEN |  | D(A,C,E)36A3K+TDR | Y91E040A10SMPS1 | 20800 | 17.5 | 8.1 | 22800 | 17800 | 78.07% | 2 | 0 | 11.7 |  |  |  |  | R-454B | 1.7333 | Residential & Commercial | USHP | Ducted CEE Tier 1
214391654 | Central HP <5.4 tons | RUUD | HRCU-A-CB (Split System: Heat Pump with Remote Outdoor Unit-Air-Source) | RP15AZ24AJ2N | ASPEN |  | CP31A34+TDR | R801V1004A17UHS | 22400 | 16 | 8.3 | 23000 | 17000 | 73.91% | 3.03 | 0 | 11.9 |  |  |  |  | R-410A | 1.8667 | Residential & Commercial | USHP | Ducted CEE Tier 1
216960312 | Central HP <5.4 tons | TRANE | HRCU-A-CB (Split System: Heat Pump with Remote Outdoor Unit-Air-Source) | 5TWV0X24A1 | ASPEN |  | D(A,C,E)30A3J+TDR | *DHMB060CCV3+LRP | 18800 | 20.3 | 9.5 | 22800 | 27000 | 118.4% | 2.76 | 0 | 11 |  |  |  |  | R-454B | 1.5667 | Residential & Commercial | USHP | Ducted CEE Tier 1
216960335 | Central HP <5.4 tons | TRANE | HRCU-A-CB (Split System: Heat Pump with Remote Outdoor Unit-Air-Source) | 5TWV0X24A1 | ASPEN |  | D(A,C,E)30A3J+TDR | S9V2B080U4VSB+LRP | 19000 | 20.5 | 9 | 22200 | 26200 | 118% | 2.78 | 0 | 11.2 |  |  |  |  | R-454B | 1.5833 | Residential & Commercial | USHP | Ducted CEE Tier 1
215912390 | Central HP <5.4 tons | YORK | HRCU-A-CB (Split System: Heat Pump with Remote Outdoor Unit-Air-Source) | HH824E2S11 | ASPEN |  | C(A,C,D,E)24A3K+TDR | TM9Y080B12MP11 | 21600 | 17 | 8.1 | 22400 | 18500 | 82.59% | 2 | 0 | 11.7 |  |  |  |  | R-454B | 1.8 | Residential & Commercial | USHP | Ducted CEE Tier 1
216974716 | Central HP <5.4 tons | BRYANT HEATING AND COOLING SYSTEMS | HRCU-A-CB (Split System: Heat Pump with Remote Outdoor Unit-Air-Source) | 291VAN054**AA* | ADP |  | C60A***L19*+TXV | 83*CA60100C21*** | 49000 | 19 | 10.5 | 50500 | 53000 | 105% | 1.96 | 0 | 11 |  |  |  |  | R-454B | 4.0833 | Residential & Commercial | USHP | Ducted CEE Tier 1
212972900 | Central HP <5.4 tons | SMART COMFORT | HRCU-A-CB (Split System: Heat Pump with Remote Outdoor Unit-Air-Source) | DLCURAH24ABK |  |  | EA*4X24L14A* | *96VSN0401410B* | 23200 | 16 | 8.5 | 27000 | 26800 | 99.26% | 2.26 | 0 | 9.5 |  |  |  |  | R-410A | 1.9333 | Residential & Commercial | USHP
212973250 | Central HP <5.4 tons | SMART COMFORT | HRCU-A-CB (Split System: Heat Pump with Remote Outdoor Unit-Air-Source) | DLCURAH24ABK |  |  | EA*4X37L21A* | *96VSN0401712B* | 24200 | 16.5 | 8.5 | 25400 | 21600 | 85.04% | 1.8 | 0 | 10 |  |  |  |  | R-410A | 2.0167 | Residential & Commercial | USHP | Ducted CEE Tier 1
212972239 | Central HP <5.4 tons | SMART COMFORT | HRCU-A-CB (Split System: Heat Pump with Remote Outdoor Unit-Air-Source) | DLCURAH36ABK |  |  | EA*4X48L21A* | *80VTL0902120B* | 35600 | 16.5 | 8.5 | 37800 | 34600 | 91.53% | 2.02 | 0 | 10 |  |  |  |  | R-410A | 2.9667 | Residential & Commercial | USHP | Ducted CEE Tier 1
216794561 | Central HP <5.4 tons | TRANE | HRCU-A-CB (Split System: Heat Pump with Remote Outdoor Unit-Air-Source) | 5TWV0X48A1 | ASPEN |  | D(A,C,E)60B4J+TDR | S9V2C100D5VSB+LRP | 41500 | 20 | 9 | 46000 | 41500 | 90.22% | 2.69 | 0 | 11.7 |  |  |  |  | R-454B | 3.4583 | Residential & Commercial | USHP | Ducted CEE Tier 1
212974060 | Central HP <5.4 tons | SMART COMFORT | HRCU-A-CB (Split System: Heat Pump with Remote Outdoor Unit-Air-Source) | DLCURAH36ABK |  |  | EA*4X48L21A* | *96VSN0801716B* | 35400 | 16 | 8.1 | 37800 | 34800 | 92.06% | 2 | 0 | 10 |  |  |  |  | R-410A | 2.95 | Residential & Commercial | USHP | Ducted CEE Tier 1
212973240 | Central HP <5.4 tons | SMART COMFORT | HRCU-A-CB (Split System: Heat Pump with Remote Outdoor Unit-Air-Source) | DLCURAH24ABK |  |  | EA*4X37L17A* | *96VSN0401712B* | 24000 | 16 | 8.1 | 25400 | 22000 | 86.61% | 1.82 | 0 | 10 |  |  |  |  | R-410A | 2 | Residential & Commercial | USHP | Ducted CEE Tier 1
212973290 | Central HP <5.4 tons | SMART COMFORT | HRCU-A-CB (Split System: Heat Pump with Remote Outdoor Unit-Air-Source) | DLCURAH24ABK |  |  | EN(A,D)4X36L21** | *96VSN0401712B* | 23200 | 16 | 8.1 | 26200 | 24800 | 94.66% | 2.06 | 0 | 10 |  |  |  |  | R-410A | 1.9333 | Residential & Commercial | USHP | Ducted CEE Tier 1
212973640 | Central HP <5.4 tons | SMART COMFORT | HRCU-A-CB (Split System: Heat Pump with Remote Outdoor Unit-Air-Source) | DLCURAH24ABK |  |  | EN(A,D,W)4X36L17** | *96VSN0601412B* | 23400 | 16.5 | 8.1 | 26200 | 24600 | 93.89% | 2.04 | 0 | 10 |  |  |  |  | R-410A | 1.95 | Residential & Commercial | USHP | Ducted CEE Tier 1
212972720 | Central HP <5.4 tons | SMART COMFORT | HRCU-A-CB (Split System: Heat Pump with Remote Outdoor Unit-Air-Source) | DLCURAH18ABK |  |  | EA*4X30L17A* | *96VSN0401410B* | 17400 | 16 | 8.5 | 18000 | 18800 | 104.4% | 2.24 | 0 | 10.5 |  |  |  |  | R-410A | 1.45 | Residential & Commercial | USHP | Ducted CEE Tier 1
212975076 | Central HP <5.4 tons | SMART COMFORT | HRCU-A-CB (Split System: Heat Pump with Remote Outdoor Unit-Air-Source) | DLCURAH18ABK |  |  | EA*4X19L17A* | *96VTN0401712B* | 17700 | 16 | 8.1 | 17800 | 17900 | 100.6% | 2.16 | 0 | 10.5 |  |  |  |  | R-410A | 1.475 | Residential & Commercial | USHP | Ducted CEE Tier 1
212973540 | Central HP <5.4 tons | SMART COMFORT | HRCU-A-CB (Split System: Heat Pump with Remote Outdoor Unit-Air-Source) | DLCURAH24ABK |  |  | EA*4X24L17A* | *96VSN0601412B* | 23200 | 16.5 | 8.5 | 26800 | 26800 | 100% | 2.28 | 0 | 10 |  |  |  |  | R-410A | 1.9333 | Residential & Commercial | USHP | Ducted CEE Tier 1
212975012 | Central HP <5.4 tons | SMART COMFORT | HRCU-A-CB (Split System: Heat Pump with Remote Outdoor Unit-Air-Source) | DLCURAH24ABK |  |  | EN(A,D)4X24L14** | *96VTN0401410B* | 23200 | 15.5 | 8.5 | 27000 | 25000 | 92.59% | 2.06 | 0 | 10 |  |  |  |  | R-410A | 1.9333 | Residential & Commercial | USHP | Ducted CEE Tier 1
212975395 | Central HP <5.4 tons | SMART COMFORT | HRCU-A-CB (Split System: Heat Pump with Remote Outdoor Unit-Air-Source) | DLCURAH18ABK |  |  | EA*4X24L14A* | *96VTN0601412B* | 17200 | 16 | 8.5 | 18100 | 19400 | 107.2% | 2.34 | 0 | 10.5 |  |  |  |  | R-410A | 1.4333 | Residential & Commercial | USHP | Ducted CEE Tier 1
212975781 | Central HP <5.4 tons | SMART COMFORT | HRCU-A-CB (Split System: Heat Pump with Remote Outdoor Unit-Air-Source) | DLCURAH18ABK |  |  | EA*4X19L17A* | *96VTN0801716B* | 17700 | 16.5 | 8.1 | 17700 | 17900 | 101.1% | 2.16 | 0 | 10.5 |  |  |  |  | R-410A | 1.475 | Residential & Commercial | USHP | Ducted CEE Tier 1
214092369 | Central HP <5.4 tons | LUXAIRE | HRCU-A-CB (Split System: Heat Pump with Remote Outdoor Unit-Air-Source) | HMH72B341 | ASPEN |  | D(A,C,E)42A44+TDR | TM9V080C16MP12 | 32600 | 17.5 | 8.1 | 32400 | 44000 | 135.8% | 3.11 | 0 | 10 |  |  |  |  | R-410A | 2.7167 | Residential & Commercial | USHP | Ducted CEE Tier 1
214092387 | Central HP <5.4 tons | LUXAIRE | HRCU-A-CB (Split System: Heat Pump with Remote Outdoor Unit-Air-Source) | HMH72B341 | ASPEN |  | D(A,C,E)42A44+TDR | TM9Y080C16MP11 | 32400 | 18.5 | 8.1 | 32400 | 45000 | 138.9% | 3.14 | 0 | 9.5 |  |  |  |  | R-410A | 2.7 | Residential & Commercial | USHP
214092419 | Central HP <5.4 tons | LUXAIRE | HRCU-A-CB (Split System: Heat Pump with Remote Outdoor Unit-Air-Source) | HMH72B341 | ASPEN |  | D(A,C,E)36A34+TDR | TMLV060A12MP12 | 32800 | 17.5 | 8.1 | 32400 | 45000 | 138.9% | 3.04 | 0 | 9.5 |  |  |  |  | R-410A | 2.7333 | Residential & Commercial | USHP
214092453 | Central HP <5.4 tons | LUXAIRE | HRCU-A-CB (Split System: Heat Pump with Remote Outdoor Unit-Air-Source) | HMH72B341 | ASPEN |  | D(A,C,E)42A44+TDR | TPLC080C16MP13 | 32400 | 17.5 | 8.5 | 32400 | 44000 | 135.8% | 3.14 | 0 | 10 |  |  |  |  | R-410A | 2.7 | Residential & Commercial | USHP | Ducted CEE Tier 1
214093094 | Central HP <5.4 tons | LUXAIRE | HRCU-A-CB (Split System: Heat Pump with Remote Outdoor Unit-Air-Source) | HMH72B341 | ASPEN |  | D(A,C,E)42A46+TDR | TMLE060A12MP11 | 32600 | 18 | 8.1 | 32400 | 44000 | 135.8% | 3.09 | 0 | 10 |  |  |  |  | R-410A | 2.7167 | Residential & Commercial | USHP | Ducted CEE Tier 1
213079425 | Central HP <5.4 tons | PAYNE HEATING AND COOLING | HRCU-A-CB (Split System: Heat Pump with Remote Outdoor Unit-Air-Source) | 38MURAQ36AB3* |  |  | CAP**4221AL* | PG92MSAA42060B** | 35200 | 16 | 8.1 | 38500 | 35200 | 91.43% | 1.88 | 0 | 9.5 |  |  |  |  | R-410A | 2.9333 | Residential & Commercial | USHP
214391980 | Central HP <5.4 tons | RUUD | HRCU-A-CB (Split System: Heat Pump with Remote Outdoor Unit-Air-Source) | RP15AZ48AJ2N | ASPEN |  | CP61B34+TDR | R801V1005A21DZ | 44500 | 15.5 | 8.2 | 45500 | 36400 | 80% | 3.07 | 0 | 10 |  |  |  |  | R-410A | 3.7083 | Residential & Commercial | USHP | Ducted CEE Tier 1
216732664 | Central HP <5.4 tons | PAYNE HEATING AND COOLING | HRCU-A-CB (Split System: Heat Pump with Remote Outdoor Unit-Air-Source) | 37MUHAQ24AA3 |  |  | CAA**2417AM* | PG80MS(A,L)A36045A** | 22000 | 16 | 8.5 | 21000 | 19200 | 91.43% | 1.96 | 0 | 10.5 |  |  |  |  | R-454B | 1.8333 | Residential & Commercial | USHP | Ducted CEE Tier 1
216732696 | Central HP <5.4 tons | PAYNE HEATING AND COOLING | HRCU-A-CB (Split System: Heat Pump with Remote Outdoor Unit-Air-Source) | 37MUHAQ24AA3 |  |  | CAA**2417AM* | PG80MS(A,L)A48070B** | 22000 | 16 | 8.5 | 21000 | 19100 | 90.95% | 1.96 | 0 | 10.5 |  |  |  |  | R-454B | 1.8333 | Residential & Commercial | USHP | Ducted CEE Tier 1
216733564 | Central HP <5.4 tons | PAYNE HEATING AND COOLING | HRCU-A-CB (Split System: Heat Pump with Remote Outdoor Unit-Air-Source) | 37MUHAQ24AA3 |  |  | CAA**2517AM* | PG96VTAB36040B** | 23000 | 16 | 8.5 | 20800 | 18600 | 89.42% | 1.98 | 0 | 11 |  |  |  |  | R-454B | 1.9167 | Residential & Commercial | USHP | Ducted CEE Tier 1
214093039 | Central HP <5.4 tons | LUXAIRE | HRCU-A-CB (Split System: Heat Pump with Remote Outdoor Unit-Air-Source) | HMH72B341 | ASPEN |  | D(A,C,E)36A36+TDR | TM9E080B12MP12 | 31600 | 17.5 | 8.1 | 32400 | 44000 | 135.8% | 3.06 | 0 | 9.8 |  |  |  |  | R-410A | 2.6333 | Residential & Commercial | USHP
214092244 | Central HP <5.4 tons | LUXAIRE | HRCU-A-CB (Split System: Heat Pump with Remote Outdoor Unit-Air-Source) | HMH72B341 | ASPEN |  | D(A,C,E)48B34+TDR | LP9C120D20MP13 | 32200 | 17 | 8.5 | 32400 | 44000 | 135.8% | 3.19 | 0 | 9.4 |  |  |  |  | R-410A | 2.6833 | Residential & Commercial | USHP
214092253 | Central HP <5.4 tons | LUXAIRE | HRCU-A-CB (Split System: Heat Pump with Remote Outdoor Unit-Air-Source) | HMH72B341 | ASPEN |  | D(A,C,E)48B34+TDR | LPLC080C16MP13 | 32600 | 17.5 | 8.5 | 32400 | 44000 | 135.8% | 3.14 | 0 | 10 |  |  |  |  | R-410A | 2.7167 | Residential & Commercial | USHP | Ducted CEE Tier 1
212972467 | Central HP <5.4 tons | SMART COMFORT | HRCU-A-CB (Split System: Heat Pump with Remote Outdoor Unit-Air-Source) | DLCURAH30ABK |  |  | EA*4X42L21A* | *80VTL1102122B* | 29800 | 15.2 | 8.1 | 34200 | 27600 | 80.7% | 1.8 | 0 | 9 |  |  |  |  | R-410A | 2.4833 | Residential & Commercial | USHP
212976495 | Central HP <5.4 tons | SMART COMFORT | HRCU-A-CB (Split System: Heat Pump with Remote Outdoor Unit-Air-Source) | DLCURAH30ABK |  |  | EA*4X43L21A* | *96VTN0802120B* | 30600 | 15.2 | 8.1 | 33400 | 26400 | 79.04% | 1.86 | 0 | 9 |  |  |  |  | R-410A | 2.55 | Residential & Commercial | USHP
215291855 | Central HP <5.4 tons | AIRQUEST | HRCU-A-CB (Split System: Heat Pump with Remote Outdoor Unit-Air-Source) | DLCURAH24ABK | ADP |  | H,GG24936 | *92MSN0401712A* | 23000 | 16 | 8.5 | 24800 | 23600 | 95.16% | 1.96 | 0 | 9.5 |  |  |  |  | R-410A | 1.9167 | Residential & Commercial | USHP
212977036 | Central HP <5.4 tons | SMART COMFORT | HRCU-A-CB (Split System: Heat Pump with Remote Outdoor Unit-Air-Source) | DLCURAH30ABK |  |  | EA*4X42L21A* | *96VTN1002122B* | 30000 | 15.2 | 8.1 | 34200 | 27600 | 80.7% | 1.8 | 0 | 9 |  |  |  |  | R-410A | 2.5 | Residential & Commercial | USHP
213080245 | Central HP <5.4 tons | PAYNE HEATING AND COOLING | HRCU-A-CB (Split System: Heat Pump with Remote Outdoor Unit-Air-Source) | 38MURAQ36AB3* |  |  | CNPV*4821AL* | PG96MSAA60080C** | 36200 | 16 | 8.1 | 38500 | 35000 | 90.91% | 2.02 | 0 | 10 |  |  |  |  | R-410A | 3.0167 | Residential & Commercial | USHP | Ducted CEE Tier 1
213080470 | Central HP <5.4 tons | PAYNE HEATING AND COOLING | HRCU-A-CB (Split System: Heat Pump with Remote Outdoor Unit-Air-Source) | 38MURAQ36AB3* |  |  | CNPV*4824AL* | PG96MSAA66120D** | 35800 | 16.5 | 8.1 | 38500 | 35000 | 90.91% | 2 | 0 | 10 |  |  |  |  | R-410A | 2.9833 | Residential & Commercial | USHP | Ducted CEE Tier 1
216974739 | Central HP <5.4 tons | BRYANT HEATING AND COOLING SYSTEMS | HRCU-A-CB (Split System: Heat Pump with Remote Outdoor Unit-Air-Source) | 293VAN036**AA* | ADP |  | PL36H210P29*+TXV | 83*CA36040C17*** | 34200 | 20 | 9 | 32800 | 25800 | 78.66% | 1.94 | 0 | 11.7 |  |  |  |  | R-454B | 2.85 | Residential & Commercial | USHP | Ducted CEE Tier 1
216974790 | Central HP <5.4 tons | BRYANT HEATING AND COOLING SYSTEMS | HRCU-A-CB (Split System: Heat Pump with Remote Outdoor Unit-Air-Source) | 293VAN036**AA* | ADP |  | V,C36H175P45*+TXV | 83*CB48060C17*** | 33800 | 20 | 9.5 | 32800 | 25600 | 78.05% | 2.06 | 0 | 11.7 |  |  |  |  | R-454B | 2.8167 | Residential & Commercial | USHP | Ducted CEE Tier 1
212976028 | Central HP <5.4 tons | SMART COMFORT | HRCU-A-CB (Split System: Heat Pump with Remote Outdoor Unit-Air-Source) | DLCURAH24ABK |  |  | EA*4X30L17A* | *96VTN0801716B* | 23400 | 17 | 8.5 | 26200 | 25000 | 95.42% | 2.08 | 0 | 10 |  |  |  |  | R-410A | 1.95 | Residential & Commercial | USHP | Ducted CEE Tier 1
212976080 | Central HP <5.4 tons | SMART COMFORT | HRCU-A-CB (Split System: Heat Pump with Remote Outdoor Unit-Air-Source) | DLCURAH24ABK |  |  | EA*4X37L21A* | *96VTN0801716B* | 24600 | 17 | 8.5 | 25200 | 21200 | 84.13% | 1.78 | 0 | 10.5 |  |  |  |  | R-410A | 2.05 | Residential & Commercial | USHP | Ducted CEE Tier 1
212976132 | Central HP <5.4 tons | SMART COMFORT | HRCU-A-CB (Split System: Heat Pump with Remote Outdoor Unit-Air-Source) | DLCURAH24ABK |  |  | EN(A,D)4X36L21** | *96VTN0801716B* | 23400 | 16.5 | 8.1 | 25800 | 24200 | 93.8% | 2 | 0 | 10 |  |  |  |  | R-410A | 1.95 | Residential & Commercial | USHP | Ducted CEE Tier 1
212976698 | Central HP <5.4 tons | SMART COMFORT | HRCU-A-CB (Split System: Heat Pump with Remote Outdoor Unit-Air-Source) | DLCURAH24ABK |  |  | EN(A,D)4X36L21** | *96VTN1002120B* | 23600 | 17 | 8.5 | 26200 | 24600 | 93.89% | 2.04 | 0 | 10.5 |  |  |  |  | R-410A | 1.9667 | Residential & Commercial | USHP | Ducted CEE Tier 1
215295412 | Central HP <5.4 tons | AIRQUEST | HRCU-A-CB (Split System: Heat Pump with Remote Outdoor Unit-Air-Source) | DLCURAH36ABK | ADP |  | H,GG81936 | *96VTN0801716A* | 35200 | 15.2 | 8.1 | 36800 | 34600 | 94.02% | 1.86 | 0 | 9.5 |  |  |  |  | R-410A | 2.9333 | Residential & Commercial | USHP
215295429 | Central HP <5.4 tons | AIRQUEST | HRCU-A-CB (Split System: Heat Pump with Remote Outdoor Unit-Air-Source) | DLCURAH36ABK | ADP |  | HE34936 | *96VTN0801716B* | 34400 | 16 | 8.1 | 36200 | 34400 | 95.03% | 2 | 0 | 9.5 |  |  |  |  | R-410A | 2.8667 | Residential & Commercial | USHP
215295444 | Central HP <5.4 tons | AIRQUEST | HRCU-A-CB (Split System: Heat Pump with Remote Outdoor Unit-Air-Source) | DLCURAH36ABK | ADP |  | H,GE8J936 | *96VTN0801716B* | 34200 | 16 | 8.1 | 36200 | 34400 | 95.03% | 2 | 0 | 9.5 |  |  |  |  | R-410A | 2.85 | Residential & Commercial | USHP
215295463 | Central HP <5.4 tons | AIRQUEST | HRCU-A-CB (Split System: Heat Pump with Remote Outdoor Unit-Air-Source) | DLCURAH36ABK | ADP |  | H,GE32936 | *96VTN0802120A* | 34200 | 16 | 8.1 | 36800 | 34600 | 94.02% | 1.86 | 0 | 9 |  |  |  |  | R-410A | 2.85 | Residential & Commercial | USHP
215295493 | Central HP <5.4 tons | AIRQUEST | HRCU-A-CB (Split System: Heat Pump with Remote Outdoor Unit-Air-Source) | DLCURAH36ABK | ADP |  | H,GG81936 | *96VTN0802120A* | 35600 | 16 | 8.1 | 36200 | 34200 | 94.48% | 2.02 | 0 | 10 |  |  |  |  | R-410A | 2.9667 | Residential & Commercial | USHP | Ducted CEE Tier 1
215291871 | Central HP <5.4 tons | AIRQUEST | HRCU-A-CB (Split System: Heat Pump with Remote Outdoor Unit-Air-Source) | DLCURAH24ABK | ADP |  | H,GG33936 | *92MSN0401712A* | 23200 | 16 | 8.5 | 24800 | 23600 | 95.16% | 1.96 | 0 | 9.5 |  |  |  |  | R-410A | 1.9333 | Residential & Commercial | USHP
215291896 | Central HP <5.4 tons | AIRQUEST | HRCU-A-CB (Split System: Heat Pump with Remote Outdoor Unit-Air-Source) | DLCURAH24ABK | ADP |  | H,GG9J936 | *92MSN0401712A* | 23600 | 16 | 8.5 | 24800 | 23600 | 95.16% | 1.96 | 0 | 10 |  |  |  |  | R-410A | 1.9667 | Residential & Commercial | USHP | Ducted CEE Tier 1
215291898 | Central HP <5.4 tons | AIRQUEST | HRCU-A-CB (Split System: Heat Pump with Remote Outdoor Unit-Air-Source) | DLCURAH24ABK | ADP |  | H,GE9J936 | *92MSN0401712A* | 23600 | 16 | 8.5 | 24800 | 23600 | 95.16% | 1.96 | 0 | 10 |  |  |  |  | R-410A | 1.9667 | Residential & Commercial | USHP | Ducted CEE Tier 1
215291930 | Central HP <5.4 tons | AIRQUEST | HRCU-A-CB (Split System: Heat Pump with Remote Outdoor Unit-Air-Source) | DLCURAH24ABK | ADP |  | HE34936 | *92MSN0601412A* | 23800 | 17 | 8.5 | 24800 | 23400 | 94.35% | 1.98 | 0 | 10.5 |  |  |  |  | R-410A | 1.9833 | Residential & Commercial | USHP | Ducted CEE Tier 1
215291948 | Central HP <5.4 tons | AIRQUEST | HRCU-A-CB (Split System: Heat Pump with Remote Outdoor Unit-Air-Source) | DLCURAH24ABK | ADP |  | H,GG9J936 | *92MSN0601412A* | 23800 | 17 | 8.5 | 24800 | 23400 | 94.35% | 1.98 | 0 | 10.5 |  |  |  |  | R-410A | 1.9833 | Residential & Commercial | USHP | Ducted CEE Tier 1
215291955 | Central HP <5.4 tons | AIRQUEST | HRCU-A-CB (Split System: Heat Pump with Remote Outdoor Unit-Air-Source) | DLCURAH24ABK | ADP |  | H,GG81936 | *92MSN0601412A* | 23800 | 17 | 8.5 | 24800 | 23400 | 94.35% | 1.98 | 0 | 10.5 |  |  |  |  | R-410A | 1.9833 | Residential & Commercial | USHP | Ducted CEE Tier 1
215291964 | Central HP <5.4 tons | AIRQUEST | HRCU-A-CB (Split System: Heat Pump with Remote Outdoor Unit-Air-Source) | DLCURAH24ABK | ADP |  | H,GE31924 | *92MSN0601714A* | 23000 | 17 | 8.5 | 25200 | 26000 | 103.2% | 2.24 | 0 | 9.5 |  |  |  |  | R-410A | 1.9167 | Residential & Commercial | USHP
215291982 | Central HP <5.4 tons | AIRQUEST | HRCU-A-CB (Split System: Heat Pump with Remote Outdoor Unit-Air-Source) | DLCURAH24ABK | ADP |  | HE34936 | *92MSN0601714A* | 23600 | 17 | 8.5 | 24800 | 24000 | 96.77% | 2.02 | 0 | 10.5 |  |  |  |  | R-410A | 1.9667 | Residential & Commercial | USHP | Ducted CEE Tier 1
213773504 | Central HP <5.4 tons | TEMPSTAR | HRCU-A-CB (Split System: Heat Pump with Remote Outdoor Unit-Air-Source) | TVH825GKA3* |  |  | EA*4X42L24A*+WALLCON | *80CTL0902120B* | 23800 | 16.5 | 8.1 | 21400 | 16600 | 77.57% | 1.96 | 0 | 10.5 |  |  |  |  | R-410A | 1.9833 | Residential & Commercial | USHP | Ducted CEE Tier 1
213773704 | Central HP <5.4 tons | TEMPSTAR | HRCU-A-CB (Split System: Heat Pump with Remote Outdoor Unit-Air-Source) | TVH825GKA3* |  |  | EA*4X48L21A*+WALLCON | *80CTL0701716B* | 24000 | 17 | 8.1 | 21000 | 16600 | 79.05% | 2 | 0 | 11 |  |  |  |  | R-410A | 2 | Residential & Commercial | USHP | Ducted CEE Tier 1
213925629 | Central HP <5.4 tons | LUXAIRE | HRCU-A-CB (Split System: Heat Pump with Remote Outdoor Unit-Air-Source) | HMH72B361 | ASPEN |  | L(E,G)M36E6 | 0 | 35000 | 18 | 8.1 | 35400 | 26000 | 73.45% | 2.82 | 0 | 9 |  |  |  |  | R-410A | 2.9167 | Residential & Commercial | USHP
212970384 | Central HP <5.4 tons | SMART COMFORT | HRCU-A-CB (Split System: Heat Pump with Remote Outdoor Unit-Air-Source) | DLCURAH36ABK |  |  | EA*4X36L21A* | *80VSL0701716B* | 35200 | 15.5 | 8.1 | 38500 | 35200 | 91.43% | 1.84 | 0 | 9.5 |  |  |  |  | R-410A | 2.9333 | Residential & Commercial | USHP
212975450 | Central HP <5.4 tons | SMART COMFORT | HRCU-A-CB (Split System: Heat Pump with Remote Outdoor Unit-Air-Source) | DLCURAH18ABK |  |  | EN(A,D)4X18L14** | *96VTN0601412B* | 17300 | 16 | 8.5 | 18500 | 19800 | 107% | 2.38 | 0 | 10.5 |  |  |  |  | R-410A | 1.4417 | Residential & Commercial | USHP | Ducted CEE Tier 1
216952902 | Central HP <5.4 tons | TRANE | HRCU-A-CB (Split System: Heat Pump with Remote Outdoor Unit-Air-Source) | 5TWR5060A1 | ASPEN |  | DH60T4J | S8X1C080M5PTC | 51500 | 15.5 | 8.1 | 50000 | 35400 | 70.8% | 2.85 | 0 | 11 |  |  |  |  | R-454B | 4.2917 | Residential & Commercial | USHP | Ducted CEE Tier 1
215293522 | Central HP <5.4 tons | AIRQUEST | HRCU-A-CB (Split System: Heat Pump with Remote Outdoor Unit-Air-Source) | DLCURAH30ABK | ADP |  | HE34936 | *92MSN0801716A* | 29600 | 15.2 | 8.1 | 32400 | 27200 | 83.95% | 1.8 | 0 | 9 |  |  |  |  | R-410A | 2.4667 | Residential & Commercial | USHP
215293555 | Central HP <5.4 tons | AIRQUEST | HRCU-A-CB (Split System: Heat Pump with Remote Outdoor Unit-Air-Source) | DLCURAH30ABK | ADP |  | HG31930 | *92MSN0802120A* | 29000 | 15.2 | 8.1 | 32800 | 27600 | 84.15% | 1.78 | 0 | 8.5 |  |  |  |  | R-410A | 2.4167 | Residential & Commercial | USHP
215293574 | Central HP <5.4 tons | AIRQUEST | HRCU-A-CB (Split System: Heat Pump with Remote Outdoor Unit-Air-Source) | DLCURAH30ABK | ADP |  | H,GE35936 | *92MSN0802120A* | 30200 | 15.2 | 8.1 | 32600 | 27000 | 82.82% | 1.8 | 0 | 9 |  |  |  |  | R-410A | 2.5167 | Residential & Commercial | USHP
215293257 | Central HP <5.4 tons | AIRQUEST | HRCU-A-CB (Split System: Heat Pump with Remote Outdoor Unit-Air-Source) | DLCURAH24ABK | ADP |  | H,GE7J936 | *96VTN1002122A* | 23000 | 17 | 8.1 | 24200 | 23400 | 96.69% | 1.98 | 0 | 10 |  |  |  |  | R-410A | 1.9167 | Residential & Commercial | USHP | Ducted CEE Tier 1
212974739 | Central HP <5.4 tons | SMART COMFORT | HRCU-A-CB (Split System: Heat Pump with Remote Outdoor Unit-Air-Source) | DLCURAH18ABK |  |  | EN(A,D)4X30L14** | *96VTN0401410B* | 17400 | 16 | 8.1 | 18000 | 18600 | 103.3% | 2.22 | 0 | 10.5 |  |  |  |  | R-410A | 1.45 | Residential & Commercial | USHP | Ducted CEE Tier 1
212976411 | Central HP <5.4 tons | SMART COMFORT | HRCU-A-CB (Split System: Heat Pump with Remote Outdoor Unit-Air-Source) | DLCURAH24ABK |  |  | EA*4X37L21A* | *96VTN0802120B* | 24400 | 17 | 8.5 | 25200 | 21400 | 84.92% | 1.8 | 0 | 10.5 |  |  |  |  | R-410A | 2.0333 | Residential & Commercial | USHP | Ducted CEE Tier 1
212977631 | Central HP <5.4 tons | SMART COMFORT | HRCU-A-CB (Split System: Heat Pump with Remote Outdoor Unit-Air-Source) | DLCURAH24ABK |  |  | EA*4X36L17A* | *80MS(N,L)0451412A* | 23800 | 17 | 8.5 | 26200 | 23800 | 90.84% | 1.96 | 0 | 10 |  |  |  |  | R-410A | 1.9833 | Residential & Commercial | USHP | Ducted CEE Tier 1
214092344 | Central HP <5.4 tons | LUXAIRE | HRCU-A-CB (Split System: Heat Pump with Remote Outdoor Unit-Air-Source) | HMH72B341 | ASPEN |  | D(A,C,E)36A34+TDR | TM9E060B12MP12 | 31600 | 17.5 | 8.1 | 32400 | 45000 | 138.9% | 3.04 | 0 | 9.3 |  |  |  |  | R-410A | 2.6333 | Residential & Commercial | USHP
214092360 | Central HP <5.4 tons | LUXAIRE | HRCU-A-CB (Split System: Heat Pump with Remote Outdoor Unit-Air-Source) | HMH72B341 | ASPEN |  | D(A,C,E)42A44+TDR | TM9V040A10MP12 | 31800 | 17 | 8.1 | 32400 | 44000 | 135.8% | 3.06 | 0 | 9.4 |  |  |  |  | R-410A | 2.65 | Residential & Commercial | USHP
214092401 | Central HP <5.4 tons | LUXAIRE | HRCU-A-CB (Split System: Heat Pump with Remote Outdoor Unit-Air-Source) | HMH72B341 | ASPEN |  | D(A,C,E)36A34+TDR | TMLE060A12MP11 | 31600 | 17.9 | 8.1 | 32400 | 44000 | 135.8% | 3.06 | 0 | 9.8 |  |  |  |  | R-410A | 2.6333 | Residential & Commercial | USHP
214092410 | Central HP <5.4 tons | LUXAIRE | HRCU-A-CB (Split System: Heat Pump with Remote Outdoor Unit-Air-Source) | HMH72B341 | ASPEN |  | D(A,C,E)36A34+TDR | TMLE100B12MP11 | 31600 | 17.9 | 8.1 | 32400 | 44000 | 135.8% | 3.06 | 0 | 9.8 |  |  |  |  | R-410A | 2.6333 | Residential & Commercial | USHP
215291998 | Central HP <5.4 tons | AIRQUEST | HRCU-A-CB (Split System: Heat Pump with Remote Outdoor Unit-Air-Source) | DLCURAH24ABK | ADP |  | H,GE8J936 | *92MSN0601714A* | 23400 | 17 | 8.5 | 24800 | 23800 | 95.97% | 2.02 | 0 | 10.5 |  |  |  |  | R-410A | 1.95 | Residential & Commercial | USHP | Ducted CEE Tier 1
215292005 | Central HP <5.4 tons | AIRQUEST | HRCU-A-CB (Split System: Heat Pump with Remote Outdoor Unit-Air-Source) | DLCURAH24ABK | ADP |  | H,GG80936 | *92MSN0601714A* | 23600 | 17 | 8.5 | 24800 | 24000 | 96.77% | 2.02 | 0 | 10.5 |  |  |  |  | R-410A | 1.9667 | Residential & Commercial | USHP | Ducted CEE Tier 1
215292023 | Central HP <5.4 tons | AIRQUEST | HRCU-A-CB (Split System: Heat Pump with Remote Outdoor Unit-Air-Source) | DLCURAH24ABK | ADP |  | HG32936 | *92MSN0801716A* | 23200 | 17 | 9 | 25200 | 26400 | 104.8% | 2.3 | 0 | 10 |  |  |  |  | R-410A | 1.9333 | Residential & Commercial | USHP | Ducted CEE Tier 1
215292046 | Central HP <5.4 tons | AIRQUEST | HRCU-A-CB (Split System: Heat Pump with Remote Outdoor Unit-Air-Source) | DLCURAH24ABK | ADP |  | H,GE7J924 | *92MSN0801716A* | 23200 | 17 | 9 | 25200 | 26400 | 104.8% | 2.3 | 0 | 10 |  |  |  |  | R-410A | 1.9333 | Residential & Commercial | USHP | Ducted CEE Tier 1
215292066 | Central HP <5.4 tons | AIRQUEST | HRCU-A-CB (Split System: Heat Pump with Remote Outdoor Unit-Air-Source) | DLCURAH24ABK | ADP |  | H,GG31930 | *92MSN0802120A* | 22400 | 17 | 8.5 | 24400 | 23600 | 96.72% | 2.02 | 0 | 9.5 |  |  |  |  | R-410A | 1.8667 | Residential & Commercial | USHP
215292075 | Central HP <5.4 tons | AIRQUEST | HRCU-A-CB (Split System: Heat Pump with Remote Outdoor Unit-Air-Source) | DLCURAH24ABK | ADP |  | HG32936 | *92MSN0802120A* | 22800 | 17 | 8.5 | 24400 | 23600 | 96.72% | 2.02 | 0 | 9.5 |  |  |  |  | R-410A | 1.9 | Residential & Commercial | USHP
215292080 | Central HP <5.4 tons | AIRQUEST | HRCU-A-CB (Split System: Heat Pump with Remote Outdoor Unit-Air-Source) | DLCURAH24ABK | ADP |  | HG33936 | *92MSN0802120A* | 23000 | 17 | 8.5 | 24600 | 24400 | 99.19% | 2.08 | 0 | 10 |  |  |  |  | R-410A | 1.9167 | Residential & Commercial | USHP | Ducted CEE Tier 1
215292091 | Central HP <5.4 tons | AIRQUEST | HRCU-A-CB (Split System: Heat Pump with Remote Outdoor Unit-Air-Source) | DLCURAH24ABK | ADP |  | H,GG36936 | *92MSN0802120A* | 23400 | 17 | 8.5 | 24600 | 24400 | 99.19% | 2.08 | 0 | 10.5 |  |  |  |  | R-410A | 1.95 | Residential & Commercial | USHP | Ducted CEE Tier 1
214391617 | Central HP <5.4 tons | RUUD | HRCU-A-CB (Split System: Heat Pump with Remote Outdoor Unit-Air-Source) | RP15AZ18AJ2N | ASPEN |  | CP31A34+TDR | R802V0503A14DZ | 16700 | 15.5 | 8.3 | 17200 | 12200 | 70.93% | 2.72 | 0 | 11.8 |  |  |  |  | R-410A | 1.3917 | Residential & Commercial | USHP | Ducted CEE Tier 1
211262828 | Central HP <5.4 tons | ARCOAIRE | HRCU-A-CB (Split System: Heat Pump with Remote Outdoor Unit-Air-Source) | DLCURAH18ABK |  |  | EN(A,D)4X24L17** | *96VSN0601714A* | 17600 | 15.5 | 8.5 | 18500 | 18800 | 101.6% | 2.26 | 0 | 10.5 |  |  |  |  | R-410A | 1.4667 | Residential & Commercial | USHP | Ducted CEE Tier 1
211244810 | Central HP <5.4 tons | PAYNE HEATING AND COOLING | HRCU-A-CB (Split System: Heat Pump with Remote Outdoor Unit-Air-Source) | 38MURAQ24AB3* |  |  | CNPV*3017AL* | PG80ESUA48060B** | 24800 | 16.5 | 8.5 | 26600 | 22200 | 83.46% | 1.84 | 0 | 10.5 |  |  |  |  | R-410A | 2.0667 | Residential & Commercial | USHP | Ducted CEE Tier 1
211245078 | Central HP <5.4 tons | PAYNE HEATING AND COOLING | HRCU-A-CB (Split System: Heat Pump with Remote Outdoor Unit-Air-Source) | 38MURAQ24AB3* |  |  | CNPV*3617AL* | PG96VTAA36060A** | 23600 | 16.5 | 8.1 | 25800 | 23800 | 92.25% | 1.98 | 0 | 10 |  |  |  |  | R-410A | 1.9667 | Residential & Commercial | USHP | Ducted CEE Tier 1
211245179 | Central HP <5.4 tons | PAYNE HEATING AND COOLING | HRCU-A-CB (Split System: Heat Pump with Remote Outdoor Unit-Air-Source) | 38MURAQ24AB3* |  |  | CNPV*3617AL* | PG92ESAA48080B** | 24200 | 17 | 8.1 | 26200 | 22800 | 87.02% | 1.88 | 0 | 10.5 |  |  |  |  | R-410A | 2.0167 | Residential & Commercial | USHP | Ducted CEE Tier 1
215293588 | Central HP <5.4 tons | AIRQUEST | HRCU-A-CB (Split System: Heat Pump with Remote Outdoor Unit-Air-Source) | DLCURAH30ABK | ADP |  | H,GG9J936 | *92MSN0802120A* | 30200 | 15.2 | 8.1 | 32600 | 27000 | 82.82% | 1.8 | 0 | 9 |  |  |  |  | R-410A | 2.5167 | Residential & Commercial | USHP
215293606 | Central HP <5.4 tons | AIRQUEST | HRCU-A-CB (Split System: Heat Pump with Remote Outdoor Unit-Air-Source) | DLCURAH30ABK | ADP |  | H,GG32930 | *92MSN1002120A* | 29600 | 15.2 | 8.1 | 32800 | 27600 | 84.15% | 1.78 | 0 | 8.5 |  |  |  |  | R-410A | 2.4667 | Residential & Commercial | USHP
215293608 | Central HP <5.4 tons | AIRQUEST | HRCU-A-CB (Split System: Heat Pump with Remote Outdoor Unit-Air-Source) | DLCURAH30ABK | ADP |  | HG32936 | *92MSN1002120A* | 29600 | 15.2 | 8.1 | 32800 | 27600 | 84.15% | 1.78 | 0 | 8.5 |  |  |  |  | R-410A | 2.4667 | Residential & Commercial | USHP
215293622 | Central HP <5.4 tons | AIRQUEST | HRCU-A-CB (Split System: Heat Pump with Remote Outdoor Unit-Air-Source) | DLCURAH30ABK | ADP |  | H,GE35936 | *92MSN1002120A* | 30200 | 15.2 | 8.1 | 32600 | 27000 | 82.82% | 1.8 | 0 | 9 |  |  |  |  | R-410A | 2.5167 | Residential & Commercial | USHP
215293655 | Central HP <5.4 tons | AIRQUEST | HRCU-A-CB (Split System: Heat Pump with Remote Outdoor Unit-Air-Source) | DLCURAH30ABK | ADP |  | H,GG32930 | *92MSN1202420A* | 29200 | 15.2 | 8.1 | 32600 | 27200 | 83.44% | 1.8 | 0 | 8.5 |  |  |  |  | R-410A | 2.4333 | Residential & Commercial | USHP
213079711 | Central HP <5.4 tons | PAYNE HEATING AND COOLING | HRCU-A-CB (Split System: Heat Pump with Remote Outdoor Unit-Air-Source) | 38MURAQ36AB3* |  |  | CNPV*4821AL* | PG92MSAA60080C** | 35800 | 16.5 | 8.1 | 38500 | 34800 | 90.39% | 2 | 0 | 10 |  |  |  |  | R-410A | 2.9833 | Residential & Commercial | USHP | Ducted CEE Tier 1
213079920 | Central HP <5.4 tons | PAYNE HEATING AND COOLING | HRCU-A-CB (Split System: Heat Pump with Remote Outdoor Unit-Air-Source) | 38MURAQ36AB3* |  |  | CAP**4224AL* | PG92MSAA60120D** | 35800 | 16 | 8.1 | 38500 | 35200 | 91.43% | 1.9 | 0 | 10 |  |  |  |  | R-410A | 2.9833 | Residential & Commercial | USHP | Ducted CEE Tier 1
213080161 | Central HP <5.4 tons | PAYNE HEATING AND COOLING | HRCU-A-CB (Split System: Heat Pump with Remote Outdoor Unit-Air-Source) | 38MURAQ36AB3* |  |  | CAP**4221AL* | PG96MSAA60080C** | 35600 | 16 | 8.1 | 38500 | 35200 | 91.43% | 1.9 | 0 | 10 |  |  |  |  | R-410A | 2.9667 | Residential & Commercial | USHP | Ducted CEE Tier 1
212976425 | Central HP <5.4 tons | SMART COMFORT | HRCU-A-CB (Split System: Heat Pump with Remote Outdoor Unit-Air-Source) | DLCURAH24ABK |  |  | EN(A,D)4X36L21** | *96VTN0802120B* | 23800 | 17 | 8.5 | 26400 | 24000 | 90.91% | 1.98 | 0 | 10.5 |  |  |  |  | R-410A | 1.9833 | Residential & Commercial | USHP | Ducted CEE Tier 1
212976986 | Central HP <5.4 tons | SMART COMFORT | HRCU-A-CB (Split System: Heat Pump with Remote Outdoor Unit-Air-Source) | DLCURAH24ABK |  |  | EA*4X36L21A* | *96VTN1002122B* | 24200 | 17.5 | 8.5 | 26400 | 23200 | 87.88% | 1.92 | 0 | 10 |  |  |  |  | R-410A | 2.0167 | Residential & Commercial | USHP | Ducted CEE Tier 1
214093380 | Central HP <5.4 tons | LUXAIRE | HRCU-A-CB (Split System: Heat Pump with Remote Outdoor Unit-Air-Source) | HMH72B361 | ASPEN |  | D(A,C,E)48B36+TDR | Z8ES100C20LMPS1 | 34600 | 16.5 | 8.1 | 32400 | 44500 | 137.3% | 3.25 | 0 | 9 |  |  |  |  | R-410A | 2.8833 | Residential & Commercial | USHP
215293689 | Central HP <5.4 tons | AIRQUEST | HRCU-A-CB (Split System: Heat Pump with Remote Outdoor Unit-Air-Source) | DLCURAH30ABK | ADP |  | H,GE1K936 | *92MSN1202420A* | 30000 | 15.2 | 8.1 | 32600 | 27200 | 83.44% | 1.8 | 0 | 9 |  |  |  |  | R-410A | 2.5 | Residential & Commercial | USHP
215293273 | Central HP <5.4 tons | AIRQUEST | HRCU-A-CB (Split System: Heat Pump with Remote Outdoor Unit-Air-Source) | DLCURAH24ABK | ADP |  | H,GG31924 | *96VTN1002122B* | 23200 | 17 | 8.5 | 24800 | 22800 | 91.94% | 1.92 | 0 | 9.5 |  |  |  |  | R-410A | 1.9333 | Residential & Commercial | USHP
215293288 | Central HP <5.4 tons | AIRQUEST | HRCU-A-CB (Split System: Heat Pump with Remote Outdoor Unit-Air-Source) | DLCURAH24ABK | ADP |  | HG33936 | *96VTN1002122B* | 23600 | 17 | 8.5 | 24800 | 23400 | 94.35% | 1.98 | 0 | 10.5 |  |  |  |  | R-410A | 1.9667 | Residential & Commercial | USHP | Ducted CEE Tier 1
216732765 | Central HP <5.4 tons | PAYNE HEATING AND COOLING | HRCU-A-CB (Split System: Heat Pump with Remote Outdoor Unit-Air-Source) | 37MUHAQ24AA3 |  |  | CAA**2417AM* | PG80MSUA48060B** | 21800 | 16 | 8.5 | 21000 | 19100 | 90.95% | 1.98 | 0 | 10.5 |  |  |  |  | R-454B | 1.8167 | Residential & Commercial | USHP | Ducted CEE Tier 1
215293307 | Central HP <5.4 tons | AIRQUEST | HRCU-A-CB (Split System: Heat Pump with Remote Outdoor Unit-Air-Source) | DLCURAH24ABK | ADP |  | H,GE7J936 | *96VTN1002122B* | 23400 | 17 | 8.5 | 24800 | 23400 | 94.35% | 1.98 | 0 | 10 |  |  |  |  | R-410A | 1.95 | Residential & Commercial | USHP | Ducted CEE Tier 1
215293872 | Central HP <5.4 tons | AIRQUEST | HRCU-A-CB (Split System: Heat Pump with Remote Outdoor Unit-Air-Source) | DLCURAH30ABK | ADP |  | H,GG32936 | *96MSN0802120A* | 28800 | 15.2 | 8.1 | 32600 | 27200 | 83.44% | 1.8 | 0 | 8.5 |  |  |  |  | R-410A | 2.4 | Residential & Commercial | USHP
215293874 | Central HP <5.4 tons | AIRQUEST | HRCU-A-CB (Split System: Heat Pump with Remote Outdoor Unit-Air-Source) | DLCURAH30ABK | ADP |  | H,GE32930 | *96MSN0802120A* | 28800 | 15.2 | 8.1 | 32600 | 27200 | 83.44% | 1.8 | 0 | 8.5 |  |  |  |  | R-410A | 2.4 | Residential & Commercial | USHP
215293892 | Central HP <5.4 tons | AIRQUEST | HRCU-A-CB (Split System: Heat Pump with Remote Outdoor Unit-Air-Source) | DLCURAH30ABK | ADP |  | H,GG37936 | *96MSN0802120A* | 29800 | 15.2 | 8.1 | 32600 | 27200 | 83.44% | 1.8 | 0 | 9 |  |  |  |  | R-410A | 2.4833 | Residential & Commercial | USHP
215293907 | Central HP <5.4 tons | AIRQUEST | HRCU-A-CB (Split System: Heat Pump with Remote Outdoor Unit-Air-Source) | DLCURAH30ABK | ADP |  | HG80936 | *96MSN0802120A* | 29800 | 15.2 | 8.1 | 32600 | 27200 | 83.44% | 1.8 | 0 | 9 |  |  |  |  | R-410A | 2.4833 | Residential & Commercial | USHP
215293909 | Central HP <5.4 tons | AIRQUEST | HRCU-A-CB (Split System: Heat Pump with Remote Outdoor Unit-Air-Source) | DLCURAH30ABK | ADP |  | H,GG81936 | *96MSN0802120A* | 29800 | 15.2 | 8.1 | 32600 | 27200 | 83.44% | 1.8 | 0 | 9 |  |  |  |  | R-410A | 2.4833 | Residential & Commercial | USHP
215293922 | Central HP <5.4 tons | AIRQUEST | HRCU-A-CB (Split System: Heat Pump with Remote Outdoor Unit-Air-Source) | DLCURAH30ABK | ADP |  | HG32936 | *96MSN1002120A* | 29400 | 15.2 | 8.5 | 32400 | 27000 | 83.33% | 1.8 | 0 | 8.5 |  |  |  |  | R-410A | 2.45 | Residential & Commercial | USHP
215293972 | Central HP <5.4 tons | AIRQUEST | HRCU-A-CB (Split System: Heat Pump with Remote Outdoor Unit-Air-Source) | DLCURAH30ABK | ADP |  | H,GE32930 | *96MSN1202422A* | 29000 | 15.2 | 8.1 | 32600 | 27200 | 83.44% | 1.8 | 0 | 8.5 |  |  |  |  | R-410A | 2.4167 | Residential & Commercial | USHP
216960321 | Central HP <5.4 tons | TRANE | HRCU-A-CB (Split System: Heat Pump with Remote Outdoor Unit-Air-Source) | 5TWV0X24A1 | ASPEN |  | D(A,C,E)30A3J+TDR | S8V2B060M4PCB | 18800 | 20.7 | 9.5 | 21800 | 26800 | 122.9% | 2.83 | 0 | 11.2 |  |  |  |  | R-454B | 1.5667 | Residential & Commercial | USHP | Ducted CEE Tier 1
214092384 | Central HP <5.4 tons | LUXAIRE | HRCU-A-CB (Split System: Heat Pump with Remote Outdoor Unit-Air-Source) | HMH72B341 | ASPEN |  | D(A,C,E)42A44+TDR | TM9Y080B12MP11 | 32400 | 17.5 | 8.5 | 32400 | 44000 | 135.8% | 3.09 | 0 | 9.5 |  |  |  |  | R-410A | 2.7 | Residential & Commercial | USHP
215292114 | Central HP <5.4 tons | AIRQUEST | HRCU-A-CB (Split System: Heat Pump with Remote Outdoor Unit-Air-Source) | DLCURAH24ABK | ADP |  | H,GE23936 | *92MSN1002120A* | 22600 | 17 | 8.5 | 24800 | 23800 | 95.97% | 2.02 | 0 | 10 |  |  |  |  | R-410A | 1.8833 | Residential & Commercial | USHP | Ducted CEE Tier 1
215292121 | Central HP <5.4 tons | AIRQUEST | HRCU-A-CB (Split System: Heat Pump with Remote Outdoor Unit-Air-Source) | DLCURAH24ABK | ADP |  | H,GE31930 | *92MSN1002120A* | 22600 | 17 | 8.5 | 24800 | 23800 | 95.97% | 2.02 | 0 | 10 |  |  |  |  | R-410A | 1.8833 | Residential & Commercial | USHP | Ducted CEE Tier 1
215292148 | Central HP <5.4 tons | AIRQUEST | HRCU-A-CB (Split System: Heat Pump with Remote Outdoor Unit-Air-Source) | DLCURAH24ABK | ADP |  | HG7J924 | *92MSN1002120A* | 23000 | 17 | 8.5 | 24800 | 23800 | 95.97% | 2.02 | 0 | 10 |  |  |  |  | R-410A | 1.9167 | Residential & Commercial | USHP | Ducted CEE Tier 1
215292150 | Central HP <5.4 tons | AIRQUEST | HRCU-A-CB (Split System: Heat Pump with Remote Outdoor Unit-Air-Source) | DLCURAH24ABK | ADP |  | H,GE7J924 | *92MSN1002120A* | 23000 | 17 | 8.5 | 24800 | 23800 | 95.97% | 2.02 | 0 | 10 |  |  |  |  | R-410A | 1.9167 | Residential & Commercial | USHP | Ducted CEE Tier 1
215292155 | Central HP <5.4 tons | AIRQUEST | HRCU-A-CB (Split System: Heat Pump with Remote Outdoor Unit-Air-Source) | DLCURAH24ABK | ADP |  | HE8J936 | *92MSN1002120A* | 23400 | 17 | 8.5 | 24800 | 23800 | 95.97% | 2.02 | 0 | 10.5 |  |  |  |  | R-410A | 1.95 | Residential & Commercial | USHP | Ducted CEE Tier 1
215292164 | Central HP <5.4 tons | AIRQUEST | HRCU-A-CB (Split System: Heat Pump with Remote Outdoor Unit-Air-Source) | DLCURAH24ABK | ADP |  | HG81936 | *92MSN1002120A* | 23600 | 17 | 8.5 | 24800 | 23800 | 95.97% | 2.02 | 0 | 10.5 |  |  |  |  | R-410A | 1.9667 | Residential & Commercial | USHP | Ducted CEE Tier 1
215292175 | Central HP <5.4 tons | AIRQUEST | HRCU-A-CB (Split System: Heat Pump with Remote Outdoor Unit-Air-Source) | DLCURAH24ABK | ADP |  | HE31930 | *96MSN0261410A* | 23000 | 16 | 8.5 | 25400 | 25800 | 101.6% | 2.2 | 0 | 9.5 |  |  |  |  | R-410A | 1.9167 | Residential & Commercial | USHP
215292198 | Central HP <5.4 tons | AIRQUEST | HRCU-A-CB (Split System: Heat Pump with Remote Outdoor Unit-Air-Source) | DLCURAH24ABK | ADP |  | H,GE30924 | *96MSN0261410A* | 22600 | 16 | 8.5 | 25400 | 25800 | 101.6% | 2.2 | 0 | 9.5 |  |  |  |  | R-410A | 1.8833 | Residential & Commercial | USHP
215293992 | Central HP <5.4 tons | AIRQUEST | HRCU-A-CB (Split System: Heat Pump with Remote Outdoor Unit-Air-Source) | DLCURAH30ABK | ADP |  | HG48936 | *96MSN1202422A* | 30000 | 15.2 | 8.1 | 32600 | 27200 | 83.44% | 1.8 | 0 | 9 |  |  |  |  | R-410A | 2.5 | Residential & Commercial | USHP
215294006 | Central HP <5.4 tons | AIRQUEST | HRCU-A-CB (Split System: Heat Pump with Remote Outdoor Unit-Air-Source) | DLCURAH30ABK | ADP |  | H,GE80936 | *96MSN1202422A* | 30000 | 15.2 | 8.1 | 32600 | 27200 | 83.44% | 1.8 | 0 | 9 |  |  |  |  | R-410A | 2.5 | Residential & Commercial | USHP
215294206 | Central HP <5.4 tons | AIRQUEST | HRCU-A-CB (Split System: Heat Pump with Remote Outdoor Unit-Air-Source) | DLCURAH30ABK | ADP |  | HE33936 | *96VTN0802120A* | 29000 | 15.2 | 8.1 | 32000 | 27000 | 84.38% | 1.78 | 0 | 8.5 |  |  |  |  | R-410A | 2.4167 | Residential & Commercial | USHP
215294359 | Central HP <5.4 tons | AIRQUEST | HRCU-A-CB (Split System: Heat Pump with Remote Outdoor Unit-Air-Source) | DLCURAH30ABK | ADP |  | HG35936 | *96VTN1002120B* | 30200 | 15.2 | 8.5 | 32600 | 27200 | 83.44% | 1.8 | 0 | 9 |  |  |  |  | R-410A | 2.5167 | Residential & Commercial | USHP
215294375 | Central HP <5.4 tons | AIRQUEST | HRCU-A-CB (Split System: Heat Pump with Remote Outdoor Unit-Air-Source) | DLCURAH30ABK | ADP |  | HG9J936 | *96VTN1002120B* | 30200 | 15.2 | 8.5 | 32600 | 27200 | 83.44% | 1.8 | 0 | 9 |  |  |  |  | R-410A | 2.5167 | Residential & Commercial | USHP
215294377 | Central HP <5.4 tons | AIRQUEST | HRCU-A-CB (Split System: Heat Pump with Remote Outdoor Unit-Air-Source) | DLCURAH30ABK | ADP |  | H,GG1K936 | *96VTN1002120B* | 30200 | 15.2 | 8.5 | 32600 | 27200 | 83.44% | 1.8 | 0 | 9 |  |  |  |  | R-410A | 2.5167 | Residential & Commercial | USHP
215294393 | Central HP <5.4 tons | AIRQUEST | HRCU-A-CB (Split System: Heat Pump with Remote Outdoor Unit-Air-Source) | DLCURAH30ABK | ADP |  | H,GG32930 | *96VTN1002122A* | 29000 | 15.2 | 8.1 | 32200 | 27400 | 85.09% | 1.76 | 0 | 8.5 |  |  |  |  | R-410A | 2.4167 | Residential & Commercial | USHP
215294409 | Central HP <5.4 tons | AIRQUEST | HRCU-A-CB (Split System: Heat Pump with Remote Outdoor Unit-Air-Source) | DLCURAH30ABK | ADP |  | H,GE35936 | *96VTN1002122A* | 30000 | 15.2 | 8.1 | 32400 | 26800 | 82.72% | 1.8 | 0 | 9 |  |  |  |  | R-410A | 2.5 | Residential & Commercial | USHP
215292230 | Central HP <5.4 tons | AIRQUEST | HRCU-A-CB (Split System: Heat Pump with Remote Outdoor Unit-Air-Source) | DLCURAH24ABK | ADP |  | HG32924 | *96MSN0401410A* | 23000 | 16 | 8.5 | 25400 | 24800 | 97.64% | 2.1 | 0 | 10 |  |  |  |  | R-410A | 1.9167 | Residential & Commercial | USHP | Ducted CEE Tier 1
215292275 | Central HP <5.4 tons | AIRQUEST | HRCU-A-CB (Split System: Heat Pump with Remote Outdoor Unit-Air-Source) | DLCURAH24ABK | ADP |  | HG31930 | *96MSN0401712A* | 22800 | 15.2 | 8.5 | 25600 | 24400 | 95.31% | 2.04 | 0 | 9.5 |  |  |  |  | R-410A | 1.9 | Residential & Commercial | USHP
215292314 | Central HP <5.4 tons | AIRQUEST | HRCU-A-CB (Split System: Heat Pump with Remote Outdoor Unit-Air-Source) | DLCURAH24ABK | ADP |  | H,GE9J936 | *96MSN0401712A* | 23400 | 16 | 8.5 | 24600 | 23800 | 96.75% | 2 | 0 | 9.5 |  |  |  |  | R-410A | 1.95 | Residential & Commercial | USHP
215292323 | Central HP <5.4 tons | AIRQUEST | HRCU-A-CB (Split System: Heat Pump with Remote Outdoor Unit-Air-Source) | DLCURAH24ABK | ADP |  | H,GG24936 | *96MSN0601412A* | 23400 | 16 | 8.5 | 25400 | 26000 | 102.4% | 2.22 | 0 | 10 |  |  |  |  | R-410A | 1.95 | Residential & Commercial | USHP | Ducted CEE Tier 1
215292325 | Central HP <5.4 tons | AIRQUEST | HRCU-A-CB (Split System: Heat Pump with Remote Outdoor Unit-Air-Source) | DLCURAH24ABK | ADP |  | H,GG31924 | *96MSN0601412A* | 23000 | 16 | 8.5 | 25400 | 26000 | 102.4% | 2.22 | 0 | 9.5 |  |  |  |  | R-410A | 1.9167 | Residential & Commercial | USHP
215292364 | Central HP <5.4 tons | AIRQUEST | HRCU-A-CB (Split System: Heat Pump with Remote Outdoor Unit-Air-Source) | DLCURAH24ABK | ADP |  | H,GG9J936 | *96MSN0601412A* | 23600 | 16 | 8.5 | 24600 | 23800 | 96.75% | 2 | 0 | 10 |  |  |  |  | R-410A | 1.9667 | Residential & Commercial | USHP | Ducted CEE Tier 1
215292398 | Central HP <5.4 tons | AIRQUEST | HRCU-A-CB (Split System: Heat Pump with Remote Outdoor Unit-Air-Source) | DLCURAH24ABK | ADP |  | HE34936 | *96MSN0601716A* | 23400 | 17 | 9 | 24200 | 23200 | 95.87% | 1.96 | 0 | 10 |  |  |  |  | R-410A | 1.95 | Residential & Commercial | USHP | Ducted CEE Tier 1
215292416 | Central HP <5.4 tons | AIRQUEST | HRCU-A-CB (Split System: Heat Pump with Remote Outdoor Unit-Air-Source) | DLCURAH24ABK | ADP |  | H,GG9J936 | *96MSN0601716A* | 23600 | 17 | 9 | 24200 | 23200 | 95.87% | 1.96 | 0 | 10 |  |  |  |  | R-410A | 1.9667 | Residential & Commercial | USHP | Ducted CEE Tier 1
215294441 | Central HP <5.4 tons | AIRQUEST | HRCU-A-CB (Split System: Heat Pump with Remote Outdoor Unit-Air-Source) | DLCURAH30ABK | ADP |  | HE31930 | *96VTN1002122B* | 28800 | 15.2 | 8.1 | 32600 | 27600 | 84.66% | 1.78 | 0 | 8.5 |  |  |  |  | R-410A | 2.4 | Residential & Commercial | USHP
216054766 | Central HP <5.4 tons | LUXAIRE | HRCU-A-CB (Split System: Heat Pump with Remote Outdoor Unit-Air-Source) | HH824E2S11 | ASPEN |  | D(A,C,E)36A3K+TDR | LPLC080B12MP13 | 22400 | 17 | 9 | 22600 | 17700 | 78.32% | 2 | 0 | 12 |  |  |  |  | R-454B | 1.8667 | Residential & Commercial | USHP | Ducted CEE Tier 1
216054768 | Central HP <5.4 tons | LUXAIRE | HRCU-A-CB (Split System: Heat Pump with Remote Outdoor Unit-Air-Source) | HH824E2S11 | ASPEN |  | C(A,C,D,E)24A3K+TDR | TL8E060A12UH11 | 20000 | 17.5 | 8.5 | 22600 | 17900 | 79.2% | 2 | 0 | 11.2 |  |  |  |  | R-454B | 1.6667 | Residential & Commercial | USHP | Ducted CEE Tier 1
216054769 | Central HP <5.4 tons | LUXAIRE | HRCU-A-CB (Split System: Heat Pump with Remote Outdoor Unit-Air-Source) | HH824E2S11 | ASPEN |  | C(A,C,D,E)24D2K+TDR | TL8E060A12UH11 | 19500 | 17 | 9 | 23000 | 17900 | 77.83% | 2 | 0 | 11 |  |  |  |  | R-454B | 1.625 | Residential & Commercial | USHP | Ducted CEE Tier 1
216054784 | Central HP <5.4 tons | LUXAIRE | HRCU-A-CB (Split System: Heat Pump with Remote Outdoor Unit-Air-Source) | HH824E2S11 | ASPEN |  | D(A,C,E)36A3K+TDR | TM8E040A12MP11 | 20800 | 16.5 | 8.5 | 22400 | 17200 | 76.79% | 2 | 0 | 11.7 |  |  |  |  | R-454B | 1.7333 | Residential & Commercial | USHP | Ducted CEE Tier 1
216054799 | Central HP <5.4 tons | LUXAIRE | HRCU-A-CB (Split System: Heat Pump with Remote Outdoor Unit-Air-Source) | HH824E2S11 | ASPEN |  | C(A,C,D,E)24D2K+TDR | TM8E100B12MP11 | 21000 | 17 | 8.5 | 22800 | 18000 | 78.95% | 2 | 0 | 11.7 |  |  |  |  | R-454B | 1.75 | Residential & Commercial | USHP | Ducted CEE Tier 1
216054801 | Central HP <5.4 tons | LUXAIRE | HRCU-A-CB (Split System: Heat Pump with Remote Outdoor Unit-Air-Source) | HH824E2S11 | ASPEN |  | D(A,C,E)24B4K+TDR | TM8E100B12MP11 | 22600 | 17 | 8.5 | 22800 | 18000 | 78.95% | 2 | 0 | 12 |  |  |  |  | R-454B | 1.8833 | Residential & Commercial | USHP | Ducted CEE Tier 1
216054886 | Central HP <5.4 tons | LUXAIRE | HRCU-A-CB (Split System: Heat Pump with Remote Outdoor Unit-Air-Source) | HH824E2S11 | ASPEN |  | D(A,C,E)36A3K+TDR | TM9Y080B12MP11 | 22200 | 17 | 8.1 | 22600 | 18500 | 81.86% | 2 | 0 | 11.7 |  |  |  |  | R-454B | 1.85 | Residential & Commercial | USHP | Ducted CEE Tier 1
216054901 | Central HP <5.4 tons | LUXAIRE | HRCU-A-CB (Split System: Heat Pump with Remote Outdoor Unit-Air-Source) | HH824E2S11 | ASPEN |  | C(A,C,D,E)24D2K+TDR | TMLE080B12MP11 | 21000 | 17 | 8.5 | 22800 | 18000 | 78.95% | 2 | 0 | 11.7 |  |  |  |  | R-454B | 1.75 | Residential & Commercial | USHP | Ducted CEE Tier 1
216055016 | Central HP <5.4 tons | LUXAIRE | HRCU-A-CB (Split System: Heat Pump with Remote Outdoor Unit-Air-Source) | HH836E2S11 | ASPEN |  | C(A,C,D,E)36B3K+TDR | LPLC100C16MP13 | 31000 | 17.5 | 8.1 | 31200 | 25400 | 81.41% | 2 | 0 | 10.5 |  |  |  |  | R-454B | 2.5833 | Residential & Commercial | USHP | Ducted CEE Tier 1
216055017 | Central HP <5.4 tons | LUXAIRE | HRCU-A-CB (Split System: Heat Pump with Remote Outdoor Unit-Air-Source) | HH836E2S11 | ASPEN |  | C(A,C,D,E)48A3K+TDR | LPLC100C16MP13 | 31200 | 18 | 8.5 | 31200 | 25400 | 81.41% | 2 | 0 | 11 |  |  |  |  | R-454B | 2.6 | Residential & Commercial | USHP | Ducted CEE Tier 1
216055035 | Central HP <5.4 tons | LUXAIRE | HRCU-A-CB (Split System: Heat Pump with Remote Outdoor Unit-Air-Source) | HH836E2S11 | ASPEN |  | C(A,C,D,E)48A3K+TDR | TM8E080C16MP11 | 31200 | 18 | 8.1 | 31000 | 25200 | 81.29% | 2 | 0 | 10.5 |  |  |  |  | R-454B | 2.6 | Residential & Commercial | USHP | Ducted CEE Tier 1
216055036 | Central HP <5.4 tons | LUXAIRE | HRCU-A-CB (Split System: Heat Pump with Remote Outdoor Unit-Air-Source) | HH836E2S11 | ASPEN |  | D(A,C,E)36A4K+TDR | TM8E080C16MP11 | 31000 | 18 | 8.5 | 31000 | 25200 | 81.29% | 2 | 0 | 10.5 |  |  |  |  | R-454B | 2.5833 | Residential & Commercial | USHP | Ducted CEE Tier 1
216055070 | Central HP <5.4 tons | LUXAIRE | HRCU-A-CB (Split System: Heat Pump with Remote Outdoor Unit-Air-Source) | HH836E2S11 | ASPEN |  | C(A,C,D,E)36B3K+TDR | TM8Y100C16MP11 | 30800 | 18 | 8.5 | 30400 | 25000 | 82.24% | 2 | 0 | 11 |  |  |  |  | R-454B | 2.5667 | Residential & Commercial | USHP | Ducted CEE Tier 1
216055100 | Central HP <5.4 tons | LUXAIRE | HRCU-A-CB (Split System: Heat Pump with Remote Outdoor Unit-Air-Source) | HH836E2S11 | ASPEN |  | C(A,C,D,E)36B3K+TDR | TM9V080B12MP12 | 30600 | 18 | 8.5 | 30800 | 25200 | 81.82% | 2 | 0 | 10.5 |  |  |  |  | R-454B | 2.55 | Residential & Commercial | USHP | Ducted CEE Tier 1
216055217 | Central HP <5.4 tons | LUXAIRE | HRCU-A-CB (Split System: Heat Pump with Remote Outdoor Unit-Air-Source) | HH860E2S11 | ASPEN |  | C(A,C,D,E)48A3K+TDR | LP9C100C16MP13 | 39500 | 16.5 | 8.1 | 44000 | 33200 | 75.45% | 2 | 0 | 11.2 |  |  |  |  | R-454B | 3.2917 | Residential & Commercial | USHP | Ducted CEE Tier 1
216055220 | Central HP <5.4 tons | LUXAIRE | HRCU-A-CB (Split System: Heat Pump with Remote Outdoor Unit-Air-Source) | HH860E2S11 | ASPEN |  | C(A,C,D,E)48A3K+TDR | LP9C100C20MP13 | 40000 | 17.5 | 8.1 | 45000 | 33800 | 75.11% | 2 | 0 | 10.5 |  |  |  |  | R-454B | 3.3333 | Residential & Commercial | USHP | Ducted CEE Tier 1
215292425 | Central HP <5.4 tons | AIRQUEST | HRCU-A-CB (Split System: Heat Pump with Remote Outdoor Unit-Air-Source) | DLCURAH24ABK | ADP |  | H,GE22936 | *96MSN0801716A* | 22600 | 16 | 8.5 | 25400 | 25600 | 100.8% | 2.16 | 0 | 9.5 |  |  |  |  | R-410A | 1.8833 | Residential & Commercial | USHP
215292434 | Central HP <5.4 tons | AIRQUEST | HRCU-A-CB (Split System: Heat Pump with Remote Outdoor Unit-Air-Source) | DLCURAH24ABK | ADP |  | HE31924 | *96MSN0801716A* | 21800 | 17 | 8.85 | 27600 | 24800 | 89.86% | 2.08 | 0 | 9 |  |  |  |  | R-410A | 1.8167 | Residential & Commercial | USHP
215292457 | Central HP <5.4 tons | AIRQUEST | HRCU-A-CB (Split System: Heat Pump with Remote Outdoor Unit-Air-Source) | DLCURAH24ABK | ADP |  | H,GG30924 | *96MSN0801716A* | 21600 | 17 | 8.75 | 27600 | 24800 | 89.86% | 2.04 | 0 | 9 |  |  |  |  | R-410A | 1.8 | Residential & Commercial | USHP
215292459 | Central HP <5.4 tons | AIRQUEST | HRCU-A-CB (Split System: Heat Pump with Remote Outdoor Unit-Air-Source) | DLCURAH24ABK | ADP |  | HE30924 | *96MSN0801716A* | 21600 | 17 | 8.75 | 27600 | 24800 | 89.86% | 2.04 | 0 | 9 |  |  |  |  | R-410A | 1.8 | Residential & Commercial | USHP
215292484 | Central HP <5.4 tons | AIRQUEST | HRCU-A-CB (Split System: Heat Pump with Remote Outdoor Unit-Air-Source) | DLCURAH24ABK | ADP |  | H,GE31924 | *96MSN0802120A* | 22600 | 16 | 8.5 | 24800 | 23800 | 95.97% | 2.02 | 0 | 10 |  |  |  |  | R-410A | 1.8833 | Residential & Commercial | USHP | Ducted CEE Tier 1
215292509 | Central HP <5.4 tons | AIRQUEST | HRCU-A-CB (Split System: Heat Pump with Remote Outdoor Unit-Air-Source) | DLCURAH24ABK | ADP |  | H,GG30924 | *96MSN0802120A* | 22400 | 16 | 8.5 | 24600 | 23200 | 94.31% | 1.96 | 0 | 9.5 |  |  |  |  | R-410A | 1.8667 | Residential & Commercial | USHP
213885844 | Central HP <5.4 tons | ECOER | HRCU-A-CB (Split System: Heat Pump with Remote Outdoor Unit-Air-Source) | EODA18H-4860B | ASPEN |  | AE(D,N,U)+CM60A34+TDR | 0 | 49500 | 16.8 | 8.4 | 54000 | 45500 | 84.26% | 2.26 | 0 | 9.7 |  |  |  |  | R-410A | 4.125 | Residential & Commercial | USHP
213080538 | Central HP <5.4 tons | PAYNE HEATING AND COOLING | HRCU-A-CB (Split System: Heat Pump with Remote Outdoor Unit-Air-Source) | 38MURAQ36AB3* |  |  | CAP**3721AL* | PG95MSUA36040B** | 36200 | 15.2 | 8.5 | 38000 | 35000 | 92.11% | 2.04 | 0 | 10 |  |  |  |  | R-410A | 3.0167 | Residential & Commercial | USHP | Ducted CEE Tier 1
215292516 | Central HP <5.4 tons | AIRQUEST | HRCU-A-CB (Split System: Heat Pump with Remote Outdoor Unit-Air-Source) | DLCURAH24ABK | ADP |  | HE7J936 | *96MSN0802120A* | 23000 | 17 | 8.5 | 24800 | 23800 | 95.97% | 2.02 | 0 | 10 |  |  |  |  | R-410A | 1.9167 | Residential & Commercial | USHP | Ducted CEE Tier 1
215292525 | Central HP <5.4 tons | AIRQUEST | HRCU-A-CB (Split System: Heat Pump with Remote Outdoor Unit-Air-Source) | DLCURAH24ABK | ADP |  | H,GG80936 | *96MSN0802120A* | 23600 | 17 | 8.5 | 24800 | 23800 | 95.97% | 2.02 | 0 | 10.5 |  |  |  |  | R-410A | 1.9667 | Residential & Commercial | USHP | Ducted CEE Tier 1
215292541 | Central HP <5.4 tons | AIRQUEST | HRCU-A-CB (Split System: Heat Pump with Remote Outdoor Unit-Air-Source) | DLCURAH24ABK | ADP |  | HG32924 | *96VTN0401410A* | 22600 | 16 | 8.5 | 24200 | 23800 | 98.35% | 2.02 | 0 | 9.5 |  |  |  |  | R-410A | 1.8833 | Residential & Commercial | USHP
215292584 | Central HP <5.4 tons | AIRQUEST | HRCU-A-CB (Split System: Heat Pump with Remote Outdoor Unit-Air-Source) | DLCURAH24ABK | ADP |  | H,GE31930 | *96VTN0401410B* | 22600 | 16 | 8.5 | 25400 | 26600 | 104.7% | 2.28 | 0 | 9 |  |  |  |  | R-410A | 1.8833 | Residential & Commercial | USHP
215292593 | Central HP <5.4 tons | AIRQUEST | HRCU-A-CB (Split System: Heat Pump with Remote Outdoor Unit-Air-Source) | DLCURAH24ABK | ADP |  | HE32936 | *96VTN0401410B* | 23000 | 16 | 8.5 | 25400 | 26600 | 104.7% | 2.28 | 0 | 9.5 |  |  |  |  | R-410A | 1.9167 | Residential & Commercial | USHP
215292607 | Central HP <5.4 tons | AIRQUEST | HRCU-A-CB (Split System: Heat Pump with Remote Outdoor Unit-Air-Source) | DLCURAH24ABK | ADP |  | H,GG37936 | *96VTN0401410B* | 23400 | 16 | 8.5 | 24600 | 23800 | 96.75% | 2 | 0 | 10 |  |  |  |  | R-410A | 1.95 | Residential & Commercial | USHP | Ducted CEE Tier 1
215292657 | Central HP <5.4 tons | AIRQUEST | HRCU-A-CB (Split System: Heat Pump with Remote Outdoor Unit-Air-Source) | DLCURAH24ABK | ADP |  | H,GG37936 | *96VTN0401712A* | 23400 | 16 | 8.5 | 24200 | 23200 | 95.87% | 1.96 | 0 | 10 |  |  |  |  | R-410A | 1.95 | Residential & Commercial | USHP | Ducted CEE Tier 1
215292675 | Central HP <5.4 tons | AIRQUEST | HRCU-A-CB (Split System: Heat Pump with Remote Outdoor Unit-Air-Source) | DLCURAH24ABK | ADP |  | H,GE22936 | *96VTN0401712B* | 21800 | 16 | 8.45 | 24600 | 23800 | 96.75% | 2 | 0 | 9 |  |  |  |  | R-410A | 1.8167 | Residential & Commercial | USHP
215292743 | Central HP <5.4 tons | AIRQUEST | HRCU-A-CB (Split System: Heat Pump with Remote Outdoor Unit-Air-Source) | DLCURAH24ABK | ADP |  | HE32936 | *96VTN0601412A* | 23200 | 16 | 8.5 | 24800 | 25200 | 101.6% | 2.14 | 0 | 10 |  |  |  |  | R-410A | 1.9333 | Residential & Commercial | USHP | Ducted CEE Tier 1
215292773 | Central HP <5.4 tons | AIRQUEST | HRCU-A-CB (Split System: Heat Pump with Remote Outdoor Unit-Air-Source) | DLCURAH24ABK | ADP |  | H,GG81936 | *96VTN0601412A* | 23600 | 16 | 8.5 | 24200 | 23000 | 95.04% | 1.94 | 0 | 10 |  |  |  |  | R-410A | 1.9667 | Residential & Commercial | USHP | Ducted CEE Tier 1
215292798 | Central HP <5.4 tons | AIRQUEST | HRCU-A-CB (Split System: Heat Pump with Remote Outdoor Unit-Air-Source) | DLCURAH24ABK | ADP |  | H,GE34936 | *96VTN0601412B* | 23400 | 17 | 8.5 | 24600 | 23600 | 95.93% | 2 | 0 | 10 |  |  |  |  | R-410A | 1.95 | Residential & Commercial | USHP | Ducted CEE Tier 1
215292823 | Central HP <5.4 tons | AIRQUEST | HRCU-A-CB (Split System: Heat Pump with Remote Outdoor Unit-Air-Source) | DLCURAH24ABK | ADP |  | HG80936 | *96VTN0601412B* | 23600 | 17 | 8.5 | 24600 | 23600 | 95.93% | 2 | 0 | 10 |  |  |  |  | R-410A | 1.9667 | Residential & Commercial | USHP | Ducted CEE Tier 1
215292859 | Central HP <5.4 tons | AIRQUEST | HRCU-A-CB (Split System: Heat Pump with Remote Outdoor Unit-Air-Source) | DLCURAH24ABK | ADP |  | HG7J924 | *96VTN0601714A* | 23600 | 16 | 8.5 | 25200 | 24000 | 95.24% | 2.02 | 0 | 10 |  |  |  |  | R-410A | 1.9667 | Residential & Commercial | USHP | Ducted CEE Tier 1
215292875 | Central HP <5.4 tons | AIRQUEST | HRCU-A-CB (Split System: Heat Pump with Remote Outdoor Unit-Air-Source) | DLCURAH24ABK | ADP |  | H,GG24936 | *96VTN0601716B* | 23400 | 16 | 9 | 24400 | 22800 | 93.44% | 1.92 | 0 | 10 |  |  |  |  | R-410A | 1.95 | Residential & Commercial | USHP | Ducted CEE Tier 1
215292927 | Central HP <5.4 tons | AIRQUEST | HRCU-A-CB (Split System: Heat Pump with Remote Outdoor Unit-Air-Source) | DLCURAH24ABK | ADP |  | H,GG24936 | *96VTN0801716A* | 23800 | 16 | 8.5 | 25200 | 23000 | 91.27% | 1.92 | 0 | 10 |  |  |  |  | R-410A | 1.9833 | Residential & Commercial | USHP | Ducted CEE Tier 1
215292932 | Central HP <5.4 tons | AIRQUEST | HRCU-A-CB (Split System: Heat Pump with Remote Outdoor Unit-Air-Source) | DLCURAH24ABK | ADP |  | H,GE31930 | *96VTN0801716A* | 23600 | 16 | 8.5 | 25200 | 23600 | 93.65% | 1.98 | 0 | 10 |  |  |  |  | R-410A | 1.9667 | Residential & Commercial | USHP | Ducted CEE Tier 1
216796660 | Central HP <5.4 tons | TRANE | HRCU-A-CB (Split System: Heat Pump with Remote Outdoor Unit-Air-Source) | 5TWR5036A1 | ASPEN |  | D(A,C,E)48C3J+TDR | S9V2C080U5VSB | 31800 | 15.5 | 8.5 | 31200 | 22200 | 71.15% | 3.01 | 0 | 11.7 |  |  |  |  | R-454B | 2.65 | Residential & Commercial | USHP | Ducted CEE Tier 1
216796691 | Central HP <5.4 tons | TRANE | HRCU-A-CB (Split System: Heat Pump with Remote Outdoor Unit-Air-Source) | 5TWR5036A1 | ASPEN |  | D(A,C,E)36C3J+TDR | S9V2C100U5VSB | 31200 | 15.2 | 8.5 | 31200 | 22200 | 71.15% | 3 | 0 | 11.7 |  |  |  |  | R-454B | 2.6 | Residential & Commercial | USHP | Ducted CEE Tier 1
212977260 | Central HP <5.4 tons | SMART COMFORT | HRCU-A-CB (Split System: Heat Pump with Remote Outdoor Unit-Air-Source) | DLCURAH36ABK |  |  | EA*4X48L24A* | *96VTN1202422B* | 35600 | 16.5 | 8.5 | 37800 | 34600 | 91.53% | 2.02 | 0 | 10 |  |  |  |  | R-410A | 2.9667 | Residential & Commercial | USHP | Ducted CEE Tier 1
213879533 | Central HP <5.4 tons | NAPOLEON | HRCU-A-C (Split System: Heat Pump with Remote Outdoor Unit with No Indoor Fan --Air Source) | WSEHV2436RA1-N | ASPEN |  | C(A,C,D,E)36B44+TDR | 0 | 22000 | 15.2 | 8.5 | 24000 | 21600 | 90% | 1.8 | 0 | 11 |  |  |  |  | R-410A | 1.8333 | Residential & Commercial | USHP | Ducted CEE Tier 1
214596019 | Central HP <5.4 tons | AIRQUEST | HRCU-A-C (Split System: Heat Pump with Remote Outdoor Unit with No Indoor Fan --Air Source) | DLCURAH30ABK | ADP |  | H,PG31930+TD | 0 | 28600 | 15.2 | 9.05 | 31000 | 26600 | 85.81% | 1.76 | 0 | 10 |  |  |  |  | R-410A | 2.3833 | Residential & Commercial | USHP | Ducted CEE Tier 1
216960314 | Central HP <5.4 tons | TRANE | HRCU-A-CB (Split System: Heat Pump with Remote Outdoor Unit-Air-Source) | 5TWV0X24A1 | ASPEN |  | D(A,C,E)30A3J+TDR | *UHMB060CCV3+LRP | 19000 | 21.6 | 9.5 | 21800 | 26400 | 121.1% | 2.76 | 0 | 11.2 |  |  |  |  | R-454B | 1.5833 | Residential & Commercial | USHP | Ducted CEE Tier 1
212975329 | Central HP <5.4 tons | SMART COMFORT | HRCU-A-CB (Split System: Heat Pump with Remote Outdoor Unit-Air-Source) | DLCURAH24ABK |  |  | EA*4X37L21A* | *96VTN0401712B* | 24200 | 16.5 | 8.5 | 25400 | 21600 | 85.04% | 1.8 | 0 | 10 |  |  |  |  | R-410A | 2.0167 | Residential & Commercial | USHP | Ducted CEE Tier 1
212976397 | Central HP <5.4 tons | SMART COMFORT | HRCU-A-CB (Split System: Heat Pump with Remote Outdoor Unit-Air-Source) | DLCURAH24ABK |  |  | EA*4X36L21A* | *96VTN0802120B* | 24000 | 17 | 8.5 | 26400 | 23400 | 88.64% | 1.94 | 0 | 10 |  |  |  |  | R-410A | 2 | Residential & Commercial | USHP | Ducted CEE Tier 1
213080634 | Central HP <5.4 tons | PAYNE HEATING AND COOLING | HRCU-A-CB (Split System: Heat Pump with Remote Outdoor Unit-Air-Source) | 38MURAQ36AB3* |  |  | CNPV*4821AL* | PG95MSUA36040B** | 35800 | 15.2 | 8.1 | 38500 | 35200 | 91.43% | 2 | 0 | 10 |  |  |  |  | R-410A | 2.9833 | Residential & Commercial | USHP | Ducted CEE Tier 1
213872418 | Central HP <5.4 tons | NAPOLEON | HRCU-A-C (Split System: Heat Pump with Remote Outdoor Unit with No Indoor Fan --Air Source) | WSEHV4860RA1-N | ASPEN |  | D(A,C,E)60C44+TDR | 0 | 47000 | 15.2 | 8.5 | 46000 | 33200 | 72.17% | 1.8 | 0 | 10 |  |  |  |  | R-410A | 3.9167 | Residential & Commercial | USHP | Ducted CEE Tier 1
213080862 | Central HP <5.4 tons | PAYNE HEATING AND COOLING | HRCU-A-CB (Split System: Heat Pump with Remote Outdoor Unit-Air-Source) | 38MURAQ36AB3* |  |  | CNPV*4821AL* | PG95MSUA60080C** | 35800 | 16.5 | 8.1 | 38500 | 35000 | 90.91% | 2 | 0 | 10 |  |  |  |  | R-410A | 2.9833 | Residential & Commercial | USHP | Ducted CEE Tier 1
214391981 | Central HP <5.4 tons | RUUD | HRCU-A-CB (Split System: Heat Pump with Remote Outdoor Unit-Air-Source) | RP15AZ48AJ2N | ASPEN |  | CP49B34+TDR | R801V1005A21UHN | 44000 | 15.3 | 8.1 | 45500 | 36000 | 79.12% | 2.99 | 0 | 10 |  |  |  |  | R-410A | 3.6667 | Residential & Commercial | USHP | Ducted CEE Tier 1
211712805 | Central HP <5.4 tons | PAYNE HEATING AND COOLING | HRCU-A-CB (Split System: Heat Pump with Remote Outdoor Unit-Air-Source) | 38MURAQ30AB3* |  |  | CAP**4224AL* | PG80ES(A,L)A48070C** | 29600 | 15.2 | 8.1 | 33800 | 27400 | 81.07% | 1.78 | 0 | 9 |  |  |  |  | R-410A | 2.4667 | Residential & Commercial | USHP
211713359 | Central HP <5.4 tons | PAYNE HEATING AND COOLING | HRCU-A-CB (Split System: Heat Pump with Remote Outdoor Unit-Air-Source) | 38MURAQ30AB3* |  |  | CAP**4321AL* | PG92ESAA60100C** | 31200 | 15.2 | 8.5 | 33600 | 26000 | 77.38% | 1.86 | 0 | 9 |  |  |  |  | R-410A | 2.6 | Residential & Commercial | USHP
214279939 | Central HP <5.4 tons | SMART COMFORT | HRCU-A-CB (Split System: Heat Pump with Remote Outdoor Unit-Air-Source) | DLCURAH24ABK |  |  | EA*4X37L17A* | *96MSM0601716A* | 24200 | 16.5 | 9 | 25400 | 21800 | 85.83% | 1.82 | 0 | 10 |  |  |  |  | R-410A | 2.0167 | Residential & Commercial | USHP | Ducted CEE Tier 1
215291863 | Central HP <5.4 tons | AIRQUEST | HRCU-A-CB (Split System: Heat Pump with Remote Outdoor Unit-Air-Source) | DLCURAH24ABK | ADP |  | HE31930 | *92MSN0401712A* | 22600 | 15.2 | 8.5 | 24800 | 23600 | 95.16% | 1.96 | 0 | 9.5 |  |  |  |  | R-410A | 1.8833 | Residential & Commercial | USHP
216679983 | Central HP <5.4 tons | SMART COMFORT | HRCU-A-CB (Split System: Heat Pump with Remote Outdoor Unit-Air-Source) | DLCURAH36ABK |  |  | EN(A,D,W)4X48L21** | *97VTN0801716A* | 35600 | 16 | 8.5 | 38500 | 34400 | 89.35% | 1.8 | 0 | 10 |  |  |  |  | R-410A | 2.9667 | Residential & Commercial | USHP | Ducted CEE Tier 1
213612050 | Central HP <5.4 tons | RUUD | HRCU-A-CB (Split System: Heat Pump with Remote Outdoor Unit-Air-Source) | RP15AZ30AJ2N | ASPEN |  | D(A,C,E)36A34+TDR | R962V0703A17M4S | 27400 | 15.4 | 8.1 | 28400 | 20800 | 73.24% | 2.63 | 0 | 11.7 |  |  |  |  | R-410A | 2.2833 | Residential & Commercial | USHP | Ducted CEE Tier 1
213925637 | Central HP <5.4 tons | LUXAIRE | HRCU-A-CB (Split System: Heat Pump with Remote Outdoor Unit-Air-Source) | HMH72B361 | ASPEN |  | L(E,G)M48D6 | 0 | 35200 | 18 | 8.2 | 36000 | 26400 | 73.33% | 2.82 | 0 | 9 |  |  |  |  | R-410A | 2.9333 | Residential & Commercial | USHP
215291874 | Central HP <5.4 tons | AIRQUEST | HRCU-A-CB (Split System: Heat Pump with Remote Outdoor Unit-Air-Source) | DLCURAH24ABK | ADP |  | HE33936 | *92MSN0401712A* | 23200 | 16 | 8.5 | 24800 | 24400 | 98.39% | 2.04 | 0 | 9.5 |  |  |  |  | R-410A | 1.9333 | Residential & Commercial | USHP
215291881 | Central HP <5.4 tons | AIRQUEST | HRCU-A-CB (Split System: Heat Pump with Remote Outdoor Unit-Air-Source) | DLCURAH24ABK | ADP |  | H,GE35936 | *92MSN0401712A* | 23600 | 16 | 8.5 | 24800 | 23600 | 95.16% | 1.96 | 0 | 10 |  |  |  |  | R-410A | 1.9667 | Residential & Commercial | USHP | Ducted CEE Tier 1
215291924 | Central HP <5.4 tons | AIRQUEST | HRCU-A-CB (Split System: Heat Pump with Remote Outdoor Unit-Air-Source) | DLCURAH24ABK | ADP |  | HG33936 | *92MSN0601412A* | 23600 | 17 | 8.5 | 24800 | 23400 | 94.35% | 1.98 | 0 | 10.5 |  |  |  |  | R-410A | 1.9667 | Residential & Commercial | USHP | Ducted CEE Tier 1
215291929 | Central HP <5.4 tons | AIRQUEST | HRCU-A-CB (Split System: Heat Pump with Remote Outdoor Unit-Air-Source) | DLCURAH24ABK | ADP |  | H,GE34936 | *92MSN0601412A* | 23800 | 17 | 8.5 | 24800 | 23400 | 94.35% | 1.98 | 0 | 10.5 |  |  |  |  | R-410A | 1.9833 | Residential & Commercial | USHP | Ducted CEE Tier 1
215291940 | Central HP <5.4 tons | AIRQUEST | HRCU-A-CB (Split System: Heat Pump with Remote Outdoor Unit-Air-Source) | DLCURAH24ABK | ADP |  | HG7J924 | *92MSN0601412A* | 23400 | 17 | 8.5 | 24800 | 23400 | 94.35% | 1.98 | 0 | 10 |  |  |  |  | R-410A | 1.95 | Residential & Commercial | USHP | Ducted CEE Tier 1
215291954 | Central HP <5.4 tons | AIRQUEST | HRCU-A-CB (Split System: Heat Pump with Remote Outdoor Unit-Air-Source) | DLCURAH24ABK | ADP |  | HG80936 | *92MSN0601412A* | 23800 | 17 | 8.5 | 24800 | 23400 | 94.35% | 1.98 | 0 | 10.5 |  |  |  |  | R-410A | 1.9833 | Residential & Commercial | USHP | Ducted CEE Tier 1
215291958 | Central HP <5.4 tons | AIRQUEST | HRCU-A-CB (Split System: Heat Pump with Remote Outdoor Unit-Air-Source) | DLCURAH24ABK | ADP |  | H,GE23936 | *92MSN0601714A* | 23000 | 17 | 8.5 | 25200 | 26000 | 103.2% | 2.24 | 0 | 9.5 |  |  |  |  | R-410A | 1.9167 | Residential & Commercial | USHP
215291974 | Central HP <5.4 tons | AIRQUEST | HRCU-A-CB (Split System: Heat Pump with Remote Outdoor Unit-Air-Source) | DLCURAH24ABK | ADP |  | HE32936 | *92MSN0601714A* | 23400 | 17 | 8.5 | 25200 | 26000 | 103.2% | 2.24 | 0 | 10 |  |  |  |  | R-410A | 1.95 | Residential & Commercial | USHP | Ducted CEE Tier 1
215291979 | Central HP <5.4 tons | AIRQUEST | HRCU-A-CB (Split System: Heat Pump with Remote Outdoor Unit-Air-Source) | DLCURAH24ABK | ADP |  | H,GG34936 | *92MSN0601714A* | 23600 | 17 | 8.5 | 24800 | 24000 | 96.77% | 2.02 | 0 | 10.5 |  |  |  |  | R-410A | 1.9667 | Residential & Commercial | USHP | Ducted CEE Tier 1
215291981 | Central HP <5.4 tons | AIRQUEST | HRCU-A-CB (Split System: Heat Pump with Remote Outdoor Unit-Air-Source) | DLCURAH24ABK | ADP |  | H,GE34936 | *92MSN0601714A* | 23600 | 17 | 8.5 | 24800 | 24000 | 96.77% | 2.02 | 0 | 10.5 |  |  |  |  | R-410A | 1.9667 | Residential & Commercial | USHP | Ducted CEE Tier 1
215291997 | Central HP <5.4 tons | AIRQUEST | HRCU-A-CB (Split System: Heat Pump with Remote Outdoor Unit-Air-Source) | DLCURAH24ABK | ADP |  | HG8J936 | *92MSN0601714A* | 23400 | 17 | 8.5 | 24800 | 24000 | 96.77% | 2.02 | 0 | 10.5 |  |  |  |  | R-410A | 1.95 | Residential & Commercial | USHP | Ducted CEE Tier 1
215292024 | Central HP <5.4 tons | AIRQUEST | HRCU-A-CB (Split System: Heat Pump with Remote Outdoor Unit-Air-Source) | DLCURAH24ABK | ADP |  | H,GE32930 | *92MSN0801716A* | 23200 | 17 | 9 | 25200 | 26400 | 104.8% | 2.3 | 0 | 10 |  |  |  |  | R-410A | 1.9333 | Residential & Commercial | USHP | Ducted CEE Tier 1
215292031 | Central HP <5.4 tons | AIRQUEST | HRCU-A-CB (Split System: Heat Pump with Remote Outdoor Unit-Air-Source) | DLCURAH24ABK | ADP |  | H,GG34936 | *92MSN0801716A* | 23600 | 17 | 8.5 | 24600 | 24200 | 98.37% | 2.04 | 0 | 10.5 |  |  |  |  | R-410A | 1.9667 | Residential & Commercial | USHP | Ducted CEE Tier 1
215292033 | Central HP <5.4 tons | AIRQUEST | HRCU-A-CB (Split System: Heat Pump with Remote Outdoor Unit-Air-Source) | DLCURAH24ABK | ADP |  | H,GE34936 | *92MSN0801716A* | 23600 | 17 | 8.5 | 24600 | 24200 | 98.37% | 2.04 | 0 | 10.5 |  |  |  |  | R-410A | 1.9667 | Residential & Commercial | USHP | Ducted CEE Tier 1
215292040 | Central HP <5.4 tons | AIRQUEST | HRCU-A-CB (Split System: Heat Pump with Remote Outdoor Unit-Air-Source) | DLCURAH24ABK | ADP |  | H,GG37936 | *92MSN0801716A* | 24200 | 17 | 8.5 | 23800 | 21400 | 89.92% | 1.82 | 0 | 10.5 |  |  |  |  | R-410A | 2.0167 | Residential & Commercial | USHP | Ducted CEE Tier 1
215292058 | Central HP <5.4 tons | AIRQUEST | HRCU-A-CB (Split System: Heat Pump with Remote Outdoor Unit-Air-Source) | DLCURAH24ABK | ADP |  | HG80936 | *92MSN0801716A* | 23600 | 17 | 8.5 | 24600 | 24200 | 98.37% | 2.04 | 0 | 10.5 |  |  |  |  | R-410A | 1.9667 | Residential & Commercial | USHP | Ducted CEE Tier 1
215292074 | Central HP <5.4 tons | AIRQUEST | HRCU-A-CB (Split System: Heat Pump with Remote Outdoor Unit-Air-Source) | DLCURAH24ABK | ADP |  | HG32924 | *92MSN0802120A* | 22800 | 17 | 8.5 | 24400 | 23600 | 96.72% | 2.02 | 0 | 9.5 |  |  |  |  | R-410A | 1.9 | Residential & Commercial | USHP
215292081 | Central HP <5.4 tons | AIRQUEST | HRCU-A-CB (Split System: Heat Pump with Remote Outdoor Unit-Air-Source) | DLCURAH24ABK | ADP |  | H,GE33936 | *92MSN0802120A* | 23000 | 17 | 8.5 | 24600 | 24400 | 99.19% | 2.08 | 0 | 10 |  |  |  |  | R-410A | 1.9167 | Residential & Commercial | USHP | Ducted CEE Tier 1
215292099 | Central HP <5.4 tons | AIRQUEST | HRCU-A-CB (Split System: Heat Pump with Remote Outdoor Unit-Air-Source) | DLCURAH24ABK | ADP |  | H,GE7J936 | *92MSN0802120A* | 22800 | 17 | 8.5 | 24600 | 24400 | 99.19% | 2.08 | 0 | 10 |  |  |  |  | R-410A | 1.9 | Residential & Commercial | USHP | Ducted CEE Tier 1
215292138 | Central HP <5.4 tons | AIRQUEST | HRCU-A-CB (Split System: Heat Pump with Remote Outdoor Unit-Air-Source) | DLCURAH24ABK | ADP |  | HE34936 | *92MSN1002120A* | 23600 | 17 | 8.5 | 24800 | 23800 | 95.97% | 2.02 | 0 | 10.5 |  |  |  |  | R-410A | 1.9667 | Residential & Commercial | USHP | Ducted CEE Tier 1
215292140 | Central HP <5.4 tons | AIRQUEST | HRCU-A-CB (Split System: Heat Pump with Remote Outdoor Unit-Air-Source) | DLCURAH24ABK | ADP |  | HG35936 | *92MSN1002120A* | 23600 | 17 | 8.5 | 24800 | 23800 | 95.97% | 2.02 | 0 | 10.5 |  |  |  |  | R-410A | 1.9667 | Residential & Commercial | USHP | Ducted CEE Tier 1
215292163 | Central HP <5.4 tons | AIRQUEST | HRCU-A-CB (Split System: Heat Pump with Remote Outdoor Unit-Air-Source) | DLCURAH24ABK | ADP |  | H,GG81936 | *92MSN1002120A* | 23600 | 17 | 8.5 | 24800 | 23800 | 95.97% | 2.02 | 0 | 10.5 |  |  |  |  | R-410A | 1.9667 | Residential & Commercial | USHP | Ducted CEE Tier 1
215292165 | Central HP <5.4 tons | AIRQUEST | HRCU-A-CB (Split System: Heat Pump with Remote Outdoor Unit-Air-Source) | DLCURAH24ABK | ADP |  | H,GE22936 | *96MSN0261410A* | 22600 | 16 | 8.5 | 25400 | 25800 | 101.6% | 2.2 | 0 | 9.5 |  |  |  |  | R-410A | 1.8833 | Residential & Commercial | USHP
215292240 | Central HP <5.4 tons | AIRQUEST | HRCU-A-CB (Split System: Heat Pump with Remote Outdoor Unit-Air-Source) | DLCURAH24ABK | ADP |  | HG34936 | *96MSN0401410A* | 23600 | 16 | 8.5 | 24600 | 23600 | 95.93% | 1.98 | 0 | 10 |  |  |  |  | R-410A | 1.9667 | Residential & Commercial | USHP | Ducted CEE Tier 1
215292272 | Central HP <5.4 tons | AIRQUEST | HRCU-A-CB (Split System: Heat Pump with Remote Outdoor Unit-Air-Source) | DLCURAH24ABK | ADP |  | H,GE24936 | *96MSN0401712A* | 22800 | 16 | 8.5 | 24800 | 24600 | 99.19% | 2.08 | 0 | 9 |  |  |  |  | R-410A | 1.9 | Residential & Commercial | USHP
215292306 | Central HP <5.4 tons | AIRQUEST | HRCU-A-CB (Split System: Heat Pump with Remote Outdoor Unit-Air-Source) | DLCURAH24ABK | ADP |  | H,GE7J924 | *96MSN0401712A* | 22800 | 16 | 8.5 | 24600 | 23800 | 96.75% | 2 | 0 | 9 |  |  |  |  | R-410A | 1.9 | Residential & Commercial | USHP
215292317 | Central HP <5.4 tons | AIRQUEST | HRCU-A-CB (Split System: Heat Pump with Remote Outdoor Unit-Air-Source) | DLCURAH24ABK | ADP |  | H,GG80936 | *96MSN0401712A* | 23400 | 16 | 8.5 | 24600 | 23800 | 96.75% | 2 | 0 | 9.5 |  |  |  |  | R-410A | 1.95 | Residential & Commercial | USHP
215292322 | Central HP <5.4 tons | AIRQUEST | HRCU-A-CB (Split System: Heat Pump with Remote Outdoor Unit-Air-Source) | DLCURAH24ABK | ADP |  | H,GE23936 | *96MSN0601412A* | 23000 | 16 | 8.5 | 25400 | 26000 | 102.4% | 2.22 | 0 | 9.5 |  |  |  |  | R-410A | 1.9167 | Residential & Commercial | USHP
215292347 | Central HP <5.4 tons | AIRQUEST | HRCU-A-CB (Split System: Heat Pump with Remote Outdoor Unit-Air-Source) | DLCURAH24ABK | ADP |  | H,GG35936 | *96MSN0601412A* | 23600 | 16 | 8.5 | 24600 | 23400 | 95.12% | 1.98 | 0 | 10 |  |  |  |  | R-410A | 1.9667 | Residential & Commercial | USHP | Ducted CEE Tier 1
216055268 | Central HP <5.4 tons | LUXAIRE | HRCU-A-CB (Split System: Heat Pump with Remote Outdoor Unit-Air-Source) | HH860E2S11 | ASPEN |  | C(A,C,D,E)48A3K+TDR | TM8E130D20MP11 | 41500 | 16.5 | 8.1 | 46000 | 35200 | 76.52% | 2 | 0 | 10.5 |  |  |  |  | R-454B | 3.4583 | Residential & Commercial | USHP | Ducted CEE Tier 1
216055317 | Central HP <5.4 tons | LUXAIRE | HRCU-A-CB (Split System: Heat Pump with Remote Outdoor Unit-Air-Source) | HH860E2S11 | ASPEN |  | C(A,C,D,E)60A3K+TDR | TM9V100C20MP12 | 41000 | 18 | 8.5 | 44500 | 33800 | 75.96% | 2 | 0 | 10.5 |  |  |  |  | R-454B | 3.4167 | Residential & Commercial | USHP | Ducted CEE Tier 1
216055103 | Central HP <5.4 tons | LUXAIRE | HRCU-A-CB (Split System: Heat Pump with Remote Outdoor Unit-Air-Source) | HH836E2S11 | ASPEN |  | C(A,C,D,E)36B3K+TDR | TM9V080C16MP12 | 30800 | 18 | 8.5 | 31400 | 25400 | 80.89% | 2 | 0 | 10.5 |  |  |  |  | R-454B | 2.5667 | Residential & Commercial | USHP | Ducted CEE Tier 1
216055202 | Central HP <5.4 tons | LUXAIRE | HRCU-A-CB (Split System: Heat Pump with Remote Outdoor Unit-Air-Source) | HH836E2S11 | ASPEN |  | C(A,C,D,E)36B3K+TDR | Z8ET080B12LMPS1 | 30600 | 19 | 8.5 | 30000 | 24800 | 82.67% | 2 | 0 | 11 |  |  |  |  | R-454B | 2.55 | Residential & Commercial | USHP | Ducted CEE Tier 1
216055318 | Central HP <5.4 tons | LUXAIRE | HRCU-A-CB (Split System: Heat Pump with Remote Outdoor Unit-Air-Source) | HH860E2S11 | ASPEN |  | D(A,C,E)60A3K+TDR | TM9V100C20MP12 | 41000 | 18 | 8.5 | 44500 | 33800 | 75.96% | 2 | 0 | 10.5 |  |  |  |  | R-454B | 3.4167 | Residential & Commercial | USHP | Ducted CEE Tier 1
216055319 | Central HP <5.4 tons | LUXAIRE | HRCU-A-CB (Split System: Heat Pump with Remote Outdoor Unit-Air-Source) | HH860E2S11 | ASPEN |  | C(A,C,D,E)48A3K+TDR | TM9V120D20MP12 | 40000 | 17.5 | 8.1 | 44000 | 33400 | 75.91% | 2 | 0 | 11.2 |  |  |  |  | R-454B | 3.3333 | Residential & Commercial | USHP | Ducted CEE Tier 1
216054918 | Central HP <5.4 tons | LUXAIRE | HRCU-A-CB (Split System: Heat Pump with Remote Outdoor Unit-Air-Source) | HH824E2S11 | ASPEN |  | C(A,C,D,E)24A3K+TDR | TP9C080B12MP13 | 21600 | 17 | 8.1 | 22600 | 18300 | 80.97% | 2 | 0 | 12 |  |  |  |  | R-454B | 1.8 | Residential & Commercial | USHP | Ducted CEE Tier 1
216054953 | Central HP <5.4 tons | LUXAIRE | HRCU-A-CB (Split System: Heat Pump with Remote Outdoor Unit-Air-Source) | HH824E2S11 | ASPEN |  | D(A,C,E)36A4K+TDR | Z8ES100B12SMPS1 | 21000 | 19 | 9.5 | 22800 | 18000 | 78.95% | 2 | 0 | 11.2 |  |  |  |  | R-454B | 1.75 | Residential & Commercial | USHP | Ducted CEE Tier 1
215292399 | Central HP <5.4 tons | AIRQUEST | HRCU-A-CB (Split System: Heat Pump with Remote Outdoor Unit-Air-Source) | DLCURAH24ABK | ADP |  | H,GG35936 | *96MSN0601716A* | 23600 | 17 | 9 | 24200 | 23200 | 95.87% | 1.96 | 0 | 10 |  |  |  |  | R-410A | 1.9667 | Residential & Commercial | USHP | Ducted CEE Tier 1
215292415 | Central HP <5.4 tons | AIRQUEST | HRCU-A-CB (Split System: Heat Pump with Remote Outdoor Unit-Air-Source) | DLCURAH24ABK | ADP |  | HE8J936 | *96MSN0601716A* | 23400 | 17 | 9 | 24200 | 23200 | 95.87% | 1.96 | 0 | 10 |  |  |  |  | R-410A | 1.95 | Residential & Commercial | USHP | Ducted CEE Tier 1
215292433 | Central HP <5.4 tons | AIRQUEST | HRCU-A-CB (Split System: Heat Pump with Remote Outdoor Unit-Air-Source) | DLCURAH24ABK | ADP |  | H,GE31930 | *96MSN0801716A* | 21800 | 17 | 8.85 | 27600 | 24800 | 89.86% | 2.08 | 0 | 9 |  |  |  |  | R-410A | 1.8167 | Residential & Commercial | USHP
215292440 | Central HP <5.4 tons | AIRQUEST | HRCU-A-CB (Split System: Heat Pump with Remote Outdoor Unit-Air-Source) | DLCURAH24ABK | ADP |  | H,GE32930 | *96MSN0801716A* | 23200 | 17 | 8.5 | 24800 | 23600 | 95.16% | 2 | 0 | 10 |  |  |  |  | R-410A | 1.9333 | Residential & Commercial | USHP | Ducted CEE Tier 1
215292465 | Central HP <5.4 tons | AIRQUEST | HRCU-A-CB (Split System: Heat Pump with Remote Outdoor Unit-Air-Source) | DLCURAH24ABK | ADP |  | HG8J936 | *96MSN0801716A* | 23600 | 17 | 8.5 | 24800 | 23600 | 95.16% | 2 | 0 | 10.5 |  |  |  |  | R-410A | 1.9667 | Residential & Commercial | USHP | Ducted CEE Tier 1
215292483 | Central HP <5.4 tons | AIRQUEST | HRCU-A-CB (Split System: Heat Pump with Remote Outdoor Unit-Air-Source) | DLCURAH24ABK | ADP |  | HG31930 | *96MSN0802120A* | 22600 | 16 | 8.5 | 24800 | 23800 | 95.97% | 2.02 | 0 | 10 |  |  |  |  | R-410A | 1.8833 | Residential & Commercial | USHP | Ducted CEE Tier 1
215292492 | Central HP <5.4 tons | AIRQUEST | HRCU-A-CB (Split System: Heat Pump with Remote Outdoor Unit-Air-Source) | DLCURAH24ABK | ADP |  | H,GE32930 | *96MSN0802120A* | 23000 | 17 | 8.5 | 24800 | 23800 | 95.97% | 2.02 | 0 | 10 |  |  |  |  | R-410A | 1.9167 | Residential & Commercial | USHP | Ducted CEE Tier 1
215292499 | Central HP <5.4 tons | AIRQUEST | HRCU-A-CB (Split System: Heat Pump with Remote Outdoor Unit-Air-Source) | DLCURAH24ABK | ADP |  | H,GG34936 | *96MSN0802120A* | 23600 | 17 | 8.5 | 24800 | 23800 | 95.97% | 2.02 | 0 | 10.5 |  |  |  |  | R-410A | 1.9667 | Residential & Commercial | USHP | Ducted CEE Tier 1
215292540 | Central HP <5.4 tons | AIRQUEST | HRCU-A-CB (Split System: Heat Pump with Remote Outdoor Unit-Air-Source) | DLCURAH24ABK | ADP |  | H,GG32936 | *96VTN0401410A* | 22600 | 16 | 8.5 | 24200 | 23800 | 98.35% | 2.02 | 0 | 9.5 |  |  |  |  | R-410A | 1.8833 | Residential & Commercial | USHP
214391983 | Central HP <5.4 tons | RUUD | HRCU-A-CB (Split System: Heat Pump with Remote Outdoor Unit-Air-Source) | RP15AZ48AJ2N | ASPEN |  | CP49B34+TDR | R801V1005A21UHS | 44000 | 15.3 | 8.1 | 45500 | 36000 | 79.12% | 2.99 | 0 | 10 |  |  |  |  | R-410A | 3.6667 | Residential & Commercial | USHP | Ducted CEE Tier 1
214320594 | Central HP <5.4 tons | Frigidaire | HRCU-A-C (Split System: Heat Pump with Remote Outdoor Unit with No Indoor Fan --Air Source) | GXH48-60MSK4DH | ASPEN |  | D(A,C,E)60D44+TDR | 0 | 50500 | 15.2 | 8.5 | 53000 | 37200 | 70.19% | 1.8 | 0 | 9.5 |  |  |  |  | R-410A | 4.2083 | Residential & Commercial | USHP
215292551 | Central HP <5.4 tons | AIRQUEST | HRCU-A-CB (Split System: Heat Pump with Remote Outdoor Unit-Air-Source) | DLCURAH24ABK | ADP |  | HG34936 | *96VTN0401410A* | 23200 | 16 | 8.5 | 24000 | 23400 | 97.5% | 1.96 | 0 | 10 |  |  |  |  | R-410A | 1.9333 | Residential & Commercial | USHP | Ducted CEE Tier 1
215292567 | Central HP <5.4 tons | AIRQUEST | HRCU-A-CB (Split System: Heat Pump with Remote Outdoor Unit-Air-Source) | DLCURAH24ABK | ADP |  | H,GE8J936 | *96VTN0401410A* | 23000 | 16 | 8.5 | 24200 | 23800 | 98.35% | 2.02 | 0 | 10 |  |  |  |  | R-410A | 1.9167 | Residential & Commercial | USHP | Ducted CEE Tier 1
215292576 | Central HP <5.4 tons | AIRQUEST | HRCU-A-CB (Split System: Heat Pump with Remote Outdoor Unit-Air-Source) | DLCURAH24ABK | ADP |  | H,GE22936 | *96VTN0401410B* | 22200 | 15.2 | 8.5 | 25400 | 24600 | 96.85% | 2.06 | 0 | 9.5 |  |  |  |  | R-410A | 1.85 | Residential & Commercial | USHP
215292590 | Central HP <5.4 tons | AIRQUEST | HRCU-A-CB (Split System: Heat Pump with Remote Outdoor Unit-Air-Source) | DLCURAH24ABK | ADP |  | HG32936 | *96VTN0401410B* | 23000 | 16 | 8.5 | 25400 | 26600 | 104.7% | 2.28 | 0 | 9.5 |  |  |  |  | R-410A | 1.9167 | Residential & Commercial | USHP
215292599 | Central HP <5.4 tons | AIRQUEST | HRCU-A-CB (Split System: Heat Pump with Remote Outdoor Unit-Air-Source) | DLCURAH24ABK | ADP |  | HG34936 | *96VTN0401410B* | 23400 | 16 | 8.5 | 24800 | 24400 | 98.39% | 2.06 | 0 | 10 |  |  |  |  | R-410A | 1.95 | Residential & Commercial | USHP | Ducted CEE Tier 1
216960315 | Central HP <5.4 tons | TRANE | HRCU-A-CB (Split System: Heat Pump with Remote Outdoor Unit-Air-Source) | 5TWV0X24A1 | ASPEN |  | D(A,C,E)30A3J+TDR | *UHMB080CCV3+LRP | 19000 | 21.6 | 9.5 | 21800 | 26400 | 121.1% | 2.76 | 0 | 11.2 |  |  |  |  | R-454B | 1.5833 | Residential & Commercial | USHP | Ducted CEE Tier 1
216960317 | Central HP <5.4 tons | TRANE | HRCU-A-CB (Split System: Heat Pump with Remote Outdoor Unit-Air-Source) | 5TWV0X24A1 | ASPEN |  | D(A,C,E)30A3J+TDR | L8V1A060U3VSB+LRP | 18800 | 20.7 | 9 | 22000 | 26800 | 121.8% | 2.8 | 0 | 11 |  |  |  |  | R-454B | 1.5667 | Residential & Commercial | USHP | Ducted CEE Tier 1
216960331 | Central HP <5.4 tons | TRANE | HRCU-A-CB (Split System: Heat Pump with Remote Outdoor Unit-Air-Source) | 5TWV0X24A1 | ASPEN |  | D(A,C,E)30A3J+TDR | S9V2B060U4VSB+LRP | 19000 | 20.7 | 9.5 | 22000 | 26800 | 121.8% | 2.8 | 0 | 11.2 |  |  |  |  | R-454B | 1.5833 | Residential & Commercial | USHP | Ducted CEE Tier 1
215472304 | Central HP <5.4 tons | TRANE | HRCU-A-CB (Split System: Heat Pump with Remote Outdoor Unit-Air-Source) | 4TWV8X48A1 | ASPEN |  | D(A,C,E)60B34+TDR | S9V2B060U4PSB+RP | 42000 | 18 | 8.4 | 44000 | 37400 | 85% | 2.37 | 0 | 11.1 |  |  |  |  | R-410A | 3.5 | Residential & Commercial | USHP | Ducted CEE Tier 1
215472306 | Central HP <5.4 tons | TRANE | HRCU-A-CB (Split System: Heat Pump with Remote Outdoor Unit-Air-Source) | 4TWV8X48A1 | ASPEN |  | D(A,C,E)60B44+TDR | S9V2B060U4PSB+RP | 43000 | 18 | 8.5 | 44000 | 37400 | 85% | 2.44 | 0 | 11.2 |  |  |  |  | R-410A | 3.5833 | Residential & Commercial | USHP | Ducted CEE Tier 1
214320597 | Central HP <5.4 tons | Frigidaire | HRCU-A-C (Split System: Heat Pump with Remote Outdoor Unit with No Indoor Fan --Air Source) | GXH48-60MSK4DH | ASPEN |  | C(A,C,D,E)60C44+TDR | 0 | 50500 | 15.2 | 8.5 | 53000 | 37200 | 70.19% | 1.8 | 0 | 9.5 |  |  |  |  | R-410A | 4.2083 | Residential & Commercial | USHP
214320598 | Central HP <5.4 tons | Frigidaire | HRCU-A-C (Split System: Heat Pump with Remote Outdoor Unit with No Indoor Fan --Air Source) | GXH48-60MSK4DH | ASPEN |  | D(A,C,E)60C44+TDR | 0 | 50500 | 15.2 | 8.5 | 53000 | 37200 | 70.19% | 1.8 | 0 | 9.5 |  |  |  |  | R-410A | 4.2083 | Residential & Commercial | USHP
216960333 | Central HP <5.4 tons | TRANE | HRCU-A-CB (Split System: Heat Pump with Remote Outdoor Unit-Air-Source) | 5TWV0X24A1 | ASPEN |  | D(A,C,E)30A3J+TDR | S9V2B080D4VSB+LRP | 19100 | 20.3 | 9.5 | 22800 | 26600 | 116.7% | 2.77 | 0 | 11.2 |  |  |  |  | R-454B | 1.5917 | Residential & Commercial | USHP | Ducted CEE Tier 1
212972760 | Central HP <5.4 tons | SMART COMFORT | HRCU-A-CB (Split System: Heat Pump with Remote Outdoor Unit-Air-Source) | DLCURAH18ABK |  |  | EN(A,D)4X30L14** | *96VSN0401410B* | 17400 | 16 | 8.1 | 18000 | 18700 | 103.9% | 2.24 | 0 | 10.5 |  |  |  |  | R-410A | 1.45 | Residential & Commercial | USHP | Ducted CEE Tier 1
212969734 | Central HP <5.4 tons | SMART COMFORT | HRCU-A-CB (Split System: Heat Pump with Remote Outdoor Unit-Air-Source) | DLCURAH24ABK |  |  | EA*4X24L14A* | *80VSL0451412B* | 23200 | 17 | 9.5 | 26800 | 27200 | 101.5% | 2.32 | 0 | 10 |  |  |  |  | R-410A | 1.9333 | Residential & Commercial | USHP | Ducted CEE Tier 1
212975064 | Central HP <5.4 tons | SMART COMFORT | HRCU-A-CB (Split System: Heat Pump with Remote Outdoor Unit-Air-Source) | DLCURAH24ABK |  |  | EN(A,D,W)4X36L17** | *96VTN0401410B* | 23400 | 16 | 8.1 | 26400 | 24600 | 93.18% | 2.04 | 0 | 10 |  |  |  |  | R-410A | 1.95 | Residential & Commercial | USHP | Ducted CEE Tier 1
216952907 | Central HP <5.4 tons | TRANE | HRCU-A-CB (Split System: Heat Pump with Remote Outdoor Unit-Air-Source) | 5TWR5060A1 | ASPEN |  | DH60T4J | S8X1D120M5PTC | 53000 | 15.5 | 8.1 | 50500 | 35600 | 70.5% | 2.9 | 0 | 11.7 |  |  |  |  | R-454B | 4.4167 | Residential & Commercial | USHP | Ducted CEE Tier 1
212970484 | Central HP <5.4 tons | SMART COMFORT | HRCU-A-CB (Split System: Heat Pump with Remote Outdoor Unit-Air-Source) | DLCURAH36ABK |  |  | EN(A,D,W)4X48L21** | *80VSL0701716B* | 36200 | 16 | 8.1 | 38500 | 35000 | 90.91% | 2 | 0 | 10 |  |  |  |  | R-410A | 3.0167 | Residential & Commercial | USHP | Ducted CEE Tier 1
213872417 | Central HP <5.4 tons | NAPOLEON | HRCU-A-C (Split System: Heat Pump with Remote Outdoor Unit with No Indoor Fan --Air Source) | WSEHV2436RA1-N | ASPEN |  | D(A,C,E)36B34+TDR | 0 | 22800 | 15.2 | 8.5 | 22400 | 21200 | 94.64% | 1.8 | 0 | 11 |  |  |  |  | R-410A | 1.9 | Residential & Commercial | USHP | Ducted CEE Tier 1
214056958 | Central HP <5.4 tons | LUXAIRE | HRCU-A-CB (Split System: Heat Pump with Remote Outdoor Unit-Air-Source) | HMH72B341 | ASPEN |  | AE(D,N,U)+DM36A34+TDR | 0 | 31400 | 18.3 | 8.4 | 33000 | 26200 | 79.39% | 2.65 | 0 | 10.3 |  |  |  |  | R-410A | 2.6167 | Residential & Commercial | USHP | Ducted CEE Tier 1
214660178 | Central HP <5.4 tons | ECOER | HRCU-A-CB (Split System: Heat Pump with Remote Outdoor Unit-Air-Source) | EODA18H-4860BAA | ASPEN |  | D(A,C,E)36C34+TDR | MGH96M080B3A | 33000 | 17.5 | 8.8 | 35000 | 27000 | 77.14% | 2.1 | 0 | 11.7 |  |  |  |  | R-410A | 2.75 | Residential & Commercial | USHP | Ducted CEE Tier 1
214660179 | Central HP <5.4 tons | ECOER | HRCU-A-CB (Split System: Heat Pump with Remote Outdoor Unit-Air-Source) | EODA18H-4860BAA | ASPEN |  | D(A,C,E)36C34+TDR | MGH96M060B3A | 33000 | 17.5 | 8.8 | 35000 | 27000 | 77.14% | 2.1 | 0 | 11.7 |  |  |  |  | R-410A | 2.75 | Residential & Commercial | USHP | Ducted CEE Tier 1
216960332 | Central HP <5.4 tons | TRANE | HRCU-A-CB (Split System: Heat Pump with Remote Outdoor Unit-Air-Source) | 5TWV0X24A1 | ASPEN |  | D(A,C,E)30A3J+TDR | S9V2B080D4PSC+LRP | 18800 | 19.9 | 9 | 22800 | 26600 | 116.7% | 2.78 | 0 | 10.5 |  |  |  |  | R-454B | 1.5667 | Residential & Commercial | USHP | Ducted CEE Tier 1
215292624 | Central HP <5.4 tons | AIRQUEST | HRCU-A-CB (Split System: Heat Pump with Remote Outdoor Unit-Air-Source) | DLCURAH24ABK | ADP |  | H,GG80936 | *96VTN0401410B* | 23400 | 16 | 8.5 | 24600 | 23800 | 96.75% | 2 | 0 | 10 |  |  |  |  | R-410A | 1.95 | Residential & Commercial | USHP | Ducted CEE Tier 1
215292626 | Central HP <5.4 tons | AIRQUEST | HRCU-A-CB (Split System: Heat Pump with Remote Outdoor Unit-Air-Source) | DLCURAH24ABK | ADP |  | H,GG81936 | *96VTN0401410B* | 23400 | 16 | 8.5 | 24800 | 24400 | 98.39% | 2.06 | 0 | 10 |  |  |  |  | R-410A | 1.95 | Residential & Commercial | USHP | Ducted CEE Tier 1
215292667 | Central HP <5.4 tons | AIRQUEST | HRCU-A-CB (Split System: Heat Pump with Remote Outdoor Unit-Air-Source) | DLCURAH24ABK | ADP |  | HE8J936 | *96VTN0401712A* | 23200 | 16 | 8.5 | 24200 | 23200 | 95.87% | 1.94 | 0 | 10 |  |  |  |  | R-410A | 1.9333 | Residential & Commercial | USHP | Ducted CEE Tier 1
215292685 | Central HP <5.4 tons | AIRQUEST | HRCU-A-CB (Split System: Heat Pump with Remote Outdoor Unit-Air-Source) | DLCURAH24ABK | ADP |  | HE31930 | *96VTN0401712B* | 22200 | 16 | 8.5 | 24600 | 23800 | 96.75% | 2 | 0 | 9.5 |  |  |  |  | R-410A | 1.85 | Residential & Commercial | USHP
215292701 | Central HP <5.4 tons | AIRQUEST | HRCU-A-CB (Split System: Heat Pump with Remote Outdoor Unit-Air-Source) | DLCURAH24ABK | ADP |  | H,GG35936 | *96VTN0401712B* | 23400 | 16 | 8.5 | 24600 | 24000 | 97.56% | 2.02 | 0 | 10 |  |  |  |  | R-410A | 1.95 | Residential & Commercial | USHP | Ducted CEE Tier 1
215292710 | Central HP <5.4 tons | AIRQUEST | HRCU-A-CB (Split System: Heat Pump with Remote Outdoor Unit-Air-Source) | DLCURAH24ABK | ADP |  | HG7J924 | *96VTN0401712B* | 23400 | 16 | 8.5 | 25400 | 25800 | 101.6% | 2.18 | 0 | 9.5 |  |  |  |  | R-410A | 1.95 | Residential & Commercial | USHP
215292735 | Central HP <5.4 tons | AIRQUEST | HRCU-A-CB (Split System: Heat Pump with Remote Outdoor Unit-Air-Source) | DLCURAH24ABK | ADP |  | HE31924 | *96VTN0601412A* | 22800 | 16 | 8.5 | 24800 | 25200 | 101.6% | 2.14 | 0 | 9.5 |  |  |  |  | R-410A | 1.9 | Residential & Commercial | USHP
215292783 | Central HP <5.4 tons | AIRQUEST | HRCU-A-CB (Split System: Heat Pump with Remote Outdoor Unit-Air-Source) | DLCURAH24ABK | ADP |  | HE31924 | *96VTN0601412B* | 22800 | 16 | 8.5 | 25200 | 26600 | 105.6% | 2.3 | 0 | 9.5 |  |  |  |  | R-410A | 1.9 | Residential & Commercial | USHP
213080185 | Central HP <5.4 tons | PAYNE HEATING AND COOLING | HRCU-A-CB (Split System: Heat Pump with Remote Outdoor Unit-Air-Source) | 38MURAQ36AB3* |  |  | CAP**4321AL* | PG96MSAA60080C** | 36400 | 16 | 8.5 | 38000 | 34800 | 91.58% | 2.06 | 0 | 10 |  |  |  |  | R-410A | 3.0333 | Residential & Commercial | USHP | Ducted CEE Tier 1
213080269 | Central HP <5.4 tons | PAYNE HEATING AND COOLING | HRCU-A-CB (Split System: Heat Pump with Remote Outdoor Unit-Air-Source) | 38MURAQ36AB3* |  |  | CAP**3621AL* | PG96MSAA60100C** | 35200 | 16 | 8.1 | 38500 | 35200 | 91.43% | 1.8 | 0 | 9.5 |  |  |  |  | R-410A | 2.9333 | Residential & Commercial | USHP
214779384 | Central HP <5.4 tons | TEMPSTAR | HRCU-A-C (Split System: Heat Pump with Remote Outdoor Unit with No Indoor Fan --Air Source) | DLCURAH30ABK | ASPEN |  | D(A,C,E)30A34+TDR | 0 | 27400 | 15.2 | 9.2 | 32600 | 27000 | 82.82% | 1.85 | 0 | 10 |  |  |  |  | R-410A | 2.2833 | Residential & Commercial | USHP | Ducted CEE Tier 1
214779386 | Central HP <5.4 tons | TEMPSTAR | HRCU-A-C (Split System: Heat Pump with Remote Outdoor Unit with No Indoor Fan --Air Source) | DLCURAH30ABK | ASPEN |  | D(A,C,E)36A34+TDR | 0 | 28600 | 15.2 | 9.5 | 33200 | 27000 | 81.33% | 1.85 | 0 | 10.4 |  |  |  |  | R-410A | 2.3833 | Residential & Commercial | USHP | Ducted CEE Tier 1
215292792 | Central HP <5.4 tons | AIRQUEST | HRCU-A-CB (Split System: Heat Pump with Remote Outdoor Unit-Air-Source) | DLCURAH24ABK | ADP |  | H,GG33936 | *96VTN0601412B* | 23200 | 17 | 8.5 | 24600 | 23600 | 95.93% | 2 | 0 | 9.5 |  |  |  |  | R-410A | 1.9333 | Residential & Commercial | USHP
215292799 | Central HP <5.4 tons | AIRQUEST | HRCU-A-CB (Split System: Heat Pump with Remote Outdoor Unit-Air-Source) | DLCURAH24ABK | ADP |  | HE34936 | *96VTN0601412B* | 23400 | 17 | 8.5 | 24600 | 23600 | 95.93% | 2 | 0 | 10 |  |  |  |  | R-410A | 1.95 | Residential & Commercial | USHP | Ducted CEE Tier 1
215292833 | Central HP <5.4 tons | AIRQUEST | HRCU-A-CB (Split System: Heat Pump with Remote Outdoor Unit-Air-Source) | DLCURAH24ABK | ADP |  | H,GE31930 | *96VTN0601714A* | 23400 | 16 | 8.5 | 25200 | 24000 | 95.24% | 2.02 | 0 | 10 |  |  |  |  | R-410A | 1.95 | Residential & Commercial | USHP | Ducted CEE Tier 1
212150580 | Central HP <5.4 tons | SAMSUNG | HRCU-A-CB (Split System: Heat Pump with Remote Outdoor Unit-Air-Source) | AC036BXUPCH | ASPEN |  | A(E,F)M374+TDR | 0 | 35800 | 18.5 | 8.4 | 34600 | 53500 | 154.6% | 2.25 | 0 | 10.5 |  |  |  |  | R-410A | 2.9833 | Residential & Commercial | USHP | Ducted CEE Tier 1
212152118 | Central HP <5.4 tons | SAMSUNG | HRCU-A-CB (Split System: Heat Pump with Remote Outdoor Unit-Air-Source) | AC036BXUPCH | ASPEN |  | LEM36G4 | 0 | 35800 | 18.5 | 8.4 | 34600 | 53500 | 154.6% | 2.25 | 0 | 10.5 |  |  |  |  | R-410A | 2.9833 | Residential & Commercial | USHP | Ducted CEE Tier 1
215292840 | Central HP <5.4 tons | AIRQUEST | HRCU-A-CB (Split System: Heat Pump with Remote Outdoor Unit-Air-Source) | DLCURAH24ABK | ADP |  | H,GE32930 | *96VTN0601714A* | 23600 | 16 | 8.5 | 25200 | 24000 | 95.24% | 2.02 | 0 | 10 |  |  |  |  | R-410A | 1.9667 | Residential & Commercial | USHP | Ducted CEE Tier 1
215292842 | Central HP <5.4 tons | AIRQUEST | HRCU-A-CB (Split System: Heat Pump with Remote Outdoor Unit-Air-Source) | DLCURAH24ABK | ADP |  | HE32936 | *96VTN0601714A* | 23600 | 16 | 8.5 | 25200 | 24000 | 95.24% | 2.02 | 0 | 10 |  |  |  |  | R-410A | 1.9667 | Residential & Commercial | USHP | Ducted CEE Tier 1
216960316 | Central HP <5.4 tons | TRANE | HRCU-A-CB (Split System: Heat Pump with Remote Outdoor Unit-Air-Source) | 5TWV0X24A1 | ASPEN |  | D(A,C,E)30A3J+TDR | L8V1A040U3VSB+LRP | 18800 | 20.7 | 9 | 22200 | 26600 | 119.8% | 2.79 | 0 | 11 |  |  |  |  | R-454B | 1.5667 | Residential & Commercial | USHP | Ducted CEE Tier 1
212989167 | Central HP <5.4 tons | PAYNE HEATING AND COOLING | HRCU-A-CB (Split System: Heat Pump with Remote Outdoor Unit-Air-Source) | 38MURAQ24AB3* |  |  | CAP**3617AL* | PG95MSUA48060B** | 23600 | 17 | 8.5 | 26200 | 24000 | 91.6% | 1.98 | 0 | 10 |  |  |  |  | R-410A | 1.9667 | Residential & Commercial | USHP | Ducted CEE Tier 1
212382933 | Central HP <5.4 tons | PAYNE HEATING AND COOLING | HRCU-A-CB (Split System: Heat Pump with Remote Outdoor Unit-Air-Source) | 38MURAQ36AB3* |  |  | CAP**3617AL* | PG80VTLA48090B** | 35200 | 15.5 | 8.1 | 39000 | 35200 | 90.26% | 1.82 | 0 | 9.5 |  |  |  |  | R-410A | 2.9333 | Residential & Commercial | USHP
212384289 | Central HP <5.4 tons | PAYNE HEATING AND COOLING | HRCU-A-CB (Split System: Heat Pump with Remote Outdoor Unit-Air-Source) | 38MURAQ36AB3* |  |  | CNPV*4217AL* | PG80ES(A,L)A42090B** | 36200 | 15.5 | 8.1 | 39500 | 35000 | 88.61% | 1.98 | 0 | 10 |  |  |  |  | R-410A | 3.0167 | Residential & Commercial | USHP | Ducted CEE Tier 1
214320595 | Central HP <5.4 tons | Frigidaire | HRCU-A-C (Split System: Heat Pump with Remote Outdoor Unit with No Indoor Fan --Air Source) | GXH48-60MSK4DH | ASPEN |  | C(A,C,D,E)60A44+TDR | 0 | 50500 | 15.2 | 8.5 | 53000 | 37200 | 70.19% | 1.8 | 0 | 9.5 |  |  |  |  | R-410A | 4.2083 | Residential & Commercial | USHP
213739483 | Central HP <5.4 tons | DAY & NIGHT | HRCU-A-CB (Split System: Heat Pump with Remote Outdoor Unit-Air-Source) | DLCURAH18ABK | ADP |  | PL36H***P039 | *80MS(N,L)0451412A* | 16800 | 16 | 8.5 | 16800 | 18800 | 111.9% | 2.3 | 0 | 10.5 |  |  |  |  | R-410A | 1.4 | Residential & Commercial | USHP | Ducted CEE Tier 1
213739519 | Central HP <5.4 tons | DAY & NIGHT | HRCU-A-CB (Split System: Heat Pump with Remote Outdoor Unit-Air-Source) | DLCURAH18ABK | ADP |  | PL36H***P039 | *80VSL0451412B* | 17000 | 16 | 8.5 | 17100 | 18700 | 109.4% | 2.3 | 0 | 10.5 |  |  |  |  | R-410A | 1.4167 | Residential & Commercial | USHP | Ducted CEE Tier 1
216054984 | Central HP <5.4 tons | LUXAIRE | HRCU-A-CB (Split System: Heat Pump with Remote Outdoor Unit-Air-Source) | HH824E2S11 | ASPEN |  | C(A,C,D,E)24A3K+TDR | Z9ES060B12SMPS1 | 21600 | 17 | 8.1 | 22400 | 18600 | 83.04% | 2 | 0 | 11.7 |  |  |  |  | R-454B | 1.8 | Residential & Commercial | USHP | Ducted CEE Tier 1
213076505 | Central HP <5.4 tons | SMART COMFORT | HRCU-A-CB (Split System: Heat Pump with Remote Outdoor Unit-Air-Source) | DLCURAH36ABK |  |  | EA*4X37L21A* | *80VTL0701716B* | 36200 | 16 | 8.5 | 38000 | 34800 | 91.58% | 2.04 | 0 | 10 |  |  |  |  | R-410A | 3.0167 | Residential & Commercial | USHP | Ducted CEE Tier 1
213739489 | Central HP <5.4 tons | DAY & NIGHT | HRCU-A-CB (Split System: Heat Pump with Remote Outdoor Unit-Air-Source) | DLCURAH18ABK | ADP |  | FG35936 | *80MS(N,L)0451412A* | 17500 | 16 | 8.5 | 16800 | 18800 | 111.9% | 2.3 | 0 | 11 |  |  |  |  | R-410A | 1.4583 | Residential & Commercial | USHP | Ducted CEE Tier 1
213739521 | Central HP <5.4 tons | DAY & NIGHT | HRCU-A-CB (Split System: Heat Pump with Remote Outdoor Unit-Air-Source) | DLCURAH18ABK | ADP |  | FG32936 | *80VSL0451412B* | 17400 | 16 | 8.5 | 17000 | 19300 | 113.5% | 2.38 | 0 | 10.5 |  |  |  |  | R-410A | 1.45 | Residential & Commercial | USHP | Ducted CEE Tier 1
213739571 | Central HP <5.4 tons | DAY & NIGHT | HRCU-A-CB (Split System: Heat Pump with Remote Outdoor Unit-Air-Source) | DLCURAH18ABK | ADP |  | V,G36H***P449 | *96MSN0261410A* | 17300 | 20 | 8.1 | 16700 | 18800 | 112.6% | 2.3 | 0 | 10.5 |  |  |  |  | R-410A | 1.4417 | Residential & Commercial | USHP | Ducted CEE Tier 1
213739574 | Central HP <5.4 tons | DAY & NIGHT | HRCU-A-CB (Split System: Heat Pump with Remote Outdoor Unit-Air-Source) | DLCURAH18ABK | ADP |  | PL36H175P069 | *96MSN0401410A* | 17600 | 16 | 8.1 | 16600 | 18300 | 110.2% | 2.24 | 0 | 11 |  |  |  |  | R-410A | 1.4667 | Residential & Commercial | USHP | Ducted CEE Tier 1
215292934 | Central HP <5.4 tons | AIRQUEST | HRCU-A-CB (Split System: Heat Pump with Remote Outdoor Unit-Air-Source) | DLCURAH24ABK | ADP |  | HE31930 | *96VTN0801716A* | 23600 | 16 | 8.5 | 25200 | 23600 | 93.65% | 1.98 | 0 | 10 |  |  |  |  | R-410A | 1.9667 | Residential & Commercial | USHP | Ducted CEE Tier 1
215292966 | Central HP <5.4 tons | AIRQUEST | HRCU-A-CB (Split System: Heat Pump with Remote Outdoor Unit-Air-Source) | DLCURAH24ABK | ADP |  | H,GE9J936 | *96VTN0801716A* | 24200 | 16 | 8.1 | 24600 | 22600 | 91.87% | 1.9 | 0 | 10.5 |  |  |  |  | R-410A | 2.0167 | Residential & Commercial | USHP | Ducted CEE Tier 1
214092676 | Central HP <5.4 tons | LUXAIRE | HRCU-A-CB (Split System: Heat Pump with Remote Outdoor Unit-Air-Source) | HMH72B361 | ASPEN |  | D(A,C,E)48B34+TDR | Z8ES080C20LMPS1 | 34600 | 17 | 8.1 | 32400 | 44000 | 135.8% | 3.24 | 0 | 9 |  |  |  |  | R-410A | 2.8833 | Residential & Commercial | USHP
215294588 | Central HP <5.4 tons | AIRQUEST | HRCU-A-CB (Split System: Heat Pump with Remote Outdoor Unit-Air-Source) | DLCURAH36ABK | ADP |  | HE32936 | *92MSN0601412A* | 34800 | 15.2 | 8.1 | 36800 | 34800 | 94.57% | 1.82 | 0 | 9.5 |  |  |  |  | R-410A | 2.9 | Residential & Commercial | USHP
215292991 | Central HP <5.4 tons | AIRQUEST | HRCU-A-CB (Split System: Heat Pump with Remote Outdoor Unit-Air-Source) | DLCURAH24ABK | ADP |  | HG33936 | *96VTN0801716B* | 23200 | 17 | 8.5 | 24600 | 23600 | 95.93% | 2 | 0 | 9.5 |  |  |  |  | R-410A | 1.9333 | Residential & Commercial | USHP
215293032 | Central HP <5.4 tons | AIRQUEST | HRCU-A-CB (Split System: Heat Pump with Remote Outdoor Unit-Air-Source) | DLCURAH24ABK | ADP |  | HE31924 | *96VTN0802120A* | 22600 | 16 | 8.1 | 24200 | 23400 | 96.69% | 1.98 | 0 | 10 |  |  |  |  | R-410A | 1.8833 | Residential & Commercial | USHP | Ducted CEE Tier 1
215294606 | Central HP <5.4 tons | AIRQUEST | HRCU-A-CB (Split System: Heat Pump with Remote Outdoor Unit-Air-Source) | DLCURAH36ABK | ADP |  | HG48936 | *92MSN0601412A* | 36200 | 15.2 | 8.5 | 36800 | 34800 | 94.57% | 2 | 0 | 10 |  |  |  |  | R-410A | 3.0167 | Residential & Commercial | USHP | Ducted CEE Tier 1
215294622 | Central HP <5.4 tons | AIRQUEST | HRCU-A-CB (Split System: Heat Pump with Remote Outdoor Unit-Air-Source) | DLCURAH36ABK | ADP |  | HG81936 | *92MSN0601412A* | 36200 | 15.2 | 8.5 | 36800 | 34800 | 94.57% | 2 | 0 | 10 |  |  |  |  | R-410A | 3.0167 | Residential & Commercial | USHP | Ducted CEE Tier 1
212383316 | Central HP <5.4 tons | PAYNE HEATING AND COOLING | HRCU-A-CB (Split System: Heat Pump with Remote Outdoor Unit-Air-Source) | 38MURAQ36AB3* |  |  | CAP**3621AL* | PG80ES(A,L)A60090C** | 35600 | 16 | 8.1 | 39500 | 35200 | 89.11% | 1.84 | 0 | 10 |  |  |  |  | R-410A | 2.9667 | Residential & Commercial | USHP | Ducted CEE Tier 1
212383329 | Central HP <5.4 tons | PAYNE HEATING AND COOLING | HRCU-A-CB (Split System: Heat Pump with Remote Outdoor Unit-Air-Source) | 38MURAQ36AB3* |  |  | CAP**3621AL* | PG92ESAA48080B** | 35200 | 16 | 8.1 | 39000 | 35200 | 90.26% | 1.82 | 0 | 9.5 |  |  |  |  | R-410A | 2.9333 | Residential & Commercial | USHP
214392652 | Central HP <5.4 tons | RUUD | HRCU-A-CB (Split System: Heat Pump with Remote Outdoor Unit-Air-Source) | RD17AZ24AJ3N | ASPEN |  | D(A,C,E)30C24+TDR | U802VA075317Z | 20400 | 18.6 | 8.1 | 22600 | 16800 | 74.34% | 2.1 | 0 | 9 |  |  |  |  | R-410A | 1.7 | Residential & Commercial | USHP
215293057 | Central HP <5.4 tons | AIRQUEST | HRCU-A-CB (Split System: Heat Pump with Remote Outdoor Unit-Air-Source) | DLCURAH24ABK | ADP |  | HG7J924 | *96VTN0802120A* | 23000 | 17 | 8.1 | 24200 | 23400 | 96.69% | 1.98 | 0 | 10 |  |  |  |  | R-410A | 1.9167 | Residential & Commercial | USHP | Ducted CEE Tier 1
215293059 | Central HP <5.4 tons | AIRQUEST | HRCU-A-CB (Split System: Heat Pump with Remote Outdoor Unit-Air-Source) | DLCURAH24ABK | ADP |  | H,GE7J936 | *96VTN0802120A* | 23000 | 17 | 8.1 | 24200 | 23400 | 96.69% | 1.98 | 0 | 10 |  |  |  |  | R-410A | 1.9167 | Residential & Commercial | USHP | Ducted CEE Tier 1
215294690 | Central HP <5.4 tons | AIRQUEST | HRCU-A-CB (Split System: Heat Pump with Remote Outdoor Unit-Air-Source) | DLCURAH36ABK | ADP |  | H,GG37936 | *92MSN0801716A* | 35800 | 16 | 8.5 | 36200 | 34200 | 94.48% | 2.02 | 0 | 10 |  |  |  |  | R-410A | 2.9833 | Residential & Commercial | USHP | Ducted CEE Tier 1
215294704 | Central HP <5.4 tons | AIRQUEST | HRCU-A-CB (Split System: Heat Pump with Remote Outdoor Unit-Air-Source) | DLCURAH36ABK | ADP |  | H,GE9J936 | *92MSN0801716A* | 35400 | 16 | 8.1 | 36800 | 34600 | 94.02% | 1.88 | 0 | 10 |  |  |  |  | R-410A | 2.95 | Residential & Commercial | USHP | Ducted CEE Tier 1
215293075 | Central HP <5.4 tons | AIRQUEST | HRCU-A-CB (Split System: Heat Pump with Remote Outdoor Unit-Air-Source) | DLCURAH24ABK | ADP |  | H,GG31924 | *96VTN0802120B* | 22800 | 16 | 8.5 | 24800 | 23600 | 95.16% | 1.98 | 0 | 10 |  |  |  |  | R-410A | 1.9 | Residential & Commercial | USHP | Ducted CEE Tier 1
215293084 | Central HP <5.4 tons | AIRQUEST | HRCU-A-CB (Split System: Heat Pump with Remote Outdoor Unit-Air-Source) | DLCURAH24ABK | ADP |  | HG32924 | *96VTN0802120B* | 23200 | 17 | 8.5 | 24800 | 23600 | 95.16% | 1.98 | 0 | 10 |  |  |  |  | R-410A | 1.9333 | Residential & Commercial | USHP | Ducted CEE Tier 1
215293109 | Central HP <5.4 tons | AIRQUEST | HRCU-A-CB (Split System: Heat Pump with Remote Outdoor Unit-Air-Source) | DLCURAH24ABK | ADP |  | H,GE7J936 | *96VTN0802120B* | 23400 | 17 | 8.5 | 24800 | 23600 | 95.16% | 1.98 | 0 | 10 |  |  |  |  | R-410A | 1.95 | Residential & Commercial | USHP | Ducted CEE Tier 1
215293111 | Central HP <5.4 tons | AIRQUEST | HRCU-A-CB (Split System: Heat Pump with Remote Outdoor Unit-Air-Source) | DLCURAH24ABK | ADP |  | HG8J936 | *96VTN0802120B* | 23600 | 17 | 8.5 | 24800 | 23600 | 95.16% | 1.98 | 0 | 10.5 |  |  |  |  | R-410A | 1.9667 | Residential & Commercial | USHP | Ducted CEE Tier 1
215293116 | Central HP <5.4 tons | AIRQUEST | HRCU-A-CB (Split System: Heat Pump with Remote Outdoor Unit-Air-Source) | DLCURAH24ABK | ADP |  | H,GE9J936 | *96VTN0802120B* | 23800 | 17 | 8.5 | 24800 | 23600 | 95.16% | 1.98 | 0 | 10.5 |  |  |  |  | R-410A | 1.9833 | Residential & Commercial | USHP | Ducted CEE Tier 1
215293141 | Central HP <5.4 tons | AIRQUEST | HRCU-A-CB (Split System: Heat Pump with Remote Outdoor Unit-Air-Source) | DLCURAH24ABK | ADP |  | HG33936 | *96VTN1002120A* | 23800 | 17 | 8.5 | 24400 | 22400 | 91.8% | 1.9 | 0 | 10 |  |  |  |  | R-410A | 1.9833 | Residential & Commercial | USHP | Ducted CEE Tier 1
215294706 | Central HP <5.4 tons | AIRQUEST | HRCU-A-CB (Split System: Heat Pump with Remote Outdoor Unit-Air-Source) | DLCURAH36ABK | ADP |  | H,GG1K936 | *92MSN0801716A* | 35400 | 16 | 8.1 | 36800 | 34600 | 94.02% | 1.88 | 0 | 10 |  |  |  |  | R-410A | 2.95 | Residential & Commercial | USHP | Ducted CEE Tier 1
215294731 | Central HP <5.4 tons | AIRQUEST | HRCU-A-CB (Split System: Heat Pump with Remote Outdoor Unit-Air-Source) | DLCURAH36ABK | ADP |  | HE32936 | *92MSN0802120A* | 33800 | 16 | 8.5 | 36200 | 34200 | 94.48% | 2.02 | 0 | 9.5 |  |  |  |  | R-410A | 2.8167 | Residential & Commercial | USHP
215293166 | Central HP <5.4 tons | AIRQUEST | HRCU-A-CB (Split System: Heat Pump with Remote Outdoor Unit-Air-Source) | DLCURAH24ABK | ADP |  | H,GE1K936 | *96VTN1002120A* | 24000 | 17 | 8.5 | 24400 | 22400 | 91.8% | 1.9 | 0 | 10 |  |  |  |  | R-410A | 2 | Residential & Commercial | USHP | Ducted CEE Tier 1
215293175 | Central HP <5.4 tons | AIRQUEST | HRCU-A-CB (Split System: Heat Pump with Remote Outdoor Unit-Air-Source) | DLCURAH24ABK | ADP |  | H,GG31930 | *96VTN1002120B* | 22600 | 17 | 8.5 | 24600 | 23400 | 95.12% | 1.98 | 0 | 9.5 |  |  |  |  | R-410A | 1.8833 | Residential & Commercial | USHP
214838455 | Central HP <5.4 tons | TEMPSTAR | HRCU-A-C (Split System: Heat Pump with Remote Outdoor Unit with No Indoor Fan --Air Source) | DLCURAH18ABK | ASPEN |  | D(A,C,E)24A24+TDR | 0 | 15500 | 15.2 | 9.3 | 18900 | 15000 | 79.37% | 2.2 | 0 | 11 |  |  |  |  | R-410A | 1.2917 | Residential & Commercial | USHP | Ducted CEE Tier 1
215292849 | Central HP <5.4 tons | AIRQUEST | HRCU-A-CB (Split System: Heat Pump with Remote Outdoor Unit-Air-Source) | DLCURAH24ABK | ADP |  | H,GE34936 | *96VTN0601714A* | 24000 | 16 | 8.5 | 24400 | 22400 | 91.8% | 1.88 | 0 | 10 |  |  |  |  | R-410A | 2 | Residential & Commercial | USHP | Ducted CEE Tier 1
215292860 | Central HP <5.4 tons | AIRQUEST | HRCU-A-CB (Split System: Heat Pump with Remote Outdoor Unit-Air-Source) | DLCURAH24ABK | ADP |  | H,GE7J924 | *96VTN0601714A* | 23600 | 16 | 8.5 | 25200 | 24000 | 95.24% | 2.02 | 0 | 10 |  |  |  |  | R-410A | 1.9667 | Residential & Commercial | USHP | Ducted CEE Tier 1
215292885 | Central HP <5.4 tons | AIRQUEST | HRCU-A-CB (Split System: Heat Pump with Remote Outdoor Unit-Air-Source) | DLCURAH24ABK | ADP |  | H,GG32936 | *96VTN0601716B* | 23400 | 16 | 9 | 24400 | 22800 | 93.44% | 1.92 | 0 | 10 |  |  |  |  | R-410A | 1.95 | Residential & Commercial | USHP | Ducted CEE Tier 1
215292908 | Central HP <5.4 tons | AIRQUEST | HRCU-A-CB (Split System: Heat Pump with Remote Outdoor Unit-Air-Source) | DLCURAH24ABK | ADP |  | HG7J924 | *96VTN0601716B* | 23600 | 16 | 9 | 24400 | 22800 | 93.44% | 1.92 | 0 | 10 |  |  |  |  | R-410A | 1.9667 | Residential & Commercial | USHP | Ducted CEE Tier 1
215292935 | Central HP <5.4 tons | AIRQUEST | HRCU-A-CB (Split System: Heat Pump with Remote Outdoor Unit-Air-Source) | DLCURAH24ABK | ADP |  | H,GG32930 | *96VTN0801716A* | 23800 | 16 | 8.5 | 25200 | 23000 | 91.27% | 1.92 | 0 | 10 |  |  |  |  | R-410A | 1.9833 | Residential & Commercial | USHP | Ducted CEE Tier 1
215294740 | Central HP <5.4 tons | AIRQUEST | HRCU-A-CB (Split System: Heat Pump with Remote Outdoor Unit-Air-Source) | DLCURAH36ABK | ADP |  | H,GG34936 | *92MSN0802120A* | 35200 | 16 | 8.1 | 36800 | 34600 | 94.02% | 1.88 | 0 | 10 |  |  |  |  | R-410A | 2.9333 | Residential & Commercial | USHP | Ducted CEE Tier 1
215294747 | Central HP <5.4 tons | AIRQUEST | HRCU-A-CB (Split System: Heat Pump with Remote Outdoor Unit-Air-Source) | DLCURAH36ABK | ADP |  | H,GG35936 | *92MSN0802120A* | 35200 | 16 | 8.1 | 36800 | 34600 | 94.02% | 1.88 | 0 | 10 |  |  |  |  | R-410A | 2.9333 | Residential & Commercial | USHP | Ducted CEE Tier 1
215293177 | Central HP <5.4 tons | AIRQUEST | HRCU-A-CB (Split System: Heat Pump with Remote Outdoor Unit-Air-Source) | DLCURAH24ABK | ADP |  | H,GE31924 | *96VTN1002120B* | 22600 | 17 | 8.5 | 24600 | 23400 | 95.12% | 1.98 | 0 | 9.5 |  |  |  |  | R-410A | 1.8833 | Residential & Commercial | USHP
215293211 | Central HP <5.4 tons | AIRQUEST | HRCU-A-CB (Split System: Heat Pump with Remote Outdoor Unit-Air-Source) | DLCURAH24ABK | ADP |  | H,GE8J936 | *96VTN1002120B* | 23400 | 17 | 8.5 | 24600 | 24200 | 98.37% | 2.04 | 0 | 10.5 |  |  |  |  | R-410A | 1.95 | Residential & Commercial | USHP | Ducted CEE Tier 1
215294754 | Central HP <5.4 tons | AIRQUEST | HRCU-A-CB (Split System: Heat Pump with Remote Outdoor Unit-Air-Source) | DLCURAH36ABK | ADP |  | H,GG36936 | *92MSN0802120A* | 35600 | 16 | 8.5 | 36200 | 34200 | 94.48% | 2.02 | 0 | 10 |  |  |  |  | R-410A | 2.9667 | Residential & Commercial | USHP | Ducted CEE Tier 1
215294797 | Central HP <5.4 tons | AIRQUEST | HRCU-A-CB (Split System: Heat Pump with Remote Outdoor Unit-Air-Source) | DLCURAH36ABK | ADP |  | H,GG34936 | *92MSN1002120A* | 35400 | 16 | 8.1 | 36800 | 34600 | 94.02% | 1.88 | 0 | 10 |  |  |  |  | R-410A | 2.95 | Residential & Commercial | USHP | Ducted CEE Tier 1
215293243 | Central HP <5.4 tons | AIRQUEST | HRCU-A-CB (Split System: Heat Pump with Remote Outdoor Unit-Air-Source) | DLCURAH24ABK | ADP |  | H,GG34936 | *96VTN1002122A* | 23600 | 17 | 8.1 | 24200 | 23400 | 96.69% | 1.98 | 0 | 10.5 |  |  |  |  | R-410A | 1.9667 | Residential & Commercial | USHP | Ducted CEE Tier 1
215293250 | Central HP <5.4 tons | AIRQUEST | HRCU-A-CB (Split System: Heat Pump with Remote Outdoor Unit-Air-Source) | DLCURAH24ABK | ADP |  | H,GG36936 | *96VTN1002122A* | 23600 | 17 | 8.1 | 24200 | 23400 | 96.69% | 1.98 | 0 | 10.5 |  |  |  |  | R-410A | 1.9667 | Residential & Commercial | USHP | Ducted CEE Tier 1
215292985 | Central HP <5.4 tons | AIRQUEST | HRCU-A-CB (Split System: Heat Pump with Remote Outdoor Unit-Air-Source) | DLCURAH24ABK | ADP |  | HG32924 | *96VTN0801716B* | 22800 | 17 | 8.5 | 24600 | 24600 | 100% | 2.08 | 0 | 9.5 |  |  |  |  | R-410A | 1.9 | Residential & Commercial | USHP
215293035 | Central HP <5.4 tons | AIRQUEST | HRCU-A-CB (Split System: Heat Pump with Remote Outdoor Unit-Air-Source) | DLCURAH24ABK | ADP |  | H,GG32936 | *96VTN0802120A* | 23200 | 17 | 8.5 | 24200 | 22800 | 94.21% | 1.94 | 0 | 9.5 |  |  |  |  | R-410A | 1.9333 | Residential & Commercial | USHP
215293049 | Central HP <5.4 tons | AIRQUEST | HRCU-A-CB (Split System: Heat Pump with Remote Outdoor Unit-Air-Source) | DLCURAH24ABK | ADP |  | H,GG35936 | *96VTN0802120A* | 23600 | 17 | 8.1 | 24200 | 23400 | 96.69% | 1.98 | 0 | 10.5 |  |  |  |  | R-410A | 1.9667 | Residential & Commercial | USHP | Ducted CEE Tier 1
215293058 | Central HP <5.4 tons | AIRQUEST | HRCU-A-CB (Split System: Heat Pump with Remote Outdoor Unit-Air-Source) | DLCURAH24ABK | ADP |  | H,GE7J924 | *96VTN0802120A* | 23000 | 17 | 8.1 | 24200 | 23400 | 96.69% | 1.98 | 0 | 10 |  |  |  |  | R-410A | 1.9167 | Residential & Commercial | USHP | Ducted CEE Tier 1
215293067 | Central HP <5.4 tons | AIRQUEST | HRCU-A-CB (Split System: Heat Pump with Remote Outdoor Unit-Air-Source) | DLCURAH24ABK | ADP |  | H,GE1K936 | *96VTN0802120A* | 23600 | 17 | 8.1 | 24200 | 23400 | 96.69% | 1.98 | 0 | 10.5 |  |  |  |  | R-410A | 1.9667 | Residential & Commercial | USHP | Ducted CEE Tier 1
215293085 | Central HP <5.4 tons | AIRQUEST | HRCU-A-CB (Split System: Heat Pump with Remote Outdoor Unit-Air-Source) | DLCURAH24ABK | ADP |  | HG32936 | *96VTN0802120B* | 23200 | 17 | 8.5 | 24800 | 23600 | 95.16% | 1.98 | 0 | 10 |  |  |  |  | R-410A | 1.9333 | Residential & Commercial | USHP | Ducted CEE Tier 1
215293295 | Central HP <5.4 tons | AIRQUEST | HRCU-A-CB (Split System: Heat Pump with Remote Outdoor Unit-Air-Source) | DLCURAH24ABK | ADP |  | H,GG35936 | *96VTN1002122B* | 23800 | 17 | 8.5 | 24800 | 23400 | 94.35% | 1.98 | 0 | 10.5 |  |  |  |  | R-410A | 1.9833 | Residential & Commercial | USHP | Ducted CEE Tier 1
215293318 | Central HP <5.4 tons | AIRQUEST | HRCU-A-CB (Split System: Heat Pump with Remote Outdoor Unit-Air-Source) | DLCURAH24ABK | ADP |  | HG80936 | *96VTN1002122B* | 23800 | 17 | 8.5 | 24800 | 23400 | 94.35% | 1.98 | 0 | 10.5 |  |  |  |  | R-410A | 1.9833 | Residential & Commercial | USHP | Ducted CEE Tier 1
215294824 | Central HP <5.4 tons | AIRQUEST | HRCU-A-CB (Split System: Heat Pump with Remote Outdoor Unit-Air-Source) | DLCURAH36ABK | ADP |  | H,GE80936 | *92MSN1002120A* | 35800 | 16 | 8.5 | 36200 | 34200 | 94.48% | 2.02 | 0 | 10 |  |  |  |  | R-410A | 2.9833 | Residential & Commercial | USHP | Ducted CEE Tier 1
215294831 | Central HP <5.4 tons | AIRQUEST | HRCU-A-CB (Split System: Heat Pump with Remote Outdoor Unit-Air-Source) | DLCURAH36ABK | ADP |  | H,GE24936 | *92MSN1002122A* | 34000 | 16 | 8.1 | 36800 | 34600 | 94.02% | 1.9 | 0 | 9.5 |  |  |  |  | R-410A | 2.8333 | Residential & Commercial | USHP
215293525 | Central HP <5.4 tons | AIRQUEST | HRCU-A-CB (Split System: Heat Pump with Remote Outdoor Unit-Air-Source) | DLCURAH30ABK | ADP |  | H,GE35936 | *92MSN0801716A* | 29800 | 15.2 | 8.1 | 32400 | 27200 | 83.95% | 1.8 | 0 | 9 |  |  |  |  | R-410A | 2.4833 | Residential & Commercial | USHP
215293543 | Central HP <5.4 tons | AIRQUEST | HRCU-A-CB (Split System: Heat Pump with Remote Outdoor Unit-Air-Source) | DLCURAH30ABK | ADP |  | H,GE1K936 | *92MSN0801716A* | 29800 | 15.2 | 8.1 | 32400 | 27200 | 83.95% | 1.8 | 0 | 9 |  |  |  |  | R-410A | 2.4833 | Residential & Commercial | USHP
215293570 | Central HP <5.4 tons | AIRQUEST | HRCU-A-CB (Split System: Heat Pump with Remote Outdoor Unit-Air-Source) | DLCURAH30ABK | ADP |  | H,GE34936 | *92MSN0802120A* | 30200 | 15.2 | 8.1 | 32600 | 27000 | 82.82% | 1.8 | 0 | 9 |  |  |  |  | R-410A | 2.5167 | Residential & Commercial | USHP
215293586 | Central HP <5.4 tons | AIRQUEST | HRCU-A-CB (Split System: Heat Pump with Remote Outdoor Unit-Air-Source) | DLCURAH30ABK | ADP |  | H,GE8J936 | *92MSN0802120A* | 30000 | 15.2 | 8.1 | 32600 | 27000 | 82.82% | 1.8 | 0 | 9 |  |  |  |  | R-410A | 2.5 | Residential & Commercial | USHP
215293092 | Central HP <5.4 tons | AIRQUEST | HRCU-A-CB (Split System: Heat Pump with Remote Outdoor Unit-Air-Source) | DLCURAH24ABK | ADP |  | HE33936 | *96VTN0802120B* | 23600 | 17 | 8.5 | 24800 | 23600 | 95.16% | 1.98 | 0 | 10.5 |  |  |  |  | R-410A | 1.9667 | Residential & Commercial | USHP | Ducted CEE Tier 1
215293142 | Central HP <5.4 tons | AIRQUEST | HRCU-A-CB (Split System: Heat Pump with Remote Outdoor Unit-Air-Source) | DLCURAH24ABK | ADP |  | H,GE33936 | *96VTN1002120A* | 23800 | 17 | 8.5 | 24400 | 22400 | 91.8% | 1.9 | 0 | 10 |  |  |  |  | R-410A | 1.9833 | Residential & Commercial | USHP | Ducted CEE Tier 1
215293151 | Central HP <5.4 tons | AIRQUEST | HRCU-A-CB (Split System: Heat Pump with Remote Outdoor Unit-Air-Source) | DLCURAH24ABK | ADP |  | H,GG36936 | *96VTN1002120A* | 24000 | 17 | 8.5 | 24400 | 22400 | 91.8% | 1.9 | 0 | 10 |  |  |  |  | R-410A | 2 | Residential & Commercial | USHP | Ducted CEE Tier 1
215293192 | Central HP <5.4 tons | AIRQUEST | HRCU-A-CB (Split System: Heat Pump with Remote Outdoor Unit-Air-Source) | DLCURAH24ABK | ADP |  | H,GG34936 | *96VTN1002120B* | 23600 | 17 | 8.5 | 24600 | 24200 | 98.37% | 2.04 | 0 | 10.5 |  |  |  |  | R-410A | 1.9667 | Residential & Commercial | USHP | Ducted CEE Tier 1
215293194 | Central HP <5.4 tons | AIRQUEST | HRCU-A-CB (Split System: Heat Pump with Remote Outdoor Unit-Air-Source) | DLCURAH24ABK | ADP |  | H,GE34936 | *96VTN1002120B* | 23600 | 17 | 8.5 | 24600 | 24200 | 98.37% | 2.04 | 0 | 10.5 |  |  |  |  | R-410A | 1.9667 | Residential & Commercial | USHP | Ducted CEE Tier 1
215293233 | Central HP <5.4 tons | AIRQUEST | HRCU-A-CB (Split System: Heat Pump with Remote Outdoor Unit-Air-Source) | DLCURAH24ABK | ADP |  | H,GG32936 | *96VTN1002122A* | 23200 | 17 | 8.5 | 24200 | 22800 | 94.21% | 1.92 | 0 | 9.5 |  |  |  |  | R-410A | 1.9333 | Residential & Commercial | USHP
215293602 | Central HP <5.4 tons | AIRQUEST | HRCU-A-CB (Split System: Heat Pump with Remote Outdoor Unit-Air-Source) | DLCURAH30ABK | ADP |  | H,GG31930 | *92MSN1002120A* | 29000 | 15.2 | 8.1 | 32800 | 27600 | 84.15% | 1.78 | 0 | 8.5 |  |  |  |  | R-410A | 2.4167 | Residential & Commercial | USHP
215293604 | Central HP <5.4 tons | AIRQUEST | HRCU-A-CB (Split System: Heat Pump with Remote Outdoor Unit-Air-Source) | DLCURAH30ABK | ADP |  | H,GE31930 | *92MSN1002120A* | 29000 | 15.2 | 8.1 | 32800 | 27600 | 84.15% | 1.78 | 0 | 8.5 |  |  |  |  | R-410A | 2.4167 | Residential & Commercial | USHP
215293629 | Central HP <5.4 tons | AIRQUEST | HRCU-A-CB (Split System: Heat Pump with Remote Outdoor Unit-Air-Source) | DLCURAH30ABK | ADP |  | HG48936 | *92MSN1002120A* | 30000 | 16 | 8.5 | 33400 | 26400 | 79.04% | 1.86 | 0 | 8.5 |  |  |  |  | R-410A | 2.5 | Residential & Commercial | USHP
215293668 | Central HP <5.4 tons | AIRQUEST | HRCU-A-CB (Split System: Heat Pump with Remote Outdoor Unit-Air-Source) | DLCURAH30ABK | ADP |  | HE34936 | *92MSN1202420A* | 30000 | 15.2 | 8.1 | 32600 | 27200 | 83.44% | 1.8 | 0 | 9 |  |  |  |  | R-410A | 2.5 | Residential & Commercial | USHP
215293670 | Central HP <5.4 tons | AIRQUEST | HRCU-A-CB (Split System: Heat Pump with Remote Outdoor Unit-Air-Source) | DLCURAH30ABK | ADP |  | HG35936 | *92MSN1202420A* | 30000 | 15.2 | 8.1 | 32600 | 27200 | 83.44% | 1.8 | 0 | 9 |  |  |  |  | R-410A | 2.5 | Residential & Commercial | USHP
215293895 | Central HP <5.4 tons | AIRQUEST | HRCU-A-CB (Split System: Heat Pump with Remote Outdoor Unit-Air-Source) | DLCURAH30ABK | ADP |  | HG7J936 | *96MSN0802120A* | 29000 | 15.2 | 8.1 | 32600 | 27200 | 83.44% | 1.8 | 0 | 8.5 |  |  |  |  | R-410A | 2.4167 | Residential & Commercial | USHP
215293904 | Central HP <5.4 tons | AIRQUEST | HRCU-A-CB (Split System: Heat Pump with Remote Outdoor Unit-Air-Source) | DLCURAH30ABK | ADP |  | H,GG1K936 | *96MSN0802120A* | 29800 | 15.2 | 8.1 | 32600 | 27200 | 83.44% | 1.8 | 0 | 9 |  |  |  |  | R-410A | 2.4833 | Residential & Commercial | USHP
215293911 | Central HP <5.4 tons | AIRQUEST | HRCU-A-CB (Split System: Heat Pump with Remote Outdoor Unit-Air-Source) | DLCURAH30ABK | ADP |  | HG82936 | *96MSN0802120A* | 29800 | 15.2 | 8.1 | 32600 | 27200 | 83.44% | 1.8 | 0 | 9 |  |  |  |  | R-410A | 2.4833 | Residential & Commercial | USHP
215293253 | Central HP <5.4 tons | AIRQUEST | HRCU-A-CB (Split System: Heat Pump with Remote Outdoor Unit-Air-Source) | DLCURAH24ABK | ADP |  | H,GE30924 | *96VTN1002122A* | 22400 | 16 | 8.5 | 24200 | 22800 | 94.21% | 1.92 | 0 | 9.5 |  |  |  |  | R-410A | 1.8667 | Residential & Commercial | USHP
215293267 | Central HP <5.4 tons | AIRQUEST | HRCU-A-CB (Split System: Heat Pump with Remote Outdoor Unit-Air-Source) | DLCURAH24ABK | ADP |  | HG80936 | *96VTN1002122A* | 23600 | 17 | 8.1 | 24200 | 23400 | 96.69% | 1.98 | 0 | 10.5 |  |  |  |  | R-410A | 1.9667 | Residential & Commercial | USHP | Ducted CEE Tier 1
215293294 | Central HP <5.4 tons | AIRQUEST | HRCU-A-CB (Split System: Heat Pump with Remote Outdoor Unit-Air-Source) | DLCURAH24ABK | ADP |  | HE34936 | *96VTN1002122B* | 23800 | 17 | 8.5 | 24800 | 23400 | 94.35% | 1.98 | 0 | 10.5 |  |  |  |  | R-410A | 1.9833 | Residential & Commercial | USHP | Ducted CEE Tier 1
215293526 | Central HP <5.4 tons | AIRQUEST | HRCU-A-CB (Split System: Heat Pump with Remote Outdoor Unit-Air-Source) | DLCURAH30ABK | ADP |  | HE35936 | *92MSN0801716A* | 29800 | 15.2 | 8.1 | 32400 | 27200 | 83.95% | 1.8 | 0 | 9 |  |  |  |  | R-410A | 2.4833 | Residential & Commercial | USHP
215293537 | Central HP <5.4 tons | AIRQUEST | HRCU-A-CB (Split System: Heat Pump with Remote Outdoor Unit-Air-Source) | DLCURAH30ABK | ADP |  | H,GE8J936 | *92MSN0801716A* | 29600 | 15.2 | 8.1 | 32400 | 27600 | 85.19% | 1.78 | 0 | 9 |  |  |  |  | R-410A | 2.4667 | Residential & Commercial | USHP
215293542 | Central HP <5.4 tons | AIRQUEST | HRCU-A-CB (Split System: Heat Pump with Remote Outdoor Unit-Air-Source) | DLCURAH30ABK | ADP |  | H,GG1K936 | *92MSN0801716A* | 29800 | 15.2 | 8.1 | 32400 | 27200 | 83.95% | 1.8 | 0 | 9 |  |  |  |  | R-410A | 2.4833 | Residential & Commercial | USHP
215293585 | Central HP <5.4 tons | AIRQUEST | HRCU-A-CB (Split System: Heat Pump with Remote Outdoor Unit-Air-Source) | DLCURAH30ABK | ADP |  | HG8J936 | *92MSN0802120A* | 30000 | 15.2 | 8.1 | 32800 | 27600 | 84.15% | 1.78 | 0 | 9 |  |  |  |  | R-410A | 2.5 | Residential & Commercial | USHP
215293635 | Central HP <5.4 tons | AIRQUEST | HRCU-A-CB (Split System: Heat Pump with Remote Outdoor Unit-Air-Source) | DLCURAH30ABK | ADP |  | HE8J936 | *92MSN1002120A* | 30000 | 15.2 | 8.1 | 32600 | 27000 | 82.82% | 1.8 | 0 | 9 |  |  |  |  | R-410A | 2.5 | Residential & Commercial | USHP
215293938 | Central HP <5.4 tons | AIRQUEST | HRCU-A-CB (Split System: Heat Pump with Remote Outdoor Unit-Air-Source) | DLCURAH30ABK | ADP |  | H,GG36936 | *96MSN1002120A* | 30200 | 15.2 | 8.5 | 32400 | 27000 | 83.33% | 1.8 | 0 | 9 |  |  |  |  | R-410A | 2.5167 | Residential & Commercial | USHP
215293986 | Central HP <5.4 tons | AIRQUEST | HRCU-A-CB (Split System: Heat Pump with Remote Outdoor Unit-Air-Source) | DLCURAH30ABK | ADP |  | HE35936 | *96MSN1202422A* | 30000 | 15.2 | 8.1 | 32600 | 27200 | 83.44% | 1.8 | 0 | 9 |  |  |  |  | R-410A | 2.5 | Residential & Commercial | USHP
215293988 | Central HP <5.4 tons | AIRQUEST | HRCU-A-CB (Split System: Heat Pump with Remote Outdoor Unit-Air-Source) | DLCURAH30ABK | ADP |  | H,GE36936 | *96MSN1202422A* | 30000 | 15.2 | 8.1 | 32600 | 27200 | 83.44% | 1.8 | 0 | 9 |  |  |  |  | R-410A | 2.5 | Residential & Commercial | USHP
215293993 | Central HP <5.4 tons | AIRQUEST | HRCU-A-CB (Split System: Heat Pump with Remote Outdoor Unit-Air-Source) | DLCURAH30ABK | ADP |  | HG7J936 | *96MSN1202422A* | 29400 | 15.2 | 8.1 | 32600 | 27200 | 83.44% | 1.8 | 0 | 8.5 |  |  |  |  | R-410A | 2.45 | Residential & Commercial | USHP
215294227 | Central HP <5.4 tons | AIRQUEST | HRCU-A-CB (Split System: Heat Pump with Remote Outdoor Unit-Air-Source) | DLCURAH30ABK | ADP |  | H,GG9J936 | *96VTN0802120A* | 29600 | 15.2 | 8.1 | 32000 | 27000 | 84.38% | 1.78 | 0 | 9 |  |  |  |  | R-410A | 2.4667 | Residential & Commercial | USHP
215294345 | Central HP <5.4 tons | AIRQUEST | HRCU-A-CB (Split System: Heat Pump with Remote Outdoor Unit-Air-Source) | DLCURAH30ABK | ADP |  | H,GG32936 | *96VTN1002120B* | 29400 | 15.2 | 8.5 | 32600 | 27200 | 83.44% | 1.8 | 0 | 8.5 |  |  |  |  | R-410A | 2.45 | Residential & Commercial | USHP
215294372 | Central HP <5.4 tons | AIRQUEST | HRCU-A-CB (Split System: Heat Pump with Remote Outdoor Unit-Air-Source) | DLCURAH30ABK | ADP |  | H,GE8J936 | *96VTN1002120B* | 30000 | 15.2 | 8.5 | 32600 | 27200 | 83.44% | 1.8 | 0 | 9 |  |  |  |  | R-410A | 2.5 | Residential & Commercial | USHP
215294381 | Central HP <5.4 tons | AIRQUEST | HRCU-A-CB (Split System: Heat Pump with Remote Outdoor Unit-Air-Source) | DLCURAH30ABK | ADP |  | H,GE80936 | *96VTN1002120B* | 30200 | 15.2 | 8.5 | 32600 | 27200 | 83.44% | 1.8 | 0 | 9 |  |  |  |  | R-410A | 2.5167 | Residential & Commercial | USHP
215293660 | Central HP <5.4 tons | AIRQUEST | HRCU-A-CB (Split System: Heat Pump with Remote Outdoor Unit-Air-Source) | DLCURAH30ABK | ADP |  | HE32936 | *92MSN1202420A* | 29200 | 15.2 | 8.1 | 32600 | 27200 | 83.44% | 1.8 | 0 | 8.5 |  |  |  |  | R-410A | 2.4333 | Residential & Commercial | USHP
215293662 | Central HP <5.4 tons | AIRQUEST | HRCU-A-CB (Split System: Heat Pump with Remote Outdoor Unit-Air-Source) | DLCURAH30ABK | ADP |  | HG33936 | *92MSN1202420A* | 29600 | 15.2 | 8.1 | 32600 | 27200 | 83.44% | 1.8 | 0 | 8.5 |  |  |  |  | R-410A | 2.4667 | Residential & Commercial | USHP
215293667 | Central HP <5.4 tons | AIRQUEST | HRCU-A-CB (Split System: Heat Pump with Remote Outdoor Unit-Air-Source) | DLCURAH30ABK | ADP |  | H,GE34936 | *92MSN1202420A* | 30000 | 15.2 | 8.1 | 32600 | 27200 | 83.44% | 1.8 | 0 | 9 |  |  |  |  | R-410A | 2.5 | Residential & Commercial | USHP
215293871 | Central HP <5.4 tons | AIRQUEST | HRCU-A-CB (Split System: Heat Pump with Remote Outdoor Unit-Air-Source) | DLCURAH30ABK | ADP |  | H,GG32930 | *96MSN0802120A* | 28800 | 15.2 | 8.1 | 32600 | 27200 | 83.44% | 1.8 | 0 | 8.5 |  |  |  |  | R-410A | 2.4 | Residential & Commercial | USHP
215293878 | Central HP <5.4 tons | AIRQUEST | HRCU-A-CB (Split System: Heat Pump with Remote Outdoor Unit-Air-Source) | DLCURAH30ABK | ADP |  | HG33936 | *96MSN0802120A* | 29200 | 15.2 | 8.1 | 32600 | 27200 | 83.44% | 1.8 | 0 | 8.5 |  |  |  |  | R-410A | 2.4333 | Residential & Commercial | USHP
215293885 | Central HP <5.4 tons | AIRQUEST | HRCU-A-CB (Split System: Heat Pump with Remote Outdoor Unit-Air-Source) | DLCURAH30ABK | ADP |  | H,GG35936 | *96MSN0802120A* | 29800 | 15.2 | 8.1 | 32600 | 27200 | 83.44% | 1.8 | 0 | 9 |  |  |  |  | R-410A | 2.4833 | Residential & Commercial | USHP
215293930 | Central HP <5.4 tons | AIRQUEST | HRCU-A-CB (Split System: Heat Pump with Remote Outdoor Unit-Air-Source) | DLCURAH30ABK | ADP |  | H,GG34936 | *96MSN1002120A* | 30200 | 15.2 | 8.5 | 32400 | 27000 | 83.33% | 1.8 | 0 | 9 |  |  |  |  | R-410A | 2.5167 | Residential & Commercial | USHP
215293946 | Central HP <5.4 tons | AIRQUEST | HRCU-A-CB (Split System: Heat Pump with Remote Outdoor Unit-Air-Source) | DLCURAH30ABK | ADP |  | HE7J936 | *96MSN1002120A* | 29600 | 15.2 | 8.5 | 32400 | 27000 | 83.33% | 1.8 | 0 | 8.5 |  |  |  |  | R-410A | 2.4667 | Residential & Commercial | USHP
214592562 | Central HP <5.4 tons | ECOER | HRCU-A-CB (Split System: Heat Pump with Remote Outdoor Unit-Air-Source) | EODA18H-2436B | ASPEN |  | D(A,C,E)36C34+TDR | MGH96M080B3A | 32000 | 17 | 8.8 | 34600 | 24400 | 70.52% | 1.95 | 0 | 11.2 |  |  |  |  | R-410A | 2.6667 | Residential & Commercial | USHP | Ducted CEE Tier 1
214592559 | Central HP <5.4 tons | ECOER | HRCU-A-CB (Split System: Heat Pump with Remote Outdoor Unit-Air-Source) | EODA18H-2436B | ASPEN |  | D(A,C,E)36C34+TDR | MGH96M060B3A | 32000 | 17 | 8.8 | 34600 | 24400 | 70.52% | 1.95 | 0 | 11.2 |  |  |  |  | R-410A | 2.6667 | Residential & Commercial | USHP | Ducted CEE Tier 1
214092263 | Central HP <5.4 tons | LUXAIRE | HRCU-A-CB (Split System: Heat Pump with Remote Outdoor Unit-Air-Source) | HMH72B341 | ASPEN |  | D(A,C,E)36A34+TDR | TL8E060A12UH11 | 32800 | 18 | 8.1 | 32400 | 45000 | 138.9% | 3.01 | 0 | 9.5 |  |  |  |  | R-410A | 2.7333 | Residential & Commercial | USHP
214092266 | Central HP <5.4 tons | LUXAIRE | HRCU-A-CB (Split System: Heat Pump with Remote Outdoor Unit-Air-Source) | HMH72B341 | ASPEN |  | D(A,C,E)36A34+TDR | TL8E080C16UH11 | 31600 | 17.5 | 8.1 | 32400 | 44500 | 137.3% | 3.15 | 0 | 9.8 |  |  |  |  | R-410A | 2.6333 | Residential & Commercial | USHP
214092331 | Central HP <5.4 tons | LUXAIRE | HRCU-A-CB (Split System: Heat Pump with Remote Outdoor Unit-Air-Source) | HMH72B341 | ASPEN |  | D(A,C,E)48B34+TDR | TM8Y100C16MP11 | 32600 | 18.5 | 8.5 | 32400 | 44000 | 135.8% | 3.14 | 0 | 10 |  |  |  |  | R-410A | 2.7167 | Residential & Commercial | USHP | Ducted CEE Tier 1
214092349 | Central HP <5.4 tons | LUXAIRE | HRCU-A-CB (Split System: Heat Pump with Remote Outdoor Unit-Air-Source) | HMH72B341 | ASPEN |  | D(A,C,E)48B34+TDR | TM9E080B12MP12 | 32800 | 17.5 | 8.1 | 32400 | 44000 | 135.8% | 3.09 | 0 | 10 |  |  |  |  | R-410A | 2.7333 | Residential & Commercial | USHP | Ducted CEE Tier 1
214092346 | Central HP <5.4 tons | LUXAIRE | HRCU-A-CB (Split System: Heat Pump with Remote Outdoor Unit-Air-Source) | HMH72B341 | ASPEN |  | D(A,C,E)48B34+TDR | TM9E060B12MP12 | 32800 | 17.5 | 8.1 | 32400 | 45000 | 138.9% | 3.06 | 0 | 9.5 |  |  |  |  | R-410A | 2.7333 | Residential & Commercial | USHP
213080173 | Central HP <5.4 tons | PAYNE HEATING AND COOLING | HRCU-A-CB (Split System: Heat Pump with Remote Outdoor Unit-Air-Source) | 38MURAQ36AB3* |  |  | CAP**4224AL* | PG96MSAA60080C** | 35600 | 16 | 8.1 | 38500 | 35200 | 91.43% | 1.9 | 0 | 10 |  |  |  |  | R-410A | 2.9667 | Residential & Commercial | USHP | Ducted CEE Tier 1
216733335 | Central HP <5.4 tons | PAYNE HEATING AND COOLING | HRCU-A-CB (Split System: Heat Pump with Remote Outdoor Unit-Air-Source) | 37MUHAQ24AA3 |  |  | CAA**2517AM* | PG80VTLB48090B** | 23200 | 16.5 | 8.5 | 20800 | 18500 | 88.94% | 1.96 | 0 | 11 |  |  |  |  | R-454B | 1.9333 | Residential & Commercial | USHP | Ducted CEE Tier 1
216733085 | Central HP <5.4 tons | PAYNE HEATING AND COOLING | HRCU-A-CB (Split System: Heat Pump with Remote Outdoor Unit-Air-Source) | 37MUHAQ24AA3 |  |  | CAA**2417AM* | PG96VTAB48080B** | 22200 | 16 | 8.5 | 21200 | 19200 | 90.57% | 1.96 | 0 | 10.5 |  |  |  |  | R-454B | 1.85 | Residential & Commercial | USHP | Ducted CEE Tier 1
216974747 | Central HP <5.4 tons | BRYANT HEATING AND COOLING SYSTEMS | HRCU-A-CB (Split System: Heat Pump with Remote Outdoor Unit-Air-Source) | 293VAN036**AA* | ADP |  | C36A***L15*+TXV | 83*CA36040C17*** | 33200 | 20 | 9.5 | 33000 | 26000 | 78.79% | 2.04 | 0 | 11.5 |  |  |  |  | R-454B | 2.7667 | Residential & Commercial | USHP | Ducted CEE Tier 1
216974762 | Central HP <5.4 tons | BRYANT HEATING AND COOLING SYSTEMS | HRCU-A-CB (Split System: Heat Pump with Remote Outdoor Unit-Air-Source) | 293VAN036**AA* | ADP |  | V,C36H175P13*+TXV | 83*CA48060C17*** | 32600 | 20 | 9.5 | 33200 | 26400 | 79.52% | 2 | 0 | 11 |  |  |  |  | R-454B | 2.7167 | Residential & Commercial | USHP | Ducted CEE Tier 1
212977727 | Central HP <5.4 tons | SMART COMFORT | HRCU-A-CB (Split System: Heat Pump with Remote Outdoor Unit-Air-Source) | DLCURAH18ABK |  |  | EA*4X24L14A* | *80MS(N,L)0451412A* | 17500 | 16.5 | 8.5 | 18400 | 19500 | 106% | 2.34 | 0 | 10.5 |  |  |  |  | R-410A | 1.4583 | Residential & Commercial | USHP | Ducted CEE Tier 1
212976691 | Central HP <5.4 tons | PAYNE HEATING AND COOLING | HRCU-A-CB (Split System: Heat Pump with Remote Outdoor Unit-Air-Source) | 38MURAQ24AB3* |  |  | CNPV*3621AL* | PG96VTAB60100C** | 23600 | 17 | 8.5 | 26200 | 24600 | 93.89% | 2.04 | 0 | 10.5 |  |  |  |  | R-410A | 1.9667 | Residential & Commercial | USHP | Ducted CEE Tier 1
216960320 | Central HP <5.4 tons | TRANE | HRCU-A-CB (Split System: Heat Pump with Remote Outdoor Unit-Air-Source) | 5TWV0X24A1 | ASPEN |  | D(A,C,E)30A3J+TDR | S8V2A040M3PDB | 18800 | 20.9 | 9.5 | 22000 | 26400 | 120% | 2.68 | 0 | 11.2 |  |  |  |  | R-454B | 1.5667 | Residential & Commercial | USHP | Ducted CEE Tier 1
214779385 | Central HP <5.4 tons | TEMPSTAR | HRCU-A-C (Split System: Heat Pump with Remote Outdoor Unit with No Indoor Fan --Air Source) | DLCURAH30ABK | ASPEN |  | D(A,C,E)30B34+TDR | 0 | 27800 | 15.3 | 9.3 | 32600 | 27000 | 82.82% | 1.85 | 0 | 10.2 |  |  |  |  | R-410A | 2.3167 | Residential & Commercial | USHP | Ducted CEE Tier 1
214093383 | Central HP <5.4 tons | LUXAIRE | HRCU-A-CB (Split System: Heat Pump with Remote Outdoor Unit-Air-Source) | HMH72B361 | ASPEN |  | D(A,C,E)48B36+TDR | Z8ES100C20SMPS1 | 34600 | 16.5 | 8.1 | 32400 | 44500 | 137.3% | 3.25 | 0 | 9 |  |  |  |  | R-410A | 2.8833 | Residential & Commercial | USHP
212976808 | Central HP <5.4 tons | PAYNE HEATING AND COOLING | HRCU-A-CB (Split System: Heat Pump with Remote Outdoor Unit-Air-Source) | 38MURAQ36AB3* |  |  | CAP**4824AL* | PG96VTAB60100C** | 36000 | 16.5 | 8.5 | 37800 | 34800 | 92.06% | 2.04 | 0 | 10 |  |  |  |  | R-410A | 3 | Residential & Commercial | USHP | Ducted CEE Tier 1
214320584 | Central HP <5.4 tons | Frigidaire | HRCU-A-C (Split System: Heat Pump with Remote Outdoor Unit with No Indoor Fan --Air Source) | GXH24-36MSK4DH | ASPEN |  | D(A,C,E)24A44+TDR | 0 | 23000 | 15.2 | 8.5 | 24000 | 21600 | 90% | 1.8 | 0 | 11 |  |  |  |  | R-410A | 1.9167 | Residential & Commercial | USHP | Ducted CEE Tier 1
214660182 | Central HP <5.4 tons | ECOER | HRCU-A-CB (Split System: Heat Pump with Remote Outdoor Unit-Air-Source) | EODA18H-4860BAA | ASPEN |  | D(A,C,E)60B44+TDR | MGH96M100C5A | 52000 | 16.5 | 8.5 | 54000 | 37800 | 70% | 1.9 | 0 | 10 |  |  |  |  | R-410A | 4.3333 | Residential & Commercial | USHP | Ducted CEE Tier 1
214320593 | Central HP <5.4 tons | Frigidaire | HRCU-A-C (Split System: Heat Pump with Remote Outdoor Unit with No Indoor Fan --Air Source) | GXH48-60MSK4DH | ASPEN |  | D(A,C,E)61C44+TDR | 0 | 47000 | 15.2 | 8.5 | 48000 | 33600 | 70% | 1.8 | 0 | 10 |  |  |  |  | R-410A | 3.9167 | Residential & Commercial | USHP | Ducted CEE Tier 1
214093103 | Central HP <5.4 tons | LUXAIRE | HRCU-A-CB (Split System: Heat Pump with Remote Outdoor Unit-Air-Source) | HMH72B341 | ASPEN |  | D(A,C,E)42A46+TDR | TMLE100B12MP11 | 32600 | 18 | 8.1 | 32400 | 44000 | 135.8% | 3.09 | 0 | 10 |  |  |  |  | R-410A | 2.7167 | Residential & Commercial | USHP | Ducted CEE Tier 1
214779383 | Central HP <5.4 tons | TEMPSTAR | HRCU-A-C (Split System: Heat Pump with Remote Outdoor Unit with No Indoor Fan --Air Source) | DLCURAH24ABK | ASPEN |  | D(A,C,E)30A24+TDR | 0 | 21400 | 16 | 9.4 | 25000 | 20000 | 80% | 1.95 | 0 | 10.2 |  |  |  |  | R-410A | 1.7833 | Residential & Commercial | USHP | Ducted CEE Tier 1
214320586 | Central HP <5.4 tons | Frigidaire | HRCU-A-C (Split System: Heat Pump with Remote Outdoor Unit with No Indoor Fan --Air Source) | GXH24-36MSK4DH | ASPEN |  | D(A,C,E)24D34+TDR | 0 | 23000 | 15.2 | 8.5 | 24000 | 21600 | 90% | 1.8 | 0 | 11 |  |  |  |  | R-410A | 1.9167 | Residential & Commercial | USHP | Ducted CEE Tier 1
204456439 | Central HP <5.4 tons | ARCOAIRE | HRCU-A-CB (Split System: Heat Pump with Remote Outdoor Unit-Air-Source) | HVH825GKA2* |  |  | EA*4X25L17A*+WALLCON | *80CTL0451712A* | 24200 | 16.5 | 8.1 | 21400 | 16800 | 78.5% | 2 | 11 | 11 |  |  |  |  | R-410A | 2.0167 | Residential & Commercial | USHP | Ducted CEE Tier 1
216797076 | Central HP <5.4 tons | TRANE | HRCU-A-CB (Split System: Heat Pump with Remote Outdoor Unit-Air-Source) | 5TWV8X36A1 | ASPEN |  | D(A,C,E)48C3J+TDR | S8V2A040M3PCB | 30400 | 18 | 8.5 | 33800 | 33800 | 100% | 2.73 | 0 | 9.8 |  |  |  |  | R-454B | 2.5333 | Residential & Commercial | USHP
216797077 | Central HP <5.4 tons | TRANE | HRCU-A-CB (Split System: Heat Pump with Remote Outdoor Unit-Air-Source) | 5TWV8X36A1 | ASPEN |  | D(A,C,E)36C3J+TDR | S8V2A040M3PDB | 29200 | 17.5 | 8.1 | 34000 | 34000 | 100% | 2.68 | 0 | 9.8 |  |  |  |  | R-454B | 2.4333 | Residential & Commercial | USHP
213739604 | Central HP <5.4 tons | DAY & NIGHT | HRCU-A-CB (Split System: Heat Pump with Remote Outdoor Unit-Air-Source) | DLCURAH18ABK | ADP |  | PL36H175P159 | *96VSN0401410B* | 17200 | 17 | 8.5 | 16600 | 19000 | 114.5% | 2.34 | 0 | 10.5 |  |  |  |  | R-410A | 1.4333 | Residential & Commercial | USHP | Ducted CEE Tier 1
213739608 | Central HP <5.4 tons | DAY & NIGHT | HRCU-A-CB (Split System: Heat Pump with Remote Outdoor Unit-Air-Source) | DLCURAH18ABK | ADP |  | FG80936 | *96VSN0401410B* | 17200 | 17 | 8.5 | 16600 | 19000 | 114.5% | 2.34 | 0 | 10.5 |  |  |  |  | R-410A | 1.4333 | Residential & Commercial | USHP | Ducted CEE Tier 1
215375374 | Central HP <5.4 tons | RUUD | HRCU-A-CB (Split System: Heat Pump with Remote Outdoor Unit-Air-Source) | RD17AZ60AJ3N | ASPEN |  | D(A,C,E)60D36+TDR | R951V1005A21UHU | 51500 | 17.8 | 8.1 | 54000 | 50500 | 93.52% | 1.75 | 0 | 9.8 |  |  |  |  | R-410A | 4.2917 | Residential & Commercial | USHP
212983285 | Central HP <5.4 tons | PAYNE HEATING AND COOLING | HRCU-A-CB (Split System: Heat Pump with Remote Outdoor Unit-Air-Source) | 38MURAQ18AB3* |  |  | CAP**3017AL* | PG92MSAA36040B** | 17300 | 15.5 | 8.5 | 18100 | 18800 | 103.9% | 2.24 | 0 | 10.5 |  |  |  |  | R-410A | 1.4417 | Residential & Commercial | USHP | Ducted CEE Tier 1
212983668 | Central HP <5.4 tons | PAYNE HEATING AND COOLING | HRCU-A-CB (Split System: Heat Pump with Remote Outdoor Unit-Air-Source) | 38MURAQ18AB3* |  |  | CAP**3014AL* | PG92MSAA36060A** | 17700 | 16 | 8.5 | 18300 | 18700 | 102.2% | 2.24 | 0 | 10.5 |  |  |  |  | R-410A | 1.475 | Residential & Commercial | USHP | Ducted CEE Tier 1
216952904 | Central HP <5.4 tons | TRANE | HRCU-A-CB (Split System: Heat Pump with Remote Outdoor Unit-Air-Source) | 5TWR5060A1 | ASPEN |  | DH60T4J | S8X1C100M5PTC | 52500 | 15.5 | 8.1 | 52000 | 36400 | 70% | 2.82 | 0 | 9.8 |  |  |  |  | R-454B | 4.375 | Residential & Commercial | USHP
214320588 | Central HP <5.4 tons | Frigidaire | HRCU-A-C (Split System: Heat Pump with Remote Outdoor Unit with No Indoor Fan --Air Source) | GXH24-36MSK4DH | ASPEN |  | D(A,C,E)25B34+TDR | 0 | 23000 | 15.2 | 8.5 | 24000 | 21600 | 90% | 1.8 | 0 | 11 |  |  |  |  | R-410A | 1.9167 | Residential & Commercial | USHP | Ducted CEE Tier 1
212977076 | Central HP <5.4 tons | SMART COMFORT | HRCU-A-CB (Split System: Heat Pump with Remote Outdoor Unit-Air-Source) | DLCURAH30ABK |  |  | EN(A,D,W)4X42L21** | *96VTN1002122B* | 29800 | 15.2 | 8.1 | 34200 | 27800 | 81.29% | 1.8 | 0 | 9 |  |  |  |  | R-410A | 2.4833 | Residential & Commercial | USHP
215294444 | Central HP <5.4 tons | AIRQUEST | HRCU-A-CB (Split System: Heat Pump with Remote Outdoor Unit-Air-Source) | DLCURAH30ABK | ADP |  | HG32936 | *96VTN1002122B* | 29400 | 15.2 | 8.1 | 32600 | 27600 | 84.66% | 1.78 | 0 | 8.5 |  |  |  |  | R-410A | 2.45 | Residential & Commercial | USHP
214320587 | Central HP <5.4 tons | Frigidaire | HRCU-A-C (Split System: Heat Pump with Remote Outdoor Unit with No Indoor Fan --Air Source) | GXH24-36MSK4DH | ASPEN |  | C(A,C,D,E)24B34+TDR | 0 | 23000 | 15.2 | 8.5 | 24000 | 21600 | 90% | 1.8 | 0 | 11 |  |  |  |  | R-410A | 1.9167 | Residential & Commercial | USHP | Ducted CEE Tier 1
215472307 | Central HP <5.4 tons | TRANE | HRCU-A-CB (Split System: Heat Pump with Remote Outdoor Unit-Air-Source) | 4TWV8X48A1 | ASPEN |  | D(A,C,E)60B44+TDR | S9V2C080U5PSC+RP | 45000 | 18 | 8.2 | 44000 | 37000 | 84.09% | 2.23 | 0 | 11.7 |  |  |  |  | R-410A | 3.75 | Residential & Commercial | USHP | Ducted CEE Tier 1
215294205 | Central HP <5.4 tons | AIRQUEST | HRCU-A-CB (Split System: Heat Pump with Remote Outdoor Unit-Air-Source) | DLCURAH30ABK | ADP |  | H,GE33936 | *96VTN0802120A* | 29000 | 15.2 | 8.1 | 32000 | 27000 | 84.38% | 1.78 | 0 | 8.5 |  |  |  |  | R-410A | 2.4167 | Residential & Commercial | USHP
215294373 | Central HP <5.4 tons | AIRQUEST | HRCU-A-CB (Split System: Heat Pump with Remote Outdoor Unit-Air-Source) | DLCURAH30ABK | ADP |  | HE8J936 | *96VTN1002120B* | 30000 | 15.2 | 8.5 | 32600 | 27200 | 83.44% | 1.8 | 0 | 9 |  |  |  |  | R-410A | 2.5 | Residential & Commercial | USHP
215294378 | Central HP <5.4 tons | AIRQUEST | HRCU-A-CB (Split System: Heat Pump with Remote Outdoor Unit-Air-Source) | DLCURAH30ABK | ADP |  | H,GE1K936 | *96VTN1002120B* | 30200 | 15.2 | 8.5 | 32600 | 27200 | 83.44% | 1.8 | 0 | 9 |  |  |  |  | R-410A | 2.5167 | Residential & Commercial | USHP
214394721 | Central HP <5.4 tons | RUUD | HRCU-A-CB (Split System: Heat Pump with Remote Outdoor Unit-Air-Source) | RD17AZ60AJ3N | ASPEN |  | D(A,C,E)60D34+TDR | R921V0855A21M4S | 51500 | 16.9 | 8.1 | 54000 | 49500 | 91.67% | 1.75 | 0 | 9.8 |  |  |  |  | R-410A | 4.2917 | Residential & Commercial | USHP
212150566 | Central HP <5.4 tons | SAMSUNG | HRCU-A-CB (Split System: Heat Pump with Remote Outdoor Unit-Air-Source) | AC024BXUPCH | ASPEN |  | AFM354+TDR | 0 | 23800 | 16.5 | 8.1 | 26000 | 41000 | 157.7% | 2.1 | 0 | 10 |  |  |  |  | R-410A | 1.9833 | Residential & Commercial | USHP | Ducted CEE Tier 1
212976815 | Central HP <5.4 tons | SMART COMFORT | HRCU-A-CB (Split System: Heat Pump with Remote Outdoor Unit-Air-Source) | DLCURAH36ABK |  |  | EA*4X48L24A* | *96VTN1002120B* | 36000 | 16.5 | 8.5 | 37800 | 34800 | 92.06% | 2.04 | 0 | 10 |  |  |  |  | R-410A | 3 | Residential & Commercial | USHP | Ducted CEE Tier 1
214779390 | Central HP <5.4 tons | TEMPSTAR | HRCU-A-C (Split System: Heat Pump with Remote Outdoor Unit with No Indoor Fan --Air Source) | DLCURAH36ABK | ASPEN |  | D(A,C,E)36A34+TDR | 0 | 34600 | 15.2 | 8.6 | 38000 | 31600 | 83.16% | 1.85 | 0 | 10 |  |  |  |  | R-410A | 2.8833 | Residential & Commercial | USHP | Ducted CEE Tier 1
215375370 | Central HP <5.4 tons | RUUD | HRCU-A-CB (Split System: Heat Pump with Remote Outdoor Unit-Air-Source) | RD17AZ60AJ3N | ASPEN |  | D(A,C,E)60D36+TDR | R921V1155A24M4S | 52000 | 17.8 | 8.1 | 54000 | 50500 | 93.52% | 1.75 | 0 | 9.8 |  |  |  |  | R-410A | 4.3333 | Residential & Commercial | USHP
214392631 | Central HP <5.4 tons | RUUD | HRCU-A-CB (Split System: Heat Pump with Remote Outdoor Unit-Air-Source) | RD17AZ24AJ3N | ASPEN |  | D(A,C,E)24C34+TDR | U802VA075317M | 21600 | 19 | 8.1 | 22600 | 16800 | 74.34% | 2.1 | 0 | 10 |  |  |  |  | R-410A | 1.8 | Residential & Commercial | USHP | Ducted CEE Tier 1
213885836 | Central HP <5.4 tons | ECOER | HRCU-A-CB (Split System: Heat Pump with Remote Outdoor Unit-Air-Source) | EODA18H-2436B | ASPEN |  | AE(D,N,U)+CM30B24+TDR | 0 | 20600 | 18 | 9.1 | 23800 | 26800 | 112.6% | 2.65 | 0 | 12.2 |  |  |  |  | R-410A | 1.7167 | Residential & Commercial | USHP | Ducted CEE Tier 1
216678309 | Central HP <5.4 tons | ARCOAIRE | HRCU-A-CB (Split System: Heat Pump with Remote Outdoor Unit-Air-Source) | D5CURAH24AAK |  |  | EA*5X36M17A* | *97VTN0801716A* | 23600 | 15.2 | 8.5 | 24000 | 19400 | 80.83% | 1.9 | 0 | 9.8 |  |  |  |  | R-454B | 1.9667 | Residential & Commercial | USHP
215674574 | Central HP <5.4 tons | TEMPSTAR | HRCU-A-CB (Split System: Heat Pump with Remote Outdoor Unit-Air-Source) | T5H0V48*K*AAA* |  |  | EA*5X61M24A*+WALLCON | *97CMN0602120B* | 45500 | 17.5 | 9 | 48000 | 34200 | 71.25% | 2.06 | 0 | 9.5 |  |  |  |  | R-454B | 3.7917 | Residential & Commercial | USHP
215375378 | Central HP <5.4 tons | RUUD | HRCU-A-CB (Split System: Heat Pump with Remote Outdoor Unit-Air-Source) | RD17AZ60AJ3N | ASPEN |  | D(A,C,E)60D36+TDR | R962V1005A21M4S | 51500 | 17.8 | 8.1 | 54000 | 51000 | 94.44% | 1.75 | 0 | 9.8 |  |  |  |  | R-410A | 4.2917 | Residential & Commercial | USHP
215294413 | Central HP <5.4 tons | AIRQUEST | HRCU-A-CB (Split System: Heat Pump with Remote Outdoor Unit-Air-Source) | DLCURAH30ABK | ADP |  | HE36936 | *96VTN1002122A* | 30000 | 15.2 | 8.1 | 32400 | 26800 | 82.72% | 1.8 | 0 | 9 |  |  |  |  | R-410A | 2.5 | Residential & Commercial | USHP
212544243 | Central HP <5.4 tons | DAY & NIGHT | HRCU-A-CB (Split System: Heat Pump with Remote Outdoor Unit-Air-Source) | DLCURAH30ABK | ADP |  | PL36H210P299 | *96VTN0802120A* | 30400 | 15.2 | 8.1 | 31400 | 25800 | 82.17% | 1.84 | 0 | 9 |  |  |  |  | R-410A | 2.5333 | Residential & Commercial | USHP
213613466 | Central HP <5.4 tons | PAYNE HEATING AND COOLING | HRCU-A-CB (Split System: Heat Pump with Remote Outdoor Unit-Air-Source) | 38MURAQ18AB3* | ASPEN |  | L(E,G)M36E4 | 0 | 18000 | 15.2 | 9 | 19300 | 18300 | 94.82% | 2.2 | 0 | 10 |  |  |  |  | R-410A | 1.5 | Residential & Commercial | USHP | Ducted CEE Tier 1
216974887 | Central HP <5.4 tons | BRYANT HEATING AND COOLING SYSTEMS | HRCU-A-CB (Split System: Heat Pump with Remote Outdoor Unit-Air-Source) | 293VAN060**AA* | ADP |  | V,C60H210P17*+TXV | 83*CA60080C21*** | 56000 | 19 | 8.5 | 58500 | 45000 | 76.92% | 2.06 | 0 | 11.5 |  |  |  |  | R-454B | 4.6667 | Residential & Commercial | USHP | Ducted CEE Tier 1
212593481 | Central HP <5.4 tons | SAMSUNG | HRCU-A-CB (Split System: Heat Pump with Remote Outdoor Unit-Air-Source) | AC036BXUDCH | ASPEN |  | L(E,G)M36G4 | 0 | 35800 | 17 | 8.1 | 34600 | 36800 | 106.4% | 2.2 | 0 | 9 |  |  |  |  | R-410A | 2.9833 | Residential & Commercial | USHP
215472289 | Central HP <5.4 tons | TRANE | HRCU-A-CB (Split System: Heat Pump with Remote Outdoor Unit-Air-Source) | 4TWV0X48A1 | ASPEN |  | D(A,C,E)60B44+TDR | S9V2B060U4PSB+RP | 43000 | 19 | 8.2 | 43000 | 36800 | 85.58% | 2.32 | 0 | 11.2 |  |  |  |  | R-410A | 3.5833 | Residential & Commercial | USHP | Ducted CEE Tier 1
214393726 | Central HP <5.4 tons | RUUD | HRCU-A-CB (Split System: Heat Pump with Remote Outdoor Unit-Air-Source) | RD17AZ36AJ3N | ASPEN |  | D(A,C,E)48D44+TDR | R921V1005A21M4S | 33800 | 17 | 8.1 | 34200 | 29600 | 86.55% | 1.9 | 0 | 10 |  |  |  |  | R-410A | 2.8167 | Residential & Commercial | USHP | Ducted CEE Tier 1
214093367 | Central HP <5.4 tons | LUXAIRE | HRCU-A-CB (Split System: Heat Pump with Remote Outdoor Unit-Air-Source) | HMH72B361 | ASPEN |  | D(A,C,E)42A46+TDR | Z8ES080C20LMPS1 | 34400 | 17 | 8.1 | 32400 | 44000 | 135.8% | 3.24 | 0 | 9 |  |  |  |  | R-410A | 2.8667 | Residential & Commercial | USHP
215932423 | Central HP <5.4 tons | TEMPSTAR | HRCU-A-CB (Split System: Heat Pump with Remote Outdoor Unit-Air-Source) | T5H3V36*K*AAA* |  |  | EA*5X48M21A*+WALLCON | *80CTL0702120B* | 33400 | 20 | 9.5 | 34600 | 26400 | 76.3% | 2.04 | 0 | 11.5 |  |  |  |  | R-454B | 2.7833 | Residential & Commercial | USHP | Ducted CEE Tier 1
214394781 | Central HP <5.4 tons | RUUD | HRCU-A-CB (Split System: Heat Pump with Remote Outdoor Unit-Air-Source) | RD17AZ60AJ3N | ASPEN |  | D(A,C,E)60D34+TDR | U97MV1005A21DHS | 51500 | 17.8 | 8.1 | 54000 | 49500 | 91.67% | 1.75 | 0 | 9.8 |  |  |  |  | R-410A | 4.2917 | Residential & Commercial | USHP
213613457 | Central HP <5.4 tons | PAYNE HEATING AND COOLING | HRCU-A-CB (Split System: Heat Pump with Remote Outdoor Unit-Air-Source) | 38MURAQ18AB3* | ASPEN |  | L(E,G)M24G4 | 0 | 17900 | 15.2 | 8.5 | 19300 | 18300 | 94.82% | 2.2 | 0 | 9.8 |  |  |  |  | R-410A | 1.4917 | Residential & Commercial | USHP
214394770 | Central HP <5.4 tons | RUUD | HRCU-A-CB (Split System: Heat Pump with Remote Outdoor Unit-Air-Source) | RD17AZ60AJ3N | ASPEN |  | D(A,C,E)60D44+TDR | U802VA125524M | 52000 | 18.9 | 8.1 | 53500 | 49000 | 91.59% | 1.75 | 0 | 9.8 |  |  |  |  | R-410A | 4.3333 | Residential & Commercial | USHP
214394711 | Central HP <5.4 tons | RUUD | HRCU-A-CB (Split System: Heat Pump with Remote Outdoor Unit-Air-Source) | RD17AZ60AJ3N | ASPEN |  | D(A,C,E)60D34+TDR | R802V1505A24UHN | 52000 | 17.8 | 8.1 | 53500 | 49000 | 91.59% | 1.75 | 0 | 9.8 |  |  |  |  | R-410A | 4.3333 | Residential & Commercial | USHP
215935343 | Central HP <5.4 tons | TEMPSTAR | HRCU-A-CB (Split System: Heat Pump with Remote Outdoor Unit-Air-Source) | T5H3V36*K*AAA* |  |  | EVM5X60M24A*+WALLCON | *80CTL0702120B* | 35400 | 21.5 | 8.5 | 38000 | 28600 | 75.26% | 2.04 | 0 | 12 |  |  |  |  | R-454B | 2.95 | Residential & Commercial | USHP | Ducted CEE Tier 1
212984219 | Central HP <5.4 tons | PAYNE HEATING AND COOLING | HRCU-A-CB (Split System: Heat Pump with Remote Outdoor Unit-Air-Source) | 38MURAQ18AB3* |  |  | CNPV*3017AL* | PG92MSAA42060B** | 17700 | 16.5 | 8.1 | 18300 | 18600 | 101.6% | 2.24 | 0 | 11 |  |  |  |  | R-410A | 1.475 | Residential & Commercial | USHP | Ducted CEE Tier 1
212986273 | Central HP <5.4 tons | PAYNE HEATING AND COOLING | HRCU-A-CB (Split System: Heat Pump with Remote Outdoor Unit-Air-Source) | 38MURAQ18AB3* |  |  | CAP**1917AL* | PG96MSAA30040A** | 17900 | 16 | 8.5 | 18000 | 17800 | 98.89% | 2.14 | 0 | 10.5 |  |  |  |  | R-410A | 1.4917 | Residential & Commercial | USHP | Ducted CEE Tier 1
213925632 | Central HP <5.4 tons | LUXAIRE | HRCU-A-CB (Split System: Heat Pump with Remote Outdoor Unit-Air-Source) | HMH72B361 | ASPEN |  | L(E,G)M48B6 | 0 | 34400 | 18 | 8.1 | 36000 | 26400 | 73.33% | 2.82 | 0 | 9 |  |  |  |  | R-410A | 2.8667 | Residential & Commercial | USHP
215375172 | Central HP <5.4 tons | RUUD | HRCU-A-CB (Split System: Heat Pump with Remote Outdoor Unit-Air-Source) | RD17AZ36AJ3N | ASPEN |  | D(A,C,E)36C46+TDR | R951V0403A17M4S | 33000 | 18 | 8.1 | 34200 | 31400 | 91.81% | 1.9 | 0 | 10 |  |  |  |  | R-410A | 2.75 | Residential & Commercial | USHP | Ducted CEE Tier 1
216794335 | Central HP <5.4 tons | TRANE | HRCU-A-CB (Split System: Heat Pump with Remote Outdoor Unit-Air-Source) | 5TWV0X24A1 | ASPEN |  | D(A,C,E)36C3J+TDR | S9V2B080U4VSB+LRP | 20000 | 21 | 10 | 22400 | 21600 | 96.43% | 2.95 | 0 | 11.7 |  |  |  |  | R-454B | 1.6667 | Residential & Commercial | USHP | Ducted CEE Tier 1
216681814 | Central HP <5.4 tons | SMART COMFORT | HRCU-A-CB (Split System: Heat Pump with Remote Outdoor Unit-Air-Source) | DLCURAH36ABK |  |  | EA*4X48L21A* | *97VTN1002120A* | 35800 | 16.5 | 9 | 38000 | 34200 | 90% | 1.94 | 0 | 10 |  |  |  |  | R-410A | 2.9833 | Residential & Commercial | USHP | Ducted CEE Tier 1
214093013 | Central HP <5.4 tons | LUXAIRE | HRCU-A-CB (Split System: Heat Pump with Remote Outdoor Unit-Air-Source) | HMH72B341 | ASPEN |  | D(A,C,E)42A46+TDR | TM8Y060A12MP11 | 32400 | 18 | 8.1 | 32400 | 44000 | 135.8% | 3.09 | 0 | 9.9 |  |  |  |  | R-410A | 2.7 | Residential & Commercial | USHP
214093038 | Central HP <5.4 tons | LUXAIRE | HRCU-A-CB (Split System: Heat Pump with Remote Outdoor Unit-Air-Source) | HMH72B341 | ASPEN |  | D(A,C,E)48B36+TDR | TM9E060B12MP12 | 32800 | 17.5 | 8.1 | 32400 | 45000 | 138.9% | 3.06 | 0 | 9.5 |  |  |  |  | R-410A | 2.7333 | Residential & Commercial | USHP
216794299 | Central HP <5.4 tons | TRANE | HRCU-A-CB (Split System: Heat Pump with Remote Outdoor Unit-Air-Source) | 5TWV0X24A1 | ASPEN |  | D(A,C,E)36C3J+TDR | S9V2B040U3VSB+LRP | 19200 | 19.8 | 9 | 22400 | 21000 | 93.75% | 2.59 | 0 | 11.7 |  |  |  |  | R-454B | 1.6 | Residential & Commercial | USHP | Ducted CEE Tier 1
216794333 | Central HP <5.4 tons | TRANE | HRCU-A-CB (Split System: Heat Pump with Remote Outdoor Unit-Air-Source) | 5TWV0X24A1 | ASPEN |  | D(A,C,E)30A4J+TDR | S9V2B080U4VSB+LRP | 19600 | 20.9 | 10 | 22400 | 21600 | 96.43% | 2.93 | 0 | 11.2 |  |  |  |  | R-454B | 1.6333 | Residential & Commercial | USHP | Ducted CEE Tier 1
216974391 | Central HP <5.4 tons | BRYANT HEATING AND COOLING SYSTEMS | HRCU-A-CB (Split System: Heat Pump with Remote Outdoor Unit-Air-Source) | 290VAN048**AA* | ADP |  | PL60H210P29*+TXV | 83*CA48060C17*** | 44000 | 17 | 9 | 46500 | 33800 | 72.69% | 2.04 | 0 | 9.5 |  |  |  |  | R-454B | 3.6667 | Residential & Commercial | USHP
216974400 | Central HP <5.4 tons | BRYANT HEATING AND COOLING SYSTEMS | HRCU-A-CB (Split System: Heat Pump with Remote Outdoor Unit-Air-Source) | 290VAN048**AA* | ADP |  | PL60H210P17*+TXV | 83*CA48060C17*** | 44000 | 17 | 9 | 46500 | 33800 | 72.69% | 2.04 | 0 | 9.5 |  |  |  |  | R-454B | 3.6667 | Residential & Commercial | USHP
216974407 | Central HP <5.4 tons | BRYANT HEATING AND COOLING SYSTEMS | HRCU-A-CB (Split System: Heat Pump with Remote Outdoor Unit-Air-Source) | 290VAN048**AA* | ADP |  | PL48H210P75*+TXV | 83*CA60080C21*** | 44500 | 18 | 9 | 46500 | 33600 | 72.26% | 2.06 | 0 | 9.5 |  |  |  |  | R-454B | 3.7083 | Residential & Commercial | USHP
216974409 | Central HP <5.4 tons | BRYANT HEATING AND COOLING SYSTEMS | HRCU-A-CB (Split System: Heat Pump with Remote Outdoor Unit-Air-Source) | 290VAN048**AA* | ADP |  | V,C48H210P16*+TXV | 83*CA60080C21*** | 44500 | 18 | 9 | 46500 | 33600 | 72.26% | 2.06 | 0 | 9.5 |  |  |  |  | R-454B | 3.7083 | Residential & Commercial | USHP
215294380 | Central HP <5.4 tons | AIRQUEST | HRCU-A-CB (Split System: Heat Pump with Remote Outdoor Unit-Air-Source) | DLCURAH30ABK | ADP |  | HG80936 | *96VTN1002120B* | 30200 | 15.2 | 8.5 | 32600 | 27200 | 83.44% | 1.8 | 0 | 9 |  |  |  |  | R-410A | 2.5167 | Residential & Commercial | USHP
216974416 | Central HP <5.4 tons | BRYANT HEATING AND COOLING SYSTEMS | HRCU-A-CB (Split System: Heat Pump with Remote Outdoor Unit-Air-Source) | 290VAN048**AA* | ADP |  | C60A***L19*+TXV | 83*CA60080C21*** | 45000 | 18 | 9 | 45000 | 33000 | 73.33% | 2.08 | 0 | 10 |  |  |  |  | R-454B | 3.75 | Residential & Commercial | USHP | Ducted CEE Tier 1
216974443 | Central HP <5.4 tons | BRYANT HEATING AND COOLING SYSTEMS | HRCU-A-CB (Split System: Heat Pump with Remote Outdoor Unit-Air-Source) | 290VAN048**AA* | ADP |  | PL60H210P29*+TXV | 83*CB60080C21*** | 45000 | 18 | 9 | 45000 | 33000 | 73.33% | 2.06 | 0 | 9 |  |  |  |  | R-454B | 3.75 | Residential & Commercial | USHP
216974450 | Central HP <5.4 tons | BRYANT HEATING AND COOLING SYSTEMS | HRCU-A-CB (Split System: Heat Pump with Remote Outdoor Unit-Air-Source) | 290VAN048**AA* | ADP |  | C48A***L16*+TXV | 83*CB60080C21*** | 44500 | 17 | 9 | 46500 | 33400 | 71.83% | 2.06 | 0 | 9.5 |  |  |  |  | R-454B | 3.7083 | Residential & Commercial | USHP
214093102 | Central HP <5.4 tons | LUXAIRE | HRCU-A-CB (Split System: Heat Pump with Remote Outdoor Unit-Air-Source) | HMH72B341 | ASPEN |  | D(A,C,E)36A36+TDR | TMLE100B12MP11 | 31600 | 17.9 | 8.1 | 32400 | 44000 | 135.8% | 3.06 | 0 | 9.8 |  |  |  |  | R-410A | 2.6333 | Residential & Commercial | USHP
214092250 | Central HP <5.4 tons | LUXAIRE | HRCU-A-CB (Split System: Heat Pump with Remote Outdoor Unit-Air-Source) | HMH72B341 | ASPEN |  | D(A,C,E)48B34+TDR | LPLC080B12MP13 | 32400 | 17 | 8.1 | 32400 | 45500 | 140.4% | 3 | 0 | 9.5 |  |  |  |  | R-410A | 2.7 | Residential & Commercial | USHP
214092270 | Central HP <5.4 tons | LUXAIRE | HRCU-A-CB (Split System: Heat Pump with Remote Outdoor Unit-Air-Source) | HMH72B341 | ASPEN |  | D(A,C,E)42A44+TDR | TL8E100C20UH11 | 32400 | 17.5 | 8.5 | 32400 | 44000 | 135.8% | 3.16 | 0 | 10 |  |  |  |  | R-410A | 2.7 | Residential & Commercial | USHP | Ducted CEE Tier 1
214092334 | Central HP <5.4 tons | LUXAIRE | HRCU-A-CB (Split System: Heat Pump with Remote Outdoor Unit-Air-Source) | HMH72B341 | ASPEN |  | D(A,C,E)48B34+TDR | TM8Y100C20MP11 | 33600 | 18 | 8.2 | 32400 | 46500 | 143.5% | 3.17 | 0 | 9.5 |  |  |  |  | R-410A | 2.8 | Residential & Commercial | USHP
214092352 | Central HP <5.4 tons | LUXAIRE | HRCU-A-CB (Split System: Heat Pump with Remote Outdoor Unit-Air-Source) | HMH72B341 | ASPEN |  | D(A,C,E)48B34+TDR | TM9E080C16MP12 | 33000 | 18 | 8.1 | 32400 | 45000 | 138.9% | 3.09 | 0 | 10 |  |  |  |  | R-410A | 2.75 | Residential & Commercial | USHP | Ducted CEE Tier 1
216794699 | Central HP <5.4 tons | TRANE | HRCU-A-CB (Split System: Heat Pump with Remote Outdoor Unit-Air-Source) | 5TWV0X24A1 | ASPEN |  | D(A,C,E)36C3J+TDR | *UHMB060CCV3+LRP | 20000 | 22.2 | 10 | 22200 | 21600 | 97.3% | 2.95 | 0 | 11.7 |  |  |  |  | R-454B | 1.6667 | Residential & Commercial | USHP | Ducted CEE Tier 1
216960328 | Central HP <5.4 tons | TRANE | HRCU-A-CB (Split System: Heat Pump with Remote Outdoor Unit-Air-Source) | 5TWV0X24A1 | ASPEN |  | D(A,C,E)30A3J+TDR | S9V2B040U3VSB+LRP | 18300 | 19.3 | 8.5 | 22200 | 25200 | 113.5% | 2.47 | 0 | 11.2 |  |  |  |  | R-454B | 1.525 | Residential & Commercial | USHP | Ducted CEE Tier 1
216974891 | Central HP <5.4 tons | BRYANT HEATING AND COOLING SYSTEMS | HRCU-A-CB (Split System: Heat Pump with Remote Outdoor Unit-Air-Source) | 293VAN060**AA* | ADP |  | V,C60H210P29*+TXV | 83*CA60100C21*** | 55500 | 18 | 8.1 | 59000 | 45500 | 77.12% | 1.95 | 0 | 11 |  |  |  |  | R-454B | 4.625 | Residential & Commercial | USHP | Ducted CEE Tier 1
216974893 | Central HP <5.4 tons | BRYANT HEATING AND COOLING SYSTEMS | HRCU-A-CB (Split System: Heat Pump with Remote Outdoor Unit-Air-Source) | 293VAN060**AA* | ADP |  | C60A***L16*+TXV | 83*CA60100C21*** | 54500 | 18 | 8.5 | 58500 | 45500 | 77.78% | 2.04 | 0 | 10.5 |  |  |  |  | R-454B | 4.5417 | Residential & Commercial | USHP | Ducted CEE Tier 1
216794372 | Central HP <5.4 tons | TRANE | HRCU-A-CB (Split System: Heat Pump with Remote Outdoor Unit-Air-Source) | 5TWV0X36A1 | ASPEN |  | D(A,C,E)48C3J+TDR | S8V2B080M4PCB | 33000 | 20 | 9.5 | 32600 | 31800 | 97.55% | 2.88 | 0 | 12 |  |  |  |  | R-454B | 2.75 | Residential & Commercial | USHP | Ducted CEE Tier 1
216794392 | Central HP <5.4 tons | TRANE | HRCU-A-CB (Split System: Heat Pump with Remote Outdoor Unit-Air-Source) | 5TWV0X36A1 | ASPEN |  | D(A,C,E)48C3J+TDR | S8V2D120M5PDB | 33200 | 20.9 | 9 | 31800 | 31000 | 97.48% | 2.86 | 0 | 12.5 |  |  |  |  | R-454B | 2.7667 | Residential & Commercial | USHP | Ducted CEE Tier 1
212975274 | Central HP <5.4 tons | SMART COMFORT | HRCU-A-CB (Split System: Heat Pump with Remote Outdoor Unit-Air-Source) | DLCURAH24ABK |  |  | EA*4X25L17A* | *96VTN0401712B* | 24200 | 16 | 8.5 | 25400 | 21800 | 85.83% | 1.8 | 0 | 10 |  |  |  |  | R-410A | 2.0167 | Residential & Commercial | USHP | Ducted CEE Tier 1
212976996 | Central HP <5.4 tons | SMART COMFORT | HRCU-A-CB (Split System: Heat Pump with Remote Outdoor Unit-Air-Source) | DLCURAH24ABK |  |  | EA*4X37L21A* | *96VTN1002122B* | 24600 | 17.5 | 8.5 | 25200 | 21200 | 84.13% | 1.78 | 0 | 10.5 |  |  |  |  | R-410A | 2.05 | Residential & Commercial | USHP | Ducted CEE Tier 1
216974502 | Central HP <5.4 tons | BRYANT HEATING AND COOLING SYSTEMS | HRCU-A-CB (Split System: Heat Pump with Remote Outdoor Unit-Air-Source) | 290VAN060**AA* | ADP |  | C60A***L19*+TXV | 83*CB60100C21*** | 56000 | 18 | 8.5 | 57500 | 41000 | 71.3% | 2.02 | 0 | 9 |  |  |  |  | R-454B | 4.6667 | Residential & Commercial | USHP
216974777 | Central HP <5.4 tons | BRYANT HEATING AND COOLING SYSTEMS | HRCU-A-CB (Split System: Heat Pump with Remote Outdoor Unit-Air-Source) | 293VAN036**AA* | ADP |  | V,C36H175P45*+TXV | 83*CB36040C17*** | 33800 | 20 | 9.5 | 32600 | 25600 | 78.53% | 2.06 | 0 | 11.7 |  |  |  |  | R-454B | 2.8167 | Residential & Commercial | USHP | Ducted CEE Tier 1
214093370 | Central HP <5.4 tons | LUXAIRE | HRCU-A-CB (Split System: Heat Pump with Remote Outdoor Unit-Air-Source) | HMH72B361 | ASPEN |  | D(A,C,E)42A46+TDR | Z8ES080C20SMPS1 | 34400 | 17 | 8.1 | 32400 | 44000 | 135.8% | 3.24 | 0 | 9 |  |  |  |  | R-410A | 2.8667 | Residential & Commercial | USHP
214093379 | Central HP <5.4 tons | LUXAIRE | HRCU-A-CB (Split System: Heat Pump with Remote Outdoor Unit-Air-Source) | HMH72B361 | ASPEN |  | D(A,C,E)42A46+TDR | Z8ES100C20LMPS1 | 34400 | 16.5 | 8.1 | 32400 | 44500 | 137.3% | 3.25 | 0 | 9 |  |  |  |  | R-410A | 2.8667 | Residential & Commercial | USHP
214320585 | Central HP <5.4 tons | Frigidaire | HRCU-A-C (Split System: Heat Pump with Remote Outdoor Unit with No Indoor Fan --Air Source) | GXH24-36MSK4DH | ASPEN |  | D(A,C,E)24C34+TDR | 0 | 23000 | 15.2 | 8.5 | 24000 | 21600 | 90% | 1.8 | 0 | 11 |  |  |  |  | R-410A | 1.9167 | Residential & Commercial | USHP | Ducted CEE Tier 1
216974709 | Central HP <5.4 tons | BRYANT HEATING AND COOLING SYSTEMS | HRCU-A-CB (Split System: Heat Pump with Remote Outdoor Unit-Air-Source) | 291VAN054**AA* | ADP |  | V,C48H210P16*+TXV | 83*CA60100C21*** | 48000 | 19 | 10.5 | 50500 | 53000 | 105% | 1.96 | 0 | 10.5 |  |  |  |  | R-454B | 4 | Residential & Commercial | USHP | Ducted CEE Tier 1
216794408 | Central HP <5.4 tons | TRANE | HRCU-A-CB (Split System: Heat Pump with Remote Outdoor Unit-Air-Source) | 5TWV0X36A1 | ASPEN |  | D(A,C,E)48C3J+TDR | S9V2B060D3VSB+LRP | 32600 | 20 | 9 | 33800 | 32200 | 95.27% | 2.72 | 0 | 12 |  |  |  |  | R-454B | 2.7167 | Residential & Commercial | USHP | Ducted CEE Tier 1
216682793 | Central HP <5.4 tons | SMART COMFORT | HRCU-A-CB (Split System: Heat Pump with Remote Outdoor Unit-Air-Source) | DLCURAH30ABK |  |  | EA*4X37L21A* | *97VTN1002122A* | 30400 | 15.2 | 9 | 33000 | 26000 | 78.79% | 1.75 | 0 | 9 |  |  |  |  | R-410A | 2.5333 | Residential & Commercial | USHP
215294475 | Central HP <5.4 tons | AIRQUEST | HRCU-A-CB (Split System: Heat Pump with Remote Outdoor Unit-Air-Source) | DLCURAH30ABK | ADP |  | H,GG1K936 | *96VTN1002122B* | 30000 | 15.2 | 8.1 | 32600 | 27200 | 83.44% | 1.8 | 0 | 9 |  |  |  |  | R-410A | 2.5 | Residential & Commercial | USHP
212590506 | Central HP <5.4 tons | SAMSUNG | HRCU-A-CB (Split System: Heat Pump with Remote Outdoor Unit-Air-Source) | AC036BXUPCH | ASPEN |  | L(E,G)M36G4 | 0 | 35800 | 18.5 | 8.4 | 34600 | 53500 | 154.6% | 2.26 | 0 | 10.5 |  |  |  |  | R-410A | 2.9833 | Residential & Commercial | USHP | Ducted CEE Tier 1
216734005 | Central HP <5.4 tons | PAYNE HEATING AND COOLING | HRCU-A-CB (Split System: Heat Pump with Remote Outdoor Unit-Air-Source) | 37MUHAQ24AA3 |  |  | CAA**3017AM* | PG80VTLB48090B** | 22200 | 16 | 8.1 | 20800 | 18800 | 90.38% | 1.85 | 0 | 10.5 |  |  |  |  | R-454B | 1.85 | Residential & Commercial | USHP | Ducted CEE Tier 1
214779380 | Central HP <5.4 tons | TEMPSTAR | HRCU-A-C (Split System: Heat Pump with Remote Outdoor Unit with No Indoor Fan --Air Source) | DLCURAH18ABK | ASPEN |  | D(A,C,E)24B24+TDR | 0 | 16200 | 15.7 | 9.4 | 19000 | 15000 | 78.95% | 2.2 | 0 | 11.3 |  |  |  |  | R-410A | 1.35 | Residential & Commercial | USHP | Ducted CEE Tier 1
214320591 | Central HP <5.4 tons | Frigidaire | HRCU-A-C (Split System: Heat Pump with Remote Outdoor Unit with No Indoor Fan --Air Source) | GXH48-60MSK4DH | ASPEN |  | C(A,C,D,E)48C44+TDR | 0 | 47000 | 15.2 | 8.5 | 48000 | 33600 | 70% | 1.8 | 0 | 10 |  |  |  |  | R-410A | 3.9167 | Residential & Commercial | USHP | Ducted CEE Tier 1
212380991 | Central HP <5.4 tons | CARRIER | HRCU-A-CB (Split System: Heat Pump with Remote Outdoor Unit-Air-Source) | 25VNA448A*031* | ADP |  | V,C60H210P179 | 59MN7B100C21**22 | 44500 | 21 | 8.5 | 44000 | 35800 | 81.36% | 2.34 | 0 | 12 |  |  |  |  | R-410A | 3.7083 | Residential & Commercial | USHP | Ducted CEE Tier 1
212973560 | Central HP <5.4 tons | SMART COMFORT | HRCU-A-CB (Split System: Heat Pump with Remote Outdoor Unit-Air-Source) | DLCURAH24ABK |  |  | EA*4X30L14A* | *96VSN0601412B* | 23400 | 16.5 | 8.5 | 26200 | 25000 | 95.42% | 2.08 | 0 | 10 |  |  |  |  | R-410A | 1.95 | Residential & Commercial | USHP | Ducted CEE Tier 1
212973830 | Central HP <5.4 tons | SMART COMFORT | HRCU-A-CB (Split System: Heat Pump with Remote Outdoor Unit-Air-Source) | DLCURAH24ABK |  |  | EA*4X24L17A* | *96VSN0801716B* | 23600 | 16.5 | 8.5 | 27000 | 25600 | 94.81% | 2.14 | 0 | 10 |  |  |  |  | R-410A | 1.9667 | Residential & Commercial | USHP | Ducted CEE Tier 1
212973660 | Central HP <5.4 tons | SMART COMFORT | HRCU-A-CB (Split System: Heat Pump with Remote Outdoor Unit-Air-Source) | DLCURAH18ABK |  |  | EA*4X19L17A* | *96VSN0801716B* | 17700 | 16.5 | 8.1 | 17700 | 17900 | 101.1% | 2.16 | 0 | 10.5 |  |  |  |  | R-410A | 1.475 | Residential & Commercial | USHP | Ducted CEE Tier 1
212973710 | Central HP <5.4 tons | SMART COMFORT | HRCU-A-CB (Split System: Heat Pump with Remote Outdoor Unit-Air-Source) | DLCURAH18ABK |  |  | EN(A,D)4X30L17** | *96VSN0801716B* | 17500 | 16 | 8.1 | 18000 | 18700 | 103.9% | 2.24 | 0 | 11 |  |  |  |  | R-410A | 1.4583 | Residential & Commercial | USHP | Ducted CEE Tier 1
213367828 | Central HP <5.4 tons | YORK | HRCU-A-CB (Split System: Heat Pump with Remote Outdoor Unit-Air-Source) | HMH72B341 | ASPEN |  | C(A,C,D,E)36A44+TDR | YPLC100C20MP13 | 31400 | 16.5 | 8.5 | 32400 | 27800 | 85.8% | 2.69 | 0 | 8.9 |  |  |  |  | R-410A | 2.6167 | Residential & Commercial | USHP
214779381 | Central HP <5.4 tons | TEMPSTAR | HRCU-A-C (Split System: Heat Pump with Remote Outdoor Unit with No Indoor Fan --Air Source) | DLCURAH24ABK | ASPEN |  | D(A,C,E)24A24+TDR | 0 | 20600 | 15.2 | 9.3 | 24800 | 20000 | 80.65% | 1.95 | 0 | 10 |  |  |  |  | R-410A | 1.7167 | Residential & Commercial | USHP | Ducted CEE Tier 1
212383482 | Central HP <5.4 tons | PAYNE HEATING AND COOLING | HRCU-A-CB (Split System: Heat Pump with Remote Outdoor Unit-Air-Source) | 38MURAQ36AB3* |  |  | CAP**4821AL* | PG80ES(A,L)A48070B** | 35600 | 16 | 8.5 | 37800 | 34600 | 91.53% | 2.04 | 0 | 10 |  |  |  |  | R-410A | 2.9667 | Residential & Commercial | USHP | Ducted CEE Tier 1
211226592 | Central HP <5.4 tons | PAYNE HEATING AND COOLING | HRCU-A-CB (Split System: Heat Pump with Remote Outdoor Unit-Air-Source) | 38MURAQ36AB3* |  |  | CAP**3717AL* | PG80VTLA48070B** | 36400 | 15.5 | 8.5 | 39500 | 35000 | 88.61% | 2.04 | 0 | 10 |  |  |  |  | R-410A | 3.0333 | Residential & Commercial | USHP | Ducted CEE Tier 1
211227481 | Central HP <5.4 tons | PAYNE HEATING AND COOLING | HRCU-A-CB (Split System: Heat Pump with Remote Outdoor Unit-Air-Source) | 38MURAQ36AB3* |  |  | CAP**4221AL* | PG80VTLA66110C** | 36200 | 15.5 | 8.1 | 39500 | 35200 | 89.11% | 1.92 | 0 | 10 |  |  |  |  | R-410A | 3.0167 | Residential & Commercial | USHP | Ducted CEE Tier 1
211227681 | Central HP <5.4 tons | PAYNE HEATING AND COOLING | HRCU-A-CB (Split System: Heat Pump with Remote Outdoor Unit-Air-Source) | 38MURAQ36AB3* |  |  | CAP**4221AL* | PG96VTAA48080B** | 35200 | 15.5 | 8.1 | 38500 | 35000 | 90.91% | 1.86 | 0 | 9.5 |  |  |  |  | R-410A | 2.9333 | Residential & Commercial | USHP
211228983 | Central HP <5.4 tons | PAYNE HEATING AND COOLING | HRCU-A-CB (Split System: Heat Pump with Remote Outdoor Unit-Air-Source) | 38MURAQ36AB3* |  |  | CAP**4821AL* | PG92ESAA60080C** | 35600 | 16.5 | 8.5 | 37800 | 34600 | 91.53% | 2.04 | 0 | 10 |  |  |  |  | R-410A | 2.9667 | Residential & Commercial | USHP | Ducted CEE Tier 1
212977715 | Central HP <5.4 tons | SMART COMFORT | HRCU-A-CB (Split System: Heat Pump with Remote Outdoor Unit-Air-Source) | DLCURAH18ABK |  |  | EA*4X19L17A* | *80MS(N,L)0451412A* | 18000 | 16.5 | 8.5 | 17900 | 17800 | 99.44% | 2.16 | 0 | 11 |  |  |  |  | R-410A | 1.5 | Residential & Commercial | USHP | Ducted CEE Tier 1
213613489 | Central HP <5.4 tons | PAYNE HEATING AND COOLING | HRCU-A-CB (Split System: Heat Pump with Remote Outdoor Unit-Air-Source) | 38MURAQ24AB3* | ASPEN |  | L(E,G)M24C4 | 0 | 23400 | 16 | 9 | 26400 | 20400 | 77.27% | 2.88 | 0 | 10 |  |  |  |  | R-410A | 1.95 | Residential & Commercial | USHP | Ducted CEE Tier 1
215223183 | Central HP <5.4 tons | BRYANT HEATING AND COOLING SYSTEMS | HRCU-A-CB (Split System: Heat Pump with Remote Outdoor Unit-Air-Source) | 288BNV037*0**A* | ADP |  | H,PE9J936 | 987MB42080C17*** | 31600 | 17 | 8.1 | 31800 | 24400 | 76.73% | 1.86 | 0 | 11 |  |  |  |  | R-410A | 2.6333 | Residential & Commercial | USHP | Ducted CEE Tier 1
216974703 | Central HP <5.4 tons | BRYANT HEATING AND COOLING SYSTEMS | HRCU-A-CB (Split System: Heat Pump with Remote Outdoor Unit-Air-Source) | 291VAN054**AA* | ADP |  | C48A***L18*+TXV | 83*CA60080C21*** | 49500 | 19 | 10.5 | 50000 | 52500 | 105% | 1.98 | 0 | 11.5 |  |  |  |  | R-454B | 4.125 | Residential & Commercial | USHP | Ducted CEE Tier 1
216974705 | Central HP <5.4 tons | BRYANT HEATING AND COOLING SYSTEMS | HRCU-A-CB (Split System: Heat Pump with Remote Outdoor Unit-Air-Source) | 291VAN054**AA* | ADP |  | C60A***L19*+TXV | 83*CA60080C21*** | 49500 | 19 | 10.5 | 50000 | 52500 | 105% | 1.98 | 0 | 11.5 |  |  |  |  | R-454B | 4.125 | Residential & Commercial | USHP | Ducted CEE Tier 1
211229134 | Central HP <5.4 tons | PAYNE HEATING AND COOLING | HRCU-A-CB (Split System: Heat Pump with Remote Outdoor Unit-Air-Source) | 38MURAQ36AB3* |  |  | CAP**4821AL* | PG95ESUA60100C** | 36200 | 16 | 8.5 | 38500 | 34600 | 89.87% | 2.06 | 0 | 10 |  |  |  |  | R-410A | 3.0167 | Residential & Commercial | USHP | Ducted CEE Tier 1
211229283 | Central HP <5.4 tons | PAYNE HEATING AND COOLING | HRCU-A-CB (Split System: Heat Pump with Remote Outdoor Unit-Air-Source) | 38MURAQ36AB3* |  |  | CAP**4824AL* | PG80ES(A,L)A60090D** | 36000 | 16.5 | 8.5 | 38500 | 34600 | 89.87% | 2.06 | 0 | 10 |  |  |  |  | R-410A | 3 | Residential & Commercial | USHP | Ducted CEE Tier 1
211230405 | Central HP <5.4 tons | PAYNE HEATING AND COOLING | HRCU-A-CB (Split System: Heat Pump with Remote Outdoor Unit-Air-Source) | 38MURAQ36AB3* |  |  | CNPV*4824AL* | PG80ES(A,L)A48070C** | 35800 | 16.5 | 8.1 | 38500 | 34800 | 90.39% | 2 | 0 | 10 |  |  |  |  | R-410A | 2.9833 | Residential & Commercial | USHP | Ducted CEE Tier 1
216974801 | Central HP <5.4 tons | BRYANT HEATING AND COOLING SYSTEMS | HRCU-A-CB (Split System: Heat Pump with Remote Outdoor Unit-Air-Source) | 293VAN048**AA* | ADP |  | V,C60H210P17*+TXV | 83*CA60100C21*** | 44500 | 21 | 9.5 | 46500 | 36000 | 77.42% | 2 | 0 | 11 |  |  |  |  | R-454B | 3.7083 | Residential & Commercial | USHP | Ducted CEE Tier 1
216974803 | Central HP <5.4 tons | BRYANT HEATING AND COOLING SYSTEMS | HRCU-A-CB (Split System: Heat Pump with Remote Outdoor Unit-Air-Source) | 293VAN048**AA* | ADP |  | C60A***L18*+TXV | 83*CA60100C21*** | 44500 | 21 | 9.5 | 46500 | 36000 | 77.42% | 2 | 0 | 11 |  |  |  |  | R-454B | 3.7083 | Residential & Commercial | USHP | Ducted CEE Tier 1
216735911 | Central HP <5.4 tons | SMART COMFORT | HRCU-A-CB (Split System: Heat Pump with Remote Outdoor Unit-Air-Source) | D5CUHAH24AAK |  |  | EA*5X37M21A* | *95MSU0401712A* | 23000 | 16.5 | 8.5 | 20600 | 18400 | 89.32% | 1.9 | 0 | 11 |  |  |  |  | R-454B | 1.9167 | Residential & Commercial | USHP | Ducted CEE Tier 1
216735777 | Central HP <5.4 tons | SMART COMFORT | HRCU-A-CB (Split System: Heat Pump with Remote Outdoor Unit-Air-Source) | D5CUHAH24AAK |  |  | EA*5X37M21A* | *92MSN0801716A* | 23000 | 16.5 | 8.5 | 20400 | 18300 | 89.71% | 1.98 | 0 | 11 |  |  |  |  | R-454B | 1.9167 | Residential & Commercial | USHP | Ducted CEE Tier 1
216736025 | Central HP <5.4 tons | SMART COMFORT | HRCU-A-CB (Split System: Heat Pump with Remote Outdoor Unit-Air-Source) | D5CUHAH24AAK |  |  | EA*5X37M21A* | *96VTN0802120B* | 23200 | 16.5 | 8.5 | 20800 | 18500 | 88.94% | 1.96 | 0 | 11 |  |  |  |  | R-454B | 1.9333 | Residential & Commercial | USHP | Ducted CEE Tier 1
216735976 | Central HP <5.4 tons | SMART COMFORT | HRCU-A-CB (Split System: Heat Pump with Remote Outdoor Unit-Air-Source) | D5CUHAH24AAK |  |  | EA*5X37M21A* | *96CTN0802120B* | 23400 | 16 | 8.5 | 20800 | 18500 | 88.94% | 1.98 | 0 | 11 |  |  |  |  | R-454B | 1.95 | Residential & Commercial | USHP | Ducted CEE Tier 1
216736093 | Central HP <5.4 tons | SMART COMFORT | HRCU-A-CB (Split System: Heat Pump with Remote Outdoor Unit-Air-Source) | D5CUHAH24AAK |  |  | EA*5X37M21A* | *97VTN1002122A* | 23200 | 16 | 8.5 | 20800 | 18500 | 88.94% | 1.96 | 0 | 11 |  |  |  |  | R-454B | 1.9333 | Residential & Commercial | USHP | Ducted CEE Tier 1
216736044 | Central HP <5.4 tons | SMART COMFORT | HRCU-A-CB (Split System: Heat Pump with Remote Outdoor Unit-Air-Source) | D5CUHAH24AAK |  |  | EA*5X37M21A* | *96VTN1002122B* | 23200 | 16 | 8.5 | 20800 | 18500 | 88.94% | 1.96 | 0 | 11 |  |  |  |  | R-454B | 1.9333 | Residential & Commercial | USHP | Ducted CEE Tier 1
216736361 | Central HP <5.4 tons | SMART COMFORT | HRCU-A-CB (Split System: Heat Pump with Remote Outdoor Unit-Air-Source) | D5CUHAH24AAK |  |  | ESH5X24M12A* | *80MSU0802120A* | 22600 | 15.5 | 8.1 | 21200 | 19100 | 90.09% | 1.85 | 0 | 10.5 |  |  |  |  | R-454B | 1.8833 | Residential & Commercial | USHP | Ducted CEE Tier 1
216736761 | Central HP <5.4 tons | SMART COMFORT | HRCU-A-CB (Split System: Heat Pump with Remote Outdoor Unit-Air-Source) | D5CUHAH24AAK |  |  | ESH5X24M12A* | *95MSU0802120A* | 22400 | 15.2 | 8.1 | 21200 | 19100 | 90.09% | 1.85 | 0 | 10.5 |  |  |  |  | R-454B | 1.8667 | Residential & Commercial | USHP | Ducted CEE Tier 1
216734493 | Central HP <5.4 tons | SMART COMFORT | HRCU-A-CB (Split System: Heat Pump with Remote Outdoor Unit-Air-Source) | D5CUHAH24AAK |  |  | EA*5X36M17A* | *80CTL0701412B* | 22200 | 16.5 | 8.1 | 20800 | 18600 | 89.42% | 1.85 | 0 | 11 |  |  |  |  | R-454B | 1.85 | Residential & Commercial | USHP | Ducted CEE Tier 1
215294906 | Central HP <5.4 tons | AIRQUEST | HRCU-A-CB (Split System: Heat Pump with Remote Outdoor Unit-Air-Source) | DLCURAH36ABK | ADP |  | H,GE9J936 | *92MSN1202420A* | 35800 | 16 | 8.1 | 36800 | 34800 | 94.57% | 1.9 | 0 | 10 |  |  |  |  | R-410A | 2.9833 | Residential & Commercial | USHP | Ducted CEE Tier 1
215294981 | Central HP <5.4 tons | AIRQUEST | HRCU-A-CB (Split System: Heat Pump with Remote Outdoor Unit-Air-Source) | DLCURAH36ABK | ADP |  | H,GG48936 | *96MSN0601716A* | 35600 | 15.2 | 8.5 | 36400 | 34400 | 94.51% | 2.04 | 0 | 9.5 |  |  |  |  | R-410A | 2.9667 | Residential & Commercial | USHP
215294999 | Central HP <5.4 tons | AIRQUEST | HRCU-A-CB (Split System: Heat Pump with Remote Outdoor Unit-Air-Source) | DLCURAH36ABK | ADP |  | HG82936 | *96MSN0601716A* | 35600 | 15.2 | 8.5 | 36400 | 34400 | 94.51% | 2.04 | 0 | 9.5 |  |  |  |  | R-410A | 2.9667 | Residential & Commercial | USHP
215295022 | Central HP <5.4 tons | AIRQUEST | HRCU-A-CB (Split System: Heat Pump with Remote Outdoor Unit-Air-Source) | DLCURAH36ABK | ADP |  | HE36936 | *96MSN0801716A* | 34800 | 16 | 8.1 | 36800 | 34600 | 94.02% | 1.98 | 0 | 9.5 |  |  |  |  | R-410A | 2.9 | Residential & Commercial | USHP
212976533 | Central HP <5.4 tons | SMART COMFORT | HRCU-A-CB (Split System: Heat Pump with Remote Outdoor Unit-Air-Source) | DLCURAH36ABK |  |  | EA*4X48L24A* | *96VTN0802120B* | 35400 | 16.5 | 8.1 | 37800 | 34600 | 91.53% | 2 | 0 | 10 |  |  |  |  | R-410A | 2.95 | Residential & Commercial | USHP | Ducted CEE Tier 1
215294582 | Central HP <5.4 tons | AIRQUEST | HRCU-A-CB (Split System: Heat Pump with Remote Outdoor Unit-Air-Source) | DLCURAH36ABK | ADP |  | H,GE23936 | *92MSN0601412A* | 33400 | 15.2 | 8.1 | 36800 | 34800 | 94.57% | 1.82 | 0 | 9 |  |  |  |  | R-410A | 2.7833 | Residential & Commercial | USHP
215294585 | Central HP <5.4 tons | AIRQUEST | HRCU-A-CB (Split System: Heat Pump with Remote Outdoor Unit-Air-Source) | DLCURAH36ABK | ADP |  | H,GG32936 | *92MSN0601412A* | 34800 | 15.2 | 8.1 | 36800 | 34800 | 94.57% | 1.82 | 0 | 9.5 |  |  |  |  | R-410A | 2.9 | Residential & Commercial | USHP
215294684 | Central HP <5.4 tons | AIRQUEST | HRCU-A-CB (Split System: Heat Pump with Remote Outdoor Unit-Air-Source) | DLCURAH36ABK | ADP |  | HG35936 | *92MSN0801716A* | 35400 | 16 | 8.1 | 36800 | 34600 | 94.02% | 1.88 | 0 | 10 |  |  |  |  | R-410A | 2.95 | Residential & Commercial | USHP | Ducted CEE Tier 1
215294752 | Central HP <5.4 tons | AIRQUEST | HRCU-A-CB (Split System: Heat Pump with Remote Outdoor Unit-Air-Source) | DLCURAH36ABK | ADP |  | HE35936 | *92MSN0802120A* | 35200 | 16 | 8.1 | 36800 | 34600 | 94.02% | 1.88 | 0 | 10 |  |  |  |  | R-410A | 2.9333 | Residential & Commercial | USHP | Ducted CEE Tier 1
215294834 | Central HP <5.4 tons | AIRQUEST | HRCU-A-CB (Split System: Heat Pump with Remote Outdoor Unit-Air-Source) | DLCURAH36ABK | ADP |  | H,GE32936 | *92MSN1002122A* | 34200 | 16 | 8.5 | 36200 | 34200 | 94.48% | 2.04 | 0 | 9.5 |  |  |  |  | R-410A | 2.85 | Residential & Commercial | USHP
215294851 | Central HP <5.4 tons | AIRQUEST | HRCU-A-CB (Split System: Heat Pump with Remote Outdoor Unit-Air-Source) | DLCURAH36ABK | ADP |  | H,GG37936 | *92MSN1002122A* | 35800 | 16 | 8.1 | 36800 | 34600 | 94.02% | 2 | 0 | 10.5 |  |  |  |  | R-410A | 2.9833 | Residential & Commercial | USHP | Ducted CEE Tier 1
216735816 | Central HP <5.4 tons | SMART COMFORT | HRCU-A-CB (Split System: Heat Pump with Remote Outdoor Unit-Air-Source) | D5CUHAH24AAK |  |  | EA*5X37M21A* | *96MSM0601716A* | 23200 | 15.5 | 8.5 | 20800 | 18500 | 88.94% | 1.98 | 0 | 11 |  |  |  |  | R-454B | 1.9333 | Residential & Commercial | USHP | Ducted CEE Tier 1
216735617 | Central HP <5.4 tons | SMART COMFORT | HRCU-A-CB (Split System: Heat Pump with Remote Outdoor Unit-Air-Source) | D5CUHAH24AAK |  |  | EA*5X37M21A* | *80CTL0702120B* | 23600 | 15.5 | 8.5 | 21000 | 18600 | 88.57% | 1.98 | 0 | 11 |  |  |  |  | R-454B | 1.9667 | Residential & Commercial | USHP | Ducted CEE Tier 1
216735685 | Central HP <5.4 tons | SMART COMFORT | HRCU-A-CB (Split System: Heat Pump with Remote Outdoor Unit-Air-Source) | D5CUHAH24AAK |  |  | EA*5X37M21A* | *95CSU0601716B* | 23000 | 16.5 | 8.5 | 20600 | 18400 | 89.32% | 1.96 | 0 | 11 |  |  |  |  | R-454B | 1.9167 | Residential & Commercial | USHP | Ducted CEE Tier 1
212985825 | Central HP <5.4 tons | PAYNE HEATING AND COOLING | HRCU-A-CB (Split System: Heat Pump with Remote Outdoor Unit-Air-Source) | 38MURAQ24AB3* |  |  | CNPV*2414AL* | PG96MSAA30026A** | 23200 | 16 | 8.5 | 27000 | 25200 | 93.33% | 2.08 | 0 | 10 |  |  |  |  | R-410A | 1.9333 | Residential & Commercial | USHP | Ducted CEE Tier 1
212985855 | Central HP <5.4 tons | PAYNE HEATING AND COOLING | HRCU-A-CB (Split System: Heat Pump with Remote Outdoor Unit-Air-Source) | 38MURAQ24AB3* |  |  | CNPV*3017AL* | PG96MSAA30026A** | 23400 | 16.5 | 8.1 | 26000 | 24400 | 93.85% | 2.02 | 0 | 10 |  |  |  |  | R-410A | 1.95 | Residential & Commercial | USHP | Ducted CEE Tier 1
216736035 | Central HP <5.4 tons | SMART COMFORT | HRCU-A-CB (Split System: Heat Pump with Remote Outdoor Unit-Air-Source) | D5CUHAH24AAK |  |  | EA*5X37M21A* | *96VTN1002120B* | 22800 | 16.5 | 8.5 | 20400 | 18300 | 89.71% | 1.98 | 0 | 11 |  |  |  |  | R-454B | 1.9 | Residential & Commercial | USHP | Ducted CEE Tier 1
216734995 | Central HP <5.4 tons | SMART COMFORT | HRCU-A-CB (Split System: Heat Pump with Remote Outdoor Unit-Air-Source) | D5CUHAH24AAK |  |  | EA*5X37M17A* | *80VSL0901716B* | 23000 | 16.5 | 8.5 | 20800 | 18500 | 88.94% | 1.96 | 0 | 11 |  |  |  |  | R-454B | 1.9167 | Residential & Commercial | USHP | Ducted CEE Tier 1
216735211 | Central HP <5.4 tons | SMART COMFORT | HRCU-A-CB (Split System: Heat Pump with Remote Outdoor Unit-Air-Source) | D5CUHAH24AAK |  |  | EA*5X37M17A* | *96MSN0801716A* | 23000 | 16 | 8.5 | 20800 | 18500 | 88.94% | 1.98 | 0 | 11 |  |  |  |  | R-454B | 1.9167 | Residential & Commercial | USHP | Ducted CEE Tier 1
212977086 | Central HP <5.4 tons | SMART COMFORT | HRCU-A-CB (Split System: Heat Pump with Remote Outdoor Unit-Air-Source) | DLCURAH36ABK |  |  | EA*4X48L21A* | *96VTN1002122B* | 35800 | 16.5 | 8.5 | 37800 | 34600 | 91.53% | 2.02 | 0 | 10 |  |  |  |  | R-410A | 2.9833 | Residential & Commercial | USHP | Ducted CEE Tier 1
214391699 | Central HP <5.4 tons | RUUD | HRCU-A-CB (Split System: Heat Pump with Remote Outdoor Unit-Air-Source) | RP15AZ24AJ2N | ASPEN |  | CP37A34+TDR | U802VA075317Z | 22400 | 16.4 | 8.3 | 23000 | 16600 | 72.17% | 2.99 | 0 | 11.8 |  |  |  |  | R-410A | 1.8667 | Residential & Commercial | USHP | Ducted CEE Tier 1
216735748 | Central HP <5.4 tons | SMART COMFORT | HRCU-A-CB (Split System: Heat Pump with Remote Outdoor Unit-Air-Source) | D5CUHAH24AAK |  |  | EA*5X37M21A* | *97CMN1002122B* | 23400 | 16 | 8.5 | 20800 | 18500 | 88.94% | 1.98 | 0 | 11 |  |  |  |  | R-454B | 1.95 | Residential & Commercial | USHP | Ducted CEE Tier 1
216736391 | Central HP <5.4 tons | SMART COMFORT | HRCU-A-CB (Split System: Heat Pump with Remote Outdoor Unit-Air-Source) | D5CUHAH24AAK |  |  | ESH5X24M12A* | *80CTL0701412B* | 22200 | 16 | 8.1 | 21000 | 18900 | 90% | 1.85 | 0 | 10.5 |  |  |  |  | R-454B | 1.85 | Residential & Commercial | USHP | Ducted CEE Tier 1
215294868 | Central HP <5.4 tons | AIRQUEST | HRCU-A-CB (Split System: Heat Pump with Remote Outdoor Unit-Air-Source) | DLCURAH36ABK | ADP |  | H,GE80936 | *92MSN1002122A* | 36000 | 16 | 8.5 | 36200 | 34200 | 94.48% | 2.04 | 0 | 10 |  |  |  |  | R-410A | 3 | Residential & Commercial | USHP | Ducted CEE Tier 1
215294886 | Central HP <5.4 tons | AIRQUEST | HRCU-A-CB (Split System: Heat Pump with Remote Outdoor Unit-Air-Source) | DLCURAH36ABK | ADP |  | H,GE34936 | *92MSN1202420A* | 35800 | 16 | 8.1 | 36800 | 34800 | 94.57% | 1.9 | 0 | 10 |  |  |  |  | R-410A | 2.9833 | Residential & Commercial | USHP | Ducted CEE Tier 1
215294968 | Central HP <5.4 tons | AIRQUEST | HRCU-A-CB (Split System: Heat Pump with Remote Outdoor Unit-Air-Source) | DLCURAH36ABK | ADP |  | HE33936 | *96MSN0601716A* | 35000 | 15.2 | 8.5 | 36800 | 34800 | 94.57% | 1.88 | 0 | 9.5 |  |  |  |  | R-410A | 2.9167 | Residential & Commercial | USHP
215295068 | Central HP <5.4 tons | AIRQUEST | HRCU-A-CB (Split System: Heat Pump with Remote Outdoor Unit-Air-Source) | DLCURAH36ABK | ADP |  | HG48936 | *96MSN0802120A* | 36000 | 16 | 8.5 | 36400 | 34400 | 94.51% | 2.04 | 0 | 10 |  |  |  |  | R-410A | 3 | Residential & Commercial | USHP | Ducted CEE Tier 1
215295069 | Central HP <5.4 tons | AIRQUEST | HRCU-A-CB (Split System: Heat Pump with Remote Outdoor Unit-Air-Source) | DLCURAH36ABK | ADP |  | HG7J936 | *96MSN0802120A* | 35200 | 16 | 8.1 | 36800 | 34800 | 94.57% | 1.9 | 0 | 9.5 |  |  |  |  | R-410A | 2.9333 | Residential & Commercial | USHP
215295120 | Central HP <5.4 tons | AIRQUEST | HRCU-A-CB (Split System: Heat Pump with Remote Outdoor Unit-Air-Source) | DLCURAH36ABK | ADP |  | H,GE9J936 | *96MSN1002120A* | 35400 | 16 | 8.1 | 36800 | 34600 | 94.02% | 1.88 | 0 | 10 |  |  |  |  | R-410A | 2.95 | Residential & Commercial | USHP | Ducted CEE Tier 1
215295136 | Central HP <5.4 tons | AIRQUEST | HRCU-A-CB (Split System: Heat Pump with Remote Outdoor Unit-Air-Source) | DLCURAH36ABK | ADP |  | HE32936 | *96MSN1002122A* | 34600 | 16 | 8.5 | 36800 | 34600 | 94.02% | 1.88 | 0 | 9.5 |  |  |  |  | R-410A | 2.8833 | Residential & Commercial | USHP
215295137 | Central HP <5.4 tons | AIRQUEST | HRCU-A-CB (Split System: Heat Pump with Remote Outdoor Unit-Air-Source) | DLCURAH36ABK | ADP |  | H,GG33936 | *96MSN1002122A* | 35200 | 16 | 8.5 | 36800 | 34600 | 94.02% | 1.88 | 0 | 10 |  |  |  |  | R-410A | 2.9333 | Residential & Commercial | USHP | Ducted CEE Tier 1
212979811 | Central HP <5.4 tons | PAYNE HEATING AND COOLING | HRCU-A-CB (Split System: Heat Pump with Remote Outdoor Unit-Air-Source) | 38MURAQ24AB3* |  |  | CAP**2417AL* | PG80MS(A,L)A42090B** | 23200 | 17 | 8.5 | 26800 | 26600 | 99.25% | 2.26 | 0 | 10 |  |  |  |  | R-410A | 1.9333 | Residential & Commercial | USHP | Ducted CEE Tier 1
215295152 | Central HP <5.4 tons | AIRQUEST | HRCU-A-CB (Split System: Heat Pump with Remote Outdoor Unit-Air-Source) | DLCURAH36ABK | ADP |  | H,GG37936 | *96MSN1002122A* | 35800 | 16 | 8.5 | 36200 | 34200 | 94.48% | 2.06 | 0 | 10 |  |  |  |  | R-410A | 2.9833 | Residential & Commercial | USHP | Ducted CEE Tier 1
215295153 | Central HP <5.4 tons | AIRQUEST | HRCU-A-CB (Split System: Heat Pump with Remote Outdoor Unit-Air-Source) | DLCURAH36ABK | ADP |  | H,GG48936 | *96MSN1002122A* | 35800 | 16 | 8.5 | 36200 | 34200 | 94.48% | 2.06 | 0 | 10 |  |  |  |  | R-410A | 2.9833 | Residential & Commercial | USHP | Ducted CEE Tier 1
215295170 | Central HP <5.4 tons | AIRQUEST | HRCU-A-CB (Split System: Heat Pump with Remote Outdoor Unit-Air-Source) | DLCURAH36ABK | ADP |  | HG81936 | *96MSN1002122A* | 35800 | 16 | 8.5 | 36200 | 34200 | 94.48% | 2.06 | 0 | 10 |  |  |  |  | R-410A | 2.9833 | Residential & Commercial | USHP | Ducted CEE Tier 1
215295221 | Central HP <5.4 tons | AIRQUEST | HRCU-A-CB (Split System: Heat Pump with Remote Outdoor Unit-Air-Source) | DLCURAH36ABK | ADP |  | H,GE32936 | *96MSN1402422A* | 33600 | 16 | 8.5 | 36200 | 34200 | 94.48% | 2.02 | 0 | 9.5 |  |  |  |  | R-410A | 2.8 | Residential & Commercial | USHP
215295235 | Central HP <5.4 tons | AIRQUEST | HRCU-A-CB (Split System: Heat Pump with Remote Outdoor Unit-Air-Source) | DLCURAH36ABK | ADP |  | H,GG36936 | *96MSN1402422A* | 35400 | 16 | 8.5 | 36200 | 34200 | 94.48% | 2.02 | 0 | 10 |  |  |  |  | R-410A | 2.95 | Residential & Commercial | USHP | Ducted CEE Tier 1
215295252 | Central HP <5.4 tons | AIRQUEST | HRCU-A-CB (Split System: Heat Pump with Remote Outdoor Unit-Air-Source) | DLCURAH36ABK | ADP |  | H,GG80936 | *96MSN1402422A* | 35600 | 16 | 8.5 | 36200 | 34200 | 94.48% | 2.02 | 0 | 10 |  |  |  |  | R-410A | 2.9667 | Residential & Commercial | USHP | Ducted CEE Tier 1
215295420 | Central HP <5.4 tons | AIRQUEST | HRCU-A-CB (Split System: Heat Pump with Remote Outdoor Unit-Air-Source) | DLCURAH36ABK | ADP |  | H,GE32936 | *96VTN0801716B* | 35000 | 15.2 | 8.1 | 37400 | 35000 | 93.58% | 1.82 | 0 | 9.5 |  |  |  |  | R-410A | 2.9167 | Residential & Commercial | USHP
215295469 | Central HP <5.4 tons | AIRQUEST | HRCU-A-CB (Split System: Heat Pump with Remote Outdoor Unit-Air-Source) | DLCURAH36ABK | ADP |  | H,GG34936 | *96VTN0802120A* | 35000 | 16 | 8.1 | 36800 | 34600 | 94.02% | 1.86 | 0 | 9.5 |  |  |  |  | R-410A | 2.9167 | Residential & Commercial | USHP
212980488 | Central HP <5.4 tons | PAYNE HEATING AND COOLING | HRCU-A-CB (Split System: Heat Pump with Remote Outdoor Unit-Air-Source) | 38MURAQ36AB3* |  |  | CAP**4824AL* | PG80MS(A,L)A60090C** | 36000 | 16.5 | 8.5 | 37800 | 34600 | 91.53% | 2.04 | 0 | 10 |  |  |  |  | R-410A | 3 | Residential & Commercial | USHP | Ducted CEE Tier 1
216974810 | Central HP <5.4 tons | BRYANT HEATING AND COOLING SYSTEMS | HRCU-A-CB (Split System: Heat Pump with Remote Outdoor Unit-Air-Source) | 293VAN048**AA* | ADP |  | C48A***L15*+TXV | 83*CB48060C17*** | 43500 | 21 | 9.5 | 46000 | 36200 | 78.7% | 1.9 | 0 | 11 |  |  |  |  | R-454B | 3.625 | Residential & Commercial | USHP | Ducted CEE Tier 1
216974760 | Central HP <5.4 tons | BRYANT HEATING AND COOLING SYSTEMS | HRCU-A-CB (Split System: Heat Pump with Remote Outdoor Unit-Air-Source) | 293VAN036**AA* | ADP |  | C36A***L15*+TXV | 83*CA48060C17*** | 32600 | 20 | 9.5 | 33200 | 26400 | 79.52% | 2 | 0 | 11 |  |  |  |  | R-454B | 2.7167 | Residential & Commercial | USHP | Ducted CEE Tier 1
216974774 | Central HP <5.4 tons | BRYANT HEATING AND COOLING SYSTEMS | HRCU-A-CB (Split System: Heat Pump with Remote Outdoor Unit-Air-Source) | 293VAN036**AA* | ADP |  | PL36H***P44*+TXV | 83*CB36040C17*** | 33400 | 20 | 9.5 | 32800 | 25800 | 78.66% | 2.04 | 0 | 11.7 |  |  |  |  | R-454B | 2.7833 | Residential & Commercial | USHP | Ducted CEE Tier 1
213739621 | Central HP <5.4 tons | DAY & NIGHT | HRCU-A-CB (Split System: Heat Pump with Remote Outdoor Unit-Air-Source) | DLCURAH18ABK | ADP |  | FG33936 | *96VSN0601412B* | 17400 | 16 | 8.5 | 16900 | 18800 | 111.2% | 2.3 | 0 | 10.5 |  |  |  |  | R-410A | 1.45 | Residential & Commercial | USHP | Ducted CEE Tier 1
216737057 | Central HP <5.4 tons | SMART COMFORT | HRCU-A-CB (Split System: Heat Pump with Remote Outdoor Unit-Air-Source) | D5CUHAH24AAK |  |  | ESH5X30M12A* | *80MS(N,L)0701716A* | 22400 | 15.5 | 8.1 | 21000 | 18800 | 89.52% | 1.85 | 0 | 10.5 |  |  |  |  | R-454B | 1.8667 | Residential & Commercial | USHP | Ducted CEE Tier 1
216735178 | Central HP <5.4 tons | SMART COMFORT | HRCU-A-CB (Split System: Heat Pump with Remote Outdoor Unit-Air-Source) | D5CUHAH24AAK |  |  | EA*5X37M17A* | *96MSN0401410A* | 22800 | 15.2 | 8.1 | 20800 | 18500 | 88.94% | 1.9 | 0 | 10.5 |  |  |  |  | R-454B | 1.9 | Residential & Commercial | USHP | Ducted CEE Tier 1
216735026 | Central HP <5.4 tons | SMART COMFORT | HRCU-A-CB (Split System: Heat Pump with Remote Outdoor Unit-Air-Source) | D5CUHAH24AAK |  |  | EA*5X37M17A* | *80CTL0451712B* | 22800 | 16 | 8.5 | 20800 | 18500 | 88.94% | 1.96 | 0 | 11 |  |  |  |  | R-454B | 1.9 | Residential & Commercial | USHP | Ducted CEE Tier 1
216735035 | Central HP <5.4 tons | SMART COMFORT | HRCU-A-CB (Split System: Heat Pump with Remote Outdoor Unit-Air-Source) | D5CUHAH24AAK |  |  | EA*5X37M17A* | *80CTL0701412B* | 22800 | 16.5 | 8.5 | 20600 | 18400 | 89.32% | 1.96 | 0 | 11 |  |  |  |  | R-454B | 1.9 | Residential & Commercial | USHP | Ducted CEE Tier 1
216735514 | Central HP <5.4 tons | SMART COMFORT | HRCU-A-CB (Split System: Heat Pump with Remote Outdoor Unit-Air-Source) | D5CUHAH24AAK |  |  | EA*5X37M21A* | *80MS(N,L)1102120A* | 23600 | 16 | 8.5 | 20800 | 18500 | 88.94% | 1.96 | 0 | 11 |  |  |  |  | R-454B | 1.9667 | Residential & Commercial | USHP | Ducted CEE Tier 1
212982326 | Central HP <5.4 tons | PAYNE HEATING AND COOLING | HRCU-A-CB (Split System: Heat Pump with Remote Outdoor Unit-Air-Source) | 38MURAQ24AB3* |  |  | CNPV*2417AL* | PG80MSUA36040B** | 23200 | 16 | 8.5 | 26200 | 24800 | 94.66% | 2.06 | 0 | 10 |  |  |  |  | R-410A | 1.9333 | Residential & Commercial | USHP | Ducted CEE Tier 1
212983219 | Central HP <5.4 tons | PAYNE HEATING AND COOLING | HRCU-A-CB (Split System: Heat Pump with Remote Outdoor Unit-Air-Source) | 38MURAQ24AB3* |  |  | CNPV*3017AL* | PG92MSAA36040B** | 23400 | 15.5 | 8.1 | 26200 | 24200 | 92.37% | 1.98 | 0 | 10 |  |  |  |  | R-410A | 1.95 | Residential & Commercial | USHP | Ducted CEE Tier 1
212986177 | Central HP <5.4 tons | PAYNE HEATING AND COOLING | HRCU-A-CB (Split System: Heat Pump with Remote Outdoor Unit-Air-Source) | 38MURAQ24AB3* |  |  | CAP**3017AL* | PG96MSAA30040A** | 23400 | 16 | 8.5 | 26400 | 24600 | 93.18% | 2.04 | 0 | 10 |  |  |  |  | R-410A | 1.95 | Residential & Commercial | USHP | Ducted CEE Tier 1
212986213 | Central HP <5.4 tons | PAYNE HEATING AND COOLING | HRCU-A-CB (Split System: Heat Pump with Remote Outdoor Unit-Air-Source) | 38MURAQ24AB3* |  |  | CNPV*2414AL* | PG96MSAA30040A** | 23200 | 16 | 8.5 | 27000 | 25200 | 93.33% | 2.1 | 0 | 10 |  |  |  |  | R-410A | 1.9333 | Residential & Commercial | USHP | Ducted CEE Tier 1
216736961 | Central HP <5.4 tons | SMART COMFORT | HRCU-A-CB (Split System: Heat Pump with Remote Outdoor Unit-Air-Source) | D5CUHAH24AAK |  |  | ESH5X24M12A* | *97VTN1202422A* | 22400 | 15.2 | 8.1 | 21200 | 19100 | 90.09% | 1.85 | 0 | 10.5 |  |  |  |  | R-454B | 1.8667 | Residential & Commercial | USHP | Ducted CEE Tier 1
216737181 | Central HP <5.4 tons | SMART COMFORT | HRCU-A-CB (Split System: Heat Pump with Remote Outdoor Unit-Air-Source) | D5CUHAH24AAK |  |  | ESH5X30M12A* | *80VSL0901716B* | 22600 | 16 | 8.1 | 21000 | 18900 | 90% | 1.85 | 0 | 10.5 |  |  |  |  | R-454B | 1.8833 | Residential & Commercial | USHP | Ducted CEE Tier 1
216734839 | Central HP <5.4 tons | SMART COMFORT | HRCU-A-CB (Split System: Heat Pump with Remote Outdoor Unit-Air-Source) | D5CUHAH24AAK |  |  | EA*5X36M17A* | *97VTN0601716A* | 22400 | 16 | 8.5 | 20800 | 18700 | 89.9% | 1.96 | 0 | 10.5 |  |  |  |  | R-454B | 1.8667 | Residential & Commercial | USHP | Ducted CEE Tier 1
216734906 | Central HP <5.4 tons | SMART COMFORT | HRCU-A-CB (Split System: Heat Pump with Remote Outdoor Unit-Air-Source) | D5CUHAH24AAK |  |  | EA*5X37M17A* | *80MS(N,L)0451412A* | 22800 | 16 | 8.5 | 20800 | 18500 | 88.94% | 1.98 | 0 | 11 |  |  |  |  | R-454B | 1.9 | Residential & Commercial | USHP | Ducted CEE Tier 1
216735107 | Central HP <5.4 tons | SMART COMFORT | HRCU-A-CB (Split System: Heat Pump with Remote Outdoor Unit-Air-Source) | D5CUHAH24AAK |  |  | EA*5X37M17A* | *97CMN0801714B* | 22800 | 16 | 8.5 | 20600 | 18400 | 89.32% | 1.96 | 0 | 11 |  |  |  |  | R-454B | 1.9 | Residential & Commercial | USHP | Ducted CEE Tier 1
216735257 | Central HP <5.4 tons | SMART COMFORT | HRCU-A-CB (Split System: Heat Pump with Remote Outdoor Unit-Air-Source) | D5CUHAH24AAK |  |  | EA*5X37M17A* | *96VSN0801716B* | 23000 | 16.5 | 8.5 | 20800 | 18500 | 88.94% | 1.96 | 0 | 11 |  |  |  |  | R-454B | 1.9167 | Residential & Commercial | USHP | Ducted CEE Tier 1
215295521 | Central HP <5.4 tons | AIRQUEST | HRCU-A-CB (Split System: Heat Pump with Remote Outdoor Unit-Air-Source) | DLCURAH36ABK | ADP |  | HG7J936 | *96VTN0802120B* | 35200 | 16 | 8.1 | 36800 | 34800 | 94.57% | 1.9 | 0 | 9.5 |  |  |  |  | R-410A | 2.9333 | Residential & Commercial | USHP
215295535 | Central HP <5.4 tons | AIRQUEST | HRCU-A-CB (Split System: Heat Pump with Remote Outdoor Unit-Air-Source) | DLCURAH36ABK | ADP |  | H,GG81936 | *96VTN0802120B* | 36200 | 16 | 8.5 | 36400 | 34400 | 94.51% | 2.04 | 0 | 10 |  |  |  |  | R-410A | 3.0167 | Residential & Commercial | USHP | Ducted CEE Tier 1
215295536 | Central HP <5.4 tons | AIRQUEST | HRCU-A-CB (Split System: Heat Pump with Remote Outdoor Unit-Air-Source) | DLCURAH36ABK | ADP |  | HG81936 | *96VTN0802120B* | 36200 | 16 | 8.5 | 36400 | 34400 | 94.51% | 2.04 | 0 | 10 |  |  |  |  | R-410A | 3.0167 | Residential & Commercial | USHP | Ducted CEE Tier 1
215295552 | Central HP <5.4 tons | AIRQUEST | HRCU-A-CB (Split System: Heat Pump with Remote Outdoor Unit-Air-Source) | DLCURAH36ABK | ADP |  | H,GE34936 | *96VTN1002120A* | 35800 | 15.2 | 8.1 | 37800 | 34800 | 92.06% | 1.9 | 0 | 10 |  |  |  |  | R-410A | 2.9833 | Residential & Commercial | USHP | Ducted CEE Tier 1
215295553 | Central HP <5.4 tons | AIRQUEST | HRCU-A-CB (Split System: Heat Pump with Remote Outdoor Unit-Air-Source) | DLCURAH36ABK | ADP |  | HE34936 | *96VTN1002120A* | 35800 | 15.2 | 8.1 | 37800 | 34800 | 92.06% | 1.9 | 0 | 10 |  |  |  |  | R-410A | 2.9833 | Residential & Commercial | USHP | Ducted CEE Tier 1
215295604 | Central HP <5.4 tons | AIRQUEST | HRCU-A-CB (Split System: Heat Pump with Remote Outdoor Unit-Air-Source) | DLCURAH36ABK | ADP |  | HE7J936 | *96VTN1002120B* | 35200 | 16 | 8.1 | 36800 | 34800 | 94.57% | 1.82 | 0 | 10 |  |  |  |  | R-410A | 2.9333 | Residential & Commercial | USHP | Ducted CEE Tier 1
215295637 | Central HP <5.4 tons | AIRQUEST | HRCU-A-CB (Split System: Heat Pump with Remote Outdoor Unit-Air-Source) | DLCURAH36ABK | ADP |  | HE35936 | *96VTN1002122A* | 35400 | 16 | 8.1 | 36800 | 34600 | 94.02% | 1.88 | 0 | 10 |  |  |  |  | R-410A | 2.95 | Residential & Commercial | USHP | Ducted CEE Tier 1
216735712 | Central HP <5.4 tons | SMART COMFORT | HRCU-A-CB (Split System: Heat Pump with Remote Outdoor Unit-Air-Source) | D5CUHAH24AAK |  |  | EA*5X37M21A* | *97CMN0601714B* | 22800 | 16 | 8.5 | 20600 | 18400 | 89.32% | 1.98 | 0 | 11 |  |  |  |  | R-454B | 1.9 | Residential & Commercial | USHP | Ducted CEE Tier 1
216735721 | Central HP <5.4 tons | SMART COMFORT | HRCU-A-CB (Split System: Heat Pump with Remote Outdoor Unit-Air-Source) | D5CUHAH24AAK |  |  | EA*5X37M21A* | *97CMN0602120B* | 23400 | 15.5 | 8.5 | 21000 | 18600 | 88.57% | 1.98 | 0 | 11 |  |  |  |  | R-454B | 1.95 | Residential & Commercial | USHP | Ducted CEE Tier 1
216735644 | Central HP <5.4 tons | SMART COMFORT | HRCU-A-CB (Split System: Heat Pump with Remote Outdoor Unit-Air-Source) | D5CUHAH24AAK |  |  | EA*5X37M21A* | *80CTL1102120B* | 23600 | 15.5 | 8.5 | 21000 | 18600 | 88.57% | 1.96 | 0 | 11 |  |  |  |  | R-454B | 1.9667 | Residential & Commercial | USHP | Ducted CEE Tier 1
216735730 | Central HP <5.4 tons | SMART COMFORT | HRCU-A-CB (Split System: Heat Pump with Remote Outdoor Unit-Air-Source) | D5CUHAH24AAK |  |  | EA*5X37M21A* | *97CMN0801714B* | 22800 | 16 | 8.5 | 20400 | 18300 | 89.71% | 1.98 | 0 | 11 |  |  |  |  | R-454B | 1.9 | Residential & Commercial | USHP | Ducted CEE Tier 1
216735739 | Central HP <5.4 tons | SMART COMFORT | HRCU-A-CB (Split System: Heat Pump with Remote Outdoor Unit-Air-Source) | D5CUHAH24AAK |  |  | EA*5X37M21A* | *97CMN0802120B* | 23400 | 16 | 8.5 | 20800 | 18600 | 89.42% | 1.98 | 0 | 11 |  |  |  |  | R-454B | 1.95 | Residential & Commercial | USHP | Ducted CEE Tier 1
216734535 | Central HP <5.4 tons | SMART COMFORT | HRCU-A-CB (Split System: Heat Pump with Remote Outdoor Unit-Air-Source) | D5CUHAH24AAK |  |  | EA*5X36M17A* | *80VTL0701716B* | 22400 | 16 | 8.5 | 20800 | 18700 | 89.9% | 1.96 | 0 | 10.5 |  |  |  |  | R-454B | 1.8667 | Residential & Commercial | USHP | Ducted CEE Tier 1
216734669 | Central HP <5.4 tons | SMART COMFORT | HRCU-A-CB (Split System: Heat Pump with Remote Outdoor Unit-Air-Source) | D5CUHAH24AAK |  |  | EA*5X36M17A* | *96MSN0601716A* | 22200 | 15.5 | 8.1 | 20800 | 18700 | 89.9% | 1.85 | 0 | 10.5 |  |  |  |  | R-454B | 1.85 | Residential & Commercial | USHP | Ducted CEE Tier 1
216736005 | Central HP <5.4 tons | SMART COMFORT | HRCU-A-CB (Split System: Heat Pump with Remote Outdoor Unit-Air-Source) | D5CUHAH24AAK |  |  | EA*5X37M21A* | *96VTN0601716B* | 23000 | 16.5 | 8.5 | 20600 | 18400 | 89.32% | 1.96 | 0 | 11 |  |  |  |  | R-454B | 1.9167 | Residential & Commercial | USHP | Ducted CEE Tier 1
216736941 | Central HP <5.4 tons | SMART COMFORT | HRCU-A-CB (Split System: Heat Pump with Remote Outdoor Unit-Air-Source) | D5CUHAH24AAK |  |  | ESH5X24M12A* | *97VTN1002120A* | 22400 | 15.5 | 8.1 | 21200 | 19100 | 90.09% | 1.85 | 0 | 10.5 |  |  |  |  | R-454B | 1.8667 | Residential & Commercial | USHP | Ducted CEE Tier 1
216974876 | Central HP <5.4 tons | BRYANT HEATING AND COOLING SYSTEMS | HRCU-A-CB (Split System: Heat Pump with Remote Outdoor Unit-Air-Source) | 293VAN060**AA* | ADP |  | V,C60H210P29*+TXV | 83*CA60080C21*** | 55000 | 19 | 8.5 | 58500 | 45000 | 76.92% | 2.06 | 0 | 11 |  |  |  |  | R-454B | 4.5833 | Residential & Commercial | USHP | Ducted CEE Tier 1
216734511 | Central HP <5.4 tons | SMART COMFORT | HRCU-A-CB (Split System: Heat Pump with Remote Outdoor Unit-Air-Source) | D5CUHAH24AAK |  |  | EA*5X36M17A* | *80CTL0901716B* | 22200 | 16 | 8.1 | 20800 | 18600 | 89.42% | 1.85 | 0 | 10.5 |  |  |  |  | R-454B | 1.85 | Residential & Commercial | USHP | Ducted CEE Tier 1
216734718 | Central HP <5.4 tons | SMART COMFORT | HRCU-A-CB (Split System: Heat Pump with Remote Outdoor Unit-Air-Source) | D5CUHAH24AAK |  |  | EA*5X36M17A* | *96VSN0601716B* | 22400 | 16 | 8.5 | 20800 | 18700 | 89.9% | 1.96 | 0 | 10.5 |  |  |  |  | R-454B | 1.8667 | Residential & Commercial | USHP | Ducted CEE Tier 1
214056959 | Central HP <5.4 tons | LUXAIRE | HRCU-A-CB (Split System: Heat Pump with Remote Outdoor Unit-Air-Source) | HMH72B341 | ASPEN |  | AE(D,N,U)+DM36A36+TDR | 0 | 31400 | 18.3 | 8.4 | 33000 | 26200 | 79.39% | 2.65 | 0 | 10.3 |  |  |  |  | R-410A | 2.6167 | Residential & Commercial | USHP | Ducted CEE Tier 1
212975681 | Central HP <5.4 tons | SMART COMFORT | HRCU-A-CB (Split System: Heat Pump with Remote Outdoor Unit-Air-Source) | DLCURAH24ABK |  |  | EA*4X30L17A* | *96VTN0601412B* | 23400 | 16.5 | 8.5 | 26400 | 24800 | 93.94% | 2.06 | 0 | 10 |  |  |  |  | R-410A | 1.95 | Residential & Commercial | USHP | Ducted CEE Tier 1
212977751 | Central HP <5.4 tons | SMART COMFORT | HRCU-A-CB (Split System: Heat Pump with Remote Outdoor Unit-Air-Source) | DLCURAH18ABK |  |  | EA*4X25L17A* | *80MS(N,L)0451412A* | 18000 | 16.5 | 8.5 | 17900 | 17700 | 98.88% | 2.14 | 0 | 11 |  |  |  |  | R-410A | 1.5 | Residential & Commercial | USHP | Ducted CEE Tier 1
212977835 | Central HP <5.4 tons | SMART COMFORT | HRCU-A-CB (Split System: Heat Pump with Remote Outdoor Unit-Air-Source) | DLCURAH18ABK |  |  | EN(A,D)4X30L17** | *80MS(N,L)0451412A* | 17700 | 16.5 | 8.1 | 18100 | 18600 | 102.8% | 2.24 | 0 | 11 |  |  |  |  | R-410A | 1.475 | Residential & Commercial | USHP | Ducted CEE Tier 1
215295047 | Central HP <5.4 tons | AIRQUEST | HRCU-A-CB (Split System: Heat Pump with Remote Outdoor Unit-Air-Source) | DLCURAH36ABK | ADP |  | H,GG32936 | *96MSN0802120A* | 35000 | 16 | 8.1 | 37400 | 34800 | 93.05% | 1.84 | 0 | 9.5 |  |  |  |  | R-410A | 2.9167 | Residential & Commercial | USHP
214229311 | Central HP <5.4 tons | PAYNE HEATING AND COOLING | HRCU-A-CB (Split System: Heat Pump with Remote Outdoor Unit-Air-Source) | 38MURAQ36AB3* |  |  | CNPV*4217AL* | PG80MSUA48060B** | 35400 | 16 | 8.1 | 38500 | 35000 | 90.91% | 1.96 | 0 | 10 |  |  |  |  | R-410A | 2.95 | Residential & Commercial | USHP | Ducted CEE Tier 1
216796693 | Central HP <5.4 tons | TRANE | HRCU-A-CB (Split System: Heat Pump with Remote Outdoor Unit-Air-Source) | 5TWR5036A1 | ASPEN |  | D(A,C,E)48C3J+TDR | S9V2C100U5VSB | 31800 | 15.5 | 8.5 | 31400 | 22400 | 71.34% | 3.03 | 0 | 11.7 |  |  |  |  | R-454B | 2.65 | Residential & Commercial | USHP | Ducted CEE Tier 1
213739623 | Central HP <5.4 tons | DAY & NIGHT | HRCU-A-CB (Split System: Heat Pump with Remote Outdoor Unit-Air-Source) | DLCURAH18ABK | ADP |  | PL36H175P789 | *96VSN0601412B* | 17500 | 16 | 8.1 | 16400 | 18300 | 111.6% | 2.24 | 0 | 11 |  |  |  |  | R-410A | 1.4583 | Residential & Commercial | USHP | Ducted CEE Tier 1
216734416 | Central HP <5.4 tons | SMART COMFORT | HRCU-A-CB (Split System: Heat Pump with Remote Outdoor Unit-Air-Source) | D5CUHAH24AAK |  |  | EA*5X36M17A* | *80MS(N,L)0901714A* | 22400 | 16 | 8.1 | 20800 | 18700 | 89.9% | 1.9 | 0 | 11 |  |  |  |  | R-454B | 1.8667 | Residential & Commercial | USHP | Ducted CEE Tier 1
216734484 | Central HP <5.4 tons | SMART COMFORT | HRCU-A-CB (Split System: Heat Pump with Remote Outdoor Unit-Air-Source) | D5CUHAH24AAK |  |  | EA*5X36M17A* | *80CTL0451712B* | 22200 | 16 | 8.1 | 20800 | 18700 | 89.9% | 1.85 | 0 | 10.5 |  |  |  |  | R-454B | 1.85 | Residential & Commercial | USHP | Ducted CEE Tier 1
216736909 | Central HP <5.4 tons | SMART COMFORT | HRCU-A-CB (Split System: Heat Pump with Remote Outdoor Unit-Air-Source) | D5CUHAH24AAK |  |  | ESH5X24M12A* | *97VTN0601716A* | 22400 | 15.2 | 8.1 | 21200 | 19100 | 90.09% | 1.85 | 0 | 10.5 |  |  |  |  | R-454B | 1.8667 | Residential & Commercial | USHP | Ducted CEE Tier 1
212986597 | Central HP <5.4 tons | PAYNE HEATING AND COOLING | HRCU-A-CB (Split System: Heat Pump with Remote Outdoor Unit-Air-Source) | 38MURAQ24AB3* |  |  | CAP**3721AL* | PG96MSAA36040B** | 24000 | 16 | 8.1 | 25200 | 22000 | 87.3% | 1.82 | 0 | 10 |  |  |  |  | R-410A | 2 | Residential & Commercial | USHP | Ducted CEE Tier 1
212986645 | Central HP <5.4 tons | PAYNE HEATING AND COOLING | HRCU-A-CB (Split System: Heat Pump with Remote Outdoor Unit-Air-Source) | 38MURAQ24AB3* |  |  | CNPV*3621AL* | PG96MSAA36040B** | 23200 | 15.5 | 8.1 | 26000 | 24400 | 93.85% | 2.02 | 0 | 10 |  |  |  |  | R-410A | 1.9333 | Residential & Commercial | USHP | Ducted CEE Tier 1
216734869 | Central HP <5.4 tons | SMART COMFORT | HRCU-A-CB (Split System: Heat Pump with Remote Outdoor Unit-Air-Source) | D5CUHAH24AAK |  |  | EA*5X36M17A* | OMV098J12* | 22400 | 15.2 | 8.1 | 20800 | 18700 | 89.9% | 1.9 | 0 | 10.5 |  |  |  |  | R-454B | 1.8667 | Residential & Commercial | USHP | Ducted CEE Tier 1
216734878 | Central HP <5.4 tons | SMART COMFORT | HRCU-A-CB (Split System: Heat Pump with Remote Outdoor Unit-Air-Source) | D5CUHAH24AAK |  |  | EA*5X36M17A* | OMV112K14A | 22800 | 16 | 8.5 | 21200 | 19000 | 89.62% | 1.96 | 0 | 10.5 |  |  |  |  | R-454B | 1.9 | Residential & Commercial | USHP | Ducted CEE Tier 1
216734444 | Central HP <5.4 tons | SMART COMFORT | HRCU-A-CB (Split System: Heat Pump with Remote Outdoor Unit-Air-Source) | D5CUHAH24AAK |  |  | EA*5X36M17A* | *80VSL0701716B* | 22200 | 16.5 | 8.1 | 20800 | 18700 | 89.9% | 1.85 | 0 | 10.5 |  |  |  |  | R-454B | 1.85 | Residential & Commercial | USHP | Ducted CEE Tier 1
216643651 | Central HP <5.4 tons | SMART COMFORT | HRCU-A-CB (Split System: Heat Pump with Remote Outdoor Unit-Air-Source) | D5CUHAH18AAK |  |  | EA*5X25M17A* | *80MSU0601716A* | 18500 | 15.5 | 9.5 | 19800 | 17600 | 88.89% | 2.02 | 0 | 11.5 |  |  |  |  | R-454B | 1.5417 | Residential & Commercial | USHP | Ducted CEE Tier 1
216643199 | Central HP <5.4 tons | SMART COMFORT | HRCU-A-CB (Split System: Heat Pump with Remote Outdoor Unit-Air-Source) | D5CUHAH18AAK |  |  | EA*5X25M17A* | *80MS(N,L)0451412A* | 18300 | 15.2 | 10.5 | 19800 | 17500 | 88.38% | 2 | 0 | 11.5 |  |  |  |  | R-454B | 1.525 | Residential & Commercial | USHP | Ducted CEE Tier 1
216644430 | Central HP <5.4 tons | SMART COMFORT | HRCU-A-CB (Split System: Heat Pump with Remote Outdoor Unit-Air-Source) | D5CUHAH18AAK |  |  | EA*5X25M17A* | *96VTN0601412B* | 18000 | 15.2 | 9 | 19700 | 17600 | 89.34% | 1.88 | 0 | 11 |  |  |  |  | R-454B | 1.5 | Residential & Commercial | USHP | Ducted CEE Tier 1
216736302 | Central HP <5.4 tons | SMART COMFORT | HRCU-A-CB (Split System: Heat Pump with Remote Outdoor Unit-Air-Source) | D5CUHAH24AAK |  |  | ESH5X24M12A* | *80VSL0901716B* | 22200 | 15.2 | 8.1 | 21000 | 19000 | 90.48% | 1.9 | 0 | 10.5 |  |  |  |  | R-454B | 1.85 | Residential & Commercial | USHP | Ducted CEE Tier 1
216735016 | Central HP <5.4 tons | SMART COMFORT | HRCU-A-CB (Split System: Heat Pump with Remote Outdoor Unit-Air-Source) | D5CUHAH24AAK |  |  | EA*5X37M17A* | *80MSU0601716A* | 23200 | 17 | 8.5 | 21000 | 18600 | 88.57% | 1.94 | 0 | 11 |  |  |  |  | R-454B | 1.9333 | Residential & Commercial | USHP | Ducted CEE Tier 1
216735248 | Central HP <5.4 tons | SMART COMFORT | HRCU-A-CB (Split System: Heat Pump with Remote Outdoor Unit-Air-Source) | D5CUHAH24AAK |  |  | EA*5X37M17A* | *96VSN0601716B* | 22800 | 16 | 8.5 | 20600 | 18400 | 89.32% | 1.96 | 0 | 11 |  |  |  |  | R-454B | 1.9 | Residential & Commercial | USHP | Ducted CEE Tier 1
216735098 | Central HP <5.4 tons | SMART COMFORT | HRCU-A-CB (Split System: Heat Pump with Remote Outdoor Unit-Air-Source) | D5CUHAH24AAK |  |  | EA*5X37M17A* | *97CMN0601714B* | 22800 | 16 | 8.5 | 20800 | 18400 | 88.46% | 1.96 | 0 | 11 |  |  |  |  | R-454B | 1.9 | Residential & Commercial | USHP | Ducted CEE Tier 1
216735448 | Central HP <5.4 tons | SMART COMFORT | HRCU-A-CB (Split System: Heat Pump with Remote Outdoor Unit-Air-Source) | D5CUHAH24AAK |  |  | EA*5X37M21A* | *80CSU1002120A* | 23800 | 16.5 | 8.5 | 21400 | 18900 | 88.32% | 1.96 | 0 | 11 |  |  |  |  | R-454B | 1.9833 | Residential & Commercial | USHP | Ducted CEE Tier 1
216974886 | Central HP <5.4 tons | BRYANT HEATING AND COOLING SYSTEMS | HRCU-A-CB (Split System: Heat Pump with Remote Outdoor Unit-Air-Source) | 293VAN060**AA* | ADP |  | PL60H210P17*+TXV | 83*CA60080C21*** | 56000 | 19 | 8.5 | 58500 | 45000 | 76.92% | 2.06 | 0 | 11.5 |  |  |  |  | R-454B | 4.6667 | Residential & Commercial | USHP | Ducted CEE Tier 1
216974743 | Central HP <5.4 tons | BRYANT HEATING AND COOLING SYSTEMS | HRCU-A-CB (Split System: Heat Pump with Remote Outdoor Unit-Air-Source) | 293VAN036**AA* | ADP |  | V,C36H175P14*+TXV | 83*CA36040C17*** | 32800 | 20 | 9.5 | 33000 | 26000 | 78.79% | 2.04 | 0 | 11 |  |  |  |  | R-454B | 2.7333 | Residential & Commercial | USHP | Ducted CEE Tier 1
216974750 | Central HP <5.4 tons | BRYANT HEATING AND COOLING SYSTEMS | HRCU-A-CB (Split System: Heat Pump with Remote Outdoor Unit-Air-Source) | 293VAN036**AA* | ADP |  | C36A***L53*+TXV | 83*CA36040C17*** | 34200 | 20 | 9 | 32800 | 25800 | 78.66% | 1.94 | 0 | 11.7 |  |  |  |  | R-454B | 2.85 | Residential & Commercial | USHP | Ducted CEE Tier 1
216974752 | Central HP <5.4 tons | BRYANT HEATING AND COOLING SYSTEMS | HRCU-A-CB (Split System: Heat Pump with Remote Outdoor Unit-Air-Source) | 293VAN036**AA* | ADP |  | PL36H210P29*+TXV | 83*CA48060C17*** | 33400 | 20 | 9.5 | 32800 | 25600 | 78.05% | 2.06 | 0 | 11 |  |  |  |  | R-454B | 2.7833 | Residential & Commercial | USHP | Ducted CEE Tier 1
216974784 | Central HP <5.4 tons | BRYANT HEATING AND COOLING SYSTEMS | HRCU-A-CB (Split System: Heat Pump with Remote Outdoor Unit-Air-Source) | 293VAN036**AA* | ADP |  | V,C36H175P15*+TXV | 83*CB48060C17*** | 33400 | 20 | 9.5 | 32800 | 25800 | 78.66% | 2.04 | 0 | 11.7 |  |  |  |  | R-454B | 2.7833 | Residential & Commercial | USHP | Ducted CEE Tier 1
216734336 | Central HP <5.4 tons | SMART COMFORT | HRCU-A-CB (Split System: Heat Pump with Remote Outdoor Unit-Air-Source) | D5CUHAH24AAK |  |  | EA*5X30M17A* | OMV112K14A | 22600 | 15.5 | 8.5 | 21400 | 19100 | 89.25% | 1.96 | 0 | 10.5 |  |  |  |  | R-454B | 1.8833 | Residential & Commercial | USHP | Ducted CEE Tier 1
216734605 | Central HP <5.4 tons | SMART COMFORT | HRCU-A-CB (Split System: Heat Pump with Remote Outdoor Unit-Air-Source) | D5CUHAH24AAK |  |  | EA*5X36M17A* | *92MSN0601714A* | 22400 | 16 | 8.1 | 20800 | 18700 | 89.9% | 1.9 | 0 | 10.5 |  |  |  |  | R-454B | 1.8667 | Residential & Commercial | USHP | Ducted CEE Tier 1
212970674 | Central HP <5.4 tons | SMART COMFORT | HRCU-A-CB (Split System: Heat Pump with Remote Outdoor Unit-Air-Source) | DLCURAH36ABK |  |  | EA*4X42L24A* | *80VSL0902120B* | 35200 | 16 | 8.1 | 38000 | 35000 | 92.11% | 1.88 | 0 | 10 |  |  |  |  | R-410A | 2.9333 | Residential & Commercial | USHP | Ducted CEE Tier 1
215295719 | Central HP <5.4 tons | AIRQUEST | HRCU-A-CB (Split System: Heat Pump with Remote Outdoor Unit-Air-Source) | DLCURAH36ABK | ADP |  | H,GG36936 | *96VTN1202422A* | 35800 | 16 | 8.5 | 36800 | 34200 | 92.93% | 2.06 | 0 | 10 |  |  |  |  | R-410A | 2.9833 | Residential & Commercial | USHP | Ducted CEE Tier 1
216739058 | Central HP <5.4 tons | SMART COMFORT | HRCU-A-CB (Split System: Heat Pump with Remote Outdoor Unit-Air-Source) | D5CUHAH24AAK |  |  | FHMA5*30L*B* | 0 | 23400 | 16 | 8.5 | 21200 | 18800 | 88.68% | 1.96 | 0 | 11 |  |  |  |  | R-454B | 1.95 | Residential & Commercial | USHP | Ducted CEE Tier 1
216974718 | Central HP <5.4 tons | BRYANT HEATING AND COOLING SYSTEMS | HRCU-A-CB (Split System: Heat Pump with Remote Outdoor Unit-Air-Source) | 291VAN054**AA* | ADP |  | V,C60H210P29*+TXV | 83*CB60080C21*** | 48500 | 19 | 10.5 | 50000 | 52000 | 104% | 1.98 | 0 | 11.7 |  |  |  |  | R-454B | 4.0417 | Residential & Commercial | USHP | Ducted CEE Tier 1
212150607 | Central HP <5.4 tons | SAMSUNG | HRCU-A-CB (Split System: Heat Pump with Remote Outdoor Unit-Air-Source) | AC048BXUPCH | ASPEN |  | AFM474+TDR | 0 | 47500 | 17 | 8.5 | 44000 | 58500 | 133% | 2.3 | 0 | 8.5 |  |  |  |  | R-410A | 3.9583 | Residential & Commercial | USHP
212150621 | Central HP <5.4 tons | SAMSUNG | HRCU-A-CB (Split System: Heat Pump with Remote Outdoor Unit-Air-Source) | AC048BXUPCH | ASPEN |  | LEM48D4 | 0 | 47500 | 17 | 8.5 | 44000 | 58500 | 133% | 2.3 | 0 | 8.5 |  |  |  |  | R-410A | 3.9583 | Residential & Commercial | USHP
216675439 | Central HP <5.4 tons | SMART COMFORT | HRCU-A-CB (Split System: Heat Pump with Remote Outdoor Unit-Air-Source) | D5CURAH24AAK |  |  | ESH5X30M12A* | *80CSU0401712A* | 24600 | 16 | 9 | 24600 | 19600 | 79.67% | 2.02 | 0 | 10 |  |  |  |  | R-454B | 2.05 | Residential & Commercial | USHP | Ducted CEE Tier 1
212977583 | Central HP <5.4 tons | SMART COMFORT | HRCU-A-CB (Split System: Heat Pump with Remote Outdoor Unit-Air-Source) | DLCURAH24ABK |  |  | EA*4X24L17A* | *80MS(N,L)0451412A* | 23400 | 17 | 9 | 27000 | 26200 | 97.04% | 2.2 | 0 | 10 |  |  |  |  | R-410A | 1.95 | Residential & Commercial | USHP | Ducted CEE Tier 1
216738858 | Central HP <5.4 tons | SMART COMFORT | HRCU-A-CB (Split System: Heat Pump with Remote Outdoor Unit-Air-Source) | D5CUHAH24AAK |  |  | ESH5X36M12A* | *96VTN0802120B* | 22800 | 16 | 8.1 | 21000 | 18600 | 88.57% | 1.85 | 0 | 11 |  |  |  |  | R-454B | 1.9 | Residential & Commercial | USHP | Ducted CEE Tier 1
216738105 | Central HP <5.4 tons | SMART COMFORT | HRCU-A-CB (Split System: Heat Pump with Remote Outdoor Unit-Air-Source) | D5CUHAH24AAK |  |  | ESH5X36M12A* | *80MS(N,L)1102120A* | 22600 | 16 | 8.1 | 20600 | 18400 | 89.32% | 1.9 | 0 | 11 |  |  |  |  | R-454B | 1.8833 | Residential & Commercial | USHP | Ducted CEE Tier 1
216737270 | Central HP <5.4 tons | SMART COMFORT | HRCU-A-CB (Split System: Heat Pump with Remote Outdoor Unit-Air-Source) | D5CUHAH24AAK |  |  | ESH5X30M12A* | *80CTL0701412B* | 22400 | 16 | 8.1 | 20800 | 18700 | 89.9% | 1.85 | 0 | 11 |  |  |  |  | R-454B | 1.8667 | Residential & Commercial | USHP | Ducted CEE Tier 1
216738240 | Central HP <5.4 tons | SMART COMFORT | HRCU-A-CB (Split System: Heat Pump with Remote Outdoor Unit-Air-Source) | D5CUHAH24AAK |  |  | ESH5X36M12A* | *80MSU1002120A* | 22800 | 16 | 8.1 | 21000 | 18600 | 88.57% | 1.85 | 0 | 11 |  |  |  |  | R-454B | 1.9 | Residential & Commercial | USHP | Ducted CEE Tier 1
216738474 | Central HP <5.4 tons | SMART COMFORT | HRCU-A-CB (Split System: Heat Pump with Remote Outdoor Unit-Air-Source) | D5CUHAH24AAK |  |  | ESH5X36M12A* | *92MSN0801716A* | 22600 | 16 | 8.1 | 20800 | 18400 | 88.46% | 1.85 | 0 | 10.5 |  |  |  |  | R-454B | 1.8833 | Residential & Commercial | USHP | Ducted CEE Tier 1
216738372 | Central HP <5.4 tons | SMART COMFORT | HRCU-A-CB (Split System: Heat Pump with Remote Outdoor Unit-Air-Source) | D5CUHAH24AAK |  |  | ESH5X36M12A* | *95CSU0601716B* | 22600 | 16 | 8.1 | 20800 | 18500 | 88.94% | 1.85 | 0 | 11 |  |  |  |  | R-454B | 1.8833 | Residential & Commercial | USHP | Ducted CEE Tier 1
216738390 | Central HP <5.4 tons | SMART COMFORT | HRCU-A-CB (Split System: Heat Pump with Remote Outdoor Unit-Air-Source) | D5CUHAH24AAK |  |  | ESH5X36M12A* | *95CSU1002122B* | 23400 | 15.2 | 8.1 | 21200 | 18800 | 88.68% | 1.9 | 0 | 11 |  |  |  |  | R-454B | 1.95 | Residential & Commercial | USHP | Ducted CEE Tier 1
213739638 | Central HP <5.4 tons | DAY & NIGHT | HRCU-A-CB (Split System: Heat Pump with Remote Outdoor Unit-Air-Source) | DLCURAH18ABK | ADP |  | FG32936 | *96VTN0401712B* | 16900 | 16 | 8.5 | 16600 | 19000 | 114.5% | 2.34 | 0 | 10 |  |  |  |  | R-410A | 1.4083 | Residential & Commercial | USHP | Ducted CEE Tier 1
214228999 | Central HP <5.4 tons | SMART COMFORT | HRCU-A-CB (Split System: Heat Pump with Remote Outdoor Unit-Air-Source) | DLCURAH18ABK |  |  | EA*4X25L17A* | *80MSU0601716A* | 18200 | 16.5 | 8.5 | 18000 | 17500 | 97.22% | 2.12 | 0 | 11 |  |  |  |  | R-410A | 1.5167 | Residential & Commercial | USHP | Ducted CEE Tier 1
211260360 | Central HP <5.4 tons | SMART COMFORT | HRCU-A-CB (Split System: Heat Pump with Remote Outdoor Unit-Air-Source) | DLCURAH18ABK |  |  | EA*4X24L17A* | *80VSL0451716A* | 17600 | 16 | 8.5 | 18500 | 19100 | 103.2% | 2.3 | 0 | 10.5 |  |  |  |  | R-410A | 1.4667 | Residential & Commercial | USHP | Ducted CEE Tier 1
211261014 | Central HP <5.4 tons | SMART COMFORT | HRCU-A-CB (Split System: Heat Pump with Remote Outdoor Unit-Air-Source) | DLCURAH18ABK |  |  | EA*4X25L17A* | *80ES(N,L)0701712A* | 18600 | 16.5 | 8.5 | 18400 | 17400 | 94.57% | 2.12 | 0 | 11 |  |  |  |  | R-410A | 1.55 | Residential & Commercial | USHP | Ducted CEE Tier 1
216733792 | Central HP <5.4 tons | SMART COMFORT | HRCU-A-CB (Split System: Heat Pump with Remote Outdoor Unit-Air-Source) | D5CUHAH24AAK |  |  | EA*5X30M14A* | *96VTN0401410B* | 22000 | 15.5 | 8.1 | 20800 | 18900 | 90.87% | 1.9 | 0 | 10.5 |  |  |  |  | R-454B | 1.8333 | Residential & Commercial | USHP | Ducted CEE Tier 1
216733831 | Central HP <5.4 tons | SMART COMFORT | HRCU-A-CB (Split System: Heat Pump with Remote Outdoor Unit-Air-Source) | D5CUHAH24AAK |  |  | EA*5X30M17A* | *80MS(N,L)0451412A* | 22400 | 16 | 8.1 | 20800 | 18800 | 90.38% | 1.9 | 0 | 10.5 |  |  |  |  | R-454B | 1.8667 | Residential & Commercial | USHP | Ducted CEE Tier 1
216733522 | Central HP <5.4 tons | SMART COMFORT | HRCU-A-CB (Split System: Heat Pump with Remote Outdoor Unit-Air-Source) | D5CUHAH24AAK |  |  | EA*5X25M17A* | *95MSU0401712A* | 23000 | 16.5 | 8.5 | 20800 | 18500 | 88.94% | 1.96 | 0 | 11 |  |  |  |  | R-454B | 1.9167 | Residential & Commercial | USHP | Ducted CEE Tier 1
216733299 | Central HP <5.4 tons | SMART COMFORT | HRCU-A-CB (Split System: Heat Pump with Remote Outdoor Unit-Air-Source) | D5CUHAH24AAK |  |  | EA*5X25M17A* | *80CTL0701716B* | 23000 | 16.5 | 8.5 | 20800 | 18500 | 88.94% | 1.96 | 0 | 11 |  |  |  |  | R-454B | 1.9167 | Residential & Commercial | USHP | Ducted CEE Tier 1
216733308 | Central HP <5.4 tons | SMART COMFORT | HRCU-A-CB (Split System: Heat Pump with Remote Outdoor Unit-Air-Source) | D5CUHAH24AAK |  |  | EA*5X25M17A* | *80CTL0901716B* | 22800 | 16 | 8.5 | 20600 | 18400 | 89.32% | 1.96 | 0 | 11 |  |  |  |  | R-454B | 1.9 | Residential & Commercial | USHP | Ducted CEE Tier 1
216733213 | Central HP <5.4 tons | SMART COMFORT | HRCU-A-CB (Split System: Heat Pump with Remote Outdoor Unit-Air-Source) | D5CUHAH24AAK |  |  | EA*5X25M17A* | *80MS(N,L)0901714A* | 23000 | 16 | 8.5 | 20600 | 18400 | 89.32% | 1.98 | 0 | 11 |  |  |  |  | R-454B | 1.9167 | Residential & Commercial | USHP | Ducted CEE Tier 1
213613458 | Central HP <5.4 tons | PAYNE HEATING AND COOLING | HRCU-A-CB (Split System: Heat Pump with Remote Outdoor Unit-Air-Source) | 38MURAQ18AB3* | ASPEN |  | L(E,G)M24H4 | 0 | 18000 | 15.2 | 8.5 | 19300 | 18300 | 94.82% | 2.2 | 0 | 10 |  |  |  |  | R-410A | 1.5 | Residential & Commercial | USHP | Ducted CEE Tier 1
214092450 | Central HP <5.4 tons | LUXAIRE | HRCU-A-CB (Split System: Heat Pump with Remote Outdoor Unit-Air-Source) | HMH72B341 | ASPEN |  | D(A,C,E)42A44+TDR | TPLC080B12MP13 | 32400 | 17 | 8.1 | 32400 | 46000 | 142% | 3.03 | 0 | 9.5 |  |  |  |  | R-410A | 2.7 | Residential & Commercial | USHP
212981690 | Central HP <5.4 tons | PAYNE HEATING AND COOLING | HRCU-A-CB (Split System: Heat Pump with Remote Outdoor Unit-Air-Source) | 38MURAQ24AB3* |  |  | CAP**2417AL* | PG80MSUA60100C** | 23400 | 16.5 | 8.5 | 27000 | 25800 | 95.56% | 2.16 | 0 | 10 |  |  |  |  | R-410A | 1.95 | Residential & Commercial | USHP | Ducted CEE Tier 1
212981726 | Central HP <5.4 tons | PAYNE HEATING AND COOLING | HRCU-A-CB (Split System: Heat Pump with Remote Outdoor Unit-Air-Source) | 38MURAQ24AB3* |  |  | CAP**3617AL* | PG80MSUA60100C** | 23400 | 17 | 8.5 | 26000 | 24400 | 93.85% | 2.02 | 0 | 10 |  |  |  |  | R-410A | 1.95 | Residential & Commercial | USHP | Ducted CEE Tier 1
216734670 | Central HP <5.4 tons | SMART COMFORT | HRCU-A-CB (Split System: Heat Pump with Remote Outdoor Unit-Air-Source) | D5CUHAH24AAK |  |  | EA*5X36M17A* | *96MSM0601716A* | 22200 | 15.5 | 8.1 | 20800 | 18700 | 89.9% | 1.85 | 0 | 10.5 |  |  |  |  | R-454B | 1.85 | Residential & Commercial | USHP | Ducted CEE Tier 1
212982278 | Central HP <5.4 tons | PAYNE HEATING AND COOLING | HRCU-A-CB (Split System: Heat Pump with Remote Outdoor Unit-Air-Source) | 38MURAQ24AB3* |  |  | CAP**3617AL* | PG80MSUA36040B** | 23400 | 17 | 8.5 | 25600 | 23400 | 91.41% | 1.94 | 0 | 10 |  |  |  |  | R-410A | 1.95 | Residential & Commercial | USHP | Ducted CEE Tier 1
216974802 | Central HP <5.4 tons | BRYANT HEATING AND COOLING SYSTEMS | HRCU-A-CB (Split System: Heat Pump with Remote Outdoor Unit-Air-Source) | 293VAN048**AA* | ADP |  | C48A***L18*+TXV | 83*CA60100C21*** | 44500 | 21 | 9.5 | 46500 | 36000 | 77.42% | 2 | 0 | 11 |  |  |  |  | R-454B | 3.7083 | Residential & Commercial | USHP | Ducted CEE Tier 1
216643687 | Central HP <5.4 tons | SMART COMFORT | HRCU-A-CB (Split System: Heat Pump with Remote Outdoor Unit-Air-Source) | D5CUHAH18AAK |  |  | EA*5X19M17A* | *80VTL0451412B* | 18300 | 15.2 | 9.5 | 20000 | 17800 | 89% | 2 | 0 | 11 |  |  |  |  | R-454B | 1.525 | Residential & Commercial | USHP | Ducted CEE Tier 1
216737251 | Central HP <5.4 tons | SMART COMFORT | HRCU-A-CB (Split System: Heat Pump with Remote Outdoor Unit-Air-Source) | D5CUHAH24AAK |  |  | ESH5X30M12A* | *80MSU1002120A* | 22400 | 15.5 | 8.1 | 21000 | 18900 | 90% | 1.85 | 0 | 10.5 |  |  |  |  | R-454B | 1.8667 | Residential & Commercial | USHP | Ducted CEE Tier 1
216737006 | Central HP <5.4 tons | SMART COMFORT | HRCU-A-CB (Split System: Heat Pump with Remote Outdoor Unit-Air-Source) | D5CUHAH24AAK |  |  | ESH5X30M12A* | *80CSU1002120A* | 23200 | 16 | 8.5 | 21600 | 19300 | 89.35% | 1.94 | 0 | 10.5 |  |  |  |  | R-454B | 1.9333 | Residential & Commercial | USHP | Ducted CEE Tier 1
216735995 | Central HP <5.4 tons | SMART COMFORT | HRCU-A-CB (Split System: Heat Pump with Remote Outdoor Unit-Air-Source) | D5CUHAH24AAK |  |  | EA*5X37M21A* | *96VTN0401712B* | 23000 | 16 | 8.5 | 20800 | 18500 | 88.94% | 1.96 | 0 | 10.5 |  |  |  |  | R-454B | 1.9167 | Residential & Commercial | USHP | Ducted CEE Tier 1
216737474 | Central HP <5.4 tons | SMART COMFORT | HRCU-A-CB (Split System: Heat Pump with Remote Outdoor Unit-Air-Source) | D5CUHAH24AAK |  |  | ESH5X30M12A* | *92MSN0601714A* | 22400 | 15.5 | 8.1 | 21000 | 18800 | 89.52% | 1.9 | 0 | 10.5 |  |  |  |  | R-454B | 1.8667 | Residential & Commercial | USHP | Ducted CEE Tier 1
216733466 | Central HP <5.4 tons | SMART COMFORT | HRCU-A-CB (Split System: Heat Pump with Remote Outdoor Unit-Air-Source) | D5CUHAH24AAK |  |  | EA*5X25M17A* | *96MSN0801716A* | 23000 | 16 | 8.5 | 20800 | 18500 | 88.94% | 1.98 | 0 | 11 |  |  |  |  | R-454B | 1.9167 | Residential & Commercial | USHP | Ducted CEE Tier 1
216733332 | Central HP <5.4 tons | SMART COMFORT | HRCU-A-CB (Split System: Heat Pump with Remote Outdoor Unit-Air-Source) | D5CUHAH24AAK |  |  | EA*5X25M17A* | *80VTL0701716B* | 23000 | 16.5 | 8.5 | 20600 | 18400 | 89.32% | 1.96 | 0 | 11 |  |  |  |  | R-454B | 1.9167 | Residential & Commercial | USHP | Ducted CEE Tier 1
216732955 | Central HP <5.4 tons | SMART COMFORT | HRCU-A-CB (Split System: Heat Pump with Remote Outdoor Unit-Air-Source) | D5CUHAH24AAK |  |  | EA*5X24M17A* | *96VSN0401410B* | 21800 | 15.5 | 8.5 | 21200 | 19200 | 90.57% | 1.96 | 0 | 10 |  |  |  |  | R-454B | 1.8167 | Residential & Commercial | USHP | Ducted CEE Tier 1
216732964 | Central HP <5.4 tons | SMART COMFORT | HRCU-A-CB (Split System: Heat Pump with Remote Outdoor Unit-Air-Source) | D5CUHAH24AAK |  |  | EA*5X24M17A* | *96VSN0401712B* | 22000 | 15.5 | 8.5 | 21200 | 19300 | 91.04% | 1.98 | 0 | 10 |  |  |  |  | R-454B | 1.8333 | Residential & Commercial | USHP | Ducted CEE Tier 1
216732671 | Central HP <5.4 tons | SMART COMFORT | HRCU-A-CB (Split System: Heat Pump with Remote Outdoor Unit-Air-Source) | D5CUHAH24AAK |  |  | EA*5X24M17A* | *80MS(N,L)0451412A* | 22000 | 16 | 8.5 | 21000 | 19200 | 91.43% | 1.96 | 0 | 10.5 |  |  |  |  | R-454B | 1.8333 | Residential & Commercial | USHP | Ducted CEE Tier 1
216675673 | Central HP <5.4 tons | SMART COMFORT | HRCU-A-CB (Split System: Heat Pump with Remote Outdoor Unit-Air-Source) | D5CURAH24AAK |  |  | EA*5X30M17A* | *80MS(N,L)0451412A* | 23600 | 15.2 | 8.5 | 24200 | 19400 | 80.17% | 1.9 | 0 | 9.8 |  |  |  |  | R-454B | 1.9667 | Residential & Commercial | USHP
216675791 | Central HP <5.4 tons | SMART COMFORT | HRCU-A-CB (Split System: Heat Pump with Remote Outdoor Unit-Air-Source) | D5CURAH24AAK |  |  | EA*5X30M14A* | *80MS(N,L)0701412A* | 23400 | 15.5 | 8.5 | 24000 | 19400 | 80.83% | 1.9 | 0 | 9.8 |  |  |  |  | R-454B | 1.95 | Residential & Commercial | USHP
212977595 | Central HP <5.4 tons | SMART COMFORT | HRCU-A-CB (Split System: Heat Pump with Remote Outdoor Unit-Air-Source) | DLCURAH24ABK |  |  | EA*4X25L17A* | *80MS(N,L)0451412A* | 24200 | 17 | 8.5 | 25200 | 21800 | 86.51% | 1.82 | 0 | 10 |  |  |  |  | R-410A | 2.0167 | Residential & Commercial | USHP | Ducted CEE Tier 1
214395015 | Central HP <5.4 tons | SMART COMFORT | HRCU-A-CB (Split System: Heat Pump with Remote Outdoor Unit-Air-Source) | DLCURAH24ABK |  |  | EN(A,D)4X24L17** | *96MSN0601716A* | 23400 | 16 | 9 | 26600 | 24200 | 90.98% | 2 | 0 | 10 |  |  |  |  | R-410A | 1.95 | Residential & Commercial | USHP | Ducted CEE Tier 1
216737199 | Central HP <5.4 tons | SMART COMFORT | HRCU-A-CB (Split System: Heat Pump with Remote Outdoor Unit-Air-Source) | D5CUHAH24AAK |  |  | ESH5X30M12A* | *80VSL1102122B* | 22800 | 15.2 | 8.1 | 21200 | 19000 | 89.62% | 1.85 | 0 | 10.5 |  |  |  |  | R-454B | 1.9 | Residential & Commercial | USHP | Ducted CEE Tier 1
214302675 | Central HP <5.4 tons | BRYANT HEATING AND COOLING SYSTEMS | HRCU-A-CB (Split System: Heat Pump with Remote Outdoor Unit-Air-Source) | 38MURAQ24AB3* | ADP |  | C36A***L139 | 926TC36060V14*** | 23200 | 17 | 8.5 | 24600 | 23600 | 95.93% | 2 | 0 | 9.5 |  |  |  |  | R-410A | 1.9333 | Residential & Commercial | USHP
216644659 | Central HP <5.4 tons | SMART COMFORT | HRCU-A-CB (Split System: Heat Pump with Remote Outdoor Unit-Air-Source) | D5CUHAH18AAK |  |  | FM(C,U)5Z24**AL* | 0 | 18000 | 15.2 | 12.5 | 21200 | 18800 | 88.68% | 2.08 | 0 | 11 |  |  |  |  | R-454B | 1.5 | Residential & Commercial | USHP | Ducted CEE Tier 1
216735848 | Central HP <5.4 tons | SMART COMFORT | HRCU-A-CB (Split System: Heat Pump with Remote Outdoor Unit-Air-Source) | D5CUHAH24AAK |  |  | EA*5X37M21A* | *96MSN1002120A* | 23400 | 16 | 8.5 | 20800 | 18500 | 88.94% | 1.98 | 0 | 11 |  |  |  |  | R-454B | 1.95 | Residential & Commercial | USHP | Ducted CEE Tier 1
216735337 | Central HP <5.4 tons | SMART COMFORT | HRCU-A-CB (Split System: Heat Pump with Remote Outdoor Unit-Air-Source) | D5CUHAH24AAK |  |  | EA*5X37M17A* | *96VTN0601412B* | 22600 | 16 | 8.5 | 20600 | 18400 | 89.32% | 1.96 | 0 | 11 |  |  |  |  | R-454B | 1.8833 | Residential & Commercial | USHP | Ducted CEE Tier 1
216735369 | Central HP <5.4 tons | SMART COMFORT | HRCU-A-CB (Split System: Heat Pump with Remote Outdoor Unit-Air-Source) | D5CUHAH24AAK |  |  | EA*5X37M17A* | *97VTN0601716A* | 22800 | 16 | 8.5 | 20600 | 18400 | 89.32% | 1.96 | 0 | 11 |  |  |  |  | R-454B | 1.9 | Residential & Commercial | USHP | Ducted CEE Tier 1
216734817 | Central HP <5.4 tons | SMART COMFORT | HRCU-A-CB (Split System: Heat Pump with Remote Outdoor Unit-Air-Source) | D5CUHAH24AAK |  |  | EA*5X36M17A* | *96VTN0601716B* | 22400 | 16 | 8.5 | 20800 | 18700 | 89.9% | 1.96 | 0 | 10.5 |  |  |  |  | R-454B | 1.8667 | Residential & Commercial | USHP | Ducted CEE Tier 1
216974800 | Central HP <5.4 tons | BRYANT HEATING AND COOLING SYSTEMS | HRCU-A-CB (Split System: Heat Pump with Remote Outdoor Unit-Air-Source) | 293VAN048**AA* | ADP |  | PL60H210P17*+TXV | 83*CA60100C21*** | 44500 | 21 | 9.5 | 46500 | 36000 | 77.42% | 2 | 0 | 11 |  |  |  |  | R-454B | 3.7083 | Residential & Commercial | USHP | Ducted CEE Tier 1
216644303 | Central HP <5.4 tons | SMART COMFORT | HRCU-A-CB (Split System: Heat Pump with Remote Outdoor Unit-Air-Source) | D5CUHAH18AAK |  |  | EA*5X19M17A* | *95MSU0601716A* | 17900 | 15.2 | 9.5 | 19800 | 17700 | 89.39% | 1.98 | 0 | 11 |  |  |  |  | R-454B | 1.4917 | Residential & Commercial | USHP | Ducted CEE Tier 1
216735053 | Central HP <5.4 tons | SMART COMFORT | HRCU-A-CB (Split System: Heat Pump with Remote Outdoor Unit-Air-Source) | D5CUHAH24AAK |  |  | EA*5X37M17A* | *80CTL0901716B* | 22600 | 16 | 8.5 | 20600 | 18400 | 89.32% | 1.96 | 0 | 11 |  |  |  |  | R-454B | 1.8833 | Residential & Commercial | USHP | Ducted CEE Tier 1
216738426 | Central HP <5.4 tons | SMART COMFORT | HRCU-A-CB (Split System: Heat Pump with Remote Outdoor Unit-Air-Source) | D5CUHAH24AAK |  |  | ESH5X36M12A* | *97CMN0802120B* | 23200 | 15.2 | 8.1 | 21000 | 18700 | 89.05% | 1.85 | 0 | 10.5 |  |  |  |  | R-454B | 1.9333 | Residential & Commercial | USHP | Ducted CEE Tier 1
215295722 | Central HP <5.4 tons | AIRQUEST | HRCU-A-CB (Split System: Heat Pump with Remote Outdoor Unit-Air-Source) | DLCURAH36ABK | ADP |  | H,GG37936 | *96VTN1202422A* | 36000 | 16 | 8.5 | 36800 | 34200 | 92.93% | 2.06 | 0 | 10 |  |  |  |  | R-410A | 3 | Residential & Commercial | USHP | Ducted CEE Tier 1
216675417 | Central HP <5.4 tons | SMART COMFORT | HRCU-A-CB (Split System: Heat Pump with Remote Outdoor Unit-Air-Source) | D5CURAH24AAK |  |  | EA*5X36M17A* | *80CSU0401712A* | 24400 | 16 | 9 | 24200 | 19400 | 80.17% | 2.02 | 0 | 10 |  |  |  |  | R-454B | 2.0333 | Residential & Commercial | USHP | Ducted CEE Tier 1
216736015 | Central HP <5.4 tons | SMART COMFORT | HRCU-A-CB (Split System: Heat Pump with Remote Outdoor Unit-Air-Source) | D5CUHAH24AAK |  |  | EA*5X37M21A* | *96VTN0801716B* | 23200 | 16.5 | 8.5 | 20800 | 18500 | 88.94% | 1.96 | 0 | 11 |  |  |  |  | R-454B | 1.9333 | Residential & Commercial | USHP | Ducted CEE Tier 1
216736129 | Central HP <5.4 tons | SMART COMFORT | HRCU-A-CB (Split System: Heat Pump with Remote Outdoor Unit-Air-Source) | D5CUHAH24AAK |  |  | ESH5X24M12A* | *80CSU0401712A* | 23000 | 16 | 8.5 | 21400 | 19300 | 90.19% | 1.96 | 0 | 10.5 |  |  |  |  | R-454B | 1.9167 | Residential & Commercial | USHP | Ducted CEE Tier 1
216736138 | Central HP <5.4 tons | SMART COMFORT | HRCU-A-CB (Split System: Heat Pump with Remote Outdoor Unit-Air-Source) | D5CUHAH24AAK |  |  | ESH5X24M12A* | *80CSU0601716A* | 22800 | 16 | 8.5 | 21600 | 19300 | 89.35% | 1.94 | 0 | 10.5 |  |  |  |  | R-454B | 1.9 | Residential & Commercial | USHP | Ducted CEE Tier 1
216736372 | Central HP <5.4 tons | SMART COMFORT | HRCU-A-CB (Split System: Heat Pump with Remote Outdoor Unit-Air-Source) | D5CUHAH24AAK |  |  | ESH5X24M12A* | *80MSU1002120A* | 22800 | 15.5 | 8.5 | 21400 | 19300 | 90.19% | 1.96 | 0 | 10.5 |  |  |  |  | R-454B | 1.9 | Residential & Commercial | USHP | Ducted CEE Tier 1
216736899 | Central HP <5.4 tons | SMART COMFORT | HRCU-A-CB (Split System: Heat Pump with Remote Outdoor Unit-Air-Source) | D5CUHAH24AAK |  |  | ESH5X24M12A* | *96VTN1202422B* | 22400 | 15.2 | 8.1 | 21200 | 19100 | 90.09% | 1.85 | 0 | 10.5 |  |  |  |  | R-454B | 1.8667 | Residential & Commercial | USHP | Ducted CEE Tier 1
216738644 | Central HP <5.4 tons | SMART COMFORT | HRCU-A-CB (Split System: Heat Pump with Remote Outdoor Unit-Air-Source) | D5CUHAH24AAK |  |  | ESH5X36M12A* | *96VSN0601412B* | 22600 | 16 | 8.1 | 20800 | 18500 | 88.94% | 1.85 | 0 | 11 |  |  |  |  | R-454B | 1.8833 | Residential & Commercial | USHP | Ducted CEE Tier 1
216738721 | Central HP <5.4 tons | SMART COMFORT | HRCU-A-CB (Split System: Heat Pump with Remote Outdoor Unit-Air-Source) | D5CUHAH24AAK |  |  | ESH5X36M12A* | *95MSU0802120A* | 22600 | 16 | 8.1 | 20800 | 18400 | 88.46% | 1.85 | 0 | 11 |  |  |  |  | R-454B | 1.8833 | Residential & Commercial | USHP | Ducted CEE Tier 1
216737218 | Central HP <5.4 tons | SMART COMFORT | HRCU-A-CB (Split System: Heat Pump with Remote Outdoor Unit-Air-Source) | D5CUHAH24AAK |  |  | ESH5X30M12A* | *80MSU0401712A* | 22400 | 16 | 8.1 | 21000 | 18800 | 89.52% | 1.85 | 0 | 10.5 |  |  |  |  | R-454B | 1.8667 | Residential & Commercial | USHP | Ducted CEE Tier 1
214279730 | Central HP <5.4 tons | SMART COMFORT | HRCU-A-CB (Split System: Heat Pump with Remote Outdoor Unit-Air-Source) | DLCURAH18ABK |  |  | EA*4X19L17A* | *96MSN0601716A* | 17700 | 16.5 | 8.5 | 17700 | 17900 | 101.1% | 2.16 | 0 | 10.5 |  |  |  |  | R-410A | 1.475 | Residential & Commercial | USHP | Ducted CEE Tier 1
214279757 | Central HP <5.4 tons | SMART COMFORT | HRCU-A-CB (Split System: Heat Pump with Remote Outdoor Unit-Air-Source) | DLCURAH18ABK |  |  | EA*4X25L17A* | *96MSM0601716A* | 17700 | 16 | 8.5 | 17600 | 17800 | 101.1% | 2.14 | 0 | 10.5 |  |  |  |  | R-410A | 1.475 | Residential & Commercial | USHP | Ducted CEE Tier 1
215651665 | Central HP <5.4 tons | TRANE | HRCU-A-CB (Split System: Heat Pump with Remote Outdoor Unit-Air-Source) | 4TWV0X48A1 | ADP |  | H,TG49948 | S9V2C080U5PSB+RP | 46500 | 19 | 8.5 | 40000 | 28000 | 70% | 1.8 | 0 | 11.7 |  |  |  |  | R-410A | 3.875 | Residential & Commercial | USHP | Ducted CEE Tier 1
216738786 | Central HP <5.4 tons | SMART COMFORT | HRCU-A-CB (Split System: Heat Pump with Remote Outdoor Unit-Air-Source) | D5CUHAH24AAK |  |  | ESH5X36M12A* | *96CTN1002122B* | 23000 | 15.5 | 8.1 | 21000 | 18700 | 89.05% | 1.85 | 0 | 11 |  |  |  |  | R-454B | 1.9167 | Residential & Commercial | USHP | Ducted CEE Tier 1
213362759 | Central HP <5.4 tons | COLEMAN | HRCU-A-CB (Split System: Heat Pump with Remote Outdoor Unit-Air-Source) | HMH72B341 | ADP |  | H,YG81936 | TM9E080B12MP12 | 34000 | 17 | 8.1 | 32200 | 23600 | 73.29% | 2.06 | 0 | 10 |  |  |  |  | R-410A | 2.8333 | Residential & Commercial | USHP | Ducted CEE Tier 1
213362802 | Central HP <5.4 tons | COLEMAN | HRCU-A-CB (Split System: Heat Pump with Remote Outdoor Unit-Air-Source) | HMH72B341 | ADP |  | H,YG9J936 | Z9ET040A10SMPS1 | 34000 | 17 | 8.1 | 31800 | 23400 | 73.58% | 2.04 | 0 | 9.5 |  |  |  |  | R-410A | 2.8333 | Residential & Commercial | USHP
212981208 | Central HP <5.4 tons | PAYNE HEATING AND COOLING | HRCU-A-CB (Split System: Heat Pump with Remote Outdoor Unit-Air-Source) | 38MURAQ36AB3* |  |  | CAP**4824AL* | PG80MS(A,L)A60135D** | 35800 | 16.5 | 8.5 | 37800 | 34600 | 91.53% | 2.02 | 0 | 10 |  |  |  |  | R-410A | 2.9833 | Residential & Commercial | USHP | Ducted CEE Tier 1
216732703 | Central HP <5.4 tons | SMART COMFORT | HRCU-A-CB (Split System: Heat Pump with Remote Outdoor Unit-Air-Source) | D5CUHAH24AAK |  |  | EA*5X24M17A* | *80MS(N,L)0701716A* | 22000 | 16 | 8.5 | 21000 | 19100 | 90.95% | 1.96 | 0 | 10.5 |  |  |  |  | R-454B | 1.8333 | Residential & Commercial | USHP | Ducted CEE Tier 1
216732714 | Central HP <5.4 tons | SMART COMFORT | HRCU-A-CB (Split System: Heat Pump with Remote Outdoor Unit-Air-Source) | D5CUHAH24AAK |  |  | EA*5X24M17A* | *80MS(N,L)0901714A* | 22000 | 16 | 8.5 | 21000 | 19100 | 90.95% | 1.98 | 0 | 10.5 |  |  |  |  | R-454B | 1.8333 | Residential & Commercial | USHP | Ducted CEE Tier 1
216675531 | Central HP <5.4 tons | SMART COMFORT | HRCU-A-CB (Split System: Heat Pump with Remote Outdoor Unit-Air-Source) | D5CURAH24AAK |  |  | EA*5X25M17A* | *80CSU0601716A* | 25200 | 16 | 9 | 23600 | 19300 | 81.78% | 2.06 | 0 | 10 |  |  |  |  | R-454B | 2.1 | Residential & Commercial | USHP | Ducted CEE Tier 1
215293319 | Central HP <5.4 tons | AIRQUEST | HRCU-A-CB (Split System: Heat Pump with Remote Outdoor Unit-Air-Source) | DLCURAH24ABK | ADP |  | H,GG81936 | *96VTN1002122B* | 23800 | 17 | 8.5 | 24800 | 23400 | 94.35% | 1.98 | 0 | 10.5 |  |  |  |  | R-410A | 1.9833 | Residential & Commercial | USHP | Ducted CEE Tier 1
214279873 | Central HP <5.4 tons | SMART COMFORT | HRCU-A-CB (Split System: Heat Pump with Remote Outdoor Unit-Air-Source) | DLCURAH24ABK |  |  | EA*4X24L17A* | *96MSN0601716A* | 23600 | 16.5 | 9.5 | 26600 | 24800 | 93.23% | 2.04 | 0 | 10 |  |  |  |  | R-410A | 1.9667 | Residential & Commercial | USHP | Ducted CEE Tier 1
216643272 | Central HP <5.4 tons | SMART COMFORT | HRCU-A-CB (Split System: Heat Pump with Remote Outdoor Unit-Air-Source) | D5CUHAH18AAK |  |  | EA*5X25M17A* | *80MS(N,L)0701412A* | 18400 | 15.2 | 10.5 | 19800 | 17600 | 88.89% | 2 | 0 | 11.5 |  |  |  |  | R-454B | 1.5333 | Residential & Commercial | USHP | Ducted CEE Tier 1
215295527 | Central HP <5.4 tons | AIRQUEST | HRCU-A-CB (Split System: Heat Pump with Remote Outdoor Unit-Air-Source) | DLCURAH36ABK | ADP |  | H,GG9J936 | *96VTN0802120B* | 35600 | 16 | 8.1 | 36800 | 34800 | 94.57% | 1.9 | 0 | 10 |  |  |  |  | R-410A | 2.9667 | Residential & Commercial | USHP | Ducted CEE Tier 1
216734405 | Central HP <5.4 tons | SMART COMFORT | HRCU-A-CB (Split System: Heat Pump with Remote Outdoor Unit-Air-Source) | D5CUHAH24AAK |  |  | EA*5X36M17A* | *80MS(N,L)0701716A* | 22400 | 16 | 8.1 | 20800 | 18700 | 89.9% | 1.9 | 0 | 11 |  |  |  |  | R-454B | 1.8667 | Residential & Commercial | USHP | Ducted CEE Tier 1
216739103 | Central HP <5.4 tons | SMART COMFORT | HRCU-A-CB (Split System: Heat Pump with Remote Outdoor Unit-Air-Source) | D5CUHAH24AAK |  |  | FM(C,U)5Z30**AL* | 0 | 23200 | 17 | 9 | 21400 | 19300 | 90.19% | 2.08 | 0 | 11 |  |  |  |  | R-454B | 1.9333 | Residential & Commercial | USHP | Ducted CEE Tier 1
216739016 | Central HP <5.4 tons | SMART COMFORT | HRCU-A-CB (Split System: Heat Pump with Remote Outdoor Unit-Air-Source) | D5CUHAH24AAK |  |  | FEVB0036**+NAVA53601CK | 0 | 24000 | 15.2 | 8.5 | 21800 | 19200 | 88.07% | 1.98 | 0 | 11 |  |  |  |  | R-454B | 2 | Residential & Commercial | USHP | Ducted CEE Tier 1
216739036 | Central HP <5.4 tons | SMART COMFORT | HRCU-A-CB (Split System: Heat Pump with Remote Outdoor Unit-Air-Source) | D5CUHAH24AAK |  |  | FHMA5*24L*B* | 0 | 23000 | 15.5 | 8.5 | 21400 | 19200 | 89.72% | 1.98 | 0 | 11 |  |  |  |  | R-454B | 1.9167 | Residential & Commercial | USHP | Ducted CEE Tier 1
216738868 | Central HP <5.4 tons | SMART COMFORT | HRCU-A-CB (Split System: Heat Pump with Remote Outdoor Unit-Air-Source) | D5CUHAH24AAK |  |  | ESH5X36M12A* | *96VTN1002120B* | 22600 | 16 | 8.1 | 20800 | 18400 | 88.46% | 1.85 | 0 | 11 |  |  |  |  | R-454B | 1.8833 | Residential & Commercial | USHP | Ducted CEE Tier 1
216738699 | Central HP <5.4 tons | SMART COMFORT | HRCU-A-CB (Split System: Heat Pump with Remote Outdoor Unit-Air-Source) | D5CUHAH24AAK |  |  | ESH5X36M12A* | *95MSU0401712A* | 22800 | 16 | 8.1 | 20800 | 18600 | 89.42% | 1.85 | 0 | 11 |  |  |  |  | R-454B | 1.9 | Residential & Commercial | USHP | Ducted CEE Tier 1
216738816 | Central HP <5.4 tons | SMART COMFORT | HRCU-A-CB (Split System: Heat Pump with Remote Outdoor Unit-Air-Source) | D5CUHAH24AAK |  |  | ESH5X36M12A* | *96VTN0401712B* | 22600 | 15.5 | 8.1 | 21000 | 18600 | 88.57% | 1.85 | 0 | 10.5 |  |  |  |  | R-454B | 1.8833 | Residential & Commercial | USHP | Ducted CEE Tier 1
216738565 | Central HP <5.4 tons | SMART COMFORT | HRCU-A-CB (Split System: Heat Pump with Remote Outdoor Unit-Air-Source) | D5CUHAH24AAK |  |  | ESH5X36M12A* | *96MSN0801716A* | 22800 | 15.2 | 8.1 | 20800 | 18600 | 89.42% | 1.9 | 0 | 10.5 |  |  |  |  | R-454B | 1.9 | Residential & Commercial | USHP | Ducted CEE Tier 1
216737446 | Central HP <5.4 tons | SMART COMFORT | HRCU-A-CB (Split System: Heat Pump with Remote Outdoor Unit-Air-Source) | D5CUHAH24AAK |  |  | ESH5X30M12A* | *97CMN1002122B* | 22800 | 15.2 | 8.1 | 21200 | 19000 | 89.62% | 1.9 | 0 | 10.5 |  |  |  |  | R-454B | 1.9 | Residential & Commercial | USHP | Ducted CEE Tier 1
216737565 | Central HP <5.4 tons | SMART COMFORT | HRCU-A-CB (Split System: Heat Pump with Remote Outdoor Unit-Air-Source) | D5CUHAH24AAK |  |  | ESH5X30M12A* | *96MSN0801716A* | 22400 | 15.2 | 8.1 | 21000 | 18900 | 90% | 1.9 | 0 | 10.5 |  |  |  |  | R-454B | 1.8667 | Residential & Commercial | USHP | Ducted CEE Tier 1
216737662 | Central HP <5.4 tons | SMART COMFORT | HRCU-A-CB (Split System: Heat Pump with Remote Outdoor Unit-Air-Source) | D5CUHAH24AAK |  |  | ESH5X30M12A* | *96VSN0801716B* | 22600 | 16 | 8.1 | 21200 | 18900 | 89.15% | 1.85 | 0 | 10.5 |  |  |  |  | R-454B | 1.8833 | Residential & Commercial | USHP | Ducted CEE Tier 1
216737680 | Central HP <5.4 tons | SMART COMFORT | HRCU-A-CB (Split System: Heat Pump with Remote Outdoor Unit-Air-Source) | D5CUHAH24AAK |  |  | ESH5X30M12A* | *96VSN1002120B* | 22800 | 15.5 | 8.1 | 21200 | 19000 | 89.62% | 1.85 | 0 | 10.5 |  |  |  |  | R-454B | 1.9 | Residential & Commercial | USHP | Ducted CEE Tier 1
216737847 | Central HP <5.4 tons | SMART COMFORT | HRCU-A-CB (Split System: Heat Pump with Remote Outdoor Unit-Air-Source) | D5CUHAH24AAK |  |  | ESH5X30M12A* | *96VTN0801716B* | 22600 | 16 | 8.1 | 21200 | 18900 | 89.15% | 1.85 | 0 | 10.5 |  |  |  |  | R-454B | 1.8833 | Residential & Commercial | USHP | Ducted CEE Tier 1
216737930 | Central HP <5.4 tons | SMART COMFORT | HRCU-A-CB (Split System: Heat Pump with Remote Outdoor Unit-Air-Source) | D5CUHAH24AAK |  |  | ESH5X30M12A* | *97VTN1002120A* | 22800 | 16 | 8.5 | 21200 | 19000 | 89.62% | 1.96 | 0 | 11 |  |  |  |  | R-454B | 1.9 | Residential & Commercial | USHP | Ducted CEE Tier 1
216735599 | Central HP <5.4 tons | SMART COMFORT | HRCU-A-CB (Split System: Heat Pump with Remote Outdoor Unit-Air-Source) | D5CUHAH24AAK |  |  | EA*5X37M21A* | *80CTL0451712B* | 23000 | 16 | 8.5 | 20600 | 18400 | 89.32% | 1.98 | 0 | 11 |  |  |  |  | R-454B | 1.9167 | Residential & Commercial | USHP | Ducted CEE Tier 1
216737154 | Central HP <5.4 tons | SMART COMFORT | HRCU-A-CB (Split System: Heat Pump with Remote Outdoor Unit-Air-Source) | D5CUHAH24AAK |  |  | ESH5X30M12A* | *80VSL0451412B* | 22200 | 15.5 | 8.1 | 20800 | 18700 | 89.9% | 1.85 | 0 | 10.5 |  |  |  |  | R-454B | 1.85 | Residential & Commercial | USHP | Ducted CEE Tier 1
216732546 | Central HP <5.4 tons | PAYNE HEATING AND COOLING | HRCU-A-CB (Split System: Heat Pump with Remote Outdoor Unit-Air-Source) | 37MUHAQ24AA3 |  |  | CAA**2414AM* | PG80VTLB36045A** | 21800 | 16 | 8.5 | 21000 | 19100 | 90.95% | 1.98 | 0 | 10.5 |  |  |  |  | R-454B | 1.8167 | Residential & Commercial | USHP | Ducted CEE Tier 1
212973930 | Central HP <5.4 tons | SMART COMFORT | HRCU-A-CB (Split System: Heat Pump with Remote Outdoor Unit-Air-Source) | DLCURAH24ABK |  |  | EN(A,D)4X36L21** | *96VSN0801716B* | 23400 | 16.5 | 8.1 | 25800 | 24200 | 93.8% | 2 | 0 | 10 |  |  |  |  | R-410A | 1.95 | Residential & Commercial | USHP | Ducted CEE Tier 1
216675541 | Central HP <5.4 tons | SMART COMFORT | HRCU-A-CB (Split System: Heat Pump with Remote Outdoor Unit-Air-Source) | D5CURAH24AAK |  |  | EA*5X37M21A* | *80CSU0601716A* | 25400 | 16.5 | 9 | 23400 | 19200 | 82.05% | 2.06 | 0 | 10 |  |  |  |  | R-454B | 2.1167 | Residential & Commercial | USHP | Ducted CEE Tier 1
214092997 | Central HP <5.4 tons | LUXAIRE | HRCU-A-CB (Split System: Heat Pump with Remote Outdoor Unit-Air-Source) | HMH72B341 | ASPEN |  | D(A,C,E)36A36+TDR | TM8V080B12MP12 | 32400 | 17 | 8.1 | 32400 | 45500 | 140.4% | 2.97 | 0 | 9.5 |  |  |  |  | R-410A | 2.7 | Residential & Commercial | USHP
216739079 | Central HP <5.4 tons | SMART COMFORT | HRCU-A-CB (Split System: Heat Pump with Remote Outdoor Unit-Air-Source) | D5CUHAH24AAK |  |  | FHMA5*36L*B* | 0 | 24000 | 15.2 | 8.5 | 21800 | 19200 | 88.07% | 1.98 | 0 | 11 |  |  |  |  | R-454B | 2 | Residential & Commercial | USHP | Ducted CEE Tier 1
216738795 | Central HP <5.4 tons | SMART COMFORT | HRCU-A-CB (Split System: Heat Pump with Remote Outdoor Unit-Air-Source) | D5CUHAH24AAK |  |  | ESH5X36M12A* | *96CTN1202422B* | 23200 | 15.2 | 8.1 | 21000 | 18700 | 89.05% | 1.85 | 0 | 10.5 |  |  |  |  | R-454B | 1.9333 | Residential & Commercial | USHP | Ducted CEE Tier 1
216738218 | Central HP <5.4 tons | SMART COMFORT | HRCU-A-CB (Split System: Heat Pump with Remote Outdoor Unit-Air-Source) | D5CUHAH24AAK |  |  | ESH5X36M12A* | *80MSU0601716A* | 22600 | 16 | 8.1 | 20600 | 18400 | 89.32% | 1.85 | 0 | 10.5 |  |  |  |  | R-454B | 1.8833 | Residential & Commercial | USHP | Ducted CEE Tier 1
216738277 | Central HP <5.4 tons | SMART COMFORT | HRCU-A-CB (Split System: Heat Pump with Remote Outdoor Unit-Air-Source) | D5CUHAH24AAK |  |  | ESH5X36M12A* | *80CTL0702120B* | 23200 | 15.2 | 8.1 | 21200 | 18800 | 88.68% | 1.9 | 0 | 10.5 |  |  |  |  | R-454B | 1.9333 | Residential & Commercial | USHP | Ducted CEE Tier 1
216738295 | Central HP <5.4 tons | SMART COMFORT | HRCU-A-CB (Split System: Heat Pump with Remote Outdoor Unit-Air-Source) | D5CUHAH24AAK |  |  | ESH5X36M12A* | *80CTL0902120B* | 23000 | 15.2 | 8.1 | 21000 | 18700 | 89.05% | 1.85 | 0 | 10.5 |  |  |  |  | R-454B | 1.9167 | Residential & Commercial | USHP | Ducted CEE Tier 1
216733031 | Central HP <5.4 tons | SMART COMFORT | HRCU-A-CB (Split System: Heat Pump with Remote Outdoor Unit-Air-Source) | D5CUHAH24AAK |  |  | EA*5X24M17A* | *96CTN0601714B* | 22000 | 16 | 8.5 | 21000 | 19200 | 91.43% | 1.94 | 0 | 10.5 |  |  |  |  | R-454B | 1.8333 | Residential & Commercial | USHP | Ducted CEE Tier 1
215294587 | Central HP <5.4 tons | AIRQUEST | HRCU-A-CB (Split System: Heat Pump with Remote Outdoor Unit-Air-Source) | DLCURAH36ABK | ADP |  | H,GE32936 | *92MSN0601412A* | 34800 | 15.2 | 8.1 | 36800 | 34800 | 94.57% | 1.82 | 0 | 9.5 |  |  |  |  | R-410A | 2.9 | Residential & Commercial | USHP
215294612 | Central HP <5.4 tons | AIRQUEST | HRCU-A-CB (Split System: Heat Pump with Remote Outdoor Unit-Air-Source) | DLCURAH36ABK | ADP |  | HE8J936 | *92MSN0601412A* | 35000 | 15.2 | 8.1 | 36800 | 34800 | 94.57% | 1.82 | 0 | 9.5 |  |  |  |  | R-410A | 2.9167 | Residential & Commercial | USHP
215294621 | Central HP <5.4 tons | AIRQUEST | HRCU-A-CB (Split System: Heat Pump with Remote Outdoor Unit-Air-Source) | DLCURAH36ABK | ADP |  | H,GG81936 | *92MSN0601412A* | 36200 | 15.2 | 8.5 | 36800 | 34800 | 94.57% | 2 | 0 | 10 |  |  |  |  | R-410A | 3.0167 | Residential & Commercial | USHP | Ducted CEE Tier 1
215294628 | Central HP <5.4 tons | AIRQUEST | HRCU-A-CB (Split System: Heat Pump with Remote Outdoor Unit-Air-Source) | DLCURAH36ABK | ADP |  | H,GG32936 | *92MSN0601714A* | 34800 | 16 | 8.1 | 36800 | 34800 | 94.57% | 1.82 | 0 | 9.5 |  |  |  |  | R-410A | 2.9 | Residential & Commercial | USHP
215294646 | Central HP <5.4 tons | AIRQUEST | HRCU-A-CB (Split System: Heat Pump with Remote Outdoor Unit-Air-Source) | DLCURAH36ABK | ADP |  | HE36936 | *92MSN0601714A* | 35400 | 16 | 8.5 | 36200 | 34400 | 95.03% | 2.02 | 0 | 10 |  |  |  |  | R-410A | 2.95 | Residential & Commercial | USHP | Ducted CEE Tier 1
215294664 | Central HP <5.4 tons | AIRQUEST | HRCU-A-CB (Split System: Heat Pump with Remote Outdoor Unit-Air-Source) | DLCURAH36ABK | ADP |  | H,GG81936 | *92MSN0601714A* | 35600 | 16 | 8.5 | 36200 | 34400 | 95.03% | 2.02 | 0 | 10 |  |  |  |  | R-410A | 2.9667 | Residential & Commercial | USHP | Ducted CEE Tier 1
215294671 | Central HP <5.4 tons | AIRQUEST | HRCU-A-CB (Split System: Heat Pump with Remote Outdoor Unit-Air-Source) | DLCURAH36ABK | ADP |  | H,GG32936 | *92MSN0801716A* | 34000 | 16 | 8.5 | 36200 | 34200 | 94.48% | 2.02 | 0 | 9.5 |  |  |  |  | R-410A | 2.8333 | Residential & Commercial | USHP
215294673 | Central HP <5.4 tons | AIRQUEST | HRCU-A-CB (Split System: Heat Pump with Remote Outdoor Unit-Air-Source) | DLCURAH36ABK | ADP |  | H,GE32936 | *92MSN0801716A* | 34000 | 16 | 8.5 | 36200 | 34200 | 94.48% | 2.02 | 0 | 9.5 |  |  |  |  | R-410A | 2.8333 | Residential & Commercial | USHP
211230496 | Central HP <5.4 tons | SMART COMFORT | HRCU-A-CB (Split System: Heat Pump with Remote Outdoor Unit-Air-Source) | DLCURAH36ABK |  |  | EN(A,D)4X48L24** | *80ES(N,L)1552420A* | 37200 | 16 | 8.1 | 39500 | 35000 | 88.61% | 2.08 | 0 | 10.5 |  |  |  |  | R-410A | 3.1 | Residential & Commercial | USHP | Ducted CEE Tier 1
211230615 | Central HP <5.4 tons | SMART COMFORT | HRCU-A-CB (Split System: Heat Pump with Remote Outdoor Unit-Air-Source) | DLCURAH36ABK |  |  | EN(A,D)4X48L24** | *92ESN1002120A* | 35800 | 16.5 | 8.1 | 38500 | 34800 | 90.39% | 2 | 0 | 10 |  |  |  |  | R-410A | 2.9833 | Residential & Commercial | USHP | Ducted CEE Tier 1
211230646 | Central HP <5.4 tons | SMART COMFORT | HRCU-A-CB (Split System: Heat Pump with Remote Outdoor Unit-Air-Source) | DLCURAH36ABK |  |  | EN(A,D)4X48L24** | *95ESN0802120A* | 36800 | 15.5 | 8.1 | 39500 | 35000 | 88.61% | 2.06 | 0 | 10.5 |  |  |  |  | R-410A | 3.0667 | Residential & Commercial | USHP | Ducted CEE Tier 1
213739838 | Central HP <5.4 tons | DAY & NIGHT | HRCU-A-CB (Split System: Heat Pump with Remote Outdoor Unit-Air-Source) | DLCURAH24ABK | ADP |  | FG35936 | *80MS(N,L)0451412A* | 23600 | 17 | 8.5 | 24800 | 23800 | 95.97% | 2 | 0 | 10.5 |  |  |  |  | R-410A | 1.9667 | Residential & Commercial | USHP | Ducted CEE Tier 1
214229131 | Central HP <5.4 tons | SMART COMFORT | HRCU-A-CB (Split System: Heat Pump with Remote Outdoor Unit-Air-Source) | DLCURAH24ABK |  |  | EA*4X24L17A* | *80MSU0601716A* | 23400 | 17 | 9 | 26200 | 26000 | 99.24% | 2.2 | 0 | 10 |  |  |  |  | R-410A | 1.95 | Residential & Commercial | USHP | Ducted CEE Tier 1
211260679 | Central HP <5.4 tons | SMART COMFORT | HRCU-A-CB (Split System: Heat Pump with Remote Outdoor Unit-Air-Source) | DLCURAH18ABK |  |  | EA*4X24L17A* | OMV112K14A | 18100 | 15.5 | 8.5 | 19100 | 18900 | 98.95% | 2.26 | 0 | 10.5 |  |  |  |  | R-410A | 1.5083 | Residential & Commercial | USHP | Ducted CEE Tier 1
214092412 | Central HP <5.4 tons | LUXAIRE | HRCU-A-CB (Split System: Heat Pump with Remote Outdoor Unit-Air-Source) | HMH72B341 | ASPEN |  | D(A,C,E)48B34+TDR | TMLE100B12MP11 | 32800 | 18 | 8.1 | 32400 | 44000 | 135.8% | 3.09 | 0 | 10 |  |  |  |  | R-410A | 2.7333 | Residential & Commercial | USHP | Ducted CEE Tier 1
216738046 | Central HP <5.4 tons | SMART COMFORT | HRCU-A-CB (Split System: Heat Pump with Remote Outdoor Unit-Air-Source) | D5CUHAH24AAK |  |  | ESH5X36M12A* | *80MS(N,L)0701716A* | 22800 | 16 | 8.1 | 20800 | 18500 | 88.94% | 1.85 | 0 | 11 |  |  |  |  | R-454B | 1.9 | Residential & Commercial | USHP | Ducted CEE Tier 1
215294682 | Central HP <5.4 tons | AIRQUEST | HRCU-A-CB (Split System: Heat Pump with Remote Outdoor Unit-Air-Source) | DLCURAH36ABK | ADP |  | HE34936 | *92MSN0801716A* | 35400 | 16 | 8.1 | 36800 | 34600 | 94.02% | 1.88 | 0 | 10 |  |  |  |  | R-410A | 2.95 | Residential & Commercial | USHP | Ducted CEE Tier 1
215294689 | Central HP <5.4 tons | AIRQUEST | HRCU-A-CB (Split System: Heat Pump with Remote Outdoor Unit-Air-Source) | DLCURAH36ABK | ADP |  | HE36936 | *92MSN0801716A* | 35600 | 16 | 8.5 | 36200 | 34200 | 94.48% | 2.02 | 0 | 10 |  |  |  |  | R-410A | 2.9667 | Residential & Commercial | USHP | Ducted CEE Tier 1
215294696 | Central HP <5.4 tons | AIRQUEST | HRCU-A-CB (Split System: Heat Pump with Remote Outdoor Unit-Air-Source) | DLCURAH36ABK | ADP |  | HG8J936 | *92MSN0801716A* | 35400 | 16 | 8.1 | 36800 | 34600 | 94.02% | 1.88 | 0 | 10 |  |  |  |  | R-410A | 2.95 | Residential & Commercial | USHP | Ducted CEE Tier 1
215294757 | Central HP <5.4 tons | AIRQUEST | HRCU-A-CB (Split System: Heat Pump with Remote Outdoor Unit-Air-Source) | DLCURAH36ABK | ADP |  | HE36936 | *92MSN0802120A* | 35600 | 16 | 8.5 | 36200 | 34200 | 94.48% | 2.02 | 0 | 10 |  |  |  |  | R-410A | 2.9667 | Residential & Commercial | USHP | Ducted CEE Tier 1
215294787 | Central HP <5.4 tons | AIRQUEST | HRCU-A-CB (Split System: Heat Pump with Remote Outdoor Unit-Air-Source) | DLCURAH36ABK | ADP |  | H,GG24936 | *92MSN1002120A* | 34000 | 16 | 8.1 | 36800 | 34600 | 94.02% | 1.88 | 0 | 9.5 |  |  |  |  | R-410A | 2.8333 | Residential & Commercial | USHP
215294798 | Central HP <5.4 tons | AIRQUEST | HRCU-A-CB (Split System: Heat Pump with Remote Outdoor Unit-Air-Source) | DLCURAH36ABK | ADP |  | HG34936 | *92MSN1002120A* | 35400 | 16 | 8.1 | 36800 | 34600 | 94.02% | 1.88 | 0 | 10 |  |  |  |  | R-410A | 2.95 | Residential & Commercial | USHP | Ducted CEE Tier 1
216734234 | Central HP <5.4 tons | SMART COMFORT | HRCU-A-CB (Split System: Heat Pump with Remote Outdoor Unit-Air-Source) | D5CUHAH24AAK |  |  | EA*5X30M17A* | *96CTN0801714B* | 22200 | 16 | 8.1 | 20800 | 18800 | 90.38% | 1.85 | 0 | 10.5 |  |  |  |  | R-454B | 1.85 | Residential & Commercial | USHP | Ducted CEE Tier 1
216734032 | Central HP <5.4 tons | SMART COMFORT | HRCU-A-CB (Split System: Heat Pump with Remote Outdoor Unit-Air-Source) | D5CUHAH24AAK |  |  | EA*5X30M17A* | *97CMN0801714B* | 22000 | 15.5 | 8.1 | 20800 | 18700 | 89.9% | 1.9 | 0 | 10.5 |  |  |  |  | R-454B | 1.8333 | Residential & Commercial | USHP | Ducted CEE Tier 1
215295058 | Central HP <5.4 tons | AIRQUEST | HRCU-A-CB (Split System: Heat Pump with Remote Outdoor Unit-Air-Source) | DLCURAH36ABK | ADP |  | HE34936 | *96MSN0802120A* | 35600 | 16 | 8.1 | 36800 | 34800 | 94.57% | 1.9 | 0 | 10 |  |  |  |  | R-410A | 2.9667 | Residential & Commercial | USHP | Ducted CEE Tier 1
215295081 | Central HP <5.4 tons | AIRQUEST | HRCU-A-CB (Split System: Heat Pump with Remote Outdoor Unit-Air-Source) | DLCURAH36ABK | ADP |  | HG80936 | *96MSN0802120A* | 36000 | 16 | 8.5 | 36400 | 34400 | 94.51% | 2.04 | 0 | 10 |  |  |  |  | R-410A | 3 | Residential & Commercial | USHP | Ducted CEE Tier 1
214280302 | Central HP <5.4 tons | SMART COMFORT | HRCU-A-CB (Split System: Heat Pump with Remote Outdoor Unit-Air-Source) | DLCURAH36ABK |  |  | EA*4X43L21A* | *96MSN0601716A* | 36000 | 15.5 | 8.5 | 38000 | 34800 | 91.58% | 2.06 | 0 | 10 |  |  |  |  | R-410A | 3 | Residential & Commercial | USHP | Ducted CEE Tier 1
212980495 | Central HP <5.4 tons | SMART COMFORT | HRCU-A-CB (Split System: Heat Pump with Remote Outdoor Unit-Air-Source) | DLCURAH36ABK |  |  | EA*4X48L24A* | *80MS(N,L)0902120A* | 36000 | 16.5 | 8.5 | 37800 | 34600 | 91.53% | 2.04 | 0 | 10 |  |  |  |  | R-410A | 3 | Residential & Commercial | USHP | Ducted CEE Tier 1
214229010 | Central HP <5.4 tons | SMART COMFORT | HRCU-A-CB (Split System: Heat Pump with Remote Outdoor Unit-Air-Source) | DLCURAH18ABK |  |  | EA*4X30L17A* | *80MSU0601716A* | 17800 | 16.5 | 8.5 | 18400 | 18500 | 100.5% | 2.24 | 0 | 10.5 |  |  |  |  | R-410A | 1.4833 | Residential & Commercial | USHP | Ducted CEE Tier 1
215295088 | Central HP <5.4 tons | AIRQUEST | HRCU-A-CB (Split System: Heat Pump with Remote Outdoor Unit-Air-Source) | DLCURAH36ABK | ADP |  | H,GG24936 | *96MSN1002120A* | 33400 | 16 | 8.45 | 36200 | 34200 | 94.48% | 2.02 | 0 | 9 |  |  |  |  | R-410A | 2.7833 | Residential & Commercial | USHP
215295090 | Central HP <5.4 tons | AIRQUEST | HRCU-A-CB (Split System: Heat Pump with Remote Outdoor Unit-Air-Source) | DLCURAH36ABK | ADP |  | H,GG32936 | *96MSN1002120A* | 34200 | 16 | 8.5 | 36200 | 34200 | 94.48% | 2.04 | 0 | 9.5 |  |  |  |  | R-410A | 2.85 | Residential & Commercial | USHP
215295113 | Central HP <5.4 tons | AIRQUEST | HRCU-A-CB (Split System: Heat Pump with Remote Outdoor Unit-Air-Source) | DLCURAH36ABK | ADP |  | H,GE7J936 | *96MSN1002120A* | 34400 | 16 | 8.5 | 36200 | 34200 | 94.48% | 2.04 | 0 | 9.5 |  |  |  |  | R-410A | 2.8667 | Residential & Commercial | USHP
215295138 | Central HP <5.4 tons | AIRQUEST | HRCU-A-CB (Split System: Heat Pump with Remote Outdoor Unit-Air-Source) | DLCURAH36ABK | ADP |  | HG33936 | *96MSN1002122A* | 35200 | 16 | 8.5 | 36800 | 34600 | 94.02% | 1.88 | 0 | 10 |  |  |  |  | R-410A | 2.9333 | Residential & Commercial | USHP | Ducted CEE Tier 1
215295174 | Central HP <5.4 tons | AIRQUEST | HRCU-A-CB (Split System: Heat Pump with Remote Outdoor Unit-Air-Source) | DLCURAH36ABK | ADP |  | H,GG24936 | *96MSN1202422A* | 33000 | 16 | 8.45 | 36200 | 34200 | 94.48% | 2 | 0 | 9 |  |  |  |  | R-410A | 2.75 | Residential & Commercial | USHP
215295183 | Central HP <5.4 tons | AIRQUEST | HRCU-A-CB (Split System: Heat Pump with Remote Outdoor Unit-Air-Source) | DLCURAH36ABK | ADP |  | HE33936 | *96MSN1202422A* | 34200 | 16 | 8.5 | 36200 | 34200 | 94.48% | 2.02 | 0 | 9.5 |  |  |  |  | R-410A | 2.85 | Residential & Commercial | USHP
215295190 | Central HP <5.4 tons | AIRQUEST | HRCU-A-CB (Split System: Heat Pump with Remote Outdoor Unit-Air-Source) | DLCURAH36ABK | ADP |  | H,GE35936 | *96MSN1202422A* | 35200 | 16 | 8.1 | 36800 | 34600 | 94.02% | 1.88 | 0 | 10 |  |  |  |  | R-410A | 2.9333 | Residential & Commercial | USHP | Ducted CEE Tier 1
215295208 | Central HP <5.4 tons | AIRQUEST | HRCU-A-CB (Split System: Heat Pump with Remote Outdoor Unit-Air-Source) | DLCURAH36ABK | ADP |  | H,GE1K936 | *96MSN1202422A* | 35200 | 16 | 8.1 | 36800 | 34600 | 94.02% | 1.88 | 0 | 10 |  |  |  |  | R-410A | 2.9333 | Residential & Commercial | USHP | Ducted CEE Tier 1
213362738 | Central HP <5.4 tons | COLEMAN | HRCU-A-CB (Split System: Heat Pump with Remote Outdoor Unit-Air-Source) | HMH72B341 | ADP |  | H,YG9J936 | TM8E040A12MP11 | 32800 | 18 | 8.1 | 31800 | 23000 | 72.33% | 2.04 | 0 | 10 |  |  |  |  | R-410A | 2.7333 | Residential & Commercial | USHP | Ducted CEE Tier 1
214279886 | Central HP <5.4 tons | SMART COMFORT | HRCU-A-CB (Split System: Heat Pump with Remote Outdoor Unit-Air-Source) | DLCURAH24ABK |  |  | EA*4X25L17A* | *96MSN0601716A* | 24400 | 16.5 | 9 | 25400 | 21600 | 85.04% | 1.8 | 0 | 10 |  |  |  |  | R-410A | 2.0333 | Residential & Commercial | USHP | Ducted CEE Tier 1
215295240 | Central HP <5.4 tons | AIRQUEST | HRCU-A-CB (Split System: Heat Pump with Remote Outdoor Unit-Air-Source) | DLCURAH36ABK | ADP |  | HG48936 | *96MSN1402422A* | 35600 | 16 | 8.5 | 36200 | 34200 | 94.48% | 2.02 | 0 | 10 |  |  |  |  | R-410A | 2.9667 | Residential & Commercial | USHP | Ducted CEE Tier 1
215295249 | Central HP <5.4 tons | AIRQUEST | HRCU-A-CB (Split System: Heat Pump with Remote Outdoor Unit-Air-Source) | DLCURAH36ABK | ADP |  | H,GE9J936 | *96MSN1402422A* | 34800 | 16 | 8.5 | 36200 | 34200 | 94.48% | 2.02 | 0 | 9.5 |  |  |  |  | R-410A | 2.9 | Residential & Commercial | USHP
215295392 | Central HP <5.4 tons | AIRQUEST | HRCU-A-CB (Split System: Heat Pump with Remote Outdoor Unit-Air-Source) | DLCURAH36ABK | ADP |  | H,GG35936 | *96VTN0801716A* | 35200 | 15.2 | 8.1 | 36800 | 34600 | 94.02% | 1.86 | 0 | 9.5 |  |  |  |  | R-410A | 2.9333 | Residential & Commercial | USHP
215295397 | Central HP <5.4 tons | AIRQUEST | HRCU-A-CB (Split System: Heat Pump with Remote Outdoor Unit-Air-Source) | DLCURAH36ABK | ADP |  | HE36936 | *96VTN0801716A* | 35200 | 15.2 | 8.1 | 36800 | 34600 | 94.02% | 1.86 | 0 | 9.5 |  |  |  |  | R-410A | 2.9333 | Residential & Commercial | USHP
215295417 | Central HP <5.4 tons | AIRQUEST | HRCU-A-CB (Split System: Heat Pump with Remote Outdoor Unit-Air-Source) | DLCURAH36ABK | ADP |  | H,GE24936 | *96VTN0801716B* | 34200 | 15.2 | 8.1 | 37400 | 35000 | 93.58% | 1.82 | 0 | 9 |  |  |  |  | R-410A | 2.85 | Residential & Commercial | USHP
215295422 | Central HP <5.4 tons | AIRQUEST | HRCU-A-CB (Split System: Heat Pump with Remote Outdoor Unit-Air-Source) | DLCURAH36ABK | ADP |  | H,GG33936 | *96VTN0801716B* | 34400 | 15.2 | 8.5 | 36800 | 34800 | 94.57% | 2 | 0 | 9.5 |  |  |  |  | R-410A | 2.8667 | Residential & Commercial | USHP
215295456 | Central HP <5.4 tons | AIRQUEST | HRCU-A-CB (Split System: Heat Pump with Remote Outdoor Unit-Air-Source) | DLCURAH36ABK | ADP |  | HG82936 | *96VTN0801716B* | 35600 | 16 | 8.1 | 36800 | 34600 | 94.02% | 1.98 | 0 | 10 |  |  |  |  | R-410A | 2.9667 | Residential & Commercial | USHP | Ducted CEE Tier 1
215295483 | Central HP <5.4 tons | AIRQUEST | HRCU-A-CB (Split System: Heat Pump with Remote Outdoor Unit-Air-Source) | DLCURAH36ABK | ADP |  | HG8J936 | *96VTN0802120A* | 35000 | 16 | 8.1 | 36800 | 34600 | 94.02% | 1.86 | 0 | 9.5 |  |  |  |  | R-410A | 2.9167 | Residential & Commercial | USHP
213739526 | Central HP <5.4 tons | DAY & NIGHT | HRCU-A-CB (Split System: Heat Pump with Remote Outdoor Unit-Air-Source) | DLCURAH18ABK | ADP |  | V,G36H***P449 | *80VSL0451412B* | 17700 | 16 | 8.5 | 17100 | 18700 | 109.4% | 2.3 | 0 | 11 |  |  |  |  | R-410A | 1.475 | Residential & Commercial | USHP | Ducted CEE Tier 1
211244663 | Central HP <5.4 tons | PAYNE HEATING AND COOLING | HRCU-A-CB (Split System: Heat Pump with Remote Outdoor Unit-Air-Source) | 38MURAQ24AB3* |  |  | CNPV*3017AL* | PG96VTAA42060B** | 24000 | 16.5 | 8.1 | 26200 | 23200 | 88.55% | 1.92 | 0 | 10 |  |  |  |  | R-410A | 2 | Residential & Commercial | USHP | Ducted CEE Tier 1
211245281 | Central HP <5.4 tons | SMART COMFORT | HRCU-A-CB (Split System: Heat Pump with Remote Outdoor Unit-Air-Source) | DLCURAH24ABK |  |  | EN(A,D,W)4X36L17** | OMV112K14A | 24000 | 16 | 8.1 | 26400 | 23000 | 87.12% | 1.88 | 0 | 10 |  |  |  |  | R-410A | 2 | Residential & Commercial | USHP | Ducted CEE Tier 1
211245106 | Central HP <5.4 tons | SMART COMFORT | HRCU-A-CB (Split System: Heat Pump with Remote Outdoor Unit-Air-Source) | DLCURAH24ABK |  |  | EN(A,D,W)4X36L17** | *96VTN0601714A* | 24000 | 16.5 | 8.1 | 26200 | 23200 | 88.55% | 1.92 | 0 | 10 |  |  |  |  | R-410A | 2 | Residential & Commercial | USHP | Ducted CEE Tier 1
211245490 | Central HP <5.4 tons | SMART COMFORT | HRCU-A-CB (Split System: Heat Pump with Remote Outdoor Unit-Air-Source) | DLCURAH24ABK |  |  | EN(A,D)4X36L21** | *80VTL0902120A* | 23800 | 16.5 | 8.1 | 26000 | 23200 | 89.23% | 1.92 | 0 | 10.5 |  |  |  |  | R-410A | 1.9833 | Residential & Commercial | USHP | Ducted CEE Tier 1
211245510 | Central HP <5.4 tons | SMART COMFORT | HRCU-A-CB (Split System: Heat Pump with Remote Outdoor Unit-Air-Source) | DLCURAH24ABK |  |  | EN(A,D)4X36L21** | *95ESN0802120A* | 24600 | 16.5 | 8.5 | 26600 | 22400 | 84.21% | 1.84 | 0 | 10.5 |  |  |  |  | R-410A | 2.05 | Residential & Commercial | USHP | Ducted CEE Tier 1
211245592 | Central HP <5.4 tons | SMART COMFORT | HRCU-A-CB (Split System: Heat Pump with Remote Outdoor Unit-Air-Source) | DLCURAH24ABK |  |  | EN(A,D)4X36L21** | *80ES(N,L)0451712A* | 24000 | 16.5 | 8.1 | 26200 | 23000 | 87.79% | 1.9 | 0 | 10.5 |  |  |  |  | R-410A | 2 | Residential & Commercial | USHP | Ducted CEE Tier 1
211245901 | Central HP <5.4 tons | SMART COMFORT | HRCU-A-CB (Split System: Heat Pump with Remote Outdoor Unit-Air-Source) | DLCURAH24ABK |  |  | FMA4X30**AL* | 0 | 25800 | 18 | 9 | 27600 | 21000 | 76.09% | 1.8 | 0 | 10.5 |  |  |  |  | R-410A | 2.15 | Residential & Commercial | USHP | Ducted CEE Tier 1
211245978 | Central HP <5.4 tons | SMART COMFORT | HRCU-A-CB (Split System: Heat Pump with Remote Outdoor Unit-Air-Source) | DLCURAH24ABK |  |  | FVM4X24***L | 0 | 23800 | 17 | 8.5 | 25800 | 23000 | 89.15% | 1.92 | 0 | 10 |  |  |  |  | R-410A | 1.9833 | Residential & Commercial | USHP | Ducted CEE Tier 1
211260293 | Central HP <5.4 tons | SMART COMFORT | HRCU-A-CB (Split System: Heat Pump with Remote Outdoor Unit-Air-Source) | DLCURAH18ABK |  |  | EA*4X24L17A* | *96VSN0401712A* | 17700 | 15.5 | 8.5 | 18700 | 19100 | 102.1% | 2.28 | 0 | 10.5 |  |  |  |  | R-410A | 1.475 | Residential & Commercial | USHP | Ducted CEE Tier 1
211260413 | Central HP <5.4 tons | SMART COMFORT | HRCU-A-CB (Split System: Heat Pump with Remote Outdoor Unit-Air-Source) | DLCURAH18ABK |  |  | EA*4X24L17A* | *96VTN0401712A* | 17700 | 15.5 | 8.5 | 18700 | 19100 | 102.1% | 2.28 | 0 | 10.5 |  |  |  |  | R-410A | 1.475 | Residential & Commercial | USHP | Ducted CEE Tier 1
211260093 | Central HP <5.4 tons | SMART COMFORT | HRCU-A-CB (Split System: Heat Pump with Remote Outdoor Unit-Air-Source) | DLCURAH18ABK |  |  | EA*4X24L14A* | *96VSN0401410A* | 17300 | 16 | 8.5 | 18300 | 19200 | 104.9% | 2.3 | 0 | 10.5 |  |  |  |  | R-410A | 1.4417 | Residential & Commercial | USHP | Ducted CEE Tier 1
211261531 | Central HP <5.4 tons | SMART COMFORT | HRCU-A-CB (Split System: Heat Pump with Remote Outdoor Unit-Air-Source) | DLCURAH18ABK |  |  | EA*4X30L17A* | *80VSL0451412A* | 17900 | 16 | 8.5 | 18400 | 18500 | 100.5% | 2.22 | 0 | 10.5 |  |  |  |  | R-410A | 1.4917 | Residential & Commercial | USHP | Ducted CEE Tier 1
211262084 | Central HP <5.4 tons | SMART COMFORT | HRCU-A-CB (Split System: Heat Pump with Remote Outdoor Unit-Air-Source) | DLCURAH18ABK |  |  | EA*4X30L17A* | *92ESN0601412A* | 18300 | 16.5 | 8.5 | 18800 | 18400 | 97.87% | 2.22 | 0 | 10.5 |  |  |  |  | R-410A | 1.525 | Residential & Commercial | USHP | Ducted CEE Tier 1
213607746 | Central HP <5.4 tons | SMART COMFORT | HRCU-A-CB (Split System: Heat Pump with Remote Outdoor Unit-Air-Source) | DLCURAH36ABK |  |  | FTMA4B48L0C* | 0 | 36400 | 17 | 9 | 37200 | 34600 | 93.01% | 2.08 | 0 | 10 |  |  |  |  | R-410A | 3.0333 | Residential & Commercial | USHP | Ducted CEE Tier 1
212981817 | Central HP <5.4 tons | SMART COMFORT | HRCU-A-CB (Split System: Heat Pump with Remote Outdoor Unit-Air-Source) | DLCURAH24ABK |  |  | EN(A,D)4X36L21** | *80MSU1002120A* | 23400 | 16.5 | 8.1 | 26200 | 24800 | 94.66% | 2.08 | 0 | 10 |  |  |  |  | R-410A | 1.95 | Residential & Commercial | USHP | Ducted CEE Tier 1
215294823 | Central HP <5.4 tons | AIRQUEST | HRCU-A-CB (Split System: Heat Pump with Remote Outdoor Unit-Air-Source) | DLCURAH36ABK | ADP |  | HG80936 | *92MSN1002120A* | 35800 | 16 | 8.5 | 36200 | 34200 | 94.48% | 2.02 | 0 | 10 |  |  |  |  | R-410A | 2.9833 | Residential & Commercial | USHP | Ducted CEE Tier 1
211245824 | Central HP <5.4 tons | SMART COMFORT | HRCU-A-CB (Split System: Heat Pump with Remote Outdoor Unit-Air-Source) | DLCURAH24ABK |  |  | FEM4X30**BL | 0 | 24000 | 17 | 8.5 | 26200 | 23400 | 89.31% | 1.94 | 0 | 10 |  |  |  |  | R-410A | 2 | Residential & Commercial | USHP | Ducted CEE Tier 1
211245835 | Central HP <5.4 tons | SMART COMFORT | HRCU-A-CB (Split System: Heat Pump with Remote Outdoor Unit-Air-Source) | DLCURAH24ABK |  |  | FXM4X24**AL | 0 | 24000 | 17 | 8.5 | 26200 | 23400 | 89.31% | 1.94 | 0 | 10 |  |  |  |  | R-410A | 2 | Residential & Commercial | USHP | Ducted CEE Tier 1
211244783 | Central HP <5.4 tons | SMART COMFORT | HRCU-A-CB (Split System: Heat Pump with Remote Outdoor Unit-Air-Source) | DLCURAH24ABK |  |  | EN(A,D)4X30L17** | *92ESN0401410A* | 24000 | 15.2 | 8.1 | 26600 | 22800 | 85.71% | 1.86 | 0 | 10 |  |  |  |  | R-410A | 2 | Residential & Commercial | USHP | Ducted CEE Tier 1
211244872 | Central HP <5.4 tons | SMART COMFORT | HRCU-A-CB (Split System: Heat Pump with Remote Outdoor Unit-Air-Source) | DLCURAH24ABK |  |  | EN(A,D,W)4X36L17** | *96VSN0601714A* | 23400 | 16.5 | 8.1 | 25800 | 24000 | 93.02% | 2 | 0 | 10 |  |  |  |  | R-410A | 1.95 | Residential & Commercial | USHP | Ducted CEE Tier 1
211226917 | Central HP <5.4 tons | SMART COMFORT | HRCU-A-CB (Split System: Heat Pump with Remote Outdoor Unit-Air-Source) | DLCURAH36ABK |  |  | EA*4X37L21A* | *80ESU0601716A | 37000 | 16 | 8.5 | 38500 | 34800 | 90.39% | 2.12 | 0 | 10 |  |  |  |  | R-410A | 3.0833 | Residential & Commercial | USHP | Ducted CEE Tier 1
211228614 | Central HP <5.4 tons | SMART COMFORT | HRCU-A-CB (Split System: Heat Pump with Remote Outdoor Unit-Air-Source) | DLCURAH36ABK |  |  | EA*4X43L21A* | *95ESU1002122A* | 37400 | 15.5 | 8.5 | 39000 | 35000 | 89.74% | 2.14 | 0 | 10 |  |  |  |  | R-410A | 3.1167 | Residential & Commercial | USHP | Ducted CEE Tier 1
211229446 | Central HP <5.4 tons | SMART COMFORT | HRCU-A-CB (Split System: Heat Pump with Remote Outdoor Unit-Air-Source) | DLCURAH36ABK |  |  | EA*4X48L24A* | *92ESN0802120A* | 35800 | 16.5 | 8.5 | 37800 | 34600 | 91.53% | 2.04 | 0 | 10 |  |  |  |  | R-410A | 2.9833 | Residential & Commercial | USHP | Ducted CEE Tier 1
211229064 | Central HP <5.4 tons | SMART COMFORT | HRCU-A-CB (Split System: Heat Pump with Remote Outdoor Unit-Air-Source) | DLCURAH36ABK |  |  | EA*4X48L21A* | *95ESN1002122A* | 37200 | 15.5 | 8.5 | 38500 | 35000 | 90.91% | 2.12 | 0 | 10 |  |  |  |  | R-410A | 3.1 | Residential & Commercial | USHP | Ducted CEE Tier 1
215294848 | Central HP <5.4 tons | AIRQUEST | HRCU-A-CB (Split System: Heat Pump with Remote Outdoor Unit-Air-Source) | DLCURAH36ABK | ADP |  | H,GG36936 | *92MSN1002122A* | 35800 | 16 | 8.5 | 36200 | 34200 | 94.48% | 2.04 | 0 | 10 |  |  |  |  | R-410A | 2.9833 | Residential & Commercial | USHP | Ducted CEE Tier 1
212982285 | Central HP <5.4 tons | SMART COMFORT | HRCU-A-CB (Split System: Heat Pump with Remote Outdoor Unit-Air-Source) | DLCURAH24ABK |  |  | EA*4X36L17A* | *80MSU0401712A* | 23400 | 17 | 8.5 | 25600 | 23400 | 91.41% | 1.94 | 0 | 10 |  |  |  |  | R-410A | 1.95 | Residential & Commercial | USHP | Ducted CEE Tier 1
212982333 | Central HP <5.4 tons | SMART COMFORT | HRCU-A-CB (Split System: Heat Pump with Remote Outdoor Unit-Air-Source) | DLCURAH24ABK |  |  | EN(A,D)4X24L17** | *80MSU0401712A* | 23200 | 16 | 8.5 | 26200 | 24800 | 94.66% | 2.06 | 0 | 10 |  |  |  |  | R-410A | 1.9333 | Residential & Commercial | USHP | Ducted CEE Tier 1
215294857 | Central HP <5.4 tons | AIRQUEST | HRCU-A-CB (Split System: Heat Pump with Remote Outdoor Unit-Air-Source) | DLCURAH36ABK | ADP |  | HG8J936 | *92MSN1002122A* | 35400 | 16 | 8.1 | 36800 | 34600 | 94.02% | 1.88 | 0 | 10 |  |  |  |  | R-410A | 2.95 | Residential & Commercial | USHP | Ducted CEE Tier 1
215294889 | Central HP <5.4 tons | AIRQUEST | HRCU-A-CB (Split System: Heat Pump with Remote Outdoor Unit-Air-Source) | DLCURAH36ABK | ADP |  | HG35936 | *92MSN1202420A* | 35800 | 16 | 8.1 | 36800 | 34800 | 94.57% | 1.9 | 0 | 10 |  |  |  |  | R-410A | 2.9833 | Residential & Commercial | USHP | Ducted CEE Tier 1
215294896 | Central HP <5.4 tons | AIRQUEST | HRCU-A-CB (Split System: Heat Pump with Remote Outdoor Unit-Air-Source) | DLCURAH36ABK | ADP |  | H,GG48936 | *92MSN1202420A* | 36400 | 16 | 8.1 | 36800 | 34600 | 94.02% | 2.02 | 0 | 10.5 |  |  |  |  | R-410A | 3.0333 | Residential & Commercial | USHP | Ducted CEE Tier 1
215294898 | Central HP <5.4 tons | AIRQUEST | HRCU-A-CB (Split System: Heat Pump with Remote Outdoor Unit-Air-Source) | DLCURAH36ABK | ADP |  | HG7J936 | *92MSN1202420A* | 35600 | 16 | 8.1 | 36800 | 34800 | 94.57% | 1.9 | 0 | 10 |  |  |  |  | R-410A | 2.9667 | Residential & Commercial | USHP | Ducted CEE Tier 1
212984046 | Central HP <5.4 tons | SMART COMFORT | HRCU-A-CB (Split System: Heat Pump with Remote Outdoor Unit-Air-Source) | DLCURAH24ABK |  |  | EA*4X25L17A* | *92MSN0601714A* | 24200 | 17 | 8.5 | 25200 | 21800 | 86.51% | 1.82 | 0 | 10 |  |  |  |  | R-410A | 2.0167 | Residential & Commercial | USHP | Ducted CEE Tier 1
212979854 | Central HP <5.4 tons | SMART COMFORT | HRCU-A-CB (Split System: Heat Pump with Remote Outdoor Unit-Air-Source) | DLCURAH24ABK |  |  | EA*4X36L17A* | *80MS(N,L)0901714A* | 23800 | 17 | 8.5 | 26200 | 23800 | 90.84% | 1.98 | 0 | 10 |  |  |  |  | R-410A | 1.9833 | Residential & Commercial | USHP | Ducted CEE Tier 1
215294912 | Central HP <5.4 tons | AIRQUEST | HRCU-A-CB (Split System: Heat Pump with Remote Outdoor Unit-Air-Source) | DLCURAH36ABK | ADP |  | H,GG81936 | *92MSN1202420A* | 36400 | 16 | 8.1 | 36800 | 34600 | 94.02% | 2.02 | 0 | 10.5 |  |  |  |  | R-410A | 3.0333 | Residential & Commercial | USHP | Ducted CEE Tier 1
215294973 | Central HP <5.4 tons | AIRQUEST | HRCU-A-CB (Split System: Heat Pump with Remote Outdoor Unit-Air-Source) | DLCURAH36ABK | ADP |  | H,GG35936 | *96MSN0601716A* | 35200 | 15.2 | 8.5 | 36800 | 34800 | 94.57% | 1.88 | 0 | 9.5 |  |  |  |  | R-410A | 2.9333 | Residential & Commercial | USHP
212985368 | Central HP <5.4 tons | SMART COMFORT | HRCU-A-CB (Split System: Heat Pump with Remote Outdoor Unit-Air-Source) | DLCURAH24ABK |  |  | EN(A,D)4X36L21** | *92MSN1002120A* | 23600 | 17.5 | 8.5 | 26400 | 24200 | 91.67% | 2.02 | 0 | 10.5 |  |  |  |  | R-410A | 1.9667 | Residential & Commercial | USHP | Ducted CEE Tier 1
212986556 | Central HP <5.4 tons | SMART COMFORT | HRCU-A-CB (Split System: Heat Pump with Remote Outdoor Unit-Air-Source) | DLCURAH24ABK |  |  | EA*4X30L17A* | *96MSN0401712A* | 23200 | 16 | 8.5 | 26400 | 25000 | 94.7% | 2.08 | 0 | 9.5 |  |  |  |  | R-410A | 1.9333 | Residential & Commercial | USHP
215294991 | Central HP <5.4 tons | AIRQUEST | HRCU-A-CB (Split System: Heat Pump with Remote Outdoor Unit-Air-Source) | DLCURAH36ABK | ADP |  | H,GE9J936 | *96MSN0601716A* | 35200 | 15.2 | 8.5 | 36800 | 34800 | 94.57% | 1.88 | 0 | 9.5 |  |  |  |  | R-410A | 2.9333 | Residential & Commercial | USHP
215295007 | Central HP <5.4 tons | AIRQUEST | HRCU-A-CB (Split System: Heat Pump with Remote Outdoor Unit-Air-Source) | DLCURAH36ABK | ADP |  | HE32936 | *96MSN0801716A* | 34000 | 15.2 | 8.5 | 36400 | 34400 | 94.51% | 2.02 | 0 | 9.5 |  |  |  |  | R-410A | 2.8333 | Residential & Commercial | USHP
215295048 | Central HP <5.4 tons | AIRQUEST | HRCU-A-CB (Split System: Heat Pump with Remote Outdoor Unit-Air-Source) | DLCURAH36ABK | ADP |  | HG32936 | *96MSN0802120A* | 35000 | 16 | 8.1 | 37400 | 34800 | 93.05% | 1.84 | 0 | 9.5 |  |  |  |  | R-410A | 2.9167 | Residential & Commercial | USHP
215295064 | Central HP <5.4 tons | AIRQUEST | HRCU-A-CB (Split System: Heat Pump with Remote Outdoor Unit-Air-Source) | DLCURAH36ABK | ADP |  | H,GE36936 | *96MSN0802120A* | 35800 | 16 | 8.5 | 36400 | 34400 | 94.51% | 2.04 | 0 | 10 |  |  |  |  | R-410A | 2.9833 | Residential & Commercial | USHP | Ducted CEE Tier 1
215295132 | Central HP <5.4 tons | AIRQUEST | HRCU-A-CB (Split System: Heat Pump with Remote Outdoor Unit-Air-Source) | DLCURAH36ABK | ADP |  | H,GE24936 | *96MSN1002122A* | 33200 | 16 | 8.45 | 36200 | 34200 | 94.48% | 2.04 | 0 | 9 |  |  |  |  | R-410A | 2.7667 | Residential & Commercial | USHP
215295148 | Central HP <5.4 tons | AIRQUEST | HRCU-A-CB (Split System: Heat Pump with Remote Outdoor Unit-Air-Source) | DLCURAH36ABK | ADP |  | HE35936 | *96MSN1002122A* | 35400 | 16 | 8.5 | 36800 | 34600 | 94.02% | 1.88 | 0 | 10 |  |  |  |  | R-410A | 2.95 | Residential & Commercial | USHP | Ducted CEE Tier 1
215295173 | Central HP <5.4 tons | AIRQUEST | HRCU-A-CB (Split System: Heat Pump with Remote Outdoor Unit-Air-Source) | DLCURAH36ABK | ADP |  | H,GE23936 | *96MSN1202422A* | 32400 | 15.2 | 8.3 | 36200 | 34200 | 94.48% | 1.98 | 0 | 9 |  |  |  |  | R-410A | 2.7 | Residential & Commercial | USHP
215295191 | Central HP <5.4 tons | AIRQUEST | HRCU-A-CB (Split System: Heat Pump with Remote Outdoor Unit-Air-Source) | DLCURAH36ABK | ADP |  | HE35936 | *96MSN1202422A* | 35200 | 16 | 8.1 | 36800 | 34600 | 94.02% | 1.88 | 0 | 10 |  |  |  |  | R-410A | 2.9333 | Residential & Commercial | USHP | Ducted CEE Tier 1
215295241 | Central HP <5.4 tons | AIRQUEST | HRCU-A-CB (Split System: Heat Pump with Remote Outdoor Unit-Air-Source) | DLCURAH36ABK | ADP |  | HG7J936 | *96MSN1402422A* | 34000 | 16 | 8.5 | 36200 | 34200 | 94.48% | 2.02 | 0 | 9.5 |  |  |  |  | R-410A | 2.8333 | Residential & Commercial | USHP
212985236 | Central HP <5.4 tons | SMART COMFORT | HRCU-A-CB (Split System: Heat Pump with Remote Outdoor Unit-Air-Source) | DLCURAH36ABK |  |  | EA*4X48L21A* | *92MSN1002120A* | 35800 | 16.5 | 8.5 | 37800 | 34600 | 91.53% | 2.02 | 0 | 10 |  |  |  |  | R-410A | 2.9833 | Residential & Commercial | USHP | Ducted CEE Tier 1
212987372 | Central HP <5.4 tons | SMART COMFORT | HRCU-A-CB (Split System: Heat Pump with Remote Outdoor Unit-Air-Source) | DLCURAH24ABK |  |  | EA*4X24L17A* | *96MSN0801716A* | 23400 | 16.5 | 8.5 | 27000 | 26000 | 96.3% | 2.16 | 0 | 10 |  |  |  |  | R-410A | 1.95 | Residential & Commercial | USHP | Ducted CEE Tier 1
212986604 | Central HP <5.4 tons | SMART COMFORT | HRCU-A-CB (Split System: Heat Pump with Remote Outdoor Unit-Air-Source) | DLCURAH24ABK |  |  | EA*4X37L21A* | *96MSN0401712A* | 24000 | 16 | 8.1 | 25200 | 22000 | 87.3% | 1.82 | 0 | 10 |  |  |  |  | R-410A | 2 | Residential & Commercial | USHP | Ducted CEE Tier 1
212986640 | Central HP <5.4 tons | SMART COMFORT | HRCU-A-CB (Split System: Heat Pump with Remote Outdoor Unit-Air-Source) | DLCURAH24ABK |  |  | EN(A,D,W)4X36L17** | *96MSN0401712A* | 23200 | 15.5 | 8.1 | 26000 | 24400 | 93.85% | 2.02 | 0 | 10 |  |  |  |  | R-410A | 1.9333 | Residential & Commercial | USHP | Ducted CEE Tier 1
212989246 | Central HP <5.4 tons | SMART COMFORT | HRCU-A-CB (Split System: Heat Pump with Remote Outdoor Unit-Air-Source) | DLCURAH24ABK |  |  | EN(A,D,W)4X36L17** | *95MSU0601716A* | 23600 | 17 | 8.5 | 26400 | 24400 | 92.42% | 2.02 | 0 | 10.5 |  |  |  |  | R-410A | 1.9667 | Residential & Commercial | USHP | Ducted CEE Tier 1
212982417 | Central HP <5.4 tons | SMART COMFORT | HRCU-A-CB (Split System: Heat Pump with Remote Outdoor Unit-Air-Source) | DLCURAH18ABK |  |  | EA*4X30L17A* | *80MSU0401712A* | 17500 | 16 | 8.5 | 18100 | 18500 | 102.2% | 2.24 | 0 | 10.5 |  |  |  |  | R-410A | 1.4583 | Residential & Commercial | USHP | Ducted CEE Tier 1
214279925 | Central HP <5.4 tons | SMART COMFORT | HRCU-A-CB (Split System: Heat Pump with Remote Outdoor Unit-Air-Source) | DLCURAH24ABK |  |  | EA*4X36L21A* | *96MSN0601716A* | 23600 | 17 | 9 | 25800 | 23600 | 91.47% | 1.96 | 0 | 10 |  |  |  |  | R-410A | 1.9667 | Residential & Commercial | USHP | Ducted CEE Tier 1
212984130 | Central HP <5.4 tons | SMART COMFORT | HRCU-A-CB (Split System: Heat Pump with Remote Outdoor Unit-Air-Source) | DLCURAH24ABK |  |  | EN(A,D)4X30L17** | *92MSN0601714A* | 23600 | 17 | 8.5 | 26400 | 24400 | 92.42% | 2.02 | 0 | 10.5 |  |  |  |  | R-410A | 1.9667 | Residential & Commercial | USHP | Ducted CEE Tier 1
212986545 | Central HP <5.4 tons | SMART COMFORT | HRCU-A-CB (Split System: Heat Pump with Remote Outdoor Unit-Air-Source) | DLCURAH24ABK |  |  | EA*4X25L17A* | *96MSM0401712A* | 24200 | 15.5 | 8.1 | 25400 | 21600 | 85.04% | 1.8 | 0 | 10 |  |  |  |  | R-410A | 2.0167 | Residential & Commercial | USHP | Ducted CEE Tier 1
212986220 | Central HP <5.4 tons | SMART COMFORT | HRCU-A-CB (Split System: Heat Pump with Remote Outdoor Unit-Air-Source) | DLCURAH24ABK |  |  | EN(A,D)4X24L14** | *96MSN0401410A* | 23200 | 16 | 8.5 | 27000 | 25200 | 93.33% | 2.1 | 0 | 10 |  |  |  |  | R-410A | 1.9333 | Residential & Commercial | USHP | Ducted CEE Tier 1
212987492 | Central HP <5.4 tons | SMART COMFORT | HRCU-A-CB (Split System: Heat Pump with Remote Outdoor Unit-Air-Source) | DLCURAH24ABK |  |  | EN(A,D)4X36L21** | *96MSN0801716A* | 23800 | 17 | 8.5 | 26400 | 24000 | 90.91% | 1.98 | 0 | 10.5 |  |  |  |  | R-410A | 1.9833 | Residential & Commercial | USHP | Ducted CEE Tier 1
212989630 | Central HP <5.4 tons | SMART COMFORT | HRCU-A-CB (Split System: Heat Pump with Remote Outdoor Unit-Air-Source) | DLCURAH24ABK |  |  | EN(A,D)4X36L21** | *95MSU0802120A* | 23400 | 17 | 8.5 | 26200 | 24600 | 93.89% | 2.04 | 0 | 10.5 |  |  |  |  | R-410A | 1.95 | Residential & Commercial | USHP | Ducted CEE Tier 1
215295530 | Central HP <5.4 tons | AIRQUEST | HRCU-A-CB (Split System: Heat Pump with Remote Outdoor Unit-Air-Source) | DLCURAH36ABK | ADP |  | H,GG1K936 | *96VTN0802120B* | 36000 | 16 | 8.5 | 36400 | 34400 | 94.51% | 2.04 | 0 | 10 |  |  |  |  | R-410A | 3 | Residential & Commercial | USHP | Ducted CEE Tier 1
215295561 | Central HP <5.4 tons | AIRQUEST | HRCU-A-CB (Split System: Heat Pump with Remote Outdoor Unit-Air-Source) | DLCURAH36ABK | ADP |  | H,GG48936 | *96VTN1002120A* | 36400 | 15.2 | 8.5 | 36800 | 34400 | 93.48% | 2.08 | 0 | 10 |  |  |  |  | R-410A | 3.0333 | Residential & Commercial | USHP | Ducted CEE Tier 1
212969604 | Central HP <5.4 tons | SMART COMFORT | HRCU-A-CB (Split System: Heat Pump with Remote Outdoor Unit-Air-Source) | DLCURAH18ABK |  |  | EN(A,D)4X30L17** | *80VSL0451412B* | 17400 | 16.5 | 8.1 | 17900 | 18600 | 103.9% | 2.24 | 0 | 11 |  |  |  |  | R-410A | 1.45 | Residential & Commercial | USHP | Ducted CEE Tier 1
214279743 | Central HP <5.4 tons | SMART COMFORT | HRCU-A-CB (Split System: Heat Pump with Remote Outdoor Unit-Air-Source) | DLCURAH18ABK |  |  | EA*4X24L17A* | *96MSN0601716A* | 17200 | 16 | 8.5 | 18100 | 19400 | 107.2% | 2.32 | 0 | 10.5 |  |  |  |  | R-410A | 1.4333 | Residential & Commercial | USHP | Ducted CEE Tier 1
216732800 | Central HP <5.4 tons | SMART COMFORT | HRCU-A-CB (Split System: Heat Pump with Remote Outdoor Unit-Air-Source) | D5CUHAH24AAK |  |  | EA*5X24M17A* | *80CTL0701716B* | 22200 | 16 | 8.5 | 21200 | 19200 | 90.57% | 1.96 | 0 | 10.5 |  |  |  |  | R-454B | 1.85 | Residential & Commercial | USHP | Ducted CEE Tier 1
216733902 | Central HP <5.4 tons | SMART COMFORT | HRCU-A-CB (Split System: Heat Pump with Remote Outdoor Unit-Air-Source) | D5CUHAH24AAK |  |  | EA*5X30M17A* | *80VSL0701412B* | 22400 | 16.5 | 8.5 | 21000 | 18800 | 89.52% | 1.96 | 0 | 11 |  |  |  |  | R-454B | 1.8667 | Residential & Commercial | USHP | Ducted CEE Tier 1
216733202 | Central HP <5.4 tons | SMART COMFORT | HRCU-A-CB (Split System: Heat Pump with Remote Outdoor Unit-Air-Source) | D5CUHAH24AAK |  |  | EA*5X25M17A* | *80MS(N,L)0701716A* | 23000 | 16.5 | 8.5 | 20600 | 18400 | 89.32% | 1.98 | 0 | 11 |  |  |  |  | R-454B | 1.9167 | Residential & Commercial | USHP | Ducted CEE Tier 1
211230625 | Central HP <5.4 tons | SMART COMFORT | HRCU-A-CB (Split System: Heat Pump with Remote Outdoor Unit-Air-Source) | DLCURAH36ABK |  |  | EN(A,D)4X48L24** | *92ESN1002122A* | 37600 | 15.5 | 8.5 | 39500 | 35000 | 88.61% | 2.08 | 0 | 10.5 |  |  |  |  | R-410A | 3.1333 | Residential & Commercial | USHP | Ducted CEE Tier 1
211230384 | Central HP <5.4 tons | SMART COMFORT | HRCU-A-CB (Split System: Heat Pump with Remote Outdoor Unit-Air-Source) | DLCURAH36ABK |  |  | EN(A,D,W)4X48L21** | OMV112K14A | 35800 | 15.5 | 8.1 | 38500 | 35000 | 90.91% | 2 | 0 | 10 |  |  |  |  | R-410A | 2.9833 | Residential & Commercial | USHP | Ducted CEE Tier 1
211230257 | Central HP <5.4 tons | SMART COMFORT | HRCU-A-CB (Split System: Heat Pump with Remote Outdoor Unit-Air-Source) | DLCURAH36ABK |  |  | EN(A,D,W)4X48L21** | *96VSN1002120A* | 36200 | 16 | 8.1 | 38500 | 34800 | 90.39% | 2.02 | 0 | 10 |  |  |  |  | R-410A | 3.0167 | Residential & Commercial | USHP | Ducted CEE Tier 1
211229655 | Central HP <5.4 tons | SMART COMFORT | HRCU-A-CB (Split System: Heat Pump with Remote Outdoor Unit-Air-Source) | DLCURAH36ABK |  |  | EA*4X48L24A* | OMV154L20A | 36800 | 16 | 8.5 | 38500 | 34800 | 90.39% | 2.1 | 0 | 10 |  |  |  |  | R-410A | 3.0667 | Residential & Commercial | USHP | Ducted CEE Tier 1
211230057 | Central HP <5.4 tons | SMART COMFORT | HRCU-A-CB (Split System: Heat Pump with Remote Outdoor Unit-Air-Source) | DLCURAH36ABK |  |  | EN(A,D,W)4X48L21** | *80ESU1002120A* | 36200 | 16 | 8.1 | 38500 | 34800 | 90.39% | 2.02 | 0 | 10 |  |  |  |  | R-410A | 3.0167 | Residential & Commercial | USHP | Ducted CEE Tier 1
211230068 | Central HP <5.4 tons | SMART COMFORT | HRCU-A-CB (Split System: Heat Pump with Remote Outdoor Unit-Air-Source) | DLCURAH36ABK |  |  | EN(A,D,W)4X48L21** | *80VTL0701716A* | 36000 | 16 | 8.1 | 38500 | 34800 | 90.39% | 2.02 | 0 | 10 |  |  |  |  | R-410A | 3 | Residential & Commercial | USHP | Ducted CEE Tier 1
211240771 | Central HP <5.4 tons | SMART COMFORT | HRCU-A-CB (Split System: Heat Pump with Remote Outdoor Unit-Air-Source) | DLCURAH24ABK |  |  | EA*4X24L17A* | *80ESU0601716A | 24600 | 16.5 | 8.5 | 27200 | 23000 | 84.56% | 1.9 | 0 | 10 |  |  |  |  | R-410A | 2.05 | Residential & Commercial | USHP | Ducted CEE Tier 1
216732791 | Central HP <5.4 tons | SMART COMFORT | HRCU-A-CB (Split System: Heat Pump with Remote Outdoor Unit-Air-Source) | D5CUHAH24AAK |  |  | EA*5X24M17A* | *80CTL0701412B* | 22000 | 16 | 8.5 | 21000 | 19100 | 90.95% | 1.96 | 0 | 10.5 |  |  |  |  | R-454B | 1.8333 | Residential & Commercial | USHP | Ducted CEE Tier 1
216732643 | Central HP <5.4 tons | SMART COMFORT | HRCU-A-CB (Split System: Heat Pump with Remote Outdoor Unit-Air-Source) | D5CUHAH24AAK |  |  | EA*5X24M14A* | *96VTN0601412B* | 21800 | 15.5 | 8.5 | 21000 | 19100 | 90.95% | 1.96 | 0 | 10.5 |  |  |  |  | R-454B | 1.8167 | Residential & Commercial | USHP | Ducted CEE Tier 1
212984622 | Central HP <5.4 tons | SMART COMFORT | HRCU-A-CB (Split System: Heat Pump with Remote Outdoor Unit-Air-Source) | DLCURAH24ABK |  |  | EA*4X36L21A* | *92MSN0801716A* | 23800 | 17.5 | 8.5 | 26200 | 23800 | 90.84% | 2 | 0 | 10 |  |  |  |  | R-410A | 1.9833 | Residential & Commercial | USHP | Ducted CEE Tier 1
214229197 | Central HP <5.4 tons | SMART COMFORT | HRCU-A-CB (Split System: Heat Pump with Remote Outdoor Unit-Air-Source) | DLCURAH24ABK |  |  | EN(A,D)4X30L17** | *80MSU0601716A* | 23600 | 17 | 8.5 | 25600 | 24000 | 93.75% | 2 | 0 | 10.5 |  |  |  |  | R-410A | 1.9667 | Residential & Commercial | USHP | Ducted CEE Tier 1
215291862 | Central HP <5.4 tons | AIRQUEST | HRCU-A-CB (Split System: Heat Pump with Remote Outdoor Unit-Air-Source) | DLCURAH24ABK | ADP |  | HE31924 | *92MSN0401712A* | 22600 | 15.2 | 8.5 | 24800 | 23600 | 95.16% | 1.96 | 0 | 9.5 |  |  |  |  | R-410A | 1.8833 | Residential & Commercial | USHP
215291882 | Central HP <5.4 tons | AIRQUEST | HRCU-A-CB (Split System: Heat Pump with Remote Outdoor Unit-Air-Source) | DLCURAH24ABK | ADP |  | HE35936 | *92MSN0401712A* | 23600 | 16 | 8.5 | 24800 | 23600 | 95.16% | 1.96 | 0 | 10 |  |  |  |  | R-410A | 1.9667 | Residential & Commercial | USHP | Ducted CEE Tier 1
216974811 | Central HP <5.4 tons | BRYANT HEATING AND COOLING SYSTEMS | HRCU-A-CB (Split System: Heat Pump with Remote Outdoor Unit-Air-Source) | 293VAN048**AA* | ADP |  | PL48H210P75*+TXV | 83*CB48060C17*** | 43500 | 21 | 9.5 | 46000 | 36200 | 78.7% | 1.9 | 0 | 11 |  |  |  |  | R-454B | 3.625 | Residential & Commercial | USHP | Ducted CEE Tier 1
214092386 | Central HP <5.4 tons | LUXAIRE | HRCU-A-CB (Split System: Heat Pump with Remote Outdoor Unit-Air-Source) | HMH72B341 | ASPEN |  | D(A,C,E)36A34+TDR | TM9Y080C16MP11 | 31600 | 18.4 | 8.1 | 32400 | 44500 | 137.3% | 3.12 | 0 | 9.3 |  |  |  |  | R-410A | 2.6333 | Residential & Commercial | USHP
212976067 | Central HP <5.4 tons | SMART COMFORT | HRCU-A-CB (Split System: Heat Pump with Remote Outdoor Unit-Air-Source) | DLCURAH24ABK |  |  | EA*4X37L17A* | *96VTN0801716B* | 24200 | 17 | 8.5 | 25800 | 22200 | 86.05% | 1.84 | 0 | 10 |  |  |  |  | R-410A | 2.0167 | Residential & Commercial | USHP | Ducted CEE Tier 1
211240262 | Central HP <5.4 tons | SMART COMFORT | HRCU-A-CB (Split System: Heat Pump with Remote Outdoor Unit-Air-Source) | DLCURAH24ABK |  |  | EA*4X24L14A* | *80VTL0451412A* | 23800 | 16.5 | 8.5 | 26800 | 24000 | 89.55% | 1.98 | 0 | 10 |  |  |  |  | R-410A | 1.9833 | Residential & Commercial | USHP | Ducted CEE Tier 1
211240494 | Central HP <5.4 tons | SMART COMFORT | HRCU-A-CB (Split System: Heat Pump with Remote Outdoor Unit-Air-Source) | DLCURAH24ABK |  |  | EA*4X24L17A* | *95ESU0601716A* | 24000 | 16.5 | 8.5 | 26800 | 24000 | 89.55% | 1.98 | 0 | 10 |  |  |  |  | R-410A | 2 | Residential & Commercial | USHP | Ducted CEE Tier 1
211240930 | Central HP <5.4 tons | SMART COMFORT | HRCU-A-CB (Split System: Heat Pump with Remote Outdoor Unit-Air-Source) | DLCURAH24ABK |  |  | EA*4X25L17A* | *95ESU0601716A* | 24800 | 17 | 8.5 | 25600 | 21000 | 82.03% | 1.78 | 0 | 10.5 |  |  |  |  | R-410A | 2.0667 | Residential & Commercial | USHP | Ducted CEE Tier 1
211242441 | Central HP <5.4 tons | SMART COMFORT | HRCU-A-CB (Split System: Heat Pump with Remote Outdoor Unit-Air-Source) | DLCURAH24ABK |  |  | EA*4X36L21A* | *80ESU0401712A* | 24200 | 17.5 | 8.5 | 26000 | 22800 | 87.69% | 1.9 | 0 | 10 |  |  |  |  | R-410A | 2.0167 | Residential & Commercial | USHP | Ducted CEE Tier 1
211241882 | Central HP <5.4 tons | SMART COMFORT | HRCU-A-CB (Split System: Heat Pump with Remote Outdoor Unit-Air-Source) | DLCURAH24ABK |  |  | EA*4X36L17A* | *95ESU0401712A* | 23800 | 16.5 | 8.5 | 25800 | 23200 | 89.92% | 1.92 | 0 | 10 |  |  |  |  | R-410A | 1.9833 | Residential & Commercial | USHP | Ducted CEE Tier 1
211242116 | Central HP <5.4 tons | SMART COMFORT | HRCU-A-CB (Split System: Heat Pump with Remote Outdoor Unit-Air-Source) | DLCURAH24ABK |  |  | EA*4X36L17A* | *80ES(N,L)0901714A* | 24600 | 17 | 8.5 | 26400 | 22200 | 84.09% | 1.84 | 0 | 10 |  |  |  |  | R-410A | 2.05 | Residential & Commercial | USHP | Ducted CEE Tier 1
216735221 | Central HP <5.4 tons | SMART COMFORT | HRCU-A-CB (Split System: Heat Pump with Remote Outdoor Unit-Air-Source) | D5CUHAH24AAK |  |  | EA*5X37M17A* | *96VSN0401410B* | 22600 | 15.5 | 8.1 | 20800 | 18500 | 88.94% | 1.85 | 0 | 10.5 |  |  |  |  | R-454B | 1.8833 | Residential & Commercial | USHP | Ducted CEE Tier 1
216735421 | Central HP <5.4 tons | SMART COMFORT | HRCU-A-CB (Split System: Heat Pump with Remote Outdoor Unit-Air-Source) | D5CUHAH24AAK |  |  | EA*5X37M21A* | *80CSU0401712A* | 23800 | 17.5 | 8.5 | 21000 | 18600 | 88.57% | 1.96 | 0 | 11 |  |  |  |  | R-454B | 1.9833 | Residential & Commercial | USHP | Ducted CEE Tier 1
216735430 | Central HP <5.4 tons | SMART COMFORT | HRCU-A-CB (Split System: Heat Pump with Remote Outdoor Unit-Air-Source) | D5CUHAH24AAK |  |  | EA*5X37M21A* | *80CSU0601716A* | 23800 | 17 | 8.5 | 21000 | 18700 | 89.05% | 1.96 | 0 | 11 |  |  |  |  | R-454B | 1.9833 | Residential & Commercial | USHP | Ducted CEE Tier 1
216735694 | Central HP <5.4 tons | SMART COMFORT | HRCU-A-CB (Split System: Heat Pump with Remote Outdoor Unit-Air-Source) | D5CUHAH24AAK |  |  | EA*5X37M21A* | *95CSU0802120B* | 23600 | 15.5 | 8.5 | 21000 | 18600 | 88.57% | 1.98 | 0 | 11 |  |  |  |  | R-454B | 1.9667 | Residential & Commercial | USHP | Ducted CEE Tier 1
216735796 | Central HP <5.4 tons | SMART COMFORT | HRCU-A-CB (Split System: Heat Pump with Remote Outdoor Unit-Air-Source) | D5CUHAH24AAK |  |  | EA*5X37M21A* | *92MSN1002120A* | 23000 | 16.5 | 8.5 | 20600 | 18400 | 89.32% | 1.98 | 0 | 11 |  |  |  |  | R-454B | 1.9167 | Residential & Commercial | USHP | Ducted CEE Tier 1
216734758 | Central HP <5.4 tons | SMART COMFORT | HRCU-A-CB (Split System: Heat Pump with Remote Outdoor Unit-Air-Source) | D5CUHAH24AAK |  |  | EA*5X36M17A* | *96CTN0401410B* | 22200 | 15.2 | 8.1 | 21000 | 18800 | 89.52% | 1.85 | 0 | 10.5 |  |  |  |  | R-454B | 1.85 | Residential & Commercial | USHP | Ducted CEE Tier 1
216734767 | Central HP <5.4 tons | SMART COMFORT | HRCU-A-CB (Split System: Heat Pump with Remote Outdoor Unit-Air-Source) | D5CUHAH24AAK |  |  | EA*5X36M17A* | *96CTN0601714B* | 22400 | 16.5 | 8.5 | 20800 | 18700 | 89.9% | 1.96 | 0 | 10.5 |  |  |  |  | R-454B | 1.8667 | Residential & Commercial | USHP | Ducted CEE Tier 1
215291923 | Central HP <5.4 tons | AIRQUEST | HRCU-A-CB (Split System: Heat Pump with Remote Outdoor Unit-Air-Source) | DLCURAH24ABK | ADP |  | H,GG33936 | *92MSN0601412A* | 23600 | 17 | 8.5 | 24800 | 23400 | 94.35% | 1.98 | 0 | 10.5 |  |  |  |  | R-410A | 1.9667 | Residential & Commercial | USHP | Ducted CEE Tier 1
215291939 | Central HP <5.4 tons | AIRQUEST | HRCU-A-CB (Split System: Heat Pump with Remote Outdoor Unit-Air-Source) | DLCURAH24ABK | ADP |  | HE30924 | *92MSN0601412A* | 23000 | 16 | 9 | 25400 | 25000 | 98.43% | 2.12 | 0 | 9.5 |  |  |  |  | R-410A | 1.9167 | Residential & Commercial | USHP
215291941 | Central HP <5.4 tons | AIRQUEST | HRCU-A-CB (Split System: Heat Pump with Remote Outdoor Unit-Air-Source) | DLCURAH24ABK | ADP |  | HG7J936 | *92MSN0601412A* | 23400 | 17 | 8.5 | 24800 | 23400 | 94.35% | 1.98 | 0 | 10 |  |  |  |  | R-410A | 1.95 | Residential & Commercial | USHP | Ducted CEE Tier 1
215291980 | Central HP <5.4 tons | AIRQUEST | HRCU-A-CB (Split System: Heat Pump with Remote Outdoor Unit-Air-Source) | DLCURAH24ABK | ADP |  | HG34936 | *92MSN0601714A* | 23600 | 17 | 8.5 | 24800 | 24000 | 96.77% | 2.02 | 0 | 10.5 |  |  |  |  | R-410A | 1.9667 | Residential & Commercial | USHP | Ducted CEE Tier 1
215291996 | Central HP <5.4 tons | AIRQUEST | HRCU-A-CB (Split System: Heat Pump with Remote Outdoor Unit-Air-Source) | DLCURAH24ABK | ADP |  | HE7J936 | *92MSN0601714A* | 23400 | 17 | 8.5 | 25200 | 26000 | 103.2% | 2.24 | 0 | 10 |  |  |  |  | R-410A | 1.95 | Residential & Commercial | USHP | Ducted CEE Tier 1
215292021 | Central HP <5.4 tons | AIRQUEST | HRCU-A-CB (Split System: Heat Pump with Remote Outdoor Unit-Air-Source) | DLCURAH24ABK | ADP |  | H,GG32936 | *92MSN0801716A* | 23200 | 17 | 9 | 25200 | 26400 | 104.8% | 2.3 | 0 | 10 |  |  |  |  | R-410A | 1.9333 | Residential & Commercial | USHP | Ducted CEE Tier 1
215292030 | Central HP <5.4 tons | AIRQUEST | HRCU-A-CB (Split System: Heat Pump with Remote Outdoor Unit-Air-Source) | DLCURAH24ABK | ADP |  | HE33936 | *92MSN0801716A* | 23200 | 17 | 9 | 25200 | 26400 | 104.8% | 2.3 | 0 | 10 |  |  |  |  | R-410A | 1.9333 | Residential & Commercial | USHP | Ducted CEE Tier 1
215292041 | Central HP <5.4 tons | AIRQUEST | HRCU-A-CB (Split System: Heat Pump with Remote Outdoor Unit-Air-Source) | DLCURAH24ABK | ADP |  | H,GG30924 | *92MSN0801716A* | 22400 | 17 | 8.5 | 24600 | 23400 | 95.12% | 2 | 0 | 9.5 |  |  |  |  | R-410A | 1.8667 | Residential & Commercial | USHP
216734776 | Central HP <5.4 tons | SMART COMFORT | HRCU-A-CB (Split System: Heat Pump with Remote Outdoor Unit-Air-Source) | D5CUHAH24AAK |  |  | EA*5X36M17A* | *96CTN0801714B* | 22200 | 16.5 | 8.1 | 20800 | 18700 | 89.9% | 1.85 | 0 | 10.5 |  |  |  |  | R-454B | 1.85 | Residential & Commercial | USHP | Ducted CEE Tier 1
216734887 | Central HP <5.4 tons | SMART COMFORT | HRCU-A-CB (Split System: Heat Pump with Remote Outdoor Unit-Air-Source) | D5CUHAH24AAK |  |  | EA*5X37M17A* | *80CSU0401712A* | 23600 | 17 | 8.5 | 21200 | 18700 | 88.21% | 1.94 | 0 | 11 |  |  |  |  | R-454B | 1.9667 | Residential & Commercial | USHP | Ducted CEE Tier 1
216734426 | Central HP <5.4 tons | SMART COMFORT | HRCU-A-CB (Split System: Heat Pump with Remote Outdoor Unit-Air-Source) | D5CUHAH24AAK |  |  | EA*5X36M17A* | *80VSL0451412B* | 22200 | 16.5 | 8.5 | 20800 | 18700 | 89.9% | 1.94 | 0 | 10.5 |  |  |  |  | R-454B | 1.85 | Residential & Commercial | USHP | Ducted CEE Tier 1
216734435 | Central HP <5.4 tons | SMART COMFORT | HRCU-A-CB (Split System: Heat Pump with Remote Outdoor Unit-Air-Source) | D5CUHAH24AAK |  |  | EA*5X36M17A* | *80VSL0701412B* | 22600 | 16.5 | 8.5 | 20800 | 18700 | 89.9% | 1.96 | 0 | 11 |  |  |  |  | R-454B | 1.8833 | Residential & Commercial | USHP | Ducted CEE Tier 1
216737116 | Central HP <5.4 tons | SMART COMFORT | HRCU-A-CB (Split System: Heat Pump with Remote Outdoor Unit-Air-Source) | D5CUHAH24AAK |  |  | ESH5X30M12A* | *80MS(N,L)1102120A* | 22800 | 15.2 | 8.1 | 21200 | 19000 | 89.62% | 1.9 | 0 | 10.5 |  |  |  |  | R-454B | 1.9 | Residential & Commercial | USHP | Ducted CEE Tier 1
212384333 | Central HP <5.4 tons | SMART COMFORT | HRCU-A-CB (Split System: Heat Pump with Remote Outdoor Unit-Air-Source) | DLCURAH36ABK |  |  | END4X42L17** | *92ESN0801716A* | 35600 | 16 | 8.1 | 39000 | 35000 | 89.74% | 1.96 | 0 | 10 |  |  |  |  | R-410A | 2.9667 | Residential & Commercial | USHP | Ducted CEE Tier 1
212384683 | Central HP <5.4 tons | SMART COMFORT | HRCU-A-CB (Split System: Heat Pump with Remote Outdoor Unit-Air-Source) | DLCURAH36ABK |  |  | EN(A,D,W)4X42L21** | *92ESN0802120A* | 36400 | 15.5 | 8.1 | 39500 | 35200 | 89.11% | 1.92 | 0 | 10 |  |  |  |  | R-410A | 3.0333 | Residential & Commercial | USHP | Ducted CEE Tier 1
212384783 | Central HP <5.4 tons | SMART COMFORT | HRCU-A-CB (Split System: Heat Pump with Remote Outdoor Unit-Air-Source) | DLCURAH36ABK |  |  | EN(A,D,W)4X48L21** | *80ES(N,L)0701716A* | 35800 | 16 | 8.1 | 39000 | 34800 | 89.23% | 2 | 0 | 10 |  |  |  |  | R-410A | 2.9833 | Residential & Commercial | USHP | Ducted CEE Tier 1
216738995 | Central HP <5.4 tons | SMART COMFORT | HRCU-A-CB (Split System: Heat Pump with Remote Outdoor Unit-Air-Source) | D5CUHAH24AAK |  |  | FCMA5X24L0B*+WALLCON | 0 | 22600 | 16 | 8.5 | 21000 | 18800 | 89.52% | 1.96 | 0 | 11 |  |  |  |  | R-454B | 1.8833 | Residential & Commercial | USHP | Ducted CEE Tier 1
216738920 | Central HP <5.4 tons | SMART COMFORT | HRCU-A-CB (Split System: Heat Pump with Remote Outdoor Unit-Air-Source) | D5CUHAH24AAK |  |  | ESH5X36M12A* | *97VTN0802120A* | 22800 | 16 | 8.1 | 21000 | 18600 | 88.57% | 1.85 | 0 | 11 |  |  |  |  | R-454B | 1.9 | Residential & Commercial | USHP | Ducted CEE Tier 1
216738152 | Central HP <5.4 tons | SMART COMFORT | HRCU-A-CB (Split System: Heat Pump with Remote Outdoor Unit-Air-Source) | D5CUHAH24AAK |  |  | ESH5X36M12A* | *80VSL0701412B* | 22800 | 16 | 8.1 | 20800 | 18500 | 88.94% | 1.85 | 0 | 11 |  |  |  |  | R-454B | 1.9 | Residential & Commercial | USHP | Ducted CEE Tier 1
216738286 | Central HP <5.4 tons | SMART COMFORT | HRCU-A-CB (Split System: Heat Pump with Remote Outdoor Unit-Air-Source) | D5CUHAH24AAK |  |  | ESH5X36M12A* | *80CTL0901716B* | 22600 | 15.5 | 8.1 | 20800 | 18400 | 88.46% | 1.85 | 0 | 10.5 |  |  |  |  | R-454B | 1.8833 | Residential & Commercial | USHP | Ducted CEE Tier 1
216737786 | Central HP <5.4 tons | SMART COMFORT | HRCU-A-CB (Split System: Heat Pump with Remote Outdoor Unit-Air-Source) | D5CUHAH24AAK |  |  | ESH5X30M12A* | *96CTN1002122B* | 22800 | 15.2 | 8.1 | 21200 | 19000 | 89.62% | 1.9 | 0 | 10.5 |  |  |  |  | R-454B | 1.9 | Residential & Commercial | USHP | Ducted CEE Tier 1
216737759 | Central HP <5.4 tons | SMART COMFORT | HRCU-A-CB (Split System: Heat Pump with Remote Outdoor Unit-Air-Source) | D5CUHAH24AAK |  |  | ESH5X30M12A* | *96CTN0601714B* | 22400 | 16 | 8.1 | 21000 | 18900 | 90% | 1.85 | 0 | 10.5 |  |  |  |  | R-454B | 1.8667 | Residential & Commercial | USHP | Ducted CEE Tier 1
216737977 | Central HP <5.4 tons | SMART COMFORT | HRCU-A-CB (Split System: Heat Pump with Remote Outdoor Unit-Air-Source) | D5CUHAH24AAK |  |  | ESH5X36M12A* | *80CSU0601716A* | 23400 | 16.5 | 8.5 | 21200 | 18800 | 88.68% | 1.94 | 0 | 10.5 |  |  |  |  | R-454B | 1.95 | Residential & Commercial | USHP | Ducted CEE Tier 1
215292048 | Central HP <5.4 tons | AIRQUEST | HRCU-A-CB (Split System: Heat Pump with Remote Outdoor Unit-Air-Source) | DLCURAH24ABK | ADP |  | HE7J936 | *92MSN0801716A* | 23200 | 17 | 9 | 25200 | 26400 | 104.8% | 2.3 | 0 | 10 |  |  |  |  | R-410A | 1.9333 | Residential & Commercial | USHP | Ducted CEE Tier 1
215292073 | Central HP <5.4 tons | AIRQUEST | HRCU-A-CB (Split System: Heat Pump with Remote Outdoor Unit-Air-Source) | DLCURAH24ABK | ADP |  | H,GG32936 | *92MSN0802120A* | 22800 | 17 | 8.5 | 24400 | 23600 | 96.72% | 2.02 | 0 | 9.5 |  |  |  |  | R-410A | 1.9 | Residential & Commercial | USHP
215294597 | Central HP <5.4 tons | AIRQUEST | HRCU-A-CB (Split System: Heat Pump with Remote Outdoor Unit-Air-Source) | DLCURAH36ABK | ADP |  | H,GG35936 | *92MSN0601412A* | 35400 | 15.2 | 8.5 | 36800 | 34800 | 94.57% | 2 | 0 | 9.5 |  |  |  |  | R-410A | 2.95 | Residential & Commercial | USHP
215294629 | Central HP <5.4 tons | AIRQUEST | HRCU-A-CB (Split System: Heat Pump with Remote Outdoor Unit-Air-Source) | DLCURAH36ABK | ADP |  | HG32936 | *92MSN0601714A* | 34800 | 16 | 8.1 | 36800 | 34800 | 94.57% | 1.82 | 0 | 9.5 |  |  |  |  | R-410A | 2.9 | Residential & Commercial | USHP
215292089 | Central HP <5.4 tons | AIRQUEST | HRCU-A-CB (Split System: Heat Pump with Remote Outdoor Unit-Air-Source) | DLCURAH24ABK | ADP |  | H,GE35936 | *92MSN0802120A* | 23400 | 17 | 8.5 | 24600 | 24400 | 99.19% | 2.08 | 0 | 10.5 |  |  |  |  | R-410A | 1.95 | Residential & Commercial | USHP | Ducted CEE Tier 1
215292116 | Central HP <5.4 tons | AIRQUEST | HRCU-A-CB (Split System: Heat Pump with Remote Outdoor Unit-Air-Source) | DLCURAH24ABK | ADP |  | H,GE24936 | *92MSN1002120A* | 23000 | 17 | 8.5 | 24800 | 23800 | 95.97% | 2.02 | 0 | 10 |  |  |  |  | R-410A | 1.9167 | Residential & Commercial | USHP | Ducted CEE Tier 1
215294672 | Central HP <5.4 tons | AIRQUEST | HRCU-A-CB (Split System: Heat Pump with Remote Outdoor Unit-Air-Source) | DLCURAH36ABK | ADP |  | HG32936 | *92MSN0801716A* | 34000 | 16 | 8.5 | 36200 | 34200 | 94.48% | 2.02 | 0 | 9.5 |  |  |  |  | R-410A | 2.8333 | Residential & Commercial | USHP
215294697 | Central HP <5.4 tons | AIRQUEST | HRCU-A-CB (Split System: Heat Pump with Remote Outdoor Unit-Air-Source) | DLCURAH36ABK | ADP |  | H,GE8J936 | *92MSN0801716A* | 35400 | 16 | 8.1 | 36800 | 34600 | 94.02% | 1.88 | 0 | 10 |  |  |  |  | R-410A | 2.95 | Residential & Commercial | USHP | Ducted CEE Tier 1
216737909 | Central HP <5.4 tons | SMART COMFORT | HRCU-A-CB (Split System: Heat Pump with Remote Outdoor Unit-Air-Source) | D5CUHAH24AAK |  |  | ESH5X30M12A* | *97VTN0801716A* | 22600 | 16 | 8.1 | 21200 | 18900 | 89.15% | 1.85 | 0 | 10.5 |  |  |  |  | R-454B | 1.8833 | Residential & Commercial | USHP | Ducted CEE Tier 1
216737920 | Central HP <5.4 tons | SMART COMFORT | HRCU-A-CB (Split System: Heat Pump with Remote Outdoor Unit-Air-Source) | D5CUHAH24AAK |  |  | ESH5X30M12A* | *97VTN0802120A* | 22600 | 15.5 | 8.1 | 21000 | 18900 | 90% | 1.85 | 0 | 10.5 |  |  |  |  | R-454B | 1.8833 | Residential & Commercial | USHP | Ducted CEE Tier 1
216737950 | Central HP <5.4 tons | SMART COMFORT | HRCU-A-CB (Split System: Heat Pump with Remote Outdoor Unit-Air-Source) | D5CUHAH24AAK |  |  | ESH5X30M12A* | *97VTN1202422A* | 22800 | 15.5 | 8.1 | 21200 | 19000 | 89.62% | 1.85 | 0 | 10.5 |  |  |  |  | R-454B | 1.9 | Residential & Commercial | USHP | Ducted CEE Tier 1
216643099 | Central HP <5.4 tons | SMART COMFORT | HRCU-A-CB (Split System: Heat Pump with Remote Outdoor Unit-Air-Source) | D5CUHAH18AAK |  |  | EA*5X19M17A* | *80CSU0401712A* | 18500 | 15.2 | 10.5 | 20000 | 17800 | 89% | 2 | 0 | 11.7 |  |  |  |  | R-454B | 1.5417 | Residential & Commercial | USHP | Ducted CEE Tier 1
213362745 | Central HP <5.4 tons | COLEMAN | HRCU-A-CB (Split System: Heat Pump with Remote Outdoor Unit-Air-Source) | HMH72B341 | ADP |  | H,YG81936 | TM8V060A12MP12 | 34000 | 17 | 8.1 | 32400 | 23800 | 73.46% | 2.06 | 0 | 9.5 |  |  |  |  | R-410A | 2.8333 | Residential & Commercial | USHP
215292132 | Central HP <5.4 tons | AIRQUEST | HRCU-A-CB (Split System: Heat Pump with Remote Outdoor Unit-Air-Source) | DLCURAH24ABK | ADP |  | HG33936 | *92MSN1002120A* | 23200 | 17 | 8.5 | 24800 | 23800 | 95.97% | 2.02 | 0 | 10 |  |  |  |  | R-410A | 1.9333 | Residential & Commercial | USHP | Ducted CEE Tier 1
215292166 | Central HP <5.4 tons | AIRQUEST | HRCU-A-CB (Split System: Heat Pump with Remote Outdoor Unit-Air-Source) | DLCURAH24ABK | ADP |  | H,GE23936 | *96MSN0261410A* | 23000 | 16 | 8.5 | 25400 | 25800 | 101.6% | 2.2 | 0 | 9.5 |  |  |  |  | R-410A | 1.9167 | Residential & Commercial | USHP
215294738 | Central HP <5.4 tons | AIRQUEST | HRCU-A-CB (Split System: Heat Pump with Remote Outdoor Unit-Air-Source) | DLCURAH36ABK | ADP |  | HE33936 | *92MSN0802120A* | 34400 | 16 | 8.5 | 36200 | 34200 | 94.48% | 2.02 | 0 | 9.5 |  |  |  |  | R-410A | 2.8667 | Residential & Commercial | USHP
215294749 | Central HP <5.4 tons | AIRQUEST | HRCU-A-CB (Split System: Heat Pump with Remote Outdoor Unit-Air-Source) | DLCURAH36ABK | ADP |  | HG35936 | *92MSN0802120A* | 35200 | 16 | 8.1 | 36800 | 34600 | 94.02% | 1.88 | 0 | 10 |  |  |  |  | R-410A | 2.9333 | Residential & Commercial | USHP | Ducted CEE Tier 1
215294774 | Central HP <5.4 tons | AIRQUEST | HRCU-A-CB (Split System: Heat Pump with Remote Outdoor Unit-Air-Source) | DLCURAH36ABK | ADP |  | H,GG9J936 | *92MSN0802120A* | 35200 | 16 | 8.1 | 36800 | 34600 | 94.02% | 1.88 | 0 | 10 |  |  |  |  | R-410A | 2.9333 | Residential & Commercial | USHP | Ducted CEE Tier 1
215294779 | Central HP <5.4 tons | AIRQUEST | HRCU-A-CB (Split System: Heat Pump with Remote Outdoor Unit-Air-Source) | DLCURAH36ABK | ADP |  | H,GG80936 | *92MSN0802120A* | 35800 | 16 | 8.5 | 36200 | 34200 | 94.48% | 2.02 | 0 | 10 |  |  |  |  | R-410A | 2.9833 | Residential & Commercial | USHP | Ducted CEE Tier 1
216739080 | Central HP <5.4 tons | SMART COMFORT | HRCU-A-CB (Split System: Heat Pump with Remote Outdoor Unit-Air-Source) | D5CUHAH24AAK |  |  | F5MA5*36L*B* | 0 | 24000 | 15.2 | 8.5 | 21800 | 19200 | 88.07% | 1.98 | 0 | 11 |  |  |  |  | R-454B | 2 | Residential & Commercial | USHP | Ducted CEE Tier 1
216732553 | Central HP <5.4 tons | SMART COMFORT | HRCU-A-CB (Split System: Heat Pump with Remote Outdoor Unit-Air-Source) | D5CUHAH24AAK |  |  | EA*5X24M14A* | *80VTL0451412B* | 21800 | 16 | 8.5 | 21000 | 19100 | 90.95% | 1.98 | 0 | 10.5 |  |  |  |  | R-454B | 1.8167 | Residential & Commercial | USHP | Ducted CEE Tier 1
213362777 | Central HP <5.4 tons | COLEMAN | HRCU-A-CB (Split System: Heat Pump with Remote Outdoor Unit-Air-Source) | HMH72B341 | ADP |  | H,YG81936 | TMLV060A12MP12 | 34000 | 17 | 8.1 | 32400 | 23800 | 73.46% | 2.06 | 0 | 9.5 |  |  |  |  | R-410A | 2.8333 | Residential & Commercial | USHP
216734149 | Central HP <5.4 tons | SMART COMFORT | HRCU-A-CB (Split System: Heat Pump with Remote Outdoor Unit-Air-Source) | D5CUHAH24AAK |  |  | EA*5X30M17A* | *96VSN0401410B* | 22000 | 15.5 | 8.1 | 21000 | 18900 | 90% | 1.85 | 0 | 10.5 |  |  |  |  | R-454B | 1.8333 | Residential & Commercial | USHP | Ducted CEE Tier 1
216734176 | Central HP <5.4 tons | SMART COMFORT | HRCU-A-CB (Split System: Heat Pump with Remote Outdoor Unit-Air-Source) | D5CUHAH24AAK |  |  | EA*5X30M17A* | *96VSN0601716B* | 22200 | 16 | 8.1 | 20800 | 18800 | 90.38% | 1.85 | 0 | 10.5 |  |  |  |  | R-454B | 1.85 | Residential & Commercial | USHP | Ducted CEE Tier 1
216733883 | Central HP <5.4 tons | SMART COMFORT | HRCU-A-CB (Split System: Heat Pump with Remote Outdoor Unit-Air-Source) | D5CUHAH24AAK |  |  | EA*5X30M17A* | *80MS(N,L)0901714A* | 22200 | 16 | 8.1 | 20800 | 18800 | 90.38% | 1.85 | 0 | 10.5 |  |  |  |  | R-454B | 1.85 | Residential & Commercial | USHP | Ducted CEE Tier 1
211242616 | Central HP <5.4 tons | SMART COMFORT | HRCU-A-CB (Split System: Heat Pump with Remote Outdoor Unit-Air-Source) | DLCURAH24ABK |  |  | EA*4X36L21A* | *80ES(N,L)1102120A* | 25200 | 16.5 | 8.5 | 26800 | 21800 | 81.34% | 1.8 | 0 | 10 |  |  |  |  | R-410A | 2.1 | Residential & Commercial | USHP | Ducted CEE Tier 1
211242920 | Central HP <5.4 tons | SMART COMFORT | HRCU-A-CB (Split System: Heat Pump with Remote Outdoor Unit-Air-Source) | DLCURAH24ABK |  |  | EA*4X37L17A* | *96VTN0401712A* | 24600 | 15.5 | 8.5 | 25800 | 21600 | 83.72% | 1.78 | 0 | 10 |  |  |  |  | R-410A | 2.05 | Residential & Commercial | USHP | Ducted CEE Tier 1
211242950 | Central HP <5.4 tons | SMART COMFORT | HRCU-A-CB (Split System: Heat Pump with Remote Outdoor Unit-Air-Source) | DLCURAH24ABK |  |  | EA*4X37L17A* | *95ESN0401410A* | 24800 | 15.2 | 8.5 | 26200 | 21200 | 80.92% | 1.76 | 0 | 10 |  |  |  |  | R-410A | 2.0667 | Residential & Commercial | USHP | Ducted CEE Tier 1
211242993 | Central HP <5.4 tons | SMART COMFORT | HRCU-A-CB (Split System: Heat Pump with Remote Outdoor Unit-Air-Source) | DLCURAH24ABK |  |  | EA*4X37L17A* | *96VTN0601412A* | 24000 | 16.5 | 8.5 | 25200 | 22000 | 87.3% | 1.84 | 0 | 10 |  |  |  |  | R-410A | 2 | Residential & Commercial | USHP | Ducted CEE Tier 1
211241173 | Central HP <5.4 tons | SMART COMFORT | HRCU-A-CB (Split System: Heat Pump with Remote Outdoor Unit-Air-Source) | DLCURAH24ABK |  |  | EA*4X25L17A* | *92ESN0401410A* | 24800 | 15.5 | 8.5 | 26000 | 21200 | 81.54% | 1.76 | 0 | 10 |  |  |  |  | R-410A | 2.0667 | Residential & Commercial | USHP | Ducted CEE Tier 1
211241253 | Central HP <5.4 tons | SMART COMFORT | HRCU-A-CB (Split System: Heat Pump with Remote Outdoor Unit-Air-Source) | DLCURAH24ABK |  |  | EA*4X30L14A* | *96VSN0401410A* | 23600 | 15.5 | 8.5 | 26200 | 23600 | 90.08% | 1.94 | 0 | 10 |  |  |  |  | R-410A | 1.9667 | Residential & Commercial | USHP | Ducted CEE Tier 1
211243252 | Central HP <5.4 tons | SMART COMFORT | HRCU-A-CB (Split System: Heat Pump with Remote Outdoor Unit-Air-Source) | DLCURAH24ABK |  |  | EA*4X37L21A* | *96VSN0401712A* | 24000 | 16 | 8.1 | 25000 | 21600 | 86.4% | 1.8 | 0 | 10 |  |  |  |  | R-410A | 2 | Residential & Commercial | USHP | Ducted CEE Tier 1
216738898 | Central HP <5.4 tons | SMART COMFORT | HRCU-A-CB (Split System: Heat Pump with Remote Outdoor Unit-Air-Source) | D5CUHAH24AAK |  |  | ESH5X36M12A* | *97VTN0601716A* | 22600 | 16 | 8.1 | 20800 | 18500 | 88.94% | 1.85 | 0 | 11 |  |  |  |  | R-454B | 1.8833 | Residential & Commercial | USHP | Ducted CEE Tier 1
216738930 | Central HP <5.4 tons | SMART COMFORT | HRCU-A-CB (Split System: Heat Pump with Remote Outdoor Unit-Air-Source) | D5CUHAH24AAK |  |  | ESH5X36M12A* | *97VTN1002120A* | 22600 | 16 | 8.1 | 20800 | 18400 | 88.46% | 1.85 | 0 | 11 |  |  |  |  | R-454B | 1.8833 | Residential & Commercial | USHP | Ducted CEE Tier 1
213079750 | Central HP <5.4 tons | SMART COMFORT | HRCU-A-CB (Split System: Heat Pump with Remote Outdoor Unit-Air-Source) | DLCURAH36ABK |  |  | EA*4X37L21A* | *92MSN1002120A* | 36600 | 16.5 | 8.5 | 38000 | 34800 | 91.58% | 2.06 | 0 | 10 |  |  |  |  | R-410A | 3.05 | Residential & Commercial | USHP | Ducted CEE Tier 1
213079834 | Central HP <5.4 tons | SMART COMFORT | HRCU-A-CB (Split System: Heat Pump with Remote Outdoor Unit-Air-Source) | DLCURAH36ABK |  |  | EN(A,D)4X48L24** | *92MSN1002120A* | 36000 | 16.5 | 8.1 | 38500 | 34800 | 90.39% | 2 | 0 | 10.5 |  |  |  |  | R-410A | 3 | Residential & Commercial | USHP | Ducted CEE Tier 1
213080372 | Central HP <5.4 tons | SMART COMFORT | HRCU-A-CB (Split System: Heat Pump with Remote Outdoor Unit-Air-Source) | DLCURAH36ABK |  |  | EN(A,D)4X48L24** | *96MSN1002120A* | 36000 | 16.5 | 8.1 | 38500 | 34800 | 90.39% | 2.02 | 0 | 10 |  |  |  |  | R-410A | 3 | Residential & Commercial | USHP | Ducted CEE Tier 1
215294788 | Central HP <5.4 tons | AIRQUEST | HRCU-A-CB (Split System: Heat Pump with Remote Outdoor Unit-Air-Source) | DLCURAH36ABK | ADP |  | H,GE24936 | *92MSN1002120A* | 34000 | 16 | 8.1 | 36800 | 34600 | 94.02% | 1.88 | 0 | 9.5 |  |  |  |  | R-410A | 2.8333 | Residential & Commercial | USHP
215294806 | Central HP <5.4 tons | AIRQUEST | HRCU-A-CB (Split System: Heat Pump with Remote Outdoor Unit-Air-Source) | DLCURAH36ABK | ADP |  | H,GE36936 | *92MSN1002120A* | 35600 | 16 | 8.5 | 36200 | 34200 | 94.48% | 2.02 | 0 | 10 |  |  |  |  | R-410A | 2.9667 | Residential & Commercial | USHP | Ducted CEE Tier 1
215292173 | Central HP <5.4 tons | AIRQUEST | HRCU-A-CB (Split System: Heat Pump with Remote Outdoor Unit-Air-Source) | DLCURAH24ABK | ADP |  | H,GE31930 | *96MSN0261410A* | 23000 | 16 | 8.5 | 25400 | 25800 | 101.6% | 2.2 | 0 | 9.5 |  |  |  |  | R-410A | 1.9167 | Residential & Commercial | USHP
215292182 | Central HP <5.4 tons | AIRQUEST | HRCU-A-CB (Split System: Heat Pump with Remote Outdoor Unit-Air-Source) | DLCURAH24ABK | ADP |  | HE32936 | *96MSN0261410A* | 23400 | 16 | 8.5 | 25400 | 25800 | 101.6% | 2.2 | 0 | 10 |  |  |  |  | R-410A | 1.95 | Residential & Commercial | USHP | Ducted CEE Tier 1
215294874 | Central HP <5.4 tons | AIRQUEST | HRCU-A-CB (Split System: Heat Pump with Remote Outdoor Unit-Air-Source) | DLCURAH36ABK | ADP |  | H,GG24936 | *92MSN1202420A* | 34400 | 15.2 | 8.1 | 36800 | 34800 | 94.57% | 1.9 | 0 | 9.5 |  |  |  |  | R-410A | 2.8667 | Residential & Commercial | USHP
215294888 | Central HP <5.4 tons | AIRQUEST | HRCU-A-CB (Split System: Heat Pump with Remote Outdoor Unit-Air-Source) | DLCURAH36ABK | ADP |  | H,GG35936 | *92MSN1202420A* | 35800 | 16 | 8.1 | 36800 | 34800 | 94.57% | 1.9 | 0 | 10 |  |  |  |  | R-410A | 2.9833 | Residential & Commercial | USHP | Ducted CEE Tier 1
215292216 | Central HP <5.4 tons | AIRQUEST | HRCU-A-CB (Split System: Heat Pump with Remote Outdoor Unit-Air-Source) | DLCURAH24ABK | ADP |  | HG81936 | *96MSN0261410A* | 23400 | 16 | 8.5 | 24600 | 24000 | 97.56% | 2.02 | 0 | 10 |  |  |  |  | R-410A | 1.95 | Residential & Commercial | USHP | Ducted CEE Tier 1
215292225 | Central HP <5.4 tons | AIRQUEST | HRCU-A-CB (Split System: Heat Pump with Remote Outdoor Unit-Air-Source) | DLCURAH24ABK | ADP |  | H,GE31930 | *96MSN0401410A* | 22600 | 16 | 8.5 | 25400 | 24800 | 97.64% | 2.1 | 0 | 9.5 |  |  |  |  | R-410A | 1.8833 | Residential & Commercial | USHP
212988326 | Central HP <5.4 tons | SMART COMFORT | HRCU-A-CB (Split System: Heat Pump with Remote Outdoor Unit-Air-Source) | DLCURAH36ABK |  |  | EA*4X48L24A* | *96MSN1202422A* | 35600 | 16.5 | 8.5 | 37800 | 34600 | 91.53% | 2.02 | 0 | 10 |  |  |  |  | R-410A | 2.9667 | Residential & Commercial | USHP | Ducted CEE Tier 1
212989498 | Central HP <5.4 tons | SMART COMFORT | HRCU-A-CB (Split System: Heat Pump with Remote Outdoor Unit-Air-Source) | DLCURAH36ABK |  |  | EA*4X48L21A* | *95MSU0802120A* | 35600 | 16.5 | 8.5 | 37800 | 34600 | 91.53% | 2.02 | 0 | 10 |  |  |  |  | R-410A | 2.9667 | Residential & Commercial | USHP | Ducted CEE Tier 1
215295257 | Central HP <5.4 tons | AIRQUEST | HRCU-A-CB (Split System: Heat Pump with Remote Outdoor Unit-Air-Source) | DLCURAH36ABK | ADP |  | HG82936 | *96MSN1402422A* | 35600 | 16 | 8.5 | 36200 | 34200 | 94.48% | 2.02 | 0 | 10 |  |  |  |  | R-410A | 2.9667 | Residential & Commercial | USHP | Ducted CEE Tier 1
211226344 | Central HP <5.4 tons | SMART COMFORT | HRCU-A-CB (Split System: Heat Pump with Remote Outdoor Unit-Air-Source) | DLCURAH36ABK |  |  | EA*4X36L21A* | *92ESN1002122A* | 36400 | 15.2 | 8.1 | 40000 | 35400 | 88.5% | 1.86 | 0 | 9.5 |  |  |  |  | R-410A | 3.0333 | Residential & Commercial | USHP
212383079 | Central HP <5.4 tons | SMART COMFORT | HRCU-A-CB (Split System: Heat Pump with Remote Outdoor Unit-Air-Source) | DLCURAH36ABK |  |  | EA*4X36L17A* | *80ESU0601716A | 35600 | 15.5 | 8.1 | 39500 | 35200 | 89.11% | 1.84 | 0 | 9.5 |  |  |  |  | R-410A | 2.9667 | Residential & Commercial | USHP
212383162 | Central HP <5.4 tons | SMART COMFORT | HRCU-A-CB (Split System: Heat Pump with Remote Outdoor Unit-Air-Source) | DLCURAH36ABK |  |  | EA*4X36L21A* | *95ESU1002122A* | 36200 | 15.2 | 8.1 | 40000 | 35400 | 88.5% | 1.86 | 0 | 9.5 |  |  |  |  | R-410A | 3.0167 | Residential & Commercial | USHP
211230688 | Central HP <5.4 tons | SMART COMFORT | HRCU-A-CB (Split System: Heat Pump with Remote Outdoor Unit-Air-Source) | DLCURAH36ABK |  |  | EN(A,D)4X48L24** | *95ESN1402422A* | 37400 | 15.2 | 8.1 | 40000 | 35200 | 88% | 2.08 | 0 | 10 |  |  |  |  | R-410A | 3.1167 | Residential & Commercial | USHP | Ducted CEE Tier 1
214229373 | Central HP <5.4 tons | SMART COMFORT | HRCU-A-CB (Split System: Heat Pump with Remote Outdoor Unit-Air-Source) | DLCURAH24ABK |  |  | EA*4X36L21A* | *80MSU0802120A* | 23600 | 17.5 | 8.5 | 25600 | 23400 | 91.41% | 1.94 | 0 | 10 |  |  |  |  | R-410A | 1.9667 | Residential & Commercial | USHP | Ducted CEE Tier 1
211244794 | Central HP <5.4 tons | SMART COMFORT | HRCU-A-CB (Split System: Heat Pump with Remote Outdoor Unit-Air-Source) | DLCURAH24ABK |  |  | EN(A,D)4X30L17** | *92ESN0401712A* | 23600 | 15.5 | 8.1 | 26200 | 23400 | 89.31% | 1.92 | 0 | 10 |  |  |  |  | R-410A | 1.9667 | Residential & Commercial | USHP | Ducted CEE Tier 1
211244929 | Central HP <5.4 tons | SMART COMFORT | HRCU-A-CB (Split System: Heat Pump with Remote Outdoor Unit-Air-Source) | DLCURAH24ABK |  |  | EN(A,D,W)4X36L17** | *80ES(N,L)0701716A* | 24800 | 16 | 8.1 | 26800 | 22200 | 82.84% | 1.82 | 0 | 10.5 |  |  |  |  | R-410A | 2.0667 | Residential & Commercial | USHP | Ducted CEE Tier 1
215294890 | Central HP <5.4 tons | AIRQUEST | HRCU-A-CB (Split System: Heat Pump with Remote Outdoor Unit-Air-Source) | DLCURAH36ABK | ADP |  | H,GE35936 | *92MSN1202420A* | 35800 | 16 | 8.1 | 36800 | 34800 | 94.57% | 1.9 | 0 | 10 |  |  |  |  | R-410A | 2.9833 | Residential & Commercial | USHP | Ducted CEE Tier 1
215294974 | Central HP <5.4 tons | AIRQUEST | HRCU-A-CB (Split System: Heat Pump with Remote Outdoor Unit-Air-Source) | DLCURAH36ABK | ADP |  | HG35936 | *96MSN0601716A* | 35200 | 15.2 | 8.5 | 36800 | 34800 | 94.57% | 1.88 | 0 | 9.5 |  |  |  |  | R-410A | 2.9333 | Residential & Commercial | USHP
215292232 | Central HP <5.4 tons | AIRQUEST | HRCU-A-CB (Split System: Heat Pump with Remote Outdoor Unit-Air-Source) | DLCURAH24ABK | ADP |  | H,GE32930 | *96MSN0401410A* | 23000 | 16 | 8.5 | 25400 | 24800 | 97.64% | 2.1 | 0 | 10 |  |  |  |  | R-410A | 1.9167 | Residential & Commercial | USHP | Ducted CEE Tier 1
215292239 | Central HP <5.4 tons | AIRQUEST | HRCU-A-CB (Split System: Heat Pump with Remote Outdoor Unit-Air-Source) | DLCURAH24ABK | ADP |  | H,GG34936 | *96MSN0401410A* | 23600 | 16 | 8.5 | 24600 | 23600 | 95.93% | 1.98 | 0 | 10 |  |  |  |  | R-410A | 1.9667 | Residential & Commercial | USHP | Ducted CEE Tier 1
215292248 | Central HP <5.4 tons | AIRQUEST | HRCU-A-CB (Split System: Heat Pump with Remote Outdoor Unit-Air-Source) | DLCURAH24ABK | ADP |  | H,GG37936 | *96MSN0401410A* | 23600 | 16 | 8.5 | 24600 | 23600 | 95.93% | 1.98 | 0 | 10 |  |  |  |  | R-410A | 1.9667 | Residential & Commercial | USHP | Ducted CEE Tier 1
215292264 | Central HP <5.4 tons | AIRQUEST | HRCU-A-CB (Split System: Heat Pump with Remote Outdoor Unit-Air-Source) | DLCURAH24ABK | ADP |  | H,GE1K936 | *96MSN0401410A* | 23600 | 16 | 8.5 | 24600 | 23600 | 95.93% | 1.98 | 0 | 10 |  |  |  |  | R-410A | 1.9667 | Residential & Commercial | USHP | Ducted CEE Tier 1
215294988 | Central HP <5.4 tons | AIRQUEST | HRCU-A-CB (Split System: Heat Pump with Remote Outdoor Unit-Air-Source) | DLCURAH36ABK | ADP |  | HE8J936 | *96MSN0601716A* | 35200 | 15.2 | 8.5 | 36800 | 34800 | 94.57% | 1.88 | 0 | 9.5 |  |  |  |  | R-410A | 2.9333 | Residential & Commercial | USHP
215294990 | Central HP <5.4 tons | AIRQUEST | HRCU-A-CB (Split System: Heat Pump with Remote Outdoor Unit-Air-Source) | DLCURAH36ABK | ADP |  | HG9J936 | *96MSN0601716A* | 35200 | 15.2 | 8.5 | 36800 | 34800 | 94.57% | 1.88 | 0 | 9.5 |  |  |  |  | R-410A | 2.9333 | Residential & Commercial | USHP
211245095 | Central HP <5.4 tons | SMART COMFORT | HRCU-A-CB (Split System: Heat Pump with Remote Outdoor Unit-Air-Source) | DLCURAH24ABK |  |  | EN(A,D,W)4X36L17** | *95ESN0261410A* | 23400 | 16 | 8.1 | 25800 | 24200 | 93.8% | 2 | 0 | 10 |  |  |  |  | R-410A | 1.95 | Residential & Commercial | USHP | Ducted CEE Tier 1
211245344 | Central HP <5.4 tons | SMART COMFORT | HRCU-A-CB (Split System: Heat Pump with Remote Outdoor Unit-Air-Source) | DLCURAH24ABK |  |  | EN(A,D)4X36L21** | *96VSN0401712A* | 23400 | 16 | 8.1 | 25800 | 24000 | 93.02% | 1.98 | 0 | 10 |  |  |  |  | R-410A | 1.95 | Residential & Commercial | USHP | Ducted CEE Tier 1
211245628 | Central HP <5.4 tons | SMART COMFORT | HRCU-A-CB (Split System: Heat Pump with Remote Outdoor Unit-Air-Source) | DLCURAH24ABK |  |  | EN(A,D)4X36L21** | *80ES(N,L)0901714A* | 24600 | 16.5 | 8.5 | 26400 | 22400 | 84.85% | 1.86 | 0 | 10.5 |  |  |  |  | R-410A | 2.05 | Residential & Commercial | USHP | Ducted CEE Tier 1
211230707 | Central HP <5.4 tons | SMART COMFORT | HRCU-A-CB (Split System: Heat Pump with Remote Outdoor Unit-Air-Source) | DLCURAH36ABK |  |  | EN(A,D)4X48L24** | *96VSN1002120A* | 36200 | 16 | 8.1 | 38500 | 34800 | 90.39% | 2.02 | 0 | 10 |  |  |  |  | R-410A | 3.0167 | Residential & Commercial | USHP | Ducted CEE Tier 1
211226426 | Central HP <5.4 tons | SMART COMFORT | HRCU-A-CB (Split System: Heat Pump with Remote Outdoor Unit-Air-Source) | DLCURAH36ABK |  |  | EA*4X36L21A* | *96VTN1002122A* | 35200 | 16.5 | 8.1 | 38500 | 35200 | 91.43% | 1.82 | 0 | 10 |  |  |  |  | R-410A | 2.9333 | Residential & Commercial | USHP | Ducted CEE Tier 1
211227478 | Central HP <5.4 tons | SMART COMFORT | HRCU-A-CB (Split System: Heat Pump with Remote Outdoor Unit-Air-Source) | DLCURAH36ABK |  |  | EA*4X42L21A* | *80VTL0902120A* | 35000 | 16 | 8.1 | 38500 | 35000 | 90.91% | 1.86 | 0 | 9.5 |  |  |  |  | R-410A | 2.9167 | Residential & Commercial | USHP
211226962 | Central HP <5.4 tons | SMART COMFORT | HRCU-A-CB (Split System: Heat Pump with Remote Outdoor Unit-Air-Source) | DLCURAH36ABK |  |  | EA*4X37L21A* | *80VTL1102122A* | 37000 | 15.5 | 8.5 | 38500 | 34800 | 90.39% | 2.12 | 0 | 10 |  |  |  |  | R-410A | 3.0833 | Residential & Commercial | USHP | Ducted CEE Tier 1
211227063 | Central HP <5.4 tons | SMART COMFORT | HRCU-A-CB (Split System: Heat Pump with Remote Outdoor Unit-Air-Source) | DLCURAH36ABK |  |  | EA*4X37L21A* | *95ESN0802120A* | 37200 | 15.5 | 8.5 | 38500 | 35000 | 90.91% | 2.12 | 0 | 10 |  |  |  |  | R-410A | 3.1 | Residential & Commercial | USHP | Ducted CEE Tier 1
211227245 | Central HP <5.4 tons | SMART COMFORT | HRCU-A-CB (Split System: Heat Pump with Remote Outdoor Unit-Air-Source) | DLCURAH36ABK |  |  | EA*4X37L21A* | OMV112K14A | 36200 | 15.5 | 8.5 | 38500 | 34800 | 90.39% | 2.06 | 0 | 10 |  |  |  |  | R-410A | 3.0167 | Residential & Commercial | USHP | Ducted CEE Tier 1
211228231 | Central HP <5.4 tons | SMART COMFORT | HRCU-A-CB (Split System: Heat Pump with Remote Outdoor Unit-Air-Source) | DLCURAH36ABK |  |  | EA*4X43L21A* | *80ES(N,L)0701712A* | 36400 | 15.5 | 8.5 | 38500 | 34800 | 90.39% | 2.08 | 0 | 10 |  |  |  |  | R-410A | 3.0333 | Residential & Commercial | USHP | Ducted CEE Tier 1
211227964 | Central HP <5.4 tons | SMART COMFORT | HRCU-A-CB (Split System: Heat Pump with Remote Outdoor Unit-Air-Source) | DLCURAH36ABK |  |  | EA*4X42L24A* | *92ESN0802120A* | 35200 | 16.5 | 8.1 | 38500 | 35000 | 90.91% | 1.88 | 0 | 10 |  |  |  |  | R-410A | 2.9333 | Residential & Commercial | USHP | Ducted CEE Tier 1
211227698 | Central HP <5.4 tons | SMART COMFORT | HRCU-A-CB (Split System: Heat Pump with Remote Outdoor Unit-Air-Source) | DLCURAH36ABK |  |  | EA*4X42L21A* | *96VTN0802120A* | 35000 | 16 | 8.1 | 38500 | 35000 | 90.91% | 1.86 | 0 | 9.5 |  |  |  |  | R-410A | 2.9167 | Residential & Commercial | USHP
211227865 | Central HP <5.4 tons | SMART COMFORT | HRCU-A-CB (Split System: Heat Pump with Remote Outdoor Unit-Air-Source) | DLCURAH36ABK |  |  | EA*4X42L24A* | *80VSL0702120A* | 35400 | 16 | 8.1 | 38500 | 35000 | 90.91% | 1.88 | 0 | 9.5 |  |  |  |  | R-410A | 2.95 | Residential & Commercial | USHP
211228464 | Central HP <5.4 tons | SMART COMFORT | HRCU-A-CB (Split System: Heat Pump with Remote Outdoor Unit-Air-Source) | DLCURAH36ABK |  |  | EA*4X43L21A* | *92ESN1002120A* | 37200 | 16 | 8.5 | 38500 | 34800 | 90.39% | 2.12 | 0 | 10 |  |  |  |  | R-410A | 3.1 | Residential & Commercial | USHP | Ducted CEE Tier 1
215292266 | Central HP <5.4 tons | AIRQUEST | HRCU-A-CB (Split System: Heat Pump with Remote Outdoor Unit-Air-Source) | DLCURAH24ABK | ADP |  | HG80936 | *96MSN0401410A* | 23600 | 16 | 8.5 | 24600 | 23600 | 95.93% | 1.98 | 0 | 10 |  |  |  |  | R-410A | 1.9667 | Residential & Commercial | USHP | Ducted CEE Tier 1
215292298 | Central HP <5.4 tons | AIRQUEST | HRCU-A-CB (Split System: Heat Pump with Remote Outdoor Unit-Air-Source) | DLCURAH24ABK | ADP |  | HE35936 | *96MSN0401712A* | 23400 | 16 | 8.5 | 24600 | 24000 | 97.56% | 2 | 0 | 9.5 |  |  |  |  | R-410A | 1.95 | Residential & Commercial | USHP
215294997 | Central HP <5.4 tons | AIRQUEST | HRCU-A-CB (Split System: Heat Pump with Remote Outdoor Unit-Air-Source) | DLCURAH36ABK | ADP |  | H,GG81936 | *96MSN0601716A* | 35600 | 15.2 | 8.5 | 36400 | 34400 | 94.51% | 2.04 | 0 | 9.5 |  |  |  |  | R-410A | 2.9667 | Residential & Commercial | USHP
215295040 | Central HP <5.4 tons | AIRQUEST | HRCU-A-CB (Split System: Heat Pump with Remote Outdoor Unit-Air-Source) | DLCURAH36ABK | ADP |  | H,GG81936 | *96MSN0801716A* | 35400 | 16 | 8.1 | 36800 | 34600 | 94.02% | 1.98 | 0 | 10 |  |  |  |  | R-410A | 2.95 | Residential & Commercial | USHP | Ducted CEE Tier 1
215292300 | Central HP <5.4 tons | AIRQUEST | HRCU-A-CB (Split System: Heat Pump with Remote Outdoor Unit-Air-Source) | DLCURAH24ABK | ADP |  | H,GG37936 | *96MSN0401712A* | 23400 | 16 | 8.5 | 24600 | 23800 | 96.75% | 2 | 0 | 9.5 |  |  |  |  | R-410A | 1.95 | Residential & Commercial | USHP
215292305 | Central HP <5.4 tons | AIRQUEST | HRCU-A-CB (Split System: Heat Pump with Remote Outdoor Unit-Air-Source) | DLCURAH24ABK | ADP |  | HG7J936 | *96MSN0401712A* | 22800 | 16 | 8.5 | 24600 | 23800 | 96.75% | 2 | 0 | 9 |  |  |  |  | R-410A | 1.9 | Residential & Commercial | USHP
215295049 | Central HP <5.4 tons | AIRQUEST | HRCU-A-CB (Split System: Heat Pump with Remote Outdoor Unit-Air-Source) | DLCURAH36ABK | ADP |  | H,GE32936 | *96MSN0802120A* | 35000 | 16 | 8.1 | 36800 | 34800 | 94.57% | 1.9 | 0 | 9.5 |  |  |  |  | R-410A | 2.9167 | Residential & Commercial | USHP
215295083 | Central HP <5.4 tons | AIRQUEST | HRCU-A-CB (Split System: Heat Pump with Remote Outdoor Unit-Air-Source) | DLCURAH36ABK | ADP |  | H,GG81936 | *96MSN0802120A* | 36000 | 16 | 8.5 | 36400 | 34400 | 94.51% | 2.04 | 0 | 10 |  |  |  |  | R-410A | 3 | Residential & Commercial | USHP | Ducted CEE Tier 1
211228517 | Central HP <5.4 tons | SMART COMFORT | HRCU-A-CB (Split System: Heat Pump with Remote Outdoor Unit-Air-Source) | DLCURAH36ABK |  |  | EA*4X43L21A* | *95ESN1002120A* | 37000 | 15.5 | 8.5 | 38500 | 34800 | 90.39% | 2.1 | 0 | 10 |  |  |  |  | R-410A | 3.0833 | Residential & Commercial | USHP | Ducted CEE Tier 1
211228350 | Central HP <5.4 tons | SMART COMFORT | HRCU-A-CB (Split System: Heat Pump with Remote Outdoor Unit-Air-Source) | DLCURAH36ABK |  |  | EA*4X43L21A* | *80ESU0601716A | 37200 | 16 | 8.5 | 38500 | 34800 | 90.39% | 2.12 | 0 | 10 |  |  |  |  | R-410A | 3.1 | Residential & Commercial | USHP | Ducted CEE Tier 1
211228968 | Central HP <5.4 tons | SMART COMFORT | HRCU-A-CB (Split System: Heat Pump with Remote Outdoor Unit-Air-Source) | DLCURAH36ABK |  |  | EA*4X48L21A* | *92ESN0601714A* | 36000 | 16 | 8.5 | 38500 | 34600 | 89.87% | 2.06 | 0 | 10 |  |  |  |  | R-410A | 3 | Residential & Commercial | USHP | Ducted CEE Tier 1
211229384 | Central HP <5.4 tons | SMART COMFORT | HRCU-A-CB (Split System: Heat Pump with Remote Outdoor Unit-Air-Source) | DLCURAH36ABK |  |  | EA*4X48L24A* | *80ESU0802120A | 37600 | 15.5 | 8.5 | 39500 | 35000 | 88.61% | 2.14 | 0 | 10 |  |  |  |  | R-410A | 3.1333 | Residential & Commercial | USHP | Ducted CEE Tier 1
211230202 | Central HP <5.4 tons | SMART COMFORT | HRCU-A-CB (Split System: Heat Pump with Remote Outdoor Unit-Air-Source) | DLCURAH36ABK |  |  | EN(A,D,W)4X48L21** | *95ESN1002120A* | 36800 | 16 | 8.1 | 39500 | 35000 | 88.61% | 2.06 | 0 | 10.5 |  |  |  |  | R-410A | 3.0667 | Residential & Commercial | USHP | Ducted CEE Tier 1
215295131 | Central HP <5.4 tons | AIRQUEST | HRCU-A-CB (Split System: Heat Pump with Remote Outdoor Unit-Air-Source) | DLCURAH36ABK | ADP |  | H,GG24936 | *96MSN1002122A* | 33200 | 16 | 8.45 | 36200 | 34200 | 94.48% | 2.04 | 0 | 9 |  |  |  |  | R-410A | 2.7667 | Residential & Commercial | USHP
215295133 | Central HP <5.4 tons | AIRQUEST | HRCU-A-CB (Split System: Heat Pump with Remote Outdoor Unit-Air-Source) | DLCURAH36ABK | ADP |  | H,GG32936 | *96MSN1002122A* | 34600 | 16 | 8.5 | 36800 | 34600 | 94.02% | 1.88 | 0 | 9.5 |  |  |  |  | R-410A | 2.8833 | Residential & Commercial | USHP
215292309 | Central HP <5.4 tons | AIRQUEST | HRCU-A-CB (Split System: Heat Pump with Remote Outdoor Unit-Air-Source) | DLCURAH24ABK | ADP |  | HG8J936 | *96MSN0401712A* | 23200 | 16 | 8.5 | 24600 | 23800 | 96.75% | 2 | 0 | 9.5 |  |  |  |  | R-410A | 1.9333 | Residential & Commercial | USHP
215292332 | Central HP <5.4 tons | AIRQUEST | HRCU-A-CB (Split System: Heat Pump with Remote Outdoor Unit-Air-Source) | DLCURAH24ABK | ADP |  | H,GG32930 | *96MSN0601412A* | 23400 | 16 | 8.5 | 25400 | 26000 | 102.4% | 2.22 | 0 | 10 |  |  |  |  | R-410A | 1.95 | Residential & Commercial | USHP | Ducted CEE Tier 1
215292334 | Central HP <5.4 tons | AIRQUEST | HRCU-A-CB (Split System: Heat Pump with Remote Outdoor Unit-Air-Source) | DLCURAH24ABK | ADP |  | HG32924 | *96MSN0601412A* | 23400 | 16 | 8.5 | 25400 | 26000 | 102.4% | 2.22 | 0 | 10 |  |  |  |  | R-410A | 1.95 | Residential & Commercial | USHP | Ducted CEE Tier 1
215292355 | Central HP <5.4 tons | AIRQUEST | HRCU-A-CB (Split System: Heat Pump with Remote Outdoor Unit-Air-Source) | DLCURAH24ABK | ADP |  | HE30924 | *96MSN0601412A* | 22600 | 16 | 8.5 | 25400 | 26000 | 102.4% | 2.22 | 0 | 9.5 |  |  |  |  | R-410A | 1.8833 | Residential & Commercial | USHP
215292359 | Central HP <5.4 tons | AIRQUEST | HRCU-A-CB (Split System: Heat Pump with Remote Outdoor Unit-Air-Source) | DLCURAH24ABK | ADP |  | H,GE7J936 | *96MSN0601412A* | 23400 | 16 | 8.5 | 25400 | 26000 | 102.4% | 2.22 | 0 | 10 |  |  |  |  | R-410A | 1.95 | Residential & Commercial | USHP | Ducted CEE Tier 1
215292373 | Central HP <5.4 tons | AIRQUEST | HRCU-A-CB (Split System: Heat Pump with Remote Outdoor Unit-Air-Source) | DLCURAH24ABK | ADP |  | H,GE22936 | *96MSN0601716A* | 22800 | 16 | 9.5 | 25000 | 24400 | 97.6% | 2.04 | 0 | 9.5 |  |  |  |  | R-410A | 1.9 | Residential & Commercial | USHP
213607596 | Central HP <5.4 tons | SMART COMFORT | HRCU-A-CB (Split System: Heat Pump with Remote Outdoor Unit-Air-Source) | DLCURAH18ABK |  |  | FTMA4X24L0B* | 0 | 18100 | 16.5 | 8.5 | 18200 | 18200 | 100% | 2.2 | 0 | 11 |  |  |  |  | R-410A | 1.5083 | Residential & Commercial | USHP | Ducted CEE Tier 1
212986676 | Central HP <5.4 tons | SMART COMFORT | HRCU-A-CB (Split System: Heat Pump with Remote Outdoor Unit-Air-Source) | DLCURAH18ABK |  |  | EA*4X24L17A* | *96MSN0401712A* | 17200 | 15.5 | 8.5 | 18300 | 19400 | 106% | 2.32 | 0 | 10 |  |  |  |  | R-410A | 1.4333 | Residential & Commercial | USHP | Ducted CEE Tier 1
213079078 | Central HP <5.4 tons | SMART COMFORT | HRCU-A-CB (Split System: Heat Pump with Remote Outdoor Unit-Air-Source) | DLCURAH36ABK |  |  | EN(A,D,W)4X48L21** | *80MSU0401712A* | 35800 | 16.5 | 8.1 | 38500 | 34800 | 90.39% | 2 | 0 | 10 |  |  |  |  | R-410A | 2.9833 | Residential & Commercial | USHP | Ducted CEE Tier 1
213079432 | Central HP <5.4 tons | SMART COMFORT | HRCU-A-CB (Split System: Heat Pump with Remote Outdoor Unit-Air-Source) | DLCURAH36ABK |  |  | EA*4X42L21A* | *92MSN0601714A* | 35200 | 16 | 8.1 | 38500 | 35200 | 91.43% | 1.88 | 0 | 9.5 |  |  |  |  | R-410A | 2.9333 | Residential & Commercial | USHP
213079612 | Central HP <5.4 tons | SMART COMFORT | HRCU-A-CB (Split System: Heat Pump with Remote Outdoor Unit-Air-Source) | DLCURAH36ABK |  |  | END4X42L17** | *92MSN0801716A* | 35600 | 16 | 8.1 | 38500 | 35000 | 90.91% | 1.94 | 0 | 10 |  |  |  |  | R-410A | 2.9667 | Residential & Commercial | USHP | Ducted CEE Tier 1
213080217 | Central HP <5.4 tons | SMART COMFORT | HRCU-A-CB (Split System: Heat Pump with Remote Outdoor Unit-Air-Source) | DLCURAH36ABK |  |  | EA*4X48L24A* | *96MSM0802120A* | 36000 | 16 | 8.5 | 38000 | 34800 | 91.58% | 2.04 | 0 | 10 |  |  |  |  | R-410A | 3 | Residential & Commercial | USHP | Ducted CEE Tier 1
211243688 | Central HP <5.4 tons | SMART COMFORT | HRCU-A-CB (Split System: Heat Pump with Remote Outdoor Unit-Air-Source) | DLCURAH24ABK |  |  | EA*4X37L21A* | OMV112K14A | 25000 | 16 | 8.5 | 25600 | 21000 | 82.03% | 1.76 | 0 | 10 |  |  |  |  | R-410A | 2.0833 | Residential & Commercial | USHP | Ducted CEE Tier 1
211244922 | Central HP <5.4 tons | PAYNE HEATING AND COOLING | HRCU-A-CB (Split System: Heat Pump with Remote Outdoor Unit-Air-Source) | 38MURAQ24AB3* |  |  | CNPV*3617AL* | PG80ES(A,L)A48070B** | 24800 | 16 | 8.1 | 26800 | 22200 | 82.84% | 1.82 | 0 | 10.5 |  |  |  |  | R-410A | 2.0667 | Residential & Commercial | USHP | Ducted CEE Tier 1
211245133 | Central HP <5.4 tons | PAYNE HEATING AND COOLING | HRCU-A-CB (Split System: Heat Pump with Remote Outdoor Unit-Air-Source) | 38MURAQ24AB3* |  |  | CNPV*3617AL* | PG80ES(A,L)A36070B** | 24400 | 16.5 | 8.1 | 26400 | 22600 | 85.61% | 1.88 | 0 | 10.5 |  |  |  |  | R-410A | 2.0333 | Residential & Commercial | USHP | Ducted CEE Tier 1
211245190 | Central HP <5.4 tons | PAYNE HEATING AND COOLING | HRCU-A-CB (Split System: Heat Pump with Remote Outdoor Unit-Air-Source) | 38MURAQ24AB3* |  |  | CNPV*3617AL* | PG95ESAA42060B** | 24600 | 16 | 8.1 | 26600 | 22400 | 84.21% | 1.84 | 0 | 10 |  |  |  |  | R-410A | 2.05 | Residential & Commercial | USHP | Ducted CEE Tier 1
211245483 | Central HP <5.4 tons | PAYNE HEATING AND COOLING | HRCU-A-CB (Split System: Heat Pump with Remote Outdoor Unit-Air-Source) | 38MURAQ24AB3* |  |  | CNPV*3621AL* | PG80VTLA60090C** | 23800 | 16.5 | 8.1 | 26000 | 23200 | 89.23% | 1.92 | 0 | 10.5 |  |  |  |  | R-410A | 1.9833 | Residential & Commercial | USHP | Ducted CEE Tier 1
211245524 | Central HP <5.4 tons | PAYNE HEATING AND COOLING | HRCU-A-CB (Split System: Heat Pump with Remote Outdoor Unit-Air-Source) | 38MURAQ24AB3* |  |  | CNPV*3621AL* | PG80VTLA48070B** | 24200 | 17 | 8.1 | 26200 | 23000 | 87.79% | 1.9 | 0 | 10.5 |  |  |  |  | R-410A | 2.0167 | Residential & Commercial | USHP | Ducted CEE Tier 1
211245585 | Central HP <5.4 tons | PAYNE HEATING AND COOLING | HRCU-A-CB (Split System: Heat Pump with Remote Outdoor Unit-Air-Source) | 38MURAQ24AB3* |  |  | CNPV*3621AL* | PG80ES(A,L)A36045B** | 24000 | 16.5 | 8.1 | 26200 | 23000 | 87.79% | 1.9 | 0 | 10.5 |  |  |  |  | R-410A | 2 | Residential & Commercial | USHP | Ducted CEE Tier 1
215295222 | Central HP <5.4 tons | AIRQUEST | HRCU-A-CB (Split System: Heat Pump with Remote Outdoor Unit-Air-Source) | DLCURAH36ABK | ADP |  | HE32936 | *96MSN1402422A* | 33600 | 16 | 8.5 | 36200 | 34200 | 94.48% | 2.02 | 0 | 9.5 |  |  |  |  | R-410A | 2.8 | Residential & Commercial | USHP
215295238 | Central HP <5.4 tons | AIRQUEST | HRCU-A-CB (Split System: Heat Pump with Remote Outdoor Unit-Air-Source) | DLCURAH36ABK | ADP |  | H,GG37936 | *96MSN1402422A* | 35600 | 16 | 8.5 | 36200 | 34200 | 94.48% | 2.02 | 0 | 10 |  |  |  |  | R-410A | 2.9667 | Residential & Commercial | USHP | Ducted CEE Tier 1
215292375 | Central HP <5.4 tons | AIRQUEST | HRCU-A-CB (Split System: Heat Pump with Remote Outdoor Unit-Air-Source) | DLCURAH24ABK | ADP |  | H,GG24936 | *96MSN0601716A* | 23000 | 17 | 9 | 24200 | 23200 | 95.87% | 1.96 | 0 | 9.5 |  |  |  |  | R-410A | 1.9167 | Residential & Commercial | USHP
215292432 | Central HP <5.4 tons | AIRQUEST | HRCU-A-CB (Split System: Heat Pump with Remote Outdoor Unit-Air-Source) | DLCURAH24ABK | ADP |  | H,GE31924 | *96MSN0801716A* | 21800 | 17 | 8.85 | 27600 | 24800 | 89.86% | 2.08 | 0 | 9 |  |  |  |  | R-410A | 1.8167 | Residential & Commercial | USHP
215295408 | Central HP <5.4 tons | AIRQUEST | HRCU-A-CB (Split System: Heat Pump with Remote Outdoor Unit-Air-Source) | DLCURAH36ABK | ADP |  | H,GE1K936 | *96VTN0801716A* | 35200 | 15.2 | 8.1 | 36800 | 34600 | 94.02% | 1.86 | 0 | 9.5 |  |  |  |  | R-410A | 2.9333 | Residential & Commercial | USHP
215295424 | Central HP <5.4 tons | AIRQUEST | HRCU-A-CB (Split System: Heat Pump with Remote Outdoor Unit-Air-Source) | DLCURAH36ABK | ADP |  | H,GE33936 | *96VTN0801716B* | 34400 | 15.2 | 8.5 | 36800 | 34800 | 94.57% | 2 | 0 | 9.5 |  |  |  |  | R-410A | 2.8667 | Residential & Commercial | USHP
215293241 | Central HP <5.4 tons | AIRQUEST | HRCU-A-CB (Split System: Heat Pump with Remote Outdoor Unit-Air-Source) | DLCURAH24ABK | ADP |  | H,GE33936 | *96VTN1002122A* | 23200 | 17 | 8.1 | 24200 | 23400 | 96.69% | 1.98 | 0 | 10 |  |  |  |  | R-410A | 1.9333 | Residential & Commercial | USHP | Ducted CEE Tier 1
215293261 | Central HP <5.4 tons | AIRQUEST | HRCU-A-CB (Split System: Heat Pump with Remote Outdoor Unit-Air-Source) | DLCURAH24ABK | ADP |  | HE8J936 | *96VTN1002122A* | 23400 | 17 | 8.1 | 24200 | 23400 | 96.69% | 1.98 | 0 | 10.5 |  |  |  |  | R-410A | 1.95 | Residential & Commercial | USHP | Ducted CEE Tier 1
215295490 | Central HP <5.4 tons | AIRQUEST | HRCU-A-CB (Split System: Heat Pump with Remote Outdoor Unit-Air-Source) | DLCURAH36ABK | ADP |  | H,GG80936 | *96VTN0802120A* | 35600 | 16 | 8.1 | 36200 | 34200 | 94.48% | 2.02 | 0 | 10 |  |  |  |  | R-410A | 2.9667 | Residential & Commercial | USHP | Ducted CEE Tier 1
213080713 | Central HP <5.4 tons | SMART COMFORT | HRCU-A-CB (Split System: Heat Pump with Remote Outdoor Unit-Air-Source) | DLCURAH36ABK |  |  | EA*4X43L21A* | *95MSU0601716A* | 36600 | 16 | 8.5 | 38500 | 35000 | 90.91% | 2.06 | 0 | 10 |  |  |  |  | R-410A | 3.05 | Residential & Commercial | USHP | Ducted CEE Tier 1
213080881 | Central HP <5.4 tons | SMART COMFORT | HRCU-A-CB (Split System: Heat Pump with Remote Outdoor Unit-Air-Source) | DLCURAH36ABK |  |  | EN(A,D)4X48L24** | *95MSU0802120A* | 35800 | 16.5 | 8.1 | 38500 | 35000 | 90.91% | 2 | 0 | 10 |  |  |  |  | R-410A | 2.9833 | Residential & Commercial | USHP | Ducted CEE Tier 1
213080168 | Central HP <5.4 tons | SMART COMFORT | HRCU-A-CB (Split System: Heat Pump with Remote Outdoor Unit-Air-Source) | DLCURAH36ABK |  |  | EA*4X42L21A* | *96MSN0802120A* | 35600 | 16 | 8.1 | 38500 | 35200 | 91.43% | 1.9 | 0 | 10 |  |  |  |  | R-410A | 2.9667 | Residential & Commercial | USHP | Ducted CEE Tier 1
213080288 | Central HP <5.4 tons | SMART COMFORT | HRCU-A-CB (Split System: Heat Pump with Remote Outdoor Unit-Air-Source) | DLCURAH36ABK |  |  | EA*4X37L21A* | *96MSN1002120A* | 36600 | 16 | 8.5 | 38500 | 34800 | 90.39% | 2.1 | 0 | 10 |  |  |  |  | R-410A | 3.05 | Residential & Commercial | USHP | Ducted CEE Tier 1
215295423 | Central HP <5.4 tons | AIRQUEST | HRCU-A-CB (Split System: Heat Pump with Remote Outdoor Unit-Air-Source) | DLCURAH36ABK | ADP |  | HG33936 | *96VTN0801716B* | 34400 | 15.2 | 8.5 | 36800 | 34800 | 94.57% | 2 | 0 | 9.5 |  |  |  |  | R-410A | 2.8667 | Residential & Commercial | USHP
213080821 | Central HP <5.4 tons | SMART COMFORT | HRCU-A-CB (Split System: Heat Pump with Remote Outdoor Unit-Air-Source) | DLCURAH36ABK |  |  | EA*4X42L24A* | *95MSU0802120A* | 35200 | 16 | 8.1 | 38500 | 35000 | 90.91% | 1.88 | 0 | 9.5 |  |  |  |  | R-410A | 2.9333 | Residential & Commercial | USHP
213080144 | Central HP <5.4 tons | SMART COMFORT | HRCU-A-CB (Split System: Heat Pump with Remote Outdoor Unit-Air-Source) | DLCURAH36ABK |  |  | EA*4X36L21A* | *96MSN0802120A* | 35200 | 16 | 8.1 | 39000 | 35200 | 90.26% | 1.84 | 0 | 9.5 |  |  |  |  | R-410A | 2.9333 | Residential & Commercial | USHP
213080169 | Central HP <5.4 tons | SMART COMFORT | HRCU-A-CB (Split System: Heat Pump with Remote Outdoor Unit-Air-Source) | DLCURAH36ABK |  |  | EA*4X42L21A* | *96MSM0802120A* | 35600 | 16 | 8.1 | 38500 | 35200 | 91.43% | 1.9 | 0 | 10 |  |  |  |  | R-410A | 2.9667 | Residential & Commercial | USHP | Ducted CEE Tier 1
213079762 | Central HP <5.4 tons | SMART COMFORT | HRCU-A-CB (Split System: Heat Pump with Remote Outdoor Unit-Air-Source) | DLCURAH36ABK |  |  | EA*4X42L21A* | *92MSN1002120A* | 35200 | 16.5 | 8.1 | 38500 | 35000 | 90.91% | 1.88 | 0 | 10 |  |  |  |  | R-410A | 2.9333 | Residential & Commercial | USHP | Ducted CEE Tier 1
212984941 | Central HP <5.4 tons | PAYNE HEATING AND COOLING | HRCU-A-CB (Split System: Heat Pump with Remote Outdoor Unit-Air-Source) | 38MURAQ36AB3* |  |  | CAP**4821AL* | PG92MSAA60080C** | 35600 | 16.5 | 8.5 | 37800 | 34600 | 91.53% | 2.02 | 0 | 10 |  |  |  |  | R-410A | 2.9667 | Residential & Commercial | USHP | Ducted CEE Tier 1
215293284 | Central HP <5.4 tons | AIRQUEST | HRCU-A-CB (Split System: Heat Pump with Remote Outdoor Unit-Air-Source) | DLCURAH24ABK | ADP |  | H,GE32930 | *96VTN1002122B* | 23200 | 17 | 8.5 | 24800 | 23400 | 94.35% | 1.98 | 0 | 10 |  |  |  |  | R-410A | 1.9333 | Residential & Commercial | USHP | Ducted CEE Tier 1
215293286 | Central HP <5.4 tons | AIRQUEST | HRCU-A-CB (Split System: Heat Pump with Remote Outdoor Unit-Air-Source) | DLCURAH24ABK | ADP |  | HE32936 | *96VTN1002122B* | 23200 | 17 | 8.5 | 24800 | 23400 | 94.35% | 1.98 | 0 | 10 |  |  |  |  | R-410A | 1.9333 | Residential & Commercial | USHP | Ducted CEE Tier 1
215293293 | Central HP <5.4 tons | AIRQUEST | HRCU-A-CB (Split System: Heat Pump with Remote Outdoor Unit-Air-Source) | DLCURAH24ABK | ADP |  | H,GE34936 | *96VTN1002122B* | 23800 | 17 | 8.5 | 24800 | 23400 | 94.35% | 1.98 | 0 | 10.5 |  |  |  |  | R-410A | 1.9833 | Residential & Commercial | USHP | Ducted CEE Tier 1
215293300 | Central HP <5.4 tons | AIRQUEST | HRCU-A-CB (Split System: Heat Pump with Remote Outdoor Unit-Air-Source) | DLCURAH24ABK | ADP |  | H,GG37936 | *96VTN1002122B* | 23800 | 17 | 8.5 | 24800 | 23400 | 94.35% | 1.98 | 0 | 10.5 |  |  |  |  | R-410A | 1.9833 | Residential & Commercial | USHP | Ducted CEE Tier 1
215293311 | Central HP <5.4 tons | AIRQUEST | HRCU-A-CB (Split System: Heat Pump with Remote Outdoor Unit-Air-Source) | DLCURAH24ABK | ADP |  | HE8J936 | *96VTN1002122B* | 23600 | 17 | 8.5 | 24800 | 23400 | 94.35% | 1.98 | 0 | 10.5 |  |  |  |  | R-410A | 1.9667 | Residential & Commercial | USHP | Ducted CEE Tier 1
215293316 | Central HP <5.4 tons | AIRQUEST | HRCU-A-CB (Split System: Heat Pump with Remote Outdoor Unit-Air-Source) | DLCURAH24ABK | ADP |  | H,GE1K936 | *96VTN1002122B* | 23800 | 17 | 8.5 | 24800 | 23400 | 94.35% | 1.98 | 0 | 10.5 |  |  |  |  | R-410A | 1.9833 | Residential & Commercial | USHP | Ducted CEE Tier 1
216732589 | Central HP <5.4 tons | PAYNE HEATING AND COOLING | HRCU-A-CB (Split System: Heat Pump with Remote Outdoor Unit-Air-Source) | 37MUHAQ24AA3 |  |  | CAA**2414AM* | PG96MSAA36060A** | 22000 | 15.5 | 8.5 | 21000 | 19200 | 91.43% | 1.98 | 0 | 10.5 |  |  |  |  | R-454B | 1.8333 | Residential & Commercial | USHP | Ducted CEE Tier 1
211227056 | Central HP <5.4 tons | PAYNE HEATING AND COOLING | HRCU-A-CB (Split System: Heat Pump with Remote Outdoor Unit-Air-Source) | 38MURAQ36AB3* |  |  | CAP**3721AL* | PG95ESAA60080C** | 37200 | 15.5 | 8.5 | 38500 | 35000 | 90.91% | 2.12 | 0 | 10 |  |  |  |  | R-410A | 3.1 | Residential & Commercial | USHP | Ducted CEE Tier 1
211227183 | Central HP <5.4 tons | PAYNE HEATING AND COOLING | HRCU-A-CB (Split System: Heat Pump with Remote Outdoor Unit-Air-Source) | 38MURAQ36AB3* |  |  | CAP**3721AL* | PG96VTAA60080C** | 37000 | 15.5 | 8.5 | 38500 | 35000 | 90.91% | 2.1 | 0 | 10 |  |  |  |  | R-410A | 3.0833 | Residential & Commercial | USHP | Ducted CEE Tier 1
211227917 | Central HP <5.4 tons | PAYNE HEATING AND COOLING | HRCU-A-CB (Split System: Heat Pump with Remote Outdoor Unit-Air-Source) | 38MURAQ36AB3* |  |  | CAP**4224AL* | PG80VTLA60090C** | 35000 | 16 | 8.1 | 38500 | 35000 | 90.91% | 1.86 | 0 | 9.5 |  |  |  |  | R-410A | 2.9167 | Residential & Commercial | USHP
211228762 | Central HP <5.4 tons | PAYNE HEATING AND COOLING | HRCU-A-CB (Split System: Heat Pump with Remote Outdoor Unit-Air-Source) | 38MURAQ36AB3* |  |  | CAP**4821AL* | PG80ES(A,L)A48070C** | 35600 | 16.5 | 8.5 | 37800 | 34600 | 91.53% | 2.04 | 0 | 10 |  |  |  |  | R-410A | 2.9667 | Residential & Commercial | USHP | Ducted CEE Tier 1
211228880 | Central HP <5.4 tons | PAYNE HEATING AND COOLING | HRCU-A-CB (Split System: Heat Pump with Remote Outdoor Unit-Air-Source) | 38MURAQ36AB3* |  |  | CAP**4821AL* | PG80ESUA60080C** | 37400 | 15.5 | 8.5 | 38500 | 35000 | 90.91% | 2.14 | 0 | 10 |  |  |  |  | R-410A | 3.1167 | Residential & Commercial | USHP | Ducted CEE Tier 1
211229523 | Central HP <5.4 tons | PAYNE HEATING AND COOLING | HRCU-A-CB (Split System: Heat Pump with Remote Outdoor Unit-Air-Source) | 38MURAQ36AB3* |  |  | CAP**4824AL* | PG95ESAA66140D** | 37400 | 15.2 | 8.5 | 39500 | 35000 | 88.61% | 2.12 | 0 | 10 |  |  |  |  | R-410A | 3.1167 | Residential & Commercial | USHP | Ducted CEE Tier 1
211230039 | Central HP <5.4 tons | PAYNE HEATING AND COOLING | HRCU-A-CB (Split System: Heat Pump with Remote Outdoor Unit-Air-Source) | 38MURAQ36AB3* |  |  | CNPV*4821AL* | PG80ESUA60080C** | 37400 | 15.5 | 8.5 | 39500 | 35000 | 88.61% | 2.1 | 0 | 10.5 |  |  |  |  | R-410A | 3.1167 | Residential & Commercial | USHP | Ducted CEE Tier 1
215295431 | Central HP <5.4 tons | AIRQUEST | HRCU-A-CB (Split System: Heat Pump with Remote Outdoor Unit-Air-Source) | DLCURAH36ABK | ADP |  | HG35936 | *96VTN0801716B* | 34800 | 16 | 8.1 | 36200 | 34400 | 95.03% | 2 | 0 | 9.5 |  |  |  |  | R-410A | 2.9 | Residential & Commercial | USHP
215295447 | Central HP <5.4 tons | AIRQUEST | HRCU-A-CB (Split System: Heat Pump with Remote Outdoor Unit-Air-Source) | DLCURAH36ABK | ADP |  | HG9J936 | *96VTN0801716B* | 34600 | 16 | 8.1 | 36200 | 34400 | 95.03% | 2 | 0 | 9.5 |  |  |  |  | R-410A | 2.8833 | Residential & Commercial | USHP
215295449 | Central HP <5.4 tons | AIRQUEST | HRCU-A-CB (Split System: Heat Pump with Remote Outdoor Unit-Air-Source) | DLCURAH36ABK | ADP |  | H,GG1K936 | *96VTN0801716B* | 35000 | 16 | 8.1 | 36200 | 34400 | 95.03% | 2 | 0 | 9.5 |  |  |  |  | R-410A | 2.9167 | Residential & Commercial | USHP
215295492 | Central HP <5.4 tons | AIRQUEST | HRCU-A-CB (Split System: Heat Pump with Remote Outdoor Unit-Air-Source) | DLCURAH36ABK | ADP |  | H,GE80936 | *96VTN0802120A* | 35600 | 16 | 8.1 | 36200 | 34200 | 94.48% | 2.02 | 0 | 10 |  |  |  |  | R-410A | 2.9667 | Residential & Commercial | USHP | Ducted CEE Tier 1
215295499 | Central HP <5.4 tons | AIRQUEST | HRCU-A-CB (Split System: Heat Pump with Remote Outdoor Unit-Air-Source) | DLCURAH36ABK | ADP |  | H,GG32936 | *96VTN0802120B* | 35000 | 16 | 8.1 | 36800 | 34800 | 94.57% | 1.9 | 0 | 9.5 |  |  |  |  | R-410A | 2.9167 | Residential & Commercial | USHP
215295549 | Central HP <5.4 tons | AIRQUEST | HRCU-A-CB (Split System: Heat Pump with Remote Outdoor Unit-Air-Source) | DLCURAH36ABK | ADP |  | HE33936 | *96VTN1002120A* | 35800 | 15.2 | 8.1 | 37800 | 34800 | 92.06% | 1.9 | 0 | 10 |  |  |  |  | R-410A | 2.9833 | Residential & Commercial | USHP | Ducted CEE Tier 1
215295608 | Central HP <5.4 tons | AIRQUEST | HRCU-A-CB (Split System: Heat Pump with Remote Outdoor Unit-Air-Source) | DLCURAH36ABK | ADP |  | H,GG9J936 | *96VTN1002120B* | 35400 | 16 | 8.1 | 36800 | 34600 | 94.02% | 1.88 | 0 | 10 |  |  |  |  | R-410A | 2.95 | Residential & Commercial | USHP | Ducted CEE Tier 1
215295617 | Central HP <5.4 tons | AIRQUEST | HRCU-A-CB (Split System: Heat Pump with Remote Outdoor Unit-Air-Source) | DLCURAH36ABK | ADP |  | HG81936 | *96VTN1002120B* | 36000 | 16 | 8.5 | 36200 | 34400 | 95.03% | 2.04 | 0 | 10 |  |  |  |  | R-410A | 3 | Residential & Commercial | USHP | Ducted CEE Tier 1
212986665 | Central HP <5.4 tons | SMART COMFORT | HRCU-A-CB (Split System: Heat Pump with Remote Outdoor Unit-Air-Source) | DLCURAH18ABK |  |  | EA*4X19L17A* | *96MSM0401712A* | 17600 | 15.5 | 8.1 | 17800 | 17900 | 100.6% | 2.14 | 0 | 10.5 |  |  |  |  | R-410A | 1.4667 | Residential & Commercial | USHP | Ducted CEE Tier 1
212984123 | Central HP <5.4 tons | PAYNE HEATING AND COOLING | HRCU-A-CB (Split System: Heat Pump with Remote Outdoor Unit-Air-Source) | 38MURAQ24AB3* |  |  | CNPV*3017AL* | PG92MSAA42060B** | 23600 | 17 | 8.5 | 26400 | 24400 | 92.42% | 2.02 | 0 | 10.5 |  |  |  |  | R-410A | 1.9667 | Residential & Commercial | USHP | Ducted CEE Tier 1
213879534 | Central HP <5.4 tons | NAPOLEON | HRCU-A-C (Split System: Heat Pump with Remote Outdoor Unit with No Indoor Fan --Air Source) | WSEHV4860RA1-N | ASPEN |  | C(A,C,D,E)60B44+TDR | 0 | 45500 | 15.2 | 8.5 | 48000 | 33600 | 70% | 1.8 | 0 | 10 |  |  |  |  | R-410A | 3.7917 | Residential & Commercial | USHP | Ducted CEE Tier 1
214229278 | Central HP <5.4 tons | PAYNE HEATING AND COOLING | HRCU-A-CB (Split System: Heat Pump with Remote Outdoor Unit-Air-Source) | 38MURAQ36AB3* |  |  | CAP**3617AL* | PG80MSUA48060B** | 34800 | 16 | 8.1 | 38500 | 35200 | 91.43% | 1.82 | 0 | 9.5 |  |  |  |  | R-410A | 2.9 | Residential & Commercial | USHP
216739149 | Central HP <5.4 tons | SMART COMFORT | HRCU-A-CB (Split System: Heat Pump with Remote Outdoor Unit-Air-Source) | D5CUHAH24AAK |  |  | FTMA5B36L0C* | 0 | 23200 | 17 | 8.5 | 21200 | 18900 | 89.15% | 1.96 | 0 | 11 |  |  |  |  | R-454B | 1.9333 | Residential & Commercial | USHP | Ducted CEE Tier 1
216734265 | Central HP <5.4 tons | SMART COMFORT | HRCU-A-CB (Split System: Heat Pump with Remote Outdoor Unit-Air-Source) | D5CUHAH24AAK |  |  | EA*5X30M17A* | *96VTN0601412B* | 22200 | 16 | 8.1 | 20800 | 18800 | 90.38% | 1.85 | 0 | 10.5 |  |  |  |  | R-454B | 1.85 | Residential & Commercial | USHP | Ducted CEE Tier 1
216734308 | Central HP <5.4 tons | SMART COMFORT | HRCU-A-CB (Split System: Heat Pump with Remote Outdoor Unit-Air-Source) | D5CUHAH24AAK |  |  | EA*5X30M17A* | *97VTN0801716A* | 22000 | 16 | 8.1 | 20800 | 18800 | 90.38% | 1.85 | 0 | 10.5 |  |  |  |  | R-454B | 1.8333 | Residential & Commercial | USHP | Ducted CEE Tier 1
216733683 | Central HP <5.4 tons | SMART COMFORT | HRCU-A-CB (Split System: Heat Pump with Remote Outdoor Unit-Air-Source) | D5CUHAH24AAK |  |  | EA*5X30M14A* | *80VSL0451412B* | 22000 | 16 | 8.1 | 20800 | 18700 | 89.9% | 1.85 | 0 | 10.5 |  |  |  |  | R-454B | 1.8333 | Residential & Commercial | USHP | Ducted CEE Tier 1
216732661 | Central HP <5.4 tons | SMART COMFORT | HRCU-A-CB (Split System: Heat Pump with Remote Outdoor Unit-Air-Source) | D5CUHAH24AAK |  |  | EA*5X24M17A* | *80CSU0601716A* | 22600 | 16.5 | 8.5 | 21400 | 19400 | 90.65% | 1.94 | 0 | 10.5 |  |  |  |  | R-454B | 1.8833 | Residential & Commercial | USHP | Ducted CEE Tier 1
216732504 | Central HP <5.4 tons | SMART COMFORT | HRCU-A-CB (Split System: Heat Pump with Remote Outdoor Unit-Air-Source) | D5CUHAH24AAK |  |  | EA*5X24M14A* | *80MS(N,L)0451412A* | 22000 | 15.5 | 8.5 | 21000 | 19100 | 90.95% | 1.96 | 0 | 10.5 |  |  |  |  | R-454B | 1.8333 | Residential & Commercial | USHP | Ducted CEE Tier 1
216732772 | Central HP <5.4 tons | SMART COMFORT | HRCU-A-CB (Split System: Heat Pump with Remote Outdoor Unit-Air-Source) | D5CUHAH24AAK |  |  | EA*5X24M17A* | *80MSU0601716A* | 21800 | 16 | 8.5 | 21000 | 19100 | 90.95% | 1.98 | 0 | 10.5 |  |  |  |  | R-454B | 1.8167 | Residential & Commercial | USHP | Ducted CEE Tier 1
216732945 | Central HP <5.4 tons | SMART COMFORT | HRCU-A-CB (Split System: Heat Pump with Remote Outdoor Unit-Air-Source) | D5CUHAH24AAK |  |  | EA*5X24M17A* | *96MSN0801716A* | 22200 | 15.5 | 8.5 | 21200 | 19200 | 90.57% | 1.96 | 0 | 10.5 |  |  |  |  | R-454B | 1.85 | Residential & Commercial | USHP | Ducted CEE Tier 1
213080264 | Central HP <5.4 tons | SMART COMFORT | HRCU-A-CB (Split System: Heat Pump with Remote Outdoor Unit-Air-Source) | DLCURAH36ABK |  |  | EN(A,D)4X48L24** | *96MSN0802120A* | 36200 | 16 | 8.1 | 38500 | 35000 | 90.91% | 2.02 | 0 | 10 |  |  |  |  | R-410A | 3.0167 | Residential & Commercial | USHP | Ducted CEE Tier 1
213080265 | Central HP <5.4 tons | SMART COMFORT | HRCU-A-CB (Split System: Heat Pump with Remote Outdoor Unit-Air-Source) | DLCURAH36ABK |  |  | EN(A,D)4X48L24** | *96MSM0802120A* | 36200 | 16 | 8.1 | 38500 | 35000 | 90.91% | 2.02 | 0 | 10 |  |  |  |  | R-410A | 3.0167 | Residential & Commercial | USHP | Ducted CEE Tier 1
212989198 | Central HP <5.4 tons | SMART COMFORT | HRCU-A-CB (Split System: Heat Pump with Remote Outdoor Unit-Air-Source) | DLCURAH24ABK |  |  | EA*4X37L17A* | *95MSU0601716A* | 24000 | 17 | 8.5 | 25600 | 22400 | 87.5% | 1.88 | 0 | 10 |  |  |  |  | R-410A | 2 | Residential & Commercial | USHP | Ducted CEE Tier 1
212989618 | Central HP <5.4 tons | SMART COMFORT | HRCU-A-CB (Split System: Heat Pump with Remote Outdoor Unit-Air-Source) | DLCURAH24ABK |  |  | EA*4X37L21A* | *95MSU0802120A* | 24000 | 17.5 | 8.5 | 25200 | 21800 | 86.51% | 1.82 | 0 | 10 |  |  |  |  | R-410A | 2 | Residential & Commercial | USHP | Ducted CEE Tier 1
212986544 | Central HP <5.4 tons | SMART COMFORT | HRCU-A-CB (Split System: Heat Pump with Remote Outdoor Unit-Air-Source) | DLCURAH24ABK |  |  | EA*4X25L17A* | *96MSN0401712A* | 24200 | 15.5 | 8.1 | 25400 | 21600 | 85.04% | 1.8 | 0 | 10 |  |  |  |  | R-410A | 2.0167 | Residential & Commercial | USHP | Ducted CEE Tier 1
212986557 | Central HP <5.4 tons | SMART COMFORT | HRCU-A-CB (Split System: Heat Pump with Remote Outdoor Unit-Air-Source) | DLCURAH24ABK |  |  | EA*4X30L17A* | *96MSM0401712A* | 23200 | 16 | 8.5 | 26400 | 25000 | 94.7% | 2.08 | 0 | 9.5 |  |  |  |  | R-410A | 1.9333 | Residential & Commercial | USHP
212984118 | Central HP <5.4 tons | SMART COMFORT | HRCU-A-CB (Split System: Heat Pump with Remote Outdoor Unit-Air-Source) | DLCURAH24ABK |  |  | EN(A,D)4X24L17** | *92MSN0601714A* | 23200 | 16.5 | 8.5 | 26800 | 25400 | 94.78% | 2.14 | 0 | 10 |  |  |  |  | R-410A | 1.9333 | Residential & Commercial | USHP | Ducted CEE Tier 1
215652862 | Central HP <5.4 tons | TRANE | HRCU-A-CB (Split System: Heat Pump with Remote Outdoor Unit-Air-Source) | 4TWV0X60A1 | ADP |  | H,TG49960 | S8V2C100M5PCA | 54000 | 19 | 8.2 | 50000 | 39500 | 79% | 1.78 | 0 | 11.7 |  |  |  |  | R-410A | 4.5 | Residential & Commercial | USHP | Ducted CEE Tier 1
214092308 | Central HP <5.4 tons | LUXAIRE | HRCU-A-CB (Split System: Heat Pump with Remote Outdoor Unit-Air-Source) | HMH72B341 | ASPEN |  | D(A,C,E)36A34+TDR | TM8V080C16MP12 | 31600 | 17.5 | 8.4 | 32400 | 44000 | 135.8% | 3.14 | 0 | 9.8 |  |  |  |  | R-410A | 2.6333 | Residential & Commercial | USHP
215643937 | Central HP <5.4 tons | TRANE | HRCU-A-CB (Split System: Heat Pump with Remote Outdoor Unit-Air-Source) | 4TWV0060A1 | ADP |  | H,TG49960 | S9V2C100U5PSB+RP | 54000 | 18 | 8.2 | 50000 | 39000 | 78% | 1.8 | 0 | 11.7 |  |  |  |  | R-410A | 4.5 | Residential & Commercial | USHP | Ducted CEE Tier 1
211229618 | Central HP <5.4 tons | SMART COMFORT | HRCU-A-CB (Split System: Heat Pump with Remote Outdoor Unit-Air-Source) | DLCURAH36ABK |  |  | EA*4X48L24A* | *96VTN1002122A* | 36000 | 16.5 | 8.5 | 37800 | 34600 | 91.53% | 2.06 | 0 | 10 |  |  |  |  | R-410A | 3 | Residential & Commercial | USHP | Ducted CEE Tier 1
211229904 | Central HP <5.4 tons | SMART COMFORT | HRCU-A-CB (Split System: Heat Pump with Remote Outdoor Unit-Air-Source) | DLCURAH36ABK |  |  | EN(A,D,W)4X48L21** | *80ES(N,L)0451712A* | 35800 | 15.5 | 8.1 | 38500 | 35000 | 90.91% | 2 | 0 | 10 |  |  |  |  | R-410A | 2.9833 | Residential & Commercial | USHP | Ducted CEE Tier 1
211230339 | Central HP <5.4 tons | SMART COMFORT | HRCU-A-CB (Split System: Heat Pump with Remote Outdoor Unit-Air-Source) | DLCURAH36ABK |  |  | EN(A,D,W)4X48L21** | *96VTN1002120A* | 36600 | 15.5 | 8.1 | 39500 | 35000 | 88.61% | 2.04 | 0 | 10 |  |  |  |  | R-410A | 3.05 | Residential & Commercial | USHP | Ducted CEE Tier 1
211230436 | Central HP <5.4 tons | SMART COMFORT | HRCU-A-CB (Split System: Heat Pump with Remote Outdoor Unit-Air-Source) | DLCURAH36ABK |  |  | EN(A,D)4X48L24** | *80ES(N,L)0902120A* | 36600 | 16 | 8.1 | 39500 | 34800 | 88.1% | 2.04 | 0 | 10.5 |  |  |  |  | R-410A | 3.05 | Residential & Commercial | USHP | Ducted CEE Tier 1
211245846 | Central HP <5.4 tons | SMART COMFORT | HRCU-A-CB (Split System: Heat Pump with Remote Outdoor Unit-Air-Source) | DLCURAH24ABK |  |  | FXM4X30**AL | 0 | 24200 | 16.5 | 8.5 | 26000 | 22600 | 86.92% | 1.86 | 0 | 10 |  |  |  |  | R-410A | 2.0167 | Residential & Commercial | USHP | Ducted CEE Tier 1
211242420 | Central HP <5.4 tons | SMART COMFORT | HRCU-A-CB (Split System: Heat Pump with Remote Outdoor Unit-Air-Source) | DLCURAH24ABK |  |  | EA*4X36L21A* | *80VSL0902120A* | 24200 | 17 | 8.5 | 26000 | 22800 | 87.69% | 1.88 | 0 | 10 |  |  |  |  | R-410A | 2.0167 | Residential & Commercial | USHP | Ducted CEE Tier 1
211242639 | Central HP <5.4 tons | SMART COMFORT | HRCU-A-CB (Split System: Heat Pump with Remote Outdoor Unit-Air-Source) | DLCURAH24ABK |  |  | EA*4X36L21A* | *92ESN0801716A* | 24400 | 17 | 8.5 | 26200 | 22400 | 85.5% | 1.86 | 0 | 10 |  |  |  |  | R-410A | 2.0333 | Residential & Commercial | USHP | Ducted CEE Tier 1
212986388 | Central HP <5.4 tons | SMART COMFORT | HRCU-A-CB (Split System: Heat Pump with Remote Outdoor Unit-Air-Source) | DLCURAH18ABK |  |  | EN(A,D)4X30L17** | *96MSN0401410A* | 17600 | 16 | 8.1 | 18200 | 18700 | 102.7% | 2.24 | 0 | 11 |  |  |  |  | R-410A | 1.4667 | Residential & Commercial | USHP | Ducted CEE Tier 1
212989155 | Central HP <5.4 tons | PAYNE HEATING AND COOLING | HRCU-A-CB (Split System: Heat Pump with Remote Outdoor Unit-Air-Source) | 38MURAQ24AB3* |  |  | CAP**3017AL* | PG95MSUA48060B** | 23600 | 17 | 8.5 | 26400 | 24600 | 93.18% | 2.04 | 0 | 10 |  |  |  |  | R-410A | 1.9667 | Residential & Commercial | USHP | Ducted CEE Tier 1
215652869 | Central HP <5.4 tons | TRANE | HRCU-A-CB (Split System: Heat Pump with Remote Outdoor Unit-Air-Source) | 4TWV0X60A1 | ADP |  | H,TG49960 | S8V2C100M5PDA | 54000 | 19 | 8.2 | 50000 | 39500 | 79% | 1.78 | 0 | 11.7 |  |  |  |  | R-410A | 4.5 | Residential & Commercial | USHP | Ducted CEE Tier 1
211242705 | Central HP <5.4 tons | SMART COMFORT | HRCU-A-CB (Split System: Heat Pump with Remote Outdoor Unit-Air-Source) | DLCURAH24ABK |  |  | EA*4X36L21A* | *80ESU0802120A | 24600 | 17.5 | 8.5 | 26200 | 22200 | 84.73% | 1.86 | 0 | 10.5 |  |  |  |  | R-410A | 2.05 | Residential & Commercial | USHP | Ducted CEE Tier 1
211243225 | Central HP <5.4 tons | SMART COMFORT | HRCU-A-CB (Split System: Heat Pump with Remote Outdoor Unit-Air-Source) | DLCURAH24ABK |  |  | EA*4X37L21A* | *96VSN0601714A* | 24800 | 16.5 | 8.5 | 25600 | 21000 | 82.03% | 1.76 | 0 | 10 |  |  |  |  | R-410A | 2.0667 | Residential & Commercial | USHP | Ducted CEE Tier 1
211243757 | Central HP <5.4 tons | SMART COMFORT | HRCU-A-CB (Split System: Heat Pump with Remote Outdoor Unit-Air-Source) | DLCURAH24ABK |  |  | EN(A,D)4X24L14** | *95ESN0601412A* | 24000 | 15.2 | 8.5 | 27200 | 23000 | 84.56% | 1.88 | 0 | 10 |  |  |  |  | R-410A | 2 | Residential & Commercial | USHP | Ducted CEE Tier 1
211243977 | Central HP <5.4 tons | SMART COMFORT | HRCU-A-CB (Split System: Heat Pump with Remote Outdoor Unit-Air-Source) | DLCURAH24ABK |  |  | EN(A,D)4X24L17** | *80ESU0401712A* | 23600 | 17 | 8.5 | 26400 | 23800 | 90.15% | 1.98 | 0 | 10 |  |  |  |  | R-410A | 1.9667 | Residential & Commercial | USHP | Ducted CEE Tier 1
211243439 | Central HP <5.4 tons | SMART COMFORT | HRCU-A-CB (Split System: Heat Pump with Remote Outdoor Unit-Air-Source) | DLCURAH24ABK |  |  | EA*4X37L21A* | *80VTL0701716A* | 24800 | 17 | 8.5 | 25400 | 20800 | 81.89% | 1.76 | 0 | 10.5 |  |  |  |  | R-410A | 2.0667 | Residential & Commercial | USHP | Ducted CEE Tier 1
211244243 | Central HP <5.4 tons | SMART COMFORT | HRCU-A-CB (Split System: Heat Pump with Remote Outdoor Unit-Air-Source) | DLCURAH24ABK |  |  | EN(A,D)4X24L17** | *80ESU0601716A | 24400 | 16 | 8.5 | 27200 | 22600 | 83.09% | 1.86 | 0 | 10 |  |  |  |  | R-410A | 2.0333 | Residential & Commercial | USHP | Ducted CEE Tier 1
212986129 | Central HP <5.4 tons | PAYNE HEATING AND COOLING | HRCU-A-CB (Split System: Heat Pump with Remote Outdoor Unit-Air-Source) | 38MURAQ24AB3* |  |  | CAP**2414AL* | PG96MSAA30040A** | 23200 | 16 | 8.5 | 27000 | 26600 | 98.52% | 2.22 | 0 | 9.5 |  |  |  |  | R-410A | 1.9333 | Residential & Commercial | USHP
212988651 | Central HP <5.4 tons | PAYNE HEATING AND COOLING | HRCU-A-CB (Split System: Heat Pump with Remote Outdoor Unit-Air-Source) | 38MURAQ24AB3* |  |  | CAP**2517AL* | PG95MSUA36040B** | 24200 | 16.5 | 8.5 | 25200 | 21800 | 86.51% | 1.82 | 0 | 10 |  |  |  |  | R-410A | 2.0167 | Residential & Commercial | USHP | Ducted CEE Tier 1
213080060 | Central HP <5.4 tons | SMART COMFORT | HRCU-A-CB (Split System: Heat Pump with Remote Outdoor Unit-Air-Source) | DLCURAH36ABK |  |  | EA*4X43L21A* | *96MSN0801716A* | 36400 | 15.5 | 8.5 | 38500 | 35000 | 90.91% | 2.06 | 0 | 10 |  |  |  |  | R-410A | 3.0333 | Residential & Commercial | USHP | Ducted CEE Tier 1
213080653 | Central HP <5.4 tons | SMART COMFORT | HRCU-A-CB (Split System: Heat Pump with Remote Outdoor Unit-Air-Source) | DLCURAH36ABK |  |  | EA*4X36L17A* | *95MSU0601716A* | 35200 | 15.5 | 8.1 | 39000 | 35200 | 90.26% | 1.84 | 0 | 9.5 |  |  |  |  | R-410A | 2.9333 | Residential & Commercial | USHP
214228992 | Central HP <5.4 tons | PAYNE HEATING AND COOLING | HRCU-A-CB (Split System: Heat Pump with Remote Outdoor Unit-Air-Source) | 38MURAQ18AB3* |  |  | CAP**2517AL* | PG80MSUA48060B** | 18200 | 16.5 | 8.5 | 18000 | 17500 | 97.22% | 2.12 | 0 | 11 |  |  |  |  | R-410A | 1.5167 | Residential & Commercial | USHP | Ducted CEE Tier 1
212979943 | Central HP <5.4 tons | PAYNE HEATING AND COOLING | HRCU-A-CB (Split System: Heat Pump with Remote Outdoor Unit-Air-Source) | 38MURAQ18AB3* |  |  | CAP**1917AL* | PG80MS(A,L)A42090B** | 18000 | 16.5 | 8.5 | 18000 | 17800 | 98.89% | 2.14 | 0 | 10.5 |  |  |  |  | R-410A | 1.5 | Residential & Commercial | USHP | Ducted CEE Tier 1
212983628 | Central HP <5.4 tons | PAYNE HEATING AND COOLING | HRCU-A-CB (Split System: Heat Pump with Remote Outdoor Unit-Air-Source) | 38MURAQ18AB3* |  |  | CAP**1917AL* | PG92MSAA36060A** | 17700 | 16.5 | 8.1 | 17700 | 17900 | 101.1% | 2.16 | 0 | 10.5 |  |  |  |  | R-410A | 1.475 | Residential & Commercial | USHP | Ducted CEE Tier 1
212985945 | Central HP <5.4 tons | PAYNE HEATING AND COOLING | HRCU-A-CB (Split System: Heat Pump with Remote Outdoor Unit-Air-Source) | 38MURAQ18AB3* |  |  | CNPV*2414AL* | PG96MSAA30026A** | 17300 | 20 | 8.1 | 18300 | 19200 | 104.9% | 2.3 | 0 | 10.5 |  |  |  |  | R-410A | 1.4417 | Residential & Commercial | USHP | Ducted CEE Tier 1
216733362 | Central HP <5.4 tons | SMART COMFORT | HRCU-A-CB (Split System: Heat Pump with Remote Outdoor Unit-Air-Source) | D5CUHAH24AAK |  |  | EA*5X25M17A* | *97CMN0801714B* | 22800 | 16 | 8.5 | 20600 | 18400 | 89.32% | 1.96 | 0 | 11 |  |  |  |  | R-454B | 1.9 | Residential & Commercial | USHP | Ducted CEE Tier 1
216733512 | Central HP <5.4 tons | SMART COMFORT | HRCU-A-CB (Split System: Heat Pump with Remote Outdoor Unit-Air-Source) | D5CUHAH24AAK |  |  | EA*5X25M17A* | *96VSN0801716B* | 23200 | 16.5 | 8.5 | 20800 | 18500 | 88.94% | 1.96 | 0 | 11 |  |  |  |  | R-454B | 1.9333 | Residential & Commercial | USHP | Ducted CEE Tier 1
212985875 | Central HP <5.4 tons | PAYNE HEATING AND COOLING | HRCU-A-CB (Split System: Heat Pump with Remote Outdoor Unit-Air-Source) | 38MURAQ18AB3* |  |  | CAP**1917AL* | PG96MSAA30026A** | 17800 | 16.5 | 8.1 | 17800 | 17900 | 100.6% | 2.16 | 0 | 10.5 |  |  |  |  | R-410A | 1.4833 | Residential & Commercial | USHP | Ducted CEE Tier 1
212985925 | Central HP <5.4 tons | PAYNE HEATING AND COOLING | HRCU-A-CB (Split System: Heat Pump with Remote Outdoor Unit-Air-Source) | 38MURAQ18AB3* |  |  | CAP**3017AL* | PG96MSAA30026A** | 17500 | 16 | 8.5 | 18100 | 18800 | 103.9% | 2.26 | 0 | 10.5 |  |  |  |  | R-410A | 1.4583 | Residential & Commercial | USHP | Ducted CEE Tier 1
212982297 | Central HP <5.4 tons | SMART COMFORT | HRCU-A-CB (Split System: Heat Pump with Remote Outdoor Unit-Air-Source) | DLCURAH24ABK |  |  | EA*4X36L21A* | *80MSU0401712A* | 23600 | 17 | 8.5 | 25800 | 23200 | 89.92% | 1.94 | 0 | 10 |  |  |  |  | R-410A | 1.9667 | Residential & Commercial | USHP | Ducted CEE Tier 1
213080833 | Central HP <5.4 tons | SMART COMFORT | HRCU-A-CB (Split System: Heat Pump with Remote Outdoor Unit-Air-Source) | DLCURAH36ABK |  |  | EA*4X43L21A* | *95MSU0802120A* | 36600 | 16 | 8.5 | 38500 | 35000 | 90.91% | 2.08 | 0 | 10 |  |  |  |  | R-410A | 3.05 | Residential & Commercial | USHP | Ducted CEE Tier 1
212984418 | Central HP <5.4 tons | SMART COMFORT | HRCU-A-CB (Split System: Heat Pump with Remote Outdoor Unit-Air-Source) | DLCURAH36ABK |  |  | EA*4X48L21A* | *92MSN0801716A* | 35800 | 16.5 | 8.5 | 37800 | 34600 | 91.53% | 2.02 | 0 | 10 |  |  |  |  | R-410A | 2.9833 | Residential & Commercial | USHP | Ducted CEE Tier 1
211259744 | Central HP <5.4 tons | PAYNE HEATING AND COOLING | HRCU-A-CB (Split System: Heat Pump with Remote Outdoor Unit-Air-Source) | 38MURAQ18AB3* |  |  | CAP**1917AL* | PG80VTLA36045A** | 18100 | 16.5 | 8.5 | 18000 | 17600 | 97.78% | 2.14 | 0 | 11 |  |  |  |  | R-410A | 1.5083 | Residential & Commercial | USHP | Ducted CEE Tier 1
211259760 | Central HP <5.4 tons | PAYNE HEATING AND COOLING | HRCU-A-CB (Split System: Heat Pump with Remote Outdoor Unit-Air-Source) | 38MURAQ18AB3* |  |  | CAP**1917AL* | PG80VTLA48090B** | 18100 | 16.5 | 8.5 | 18100 | 17700 | 97.79% | 2.14 | 0 | 11 |  |  |  |  | R-410A | 1.5083 | Residential & Commercial | USHP | Ducted CEE Tier 1
211260109 | Central HP <5.4 tons | PAYNE HEATING AND COOLING | HRCU-A-CB (Split System: Heat Pump with Remote Outdoor Unit-Air-Source) | 38MURAQ18AB3* |  |  | CAP**2414AL* | PG80VTLA36045A** | 17600 | 16 | 8.5 | 18400 | 19100 | 103.8% | 2.3 | 0 | 10.5 |  |  |  |  | R-410A | 1.4667 | Residential & Commercial | USHP | Ducted CEE Tier 1
211230441 | Central HP <5.4 tons | PAYNE HEATING AND COOLING | HRCU-A-CB (Split System: Heat Pump with Remote Outdoor Unit-Air-Source) | 38MURAQ36AB3* |  |  | CNPV*4824AL* | PG80ES(A,L)A60090D** | 36200 | 16.5 | 8.1 | 38500 | 34800 | 90.39% | 2.02 | 0 | 10.5 |  |  |  |  | R-410A | 3.0167 | Residential & Commercial | USHP | Ducted CEE Tier 1
211230577 | Central HP <5.4 tons | PAYNE HEATING AND COOLING | HRCU-A-CB (Split System: Heat Pump with Remote Outdoor Unit-Air-Source) | 38MURAQ36AB3* |  |  | CNPV*4824AL* | PG80VTLA66135D** | 36200 | 16 | 8.1 | 38500 | 34800 | 90.39% | 2.02 | 0 | 10 |  |  |  |  | R-410A | 3.0167 | Residential & Commercial | USHP | Ducted CEE Tier 1
211230895 | Central HP <5.4 tons | PAYNE HEATING AND COOLING | HRCU-A-CB (Split System: Heat Pump with Remote Outdoor Unit-Air-Source) | 38MURAQ36AB3* |  |  | FV4CN(B,F)005L | 0 | 36200 | 17 | 8.5 | 37600 | 34400 | 91.49% | 2.06 | 0 | 10 |  |  |  |  | R-410A | 3.0167 | Residential & Commercial | USHP | Ducted CEE Tier 1
211245960 | Central HP <5.4 tons | PAYNE HEATING AND COOLING | HRCU-A-CB (Split System: Heat Pump with Remote Outdoor Unit-Air-Source) | 38MURAQ24AB3* |  |  | FM(C,U)4Z36**AL* | 0 | 24200 | 18 | 9 | 26600 | 23000 | 86.47% | 1.92 | 0 | 10.5 |  |  |  |  | R-410A | 2.0167 | Residential & Commercial | USHP | Ducted CEE Tier 1
211240278 | Central HP <5.4 tons | PAYNE HEATING AND COOLING | HRCU-A-CB (Split System: Heat Pump with Remote Outdoor Unit-Air-Source) | 38MURAQ24AB3* |  |  | CAP**2414AL* | PG95ESAA36060A** | 24000 | 15.5 | 8.5 | 27200 | 23600 | 86.76% | 1.92 | 0 | 10 |  |  |  |  | R-410A | 2 | Residential & Commercial | USHP | Ducted CEE Tier 1
211240519 | Central HP <5.4 tons | PAYNE HEATING AND COOLING | HRCU-A-CB (Split System: Heat Pump with Remote Outdoor Unit-Air-Source) | 38MURAQ24AB3* |  |  | CAP**2417AL* | PG80VTLA36070A** | 24000 | 16.5 | 8.5 | 26800 | 23600 | 88.06% | 1.96 | 0 | 10 |  |  |  |  | R-410A | 2 | Residential & Commercial | USHP | Ducted CEE Tier 1
211240596 | Central HP <5.4 tons | PAYNE HEATING AND COOLING | HRCU-A-CB (Split System: Heat Pump with Remote Outdoor Unit-Air-Source) | 38MURAQ24AB3* |  |  | CAP**2417AL* | PG96VTAA36060A** | 23200 | 16.5 | 8.5 | 26400 | 25600 | 96.97% | 2.14 | 0 | 10 |  |  |  |  | R-410A | 1.9333 | Residential & Commercial | USHP | Ducted CEE Tier 1
216738304 | Central HP <5.4 tons | SMART COMFORT | HRCU-A-CB (Split System: Heat Pump with Remote Outdoor Unit-Air-Source) | D5CUHAH24AAK |  |  | ESH5X36M12A* | *80CTL1102120B* | 23200 | 15.2 | 8.1 | 21200 | 18800 | 88.68% | 1.9 | 0 | 10.5 |  |  |  |  | R-454B | 1.9333 | Residential & Commercial | USHP | Ducted CEE Tier 1
213080312 | Central HP <5.4 tons | SMART COMFORT | HRCU-A-CB (Split System: Heat Pump with Remote Outdoor Unit-Air-Source) | DLCURAH36ABK |  |  | EA*4X42L24A* | *96MSN1002120A* | 35400 | 16 | 8.1 | 38500 | 35000 | 90.91% | 1.88 | 0 | 10 |  |  |  |  | R-410A | 2.95 | Residential & Commercial | USHP | Ducted CEE Tier 1
213080360 | Central HP <5.4 tons | SMART COMFORT | HRCU-A-CB (Split System: Heat Pump with Remote Outdoor Unit-Air-Source) | DLCURAH36ABK |  |  | EN(A,D,W)4X48L21** | *96MSN1002120A* | 36000 | 16.5 | 8.1 | 38500 | 34800 | 90.39% | 2.02 | 0 | 10 |  |  |  |  | R-410A | 3 | Residential & Commercial | USHP | Ducted CEE Tier 1
213080521 | Central HP <5.4 tons | SMART COMFORT | HRCU-A-CB (Split System: Heat Pump with Remote Outdoor Unit-Air-Source) | DLCURAH36ABK |  |  | EA*4X36L21A* | *95MSU0401712A* | 35000 | 15.2 | 8.1 | 39000 | 35400 | 90.77% | 1.82 | 0 | 9.5 |  |  |  |  | R-410A | 2.9167 | Residential & Commercial | USHP
212977739 | Central HP <5.4 tons | SMART COMFORT | HRCU-A-CB (Split System: Heat Pump with Remote Outdoor Unit-Air-Source) | DLCURAH18ABK |  |  | EA*4X24L17A* | *80MS(N,L)0451412A* | 17500 | 16.5 | 8.5 | 18400 | 19400 | 105.4% | 2.34 | 0 | 10.5 |  |  |  |  | R-410A | 1.4583 | Residential & Commercial | USHP | Ducted CEE Tier 1
216734083 | Central HP <5.4 tons | SMART COMFORT | HRCU-A-CB (Split System: Heat Pump with Remote Outdoor Unit-Air-Source) | D5CUHAH24AAK |  |  | EA*5X30M17A* | *92MSN0801716A* | 22200 | 16.5 | 8.1 | 20800 | 18700 | 89.9% | 1.85 | 0 | 10.5 |  |  |  |  | R-454B | 1.85 | Residential & Commercial | USHP | Ducted CEE Tier 1
216733533 | Central HP <5.4 tons | SMART COMFORT | HRCU-A-CB (Split System: Heat Pump with Remote Outdoor Unit-Air-Source) | D5CUHAH24AAK |  |  | EA*5X25M17A* | *95MSU0601716A* | 23000 | 16.5 | 8.5 | 20600 | 18400 | 89.32% | 1.96 | 0 | 11 |  |  |  |  | R-454B | 1.9167 | Residential & Commercial | USHP | Ducted CEE Tier 1
216733581 | Central HP <5.4 tons | SMART COMFORT | HRCU-A-CB (Split System: Heat Pump with Remote Outdoor Unit-Air-Source) | D5CUHAH24AAK |  |  | EA*5X25M17A* | *96VTN0601412B* | 22800 | 16.5 | 8.5 | 20600 | 18400 | 89.32% | 1.96 | 0 | 11 |  |  |  |  | R-454B | 1.9 | Residential & Commercial | USHP | Ducted CEE Tier 1
216733433 | Central HP <5.4 tons | SMART COMFORT | HRCU-A-CB (Split System: Heat Pump with Remote Outdoor Unit-Air-Source) | D5CUHAH24AAK |  |  | EA*5X25M17A* | *96MSN0401410A* | 22800 | 15.2 | 8.1 | 20800 | 18500 | 88.94% | 1.9 | 0 | 11 |  |  |  |  | R-454B | 1.9 | Residential & Commercial | USHP | Ducted CEE Tier 1
216732761 | Central HP <5.4 tons | SMART COMFORT | HRCU-A-CB (Split System: Heat Pump with Remote Outdoor Unit-Air-Source) | D5CUHAH24AAK |  |  | EA*5X24M17A* | *80MSU0401712A* | 22000 | 16.5 | 8.5 | 21000 | 19100 | 90.95% | 1.94 | 0 | 10.5 |  |  |  |  | R-454B | 1.8333 | Residential & Commercial | USHP | Ducted CEE Tier 1
213362786 | Central HP <5.4 tons | COLEMAN | HRCU-A-CB (Split System: Heat Pump with Remote Outdoor Unit-Air-Source) | HMH72B341 | ADP |  | H,YG9J936 | Z8ES040A12LMPS1 | 34000 | 18 | 8.5 | 31800 | 23800 | 74.84% | 2.1 | 0 | 10 |  |  |  |  | R-410A | 2.8333 | Residential & Commercial | USHP | Ducted CEE Tier 1
213362804 | Central HP <5.4 tons | COLEMAN | HRCU-A-CB (Split System: Heat Pump with Remote Outdoor Unit-Air-Source) | HMH72B341 | ADP |  | H,YG9J936 | Z9ET060B12SMPS1 | 34000 | 18 | 8.1 | 31800 | 23600 | 74.21% | 2.06 | 0 | 9.5 |  |  |  |  | R-410A | 2.8333 | Residential & Commercial | USHP
211244342 | Central HP <5.4 tons | SMART COMFORT | HRCU-A-CB (Split System: Heat Pump with Remote Outdoor Unit-Air-Source) | DLCURAH24ABK |  |  | EN(A,D)4X30L14** | *96VTN0401410A* | 23600 | 15.5 | 8.1 | 26200 | 23600 | 90.08% | 1.92 | 0 | 10 |  |  |  |  | R-410A | 1.9667 | Residential & Commercial | USHP | Ducted CEE Tier 1
211244142 | Central HP <5.4 tons | SMART COMFORT | HRCU-A-CB (Split System: Heat Pump with Remote Outdoor Unit-Air-Source) | DLCURAH24ABK |  |  | EN(A,D)4X24L17** | *80ES(N,L)0901714A* | 24000 | 16 | 8.5 | 27000 | 23000 | 85.19% | 1.9 | 0 | 10 |  |  |  |  | R-410A | 2 | Residential & Commercial | USHP | Ducted CEE Tier 1
211241836 | Central HP <5.4 tons | SMART COMFORT | HRCU-A-CB (Split System: Heat Pump with Remote Outdoor Unit-Air-Source) | DLCURAH24ABK |  |  | EA*4X36L17A* | *96VSN0601714A* | 23400 | 16.5 | 8.5 | 25600 | 23600 | 92.19% | 1.96 | 0 | 10 |  |  |  |  | R-410A | 1.95 | Residential & Commercial | USHP | Ducted CEE Tier 1
211241951 | Central HP <5.4 tons | SMART COMFORT | HRCU-A-CB (Split System: Heat Pump with Remote Outdoor Unit-Air-Source) | DLCURAH24ABK |  |  | EA*4X36L17A* | *80ESU0401712A* | 24000 | 17.5 | 8.5 | 26000 | 22800 | 87.69% | 1.9 | 0 | 10 |  |  |  |  | R-410A | 2 | Residential & Commercial | USHP | Ducted CEE Tier 1
211241986 | Central HP <5.4 tons | SMART COMFORT | HRCU-A-CB (Split System: Heat Pump with Remote Outdoor Unit-Air-Source) | DLCURAH24ABK |  |  | EA*4X36L17A* | *96VTN0801716A* | 24200 | 16.5 | 8.5 | 26200 | 22600 | 86.26% | 1.86 | 0 | 10 |  |  |  |  | R-410A | 2.0167 | Residential & Commercial | USHP | Ducted CEE Tier 1
211242236 | Central HP <5.4 tons | SMART COMFORT | HRCU-A-CB (Split System: Heat Pump with Remote Outdoor Unit-Air-Source) | DLCURAH24ABK |  |  | EA*4X36L17A* | OLV098A12* | 23400 | 16.5 | 8.5 | 25600 | 23800 | 92.97% | 1.98 | 0 | 10 |  |  |  |  | R-410A | 1.95 | Residential & Commercial | USHP | Ducted CEE Tier 1
211242070 | Central HP <5.4 tons | SMART COMFORT | HRCU-A-CB (Split System: Heat Pump with Remote Outdoor Unit-Air-Source) | DLCURAH24ABK |  |  | EA*4X36L17A* | *96VTN0601714A* | 24000 | 16.5 | 8.5 | 26000 | 22800 | 87.69% | 1.88 | 0 | 10 |  |  |  |  | R-410A | 2 | Residential & Commercial | USHP | Ducted CEE Tier 1
216738087 | Central HP <5.4 tons | SMART COMFORT | HRCU-A-CB (Split System: Heat Pump with Remote Outdoor Unit-Air-Source) | D5CUHAH24AAK |  |  | ESH5X36M12A* | *80MS(N,L)0902120A* | 22600 | 15.5 | 8.1 | 20800 | 18400 | 88.46% | 1.9 | 0 | 10.5 |  |  |  |  | R-454B | 1.8833 | Residential & Commercial | USHP | Ducted CEE Tier 1
216732973 | Central HP <5.4 tons | SMART COMFORT | HRCU-A-CB (Split System: Heat Pump with Remote Outdoor Unit-Air-Source) | D5CUHAH24AAK |  |  | EA*5X24M17A* | *96VSN0601412B* | 21800 | 16 | 8.5 | 21000 | 19200 | 91.43% | 1.98 | 0 | 10.5 |  |  |  |  | R-454B | 1.8167 | Residential & Commercial | USHP | Ducted CEE Tier 1
216732982 | Central HP <5.4 tons | SMART COMFORT | HRCU-A-CB (Split System: Heat Pump with Remote Outdoor Unit-Air-Source) | D5CUHAH24AAK |  |  | EA*5X24M17A* | *96VSN0601716B* | 22000 | 16 | 8.5 | 21000 | 19100 | 90.95% | 1.96 | 0 | 10.5 |  |  |  |  | R-454B | 1.8333 | Residential & Commercial | USHP | Ducted CEE Tier 1
216733012 | Central HP <5.4 tons | SMART COMFORT | HRCU-A-CB (Split System: Heat Pump with Remote Outdoor Unit-Air-Source) | D5CUHAH24AAK |  |  | EA*5X24M17A* | *95MSU0601716A* | 22000 | 16 | 8.5 | 21000 | 19100 | 90.95% | 1.96 | 0 | 10.5 |  |  |  |  | R-454B | 1.8333 | Residential & Commercial | USHP | Ducted CEE Tier 1
216733271 | Central HP <5.4 tons | SMART COMFORT | HRCU-A-CB (Split System: Heat Pump with Remote Outdoor Unit-Air-Source) | D5CUHAH24AAK |  |  | EA*5X25M17A* | *80MSU0601716A* | 23400 | 17 | 8.5 | 21000 | 18600 | 88.57% | 1.96 | 0 | 11 |  |  |  |  | R-454B | 1.95 | Residential & Commercial | USHP | Ducted CEE Tier 1
212977799 | Central HP <5.4 tons | SMART COMFORT | HRCU-A-CB (Split System: Heat Pump with Remote Outdoor Unit-Air-Source) | DLCURAH18ABK |  |  | EN(A,D)4X24L14** | *80MS(N,L)0451412A* | 17500 | 16.5 | 8.5 | 18400 | 19200 | 104.3% | 2.3 | 0 | 11 |  |  |  |  | R-410A | 1.4583 | Residential & Commercial | USHP | Ducted CEE Tier 1
211259866 | Central HP <5.4 tons | SMART COMFORT | HRCU-A-CB (Split System: Heat Pump with Remote Outdoor Unit-Air-Source) | DLCURAH18ABK |  |  | EA*4X19L17A* | *95ESN0261410A* | 18600 | 16 | 8.5 | 18600 | 17500 | 94.09% | 2.12 | 0 | 11 |  |  |  |  | R-410A | 1.55 | Residential & Commercial | USHP | Ducted CEE Tier 1
216733133 | Central HP <5.4 tons | SMART COMFORT | HRCU-A-CB (Split System: Heat Pump with Remote Outdoor Unit-Air-Source) | D5CUHAH24AAK |  |  | EA*5X24M17A* | OMV112K14A | 22400 | 15.5 | 8.5 | 21600 | 19500 | 90.28% | 1.94 | 0 | 10.5 |  |  |  |  | R-454B | 1.8667 | Residential & Commercial | USHP | Ducted CEE Tier 1
216733602 | Central HP <5.4 tons | SMART COMFORT | HRCU-A-CB (Split System: Heat Pump with Remote Outdoor Unit-Air-Source) | D5CUHAH24AAK |  |  | EA*5X25M17A* | *96VTN0801716B* | 23200 | 16.5 | 8.5 | 20800 | 18500 | 88.94% | 1.96 | 0 | 11 |  |  |  |  | R-454B | 1.9333 | Residential & Commercial | USHP | Ducted CEE Tier 1
216732632 | Central HP <5.4 tons | SMART COMFORT | HRCU-A-CB (Split System: Heat Pump with Remote Outdoor Unit-Air-Source) | D5CUHAH24AAK |  |  | EA*5X24M14A* | *96VTN0401410B* | 21800 | 15.2 | 8.1 | 21000 | 19200 | 91.43% | 1.9 | 0 | 10 |  |  |  |  | R-454B | 1.8167 | Residential & Commercial | USHP | Ducted CEE Tier 1
216960318 | Central HP <5.4 tons | TRANE | HRCU-A-CB (Split System: Heat Pump with Remote Outdoor Unit-Air-Source) | 5TWV0X24A1 | ASPEN |  | D(A,C,E)30A3J+TDR | L8V1B080U4VSB+LRP | 18800 | 20.5 | 9.5 | 22000 | 26800 | 121.8% | 2.78 | 0 | 11.2 |  |  |  |  | R-454B | 1.5667 | Residential & Commercial | USHP | Ducted CEE Tier 1
214626865 | Central HP <5.4 tons | CARRIER | HRCU-A-CB (Split System: Heat Pump with Remote Outdoor Unit-Air-Source) | 25VNA424A*031* | ADP |  | C36A***L159 | 58CU*A060C17**16 | 23400 | 20 | 10.5 | 25000 | 19300 | 77.2% | 2.46 | 0 | 13.5 |  |  |  |  | R-410A | 1.95 | Residential & Commercial | USHP | Ducted CEE Tier 1
212976054 | Central HP <5.4 tons | SMART COMFORT | HRCU-A-CB (Split System: Heat Pump with Remote Outdoor Unit-Air-Source) | DLCURAH24ABK |  |  | EA*4X36L21A* | *96VTN0801716B* | 23600 | 17 | 8.5 | 26200 | 24000 | 91.6% | 2 | 0 | 10 |  |  |  |  | R-410A | 1.9667 | Residential & Commercial | USHP | Ducted CEE Tier 1
214229296 | Central HP <5.4 tons | SMART COMFORT | HRCU-A-CB (Split System: Heat Pump with Remote Outdoor Unit-Air-Source) | DLCURAH36ABK |  |  | EA*4X37L17A* | *80MSU0601716A* | 36000 | 16 | 8.5 | 38500 | 34800 | 90.39% | 2.02 | 0 | 10 |  |  |  |  | R-410A | 3 | Residential & Commercial | USHP | Ducted CEE Tier 1
213080785 | Central HP <5.4 tons | SMART COMFORT | HRCU-A-CB (Split System: Heat Pump with Remote Outdoor Unit-Air-Source) | DLCURAH36ABK |  |  | EA*4X36L21A* | *95MSU0802120A* | 35000 | 16 | 8.1 | 38500 | 35200 | 91.43% | 1.82 | 0 | 9.5 |  |  |  |  | R-410A | 2.9167 | Residential & Commercial | USHP
213080869 | Central HP <5.4 tons | SMART COMFORT | HRCU-A-CB (Split System: Heat Pump with Remote Outdoor Unit-Air-Source) | DLCURAH36ABK |  |  | EN(A,D,W)4X48L21** | *95MSU0802120A* | 35800 | 16.5 | 8.1 | 38500 | 35000 | 90.91% | 2 | 0 | 10 |  |  |  |  | R-410A | 2.9833 | Residential & Commercial | USHP | Ducted CEE Tier 1
213080132 | Central HP <5.4 tons | SMART COMFORT | HRCU-A-CB (Split System: Heat Pump with Remote Outdoor Unit-Air-Source) | DLCURAH36ABK |  |  | EN(A,D,W)4X48L21** | *96MSN0801716A* | 35600 | 16 | 8.1 | 38500 | 35000 | 90.91% | 1.98 | 0 | 10 |  |  |  |  | R-410A | 2.9667 | Residential & Commercial | USHP | Ducted CEE Tier 1
216953054 | Central HP <5.4 tons | TRANE | HRCU-A-CB (Split System: Heat Pump with Remote Outdoor Unit-Air-Source) | 5TWX5060A1 | ASPEN |  | DH60T4J | S9X1D120U5PSB | 52500 | 15.5 | 8.1 | 52000 | 36400 | 70% | 2.81 | 0 | 9.8 |  |  |  |  | R-454B | 4.375 | Residential & Commercial | USHP
214595728 | Central HP <5.4 tons | SMART COMFORT | HRCU-A-CB (Split System: Heat Pump with Remote Outdoor Unit-Air-Source) | DLCURAH24ABK |  |  | EA*4X30L17A* | *96VTN0601716B* | 23600 | 16.5 | 9 | 26000 | 24000 | 92.31% | 2 | 0 | 10 |  |  |  |  | R-410A | 1.9667 | Residential & Commercial | USHP | Ducted CEE Tier 1
214229142 | Central HP <5.4 tons | SMART COMFORT | HRCU-A-CB (Split System: Heat Pump with Remote Outdoor Unit-Air-Source) | DLCURAH24ABK |  |  | EA*4X25L17A* | *80MSU0601716A* | 24200 | 17.5 | 8.5 | 25200 | 21200 | 84.13% | 1.8 | 0 | 10 |  |  |  |  | R-410A | 2.0167 | Residential & Commercial | USHP | Ducted CEE Tier 1
212986581 | Central HP <5.4 tons | SMART COMFORT | HRCU-A-CB (Split System: Heat Pump with Remote Outdoor Unit-Air-Source) | DLCURAH24ABK |  |  | EA*4X36L21A* | *96MSM0401712A* | 23400 | 16 | 8.5 | 26200 | 24200 | 92.37% | 2 | 0 | 9.5 |  |  |  |  | R-410A | 1.95 | Residential & Commercial | USHP
212987408 | Central HP <5.4 tons | SMART COMFORT | HRCU-A-CB (Split System: Heat Pump with Remote Outdoor Unit-Air-Source) | DLCURAH24ABK |  |  | EA*4X36L17A* | *96MSN0801716A* | 23800 | 17 | 8.5 | 26400 | 23600 | 89.39% | 1.96 | 0 | 10 |  |  |  |  | R-410A | 1.9833 | Residential & Commercial | USHP | Ducted CEE Tier 1
216643564 | Central HP <5.4 tons | SMART COMFORT | HRCU-A-CB (Split System: Heat Pump with Remote Outdoor Unit-Air-Source) | D5CUHAH18AAK |  |  | EA*5X24M17A* | *80MSU0401712A* | 17700 | 15.2 | 10 | 20600 | 18500 | 89.81% | 1.98 | 0 | 11 |  |  |  |  | R-454B | 1.475 | Residential & Commercial | USHP | Ducted CEE Tier 1
212970908 | Central HP <5.4 tons | PAYNE HEATING AND COOLING | HRCU-A-CB (Split System: Heat Pump with Remote Outdoor Unit-Air-Source) | 38MURAQ18AB3* |  |  | CNPV*1814AL* | PG80VTLB36045A** | 17400 | 16 | 8.5 | 18600 | 19700 | 105.9% | 2.38 | 0 | 10.5 |  |  |  |  | R-410A | 1.45 | Residential & Commercial | USHP | Ducted CEE Tier 1
212975069 | Central HP <5.4 tons | PAYNE HEATING AND COOLING | HRCU-A-CB (Split System: Heat Pump with Remote Outdoor Unit-Air-Source) | 38MURAQ18AB3* |  |  | CAP**1917AL* | PG96VTAB36040B** | 17700 | 16 | 8.1 | 17800 | 17900 | 100.6% | 2.16 | 0 | 10.5 |  |  |  |  | R-410A | 1.475 | Residential & Commercial | USHP | Ducted CEE Tier 1
212975388 | Central HP <5.4 tons | PAYNE HEATING AND COOLING | HRCU-A-CB (Split System: Heat Pump with Remote Outdoor Unit-Air-Source) | 38MURAQ18AB3* |  |  | CAP**2414AL* | PG96VTAB36060A** | 17200 | 16 | 8.5 | 18100 | 19400 | 107.2% | 2.34 | 0 | 10.5 |  |  |  |  | R-410A | 1.4333 | Residential & Commercial | USHP | Ducted CEE Tier 1
216974865 | Central HP <5.4 tons | BRYANT HEATING AND COOLING SYSTEMS | HRCU-A-CB (Split System: Heat Pump with Remote Outdoor Unit-Air-Source) | 293VAN060**AA* | ADP |  | PL60H210P29*+TXV | 83*CA60080C21*** | 55000 | 19 | 8.5 | 58500 | 45000 | 76.92% | 2.06 | 0 | 11 |  |  |  |  | R-454B | 4.5833 | Residential & Commercial | USHP | Ducted CEE Tier 1
214229164 | Central HP <5.4 tons | SMART COMFORT | HRCU-A-CB (Split System: Heat Pump with Remote Outdoor Unit-Air-Source) | DLCURAH24ABK |  |  | EA*4X36L17A* | *80MSU0601716A* | 23800 | 17.5 | 8.5 | 25600 | 23600 | 92.19% | 1.96 | 0 | 10 |  |  |  |  | R-410A | 1.9833 | Residential & Commercial | USHP | Ducted CEE Tier 1
212979188 | Central HP <5.4 tons | SMART COMFORT | HRCU-A-CB (Split System: Heat Pump with Remote Outdoor Unit-Air-Source) | DLCURAH24ABK |  |  | EA*4X37L17A* | *80MS(N,L)0701716A* | 24000 | 17 | 8.5 | 25200 | 22200 | 88.1% | 1.86 | 0 | 10 |  |  |  |  | R-410A | 2 | Residential & Commercial | USHP | Ducted CEE Tier 1
212978087 | Central HP <5.4 tons | SMART COMFORT | HRCU-A-CB (Split System: Heat Pump with Remote Outdoor Unit-Air-Source) | DLCURAH24ABK |  |  | EA*4X24L14A* | *80MS(N,L)0701412A* | 23200 | 17 | 9 | 26800 | 26800 | 100% | 2.28 | 0 | 10 |  |  |  |  | R-410A | 1.9333 | Residential & Commercial | USHP | Ducted CEE Tier 1
212978171 | Central HP <5.4 tons | SMART COMFORT | HRCU-A-CB (Split System: Heat Pump with Remote Outdoor Unit-Air-Source) | DLCURAH24ABK |  |  | EN(A,D)4X24L14** | *80MS(N,L)0701412A* | 23200 | 17 | 8.5 | 26800 | 25400 | 94.78% | 2.14 | 0 | 10 |  |  |  |  | R-410A | 1.9333 | Residential & Commercial | USHP | Ducted CEE Tier 1
216676470 | Central HP <5.4 tons | PAYNE HEATING AND COOLING | HRCU-A-CB (Split System: Heat Pump with Remote Outdoor Unit-Air-Source) | 37MURAQ24AA3 |  |  | CAA**3721AM* | PG80MSUA60080C** | 24200 | 15.5 | 8.5 | 22800 | 19000 | 83.33% | 1.96 | 0 | 10 |  |  |  |  | R-454B | 2.0167 | Residential & Commercial | USHP | Ducted CEE Tier 1
216676539 | Central HP <5.4 tons | PAYNE HEATING AND COOLING | HRCU-A-CB (Split System: Heat Pump with Remote Outdoor Unit-Air-Source) | 37MURAQ24AA3 |  |  | CAA**3017AM* | PG80VTLB36045A** | 23400 | 15.2 | 8.5 | 24000 | 19400 | 80.83% | 1.9 | 0 | 9.8 |  |  |  |  | R-454B | 1.95 | Residential & Commercial | USHP
212987456 | Central HP <5.4 tons | SMART COMFORT | HRCU-A-CB (Split System: Heat Pump with Remote Outdoor Unit-Air-Source) | DLCURAH24ABK |  |  | EN(A,D)4X24L17** | *96MSN0801716A* | 23400 | 16.5 | 8.5 | 27000 | 25000 | 92.59% | 2.06 | 0 | 10 |  |  |  |  | R-410A | 1.95 | Residential & Commercial | USHP | Ducted CEE Tier 1
216676661 | Central HP <5.4 tons | PAYNE HEATING AND COOLING | HRCU-A-CB (Split System: Heat Pump with Remote Outdoor Unit-Air-Source) | 37MURAQ24AA3 |  |  | CAA**3617AM* | PG80VTLB48070B** | 23800 | 15.2 | 8.5 | 24000 | 19400 | 80.83% | 1.9 | 0 | 9.8 |  |  |  |  | R-454B | 1.9833 | Residential & Commercial | USHP
212988742 | Central HP <5.4 tons | SMART COMFORT | HRCU-A-CB (Split System: Heat Pump with Remote Outdoor Unit-Air-Source) | DLCURAH24ABK |  |  | EN(A,D)4X30L17** | *95MSU0401712A* | 23600 | 16.5 | 8.1 | 26400 | 24200 | 91.67% | 2.02 | 0 | 10 |  |  |  |  | R-410A | 1.9667 | Residential & Commercial | USHP | Ducted CEE Tier 1
212987817 | Central HP <5.4 tons | SMART COMFORT | HRCU-A-CB (Split System: Heat Pump with Remote Outdoor Unit-Air-Source) | DLCURAH24ABK |  |  | EA*4X37L21A* | *96MSM0802120A* | 24200 | 17.5 | 8.5 | 25200 | 21600 | 85.71% | 1.82 | 0 | 10 |  |  |  |  | R-410A | 2.0167 | Residential & Commercial | USHP | Ducted CEE Tier 1
216678259 | Central HP <5.4 tons | PAYNE HEATING AND COOLING | HRCU-A-CB (Split System: Heat Pump with Remote Outdoor Unit-Air-Source) | 37MURAQ24AA3 |  |  | CAA**2517AM* | PG97VTAA48060B** | 24400 | 15.5 | 8.5 | 23200 | 19100 | 82.33% | 1.94 | 0 | 10 |  |  |  |  | R-454B | 2.0333 | Residential & Commercial | USHP | Ducted CEE Tier 1
213739840 | Central HP <5.4 tons | DAY & NIGHT | HRCU-A-CB (Split System: Heat Pump with Remote Outdoor Unit-Air-Source) | DLCURAH24ABK | ADP |  | FG80936 | *80MS(N,L)0451412A* | 23600 | 17 | 8.5 | 24800 | 23800 | 95.97% | 2 | 0 | 10.5 |  |  |  |  | R-410A | 1.9667 | Residential & Commercial | USHP | Ducted CEE Tier 1
213739856 | Central HP <5.4 tons | DAY & NIGHT | HRCU-A-CB (Split System: Heat Pump with Remote Outdoor Unit-Air-Source) | DLCURAH24ABK | ADP |  | PL36H175P789 | *80MS(N,L)0701712A* | 23400 | 17 | 8.5 | 24600 | 24200 | 98.37% | 2.06 | 0 | 10.5 |  |  |  |  | R-410A | 1.95 | Residential & Commercial | USHP | Ducted CEE Tier 1
216974806 | Central HP <5.4 tons | BRYANT HEATING AND COOLING SYSTEMS | HRCU-A-CB (Split System: Heat Pump with Remote Outdoor Unit-Air-Source) | 293VAN048**AA* | ADP |  | PL48H175P15*+TXV | 83*CB48060C17*** | 43500 | 21 | 9.5 | 46000 | 36200 | 78.7% | 1.9 | 0 | 11 |  |  |  |  | R-454B | 3.625 | Residential & Commercial | USHP | Ducted CEE Tier 1
207458074 | Central HP <5.4 tons | CARRIER | HRCU-A-CB (Split System: Heat Pump with Remote Outdoor Unit-Air-Source) | 25VNA448A*031* | ADP |  | C60A***L189 | 59TN6B100C21**22 | 44500 | 21 | 8.5 | 44000 | 35800 | 81.36% | 2.34 | 12.2 | 12 |  |  |  |  | R-410A | 3.7083 | Residential & Commercial | USHP | Ducted CEE Tier 1
208699662 | Central HP <5.4 tons | CARRIER | HRCU-A-CB (Split System: Heat Pump with Remote Outdoor Unit-Air-Source) | 25VNA436A*031* | ADP |  | H,PG34936 | 58TN*A070C17**16 | 33000 | 19 | 9 | 33600 | 25600 | 76.19% | 2.02 | 12.2 | 12 |  |  |  |  | R-410A | 2.75 | Residential & Commercial | USHP | Ducted CEE Tier 1
212608857 | Central HP <5.4 tons | LUXAIRE | HRCU-A-CB (Split System: Heat Pump with Remote Outdoor Unit-Air-Source) | HMH72B341 | ADP |  | SM6937 | 0 | 33000 | 18 | 8.7 | 31600 | 22800 | 72.15% | 2 | 0 | 10.5 |  |  |  |  | R-410A | 2.75 | Residential & Commercial | USHP | Ducted CEE Tier 1
213623887 | Central HP <5.4 tons | RUNTRU | HRCU-A-CB (Split System: Heat Pump with Remote Outdoor Unit-Air-Source) | E4HL5036A1000A | ADP |  | FG47936 | A951X060BU4SAB | 30000 | 15.2 | 8.1 | 23400 | 17600 | 75.21% | 1.75 | 0 | 9.5 |  |  |  |  | R-410A | 2.5 | Residential & Commercial | USHP
213623890 | Central HP <5.4 tons | RUNTRU | HRCU-A-CB (Split System: Heat Pump with Remote Outdoor Unit-Air-Source) | E4HL5036A1000A | ADP |  | FG82936 | A951X060BU4SAB | 30000 | 15.2 | 8.1 | 23400 | 17600 | 75.21% | 1.75 | 0 | 9.5 |  |  |  |  | R-410A | 2.5 | Residential & Commercial | USHP
213623906 | Central HP <5.4 tons | RUNTRU | HRCU-A-CB (Split System: Heat Pump with Remote Outdoor Unit-Air-Source) | E4HL5036A1000A | ADP |  | FG82936 | A952V060BU4SAD | 30000 | 15.2 | 8.1 | 23400 | 17600 | 75.21% | 1.75 | 0 | 9.5 |  |  |  |  | R-410A | 2.5 | Residential & Commercial | USHP
216675844 | Central HP <5.4 tons | PAYNE HEATING AND COOLING | HRCU-A-CB (Split System: Heat Pump with Remote Outdoor Unit-Air-Source) | 37MURAQ24AA3 |  |  | CAA**2417AM* | PG80MS(A,L)A36070B** | 23600 | 15.2 | 9 | 24800 | 19600 | 79.03% | 2 | 0 | 9.8 |  |  |  |  | R-454B | 1.9667 | Residential & Commercial | USHP
216675913 | Central HP <5.4 tons | PAYNE HEATING AND COOLING | HRCU-A-CB (Split System: Heat Pump with Remote Outdoor Unit-Air-Source) | 37MURAQ24AA3 |  |  | CAA**3617AM* | PG80MS(A,L)A48070B** | 23800 | 15.5 | 8.5 | 24000 | 19400 | 80.83% | 1.92 | 0 | 9.8 |  |  |  |  | R-454B | 1.9833 | Residential & Commercial | USHP
211260570 | Central HP <5.4 tons | SMART COMFORT | HRCU-A-CB (Split System: Heat Pump with Remote Outdoor Unit-Air-Source) | DLCURAH18ABK |  |  | EA*4X24L17A* | *80ES(N,L)0701712A* | 18000 | 16 | 8.5 | 18800 | 18900 | 100.5% | 2.28 | 0 | 10.5 |  |  |  |  | R-410A | 1.5 | Residential & Commercial | USHP | Ducted CEE Tier 1
211261273 | Central HP <5.4 tons | SMART COMFORT | HRCU-A-CB (Split System: Heat Pump with Remote Outdoor Unit-Air-Source) | DLCURAH18ABK |  |  | EA*4X30L14A* | *96VSN0401410A* | 17500 | 16 | 8.5 | 18100 | 18600 | 102.8% | 2.24 | 0 | 10.5 |  |  |  |  | R-410A | 1.4583 | Residential & Commercial | USHP | Ducted CEE Tier 1
211261356 | Central HP <5.4 tons | SMART COMFORT | HRCU-A-CB (Split System: Heat Pump with Remote Outdoor Unit-Air-Source) | DLCURAH18ABK |  |  | EA*4X30L14A* | *95ESN0601412A* | 17900 | 16 | 8.5 | 18500 | 18500 | 100% | 2.22 | 0 | 10.5 |  |  |  |  | R-410A | 1.4917 | Residential & Commercial | USHP | Ducted CEE Tier 1
211261942 | Central HP <5.4 tons | SMART COMFORT | HRCU-A-CB (Split System: Heat Pump with Remote Outdoor Unit-Air-Source) | DLCURAH18ABK |  |  | EA*4X30L17A* | *96VTN0601412A* | 18000 | 16 | 8.5 | 18600 | 18500 | 99.46% | 2.22 | 0 | 10.5 |  |  |  |  | R-410A | 1.5 | Residential & Commercial | USHP | Ducted CEE Tier 1
211241707 | Central HP <5.4 tons | PAYNE HEATING AND COOLING | HRCU-A-CB (Split System: Heat Pump with Remote Outdoor Unit-Air-Source) | 38MURAQ24AB3* |  |  | CAP**3017AL* | PG92ESAA48080B** | 24200 | 17 | 8.5 | 26400 | 22800 | 86.36% | 1.9 | 0 | 10 |  |  |  |  | R-410A | 2.0167 | Residential & Commercial | USHP | Ducted CEE Tier 1
211242198 | Central HP <5.4 tons | PAYNE HEATING AND COOLING | HRCU-A-CB (Split System: Heat Pump with Remote Outdoor Unit-Air-Source) | 38MURAQ24AB3* |  |  | CAP**3617AL* | PG80ES(A,L)A36070A** | 24400 | 17 | 8.5 | 26200 | 22400 | 85.5% | 1.86 | 0 | 10 |  |  |  |  | R-410A | 2.0333 | Residential & Commercial | USHP | Ducted CEE Tier 1
211242632 | Central HP <5.4 tons | PAYNE HEATING AND COOLING | HRCU-A-CB (Split System: Heat Pump with Remote Outdoor Unit-Air-Source) | 38MURAQ24AB3* |  |  | CAP**3621AL* | PG92ESAA48080B** | 24400 | 17 | 8.5 | 26200 | 22400 | 85.5% | 1.86 | 0 | 10 |  |  |  |  | R-410A | 2.0333 | Residential & Commercial | USHP | Ducted CEE Tier 1
211243154 | Central HP <5.4 tons | PAYNE HEATING AND COOLING | HRCU-A-CB (Split System: Heat Pump with Remote Outdoor Unit-Air-Source) | 38MURAQ24AB3* |  |  | CAP**3717AL* | PG80ESUA48060B** | 25400 | 16.5 | 8.5 | 26200 | 21000 | 80.15% | 1.76 | 0 | 10.5 |  |  |  |  | R-410A | 2.1167 | Residential & Commercial | USHP | Ducted CEE Tier 1
216675992 | Central HP <5.4 tons | PAYNE HEATING AND COOLING | HRCU-A-CB (Split System: Heat Pump with Remote Outdoor Unit-Air-Source) | 37MURAQ24AA3 |  |  | CAA**3617AM* | PG80MS(A,L)A42090B** | 23800 | 15.2 | 8.5 | 24000 | 19400 | 80.83% | 1.92 | 0 | 9.8 |  |  |  |  | R-454B | 1.9833 | Residential & Commercial | USHP
216676376 | Central HP <5.4 tons | PAYNE HEATING AND COOLING | HRCU-A-CB (Split System: Heat Pump with Remote Outdoor Unit-Air-Source) | 37MURAQ24AA3 |  |  | CAA**2517AM* | PG80MSUA36040B** | 24400 | 16 | 8.5 | 23200 | 19100 | 82.33% | 1.94 | 0 | 10 |  |  |  |  | R-454B | 2.0333 | Residential & Commercial | USHP | Ducted CEE Tier 1
216676635 | Central HP <5.4 tons | PAYNE HEATING AND COOLING | HRCU-A-CB (Split System: Heat Pump with Remote Outdoor Unit-Air-Source) | 37MURAQ24AA3 |  |  | CSAH*3612AM* | PG80VTLB36070A** | 24200 | 15.2 | 8.5 | 23800 | 19300 | 81.09% | 1.92 | 0 | 10 |  |  |  |  | R-454B | 2.0167 | Residential & Commercial | USHP | Ducted CEE Tier 1
213305976 | Central HP <5.4 tons | TEMPSTAR | HRCU-A-CB (Split System: Heat Pump with Remote Outdoor Unit-Air-Source) | DLCURAH24ABK | ADP |  | CE2301A+TXV | 0 | 23400 | 17 | 8.75 | 25600 | 25400 | 99.22% | 2.12 | 0 | 9.5 |  |  |  |  | R-410A | 1.95 | Residential & Commercial | USHP
215289577 | Central HP <5.4 tons | AIRQUEST | HRCU-A-CB (Split System: Heat Pump with Remote Outdoor Unit-Air-Source) | DLCURAH18ABK | ADP |  | H,GE33936 | *92MSN0401712A* | 17100 | 15.2 | 8.5 | 16700 | 19000 | 113.8% | 2.32 | 0 | 10 |  |  |  |  | R-410A | 1.425 | Residential & Commercial | USHP | Ducted CEE Tier 1
215289612 | Central HP <5.4 tons | AIRQUEST | HRCU-A-CB (Split System: Heat Pump with Remote Outdoor Unit-Air-Source) | DLCURAH18ABK | ADP |  | HE31930 | *92MSN0601412A* | 17100 | 16 | 8.5 | 16900 | 19000 | 112.4% | 2.34 | 0 | 10 |  |  |  |  | R-410A | 1.425 | Residential & Commercial | USHP | Ducted CEE Tier 1
215289644 | Central HP <5.4 tons | AIRQUEST | HRCU-A-CB (Split System: Heat Pump with Remote Outdoor Unit-Air-Source) | DLCURAH18ABK | ADP |  | H,GE9J936 | *92MSN0601412A* | 17500 | 16 | 8.5 | 16900 | 18800 | 111.2% | 2.3 | 0 | 11 |  |  |  |  | R-410A | 1.4583 | Residential & Commercial | USHP | Ducted CEE Tier 1
215289661 | Central HP <5.4 tons | AIRQUEST | HRCU-A-CB (Split System: Heat Pump with Remote Outdoor Unit-Air-Source) | DLCURAH18ABK | ADP |  | HG32936 | *92MSN0601714A* | 16900 | 16 | 8.1 | 16700 | 18200 | 109% | 2.24 | 0 | 10.5 |  |  |  |  | R-410A | 1.4083 | Residential & Commercial | USHP | Ducted CEE Tier 1
215289662 | Central HP <5.4 tons | AIRQUEST | HRCU-A-CB (Split System: Heat Pump with Remote Outdoor Unit-Air-Source) | DLCURAH18ABK | ADP |  | H,GE32930 | *92MSN0601714A* | 16900 | 16 | 8.1 | 16700 | 18200 | 109% | 2.24 | 0 | 10.5 |  |  |  |  | R-410A | 1.4083 | Residential & Commercial | USHP | Ducted CEE Tier 1
215289696 | Central HP <5.4 tons | AIRQUEST | HRCU-A-CB (Split System: Heat Pump with Remote Outdoor Unit-Air-Source) | DLCURAH18ABK | ADP |  | H,GG31924 | *92MSN0801716A* | 17100 | 16 | 8.5 | 17100 | 18700 | 109.4% | 2.3 | 0 | 10.5 |  |  |  |  | R-410A | 1.425 | Residential & Commercial | USHP | Ducted CEE Tier 1
215289711 | Central HP <5.4 tons | AIRQUEST | HRCU-A-CB (Split System: Heat Pump with Remote Outdoor Unit-Air-Source) | DLCURAH18ABK | ADP |  | HG33936 | *92MSN0801716A* | 17600 | 16 | 8.5 | 17100 | 18700 | 109.4% | 2.3 | 0 | 11 |  |  |  |  | R-410A | 1.4667 | Residential & Commercial | USHP | Ducted CEE Tier 1
213739973 | Central HP <5.4 tons | DAY & NIGHT | HRCU-A-CB (Split System: Heat Pump with Remote Outdoor Unit-Air-Source) | DLCURAH24ABK | ADP |  | PL36H***P039 | *96VSN0601412B* | 22400 | 16 | 8.5 | 25200 | 25000 | 99.21% | 2.12 | 0 | 9.5 |  |  |  |  | R-410A | 1.8667 | Residential & Commercial | USHP
213739975 | Central HP <5.4 tons | DAY & NIGHT | HRCU-A-CB (Split System: Heat Pump with Remote Outdoor Unit-Air-Source) | DLCURAH24ABK | ADP |  | FG32936 | *96VSN0601412B* | 23200 | 16 | 8.5 | 25200 | 26600 | 105.6% | 2.3 | 0 | 10 |  |  |  |  | R-410A | 1.9333 | Residential & Commercial | USHP | Ducted CEE Tier 1
208699678 | Central HP <5.4 tons | CARRIER | HRCU-A-CB (Split System: Heat Pump with Remote Outdoor Unit-Air-Source) | 25VNA436A*031* | ADP |  | H,PG34936 | 59MN7B080C17**14 | 32800 | 19 | 9 | 33800 | 25600 | 75.74% | 2.02 | 12.2 | 11.7 |  |  |  |  | R-410A | 2.7333 | Residential & Commercial | USHP | Ducted CEE Tier 1
215430642 | Central HP <5.4 tons | LUXAIRE | HRCU-A-CB (Split System: Heat Pump with Remote Outdoor Unit-Air-Source) | HH860E2S11 | ADP |  | H,YG48(1,2)60+TXV | LP9C100C16MP13 | 43500 | 18 | 8.5 | 42000 | 32800 | 78.1% | 2 | 0 | 11.7 |  |  |  |  | R-454B | 3.625 | Residential & Commercial | USHP | Ducted CEE Tier 1
215430672 | Central HP <5.4 tons | LUXAIRE | HRCU-A-CB (Split System: Heat Pump with Remote Outdoor Unit-Air-Source) | HH860E2S11 | ADP |  | H,YG48(1,2)60+TXV | Z8ES080C16SMPS1 | 44500 | 18 | 8.5 | 42500 | 33000 | 77.65% | 2 | 0 | 12 |  |  |  |  | R-454B | 3.7083 | Residential & Commercial | USHP | Ducted CEE Tier 1
215289746 | Central HP <5.4 tons | AIRQUEST | HRCU-A-CB (Split System: Heat Pump with Remote Outdoor Unit-Air-Source) | DLCURAH18ABK | ADP |  | HE31924 | *96MSN0261410A* | 16600 | 19 | 8.1 | 16700 | 18800 | 112.6% | 2.3 | 0 | 10 |  |  |  |  | R-410A | 1.3833 | Residential & Commercial | USHP | Ducted CEE Tier 1
215289761 | Central HP <5.4 tons | AIRQUEST | HRCU-A-CB (Split System: Heat Pump with Remote Outdoor Unit-Air-Source) | DLCURAH18ABK | ADP |  | H,GE34936 | *96MSN0261410A* | 17300 | 20 | 8.1 | 16700 | 18800 | 112.6% | 2.3 | 0 | 10.5 |  |  |  |  | R-410A | 1.4417 | Residential & Commercial | USHP | Ducted CEE Tier 1
215289779 | Central HP <5.4 tons | AIRQUEST | HRCU-A-CB (Split System: Heat Pump with Remote Outdoor Unit-Air-Source) | DLCURAH18ABK | ADP |  | H,GE9J936 | *96MSN0261410A* | 17300 | 20 | 8.1 | 16700 | 18800 | 112.6% | 2.3 | 0 | 10.5 |  |  |  |  | R-410A | 1.4417 | Residential & Commercial | USHP | Ducted CEE Tier 1
215289796 | Central HP <5.4 tons | AIRQUEST | HRCU-A-CB (Split System: Heat Pump with Remote Outdoor Unit-Air-Source) | DLCURAH18ABK | ADP |  | HG32936 | *96MSN0401410A* | 17100 | 16 | 8.5 | 16900 | 19100 | 113% | 2.34 | 0 | 10 |  |  |  |  | R-410A | 1.425 | Residential & Commercial | USHP | Ducted CEE Tier 1
215289811 | Central HP <5.4 tons | AIRQUEST | HRCU-A-CB (Split System: Heat Pump with Remote Outdoor Unit-Air-Source) | DLCURAH18ABK | ADP |  | H,GG30924 | *96MSN0401410A* | 16600 | 15.2 | 8.5 | 16900 | 19100 | 113% | 2.34 | 0 | 10 |  |  |  |  | R-410A | 1.3833 | Residential & Commercial | USHP | Ducted CEE Tier 1
215289814 | Central HP <5.4 tons | AIRQUEST | HRCU-A-CB (Split System: Heat Pump with Remote Outdoor Unit-Air-Source) | DLCURAH18ABK | ADP |  | HG7J924 | *96MSN0401410A* | 17200 | 16 | 8.5 | 16900 | 19100 | 113% | 2.34 | 0 | 10 |  |  |  |  | R-410A | 1.4333 | Residential & Commercial | USHP | Ducted CEE Tier 1
215289831 | Central HP <5.4 tons | AIRQUEST | HRCU-A-CB (Split System: Heat Pump with Remote Outdoor Unit-Air-Source) | DLCURAH18ABK | ADP |  | H,GG31924 | *96MSN0401712A* | 16600 | 15.2 | 8.5 | 16700 | 19000 | 113.8% | 2.32 | 0 | 9.5 |  |  |  |  | R-410A | 1.3833 | Residential & Commercial | USHP
215289878 | Central HP <5.4 tons | AIRQUEST | HRCU-A-CB (Split System: Heat Pump with Remote Outdoor Unit-Air-Source) | DLCURAH18ABK | ADP |  | HG31930 | *96MSN0601412A* | 17100 | 16 | 8.5 | 17000 | 19400 | 114.1% | 2.38 | 0 | 10 |  |  |  |  | R-410A | 1.425 | Residential & Commercial | USHP | Ducted CEE Tier 1
212986345 | Central HP <5.4 tons | PAYNE HEATING AND COOLING | HRCU-A-CB (Split System: Heat Pump with Remote Outdoor Unit-Air-Source) | 38MURAQ18AB3* |  |  | CNPV*2414AL* | PG96MSAA30040A** | 17400 | 15.5 | 8.5 | 18500 | 19200 | 103.8% | 2.3 | 0 | 10.5 |  |  |  |  | R-410A | 1.45 | Residential & Commercial | USHP | Ducted CEE Tier 1
212986381 | Central HP <5.4 tons | PAYNE HEATING AND COOLING | HRCU-A-CB (Split System: Heat Pump with Remote Outdoor Unit-Air-Source) | 38MURAQ18AB3* |  |  | CNPV*3017AL* | PG96MSAA30040A** | 17600 | 16 | 8.1 | 18200 | 18700 | 102.7% | 2.24 | 0 | 11 |  |  |  |  | R-410A | 1.4667 | Residential & Commercial | USHP | Ducted CEE Tier 1
211260006 | Central HP <5.4 tons | SMART COMFORT | HRCU-A-CB (Split System: Heat Pump with Remote Outdoor Unit-Air-Source) | DLCURAH18ABK |  |  | EA*4X19L17A* | *80ES(N,L)0701412A* | 18100 | 16.5 | 8.5 | 18000 | 17700 | 98.33% | 2.14 | 0 | 11 |  |  |  |  | R-410A | 1.5083 | Residential & Commercial | USHP | Ducted CEE Tier 1
211260106 | Central HP <5.4 tons | SMART COMFORT | HRCU-A-CB (Split System: Heat Pump with Remote Outdoor Unit-Air-Source) | DLCURAH18ABK |  |  | EA*4X24L14A* | *96VSN0601412A* | 17800 | 16 | 8.5 | 18800 | 19000 | 101.1% | 2.28 | 0 | 10.5 |  |  |  |  | R-410A | 1.4833 | Residential & Commercial | USHP | Ducted CEE Tier 1
211260181 | Central HP <5.4 tons | SMART COMFORT | HRCU-A-CB (Split System: Heat Pump with Remote Outdoor Unit-Air-Source) | DLCURAH18ABK |  |  | EA*4X24L14A* | *95ESN0261410A* | 17900 | 15.5 | 8.5 | 19000 | 18900 | 99.47% | 2.26 | 0 | 10.5 |  |  |  |  | R-410A | 1.4917 | Residential & Commercial | USHP | Ducted CEE Tier 1
211259754 | Central HP <5.4 tons | SMART COMFORT | HRCU-A-CB (Split System: Heat Pump with Remote Outdoor Unit-Air-Source) | DLCURAH18ABK |  |  | EA*4X19L17A* | *80VTL0451412A* | 18100 | 16.5 | 8.5 | 18000 | 17600 | 97.78% | 2.14 | 0 | 11 |  |  |  |  | R-410A | 1.5083 | Residential & Commercial | USHP | Ducted CEE Tier 1
211261419 | Central HP <5.4 tons | SMART COMFORT | HRCU-A-CB (Split System: Heat Pump with Remote Outdoor Unit-Air-Source) | DLCURAH18ABK |  |  | EA*4X30L14A* | *95ESN0261410A* | 18100 | 15.5 | 8.5 | 18800 | 18500 | 98.4% | 2.22 | 0 | 10.5 |  |  |  |  | R-410A | 1.5083 | Residential & Commercial | USHP | Ducted CEE Tier 1
214320592 | Central HP <5.4 tons | Frigidaire | HRCU-A-C (Split System: Heat Pump with Remote Outdoor Unit with No Indoor Fan --Air Source) | GXH48-60MSK4DH | ASPEN |  | C(A,C,D,E)48D44+TDR | 0 | 47000 | 15.2 | 8.5 | 48000 | 33600 | 70% | 1.8 | 0 | 10 |  |  |  |  | R-410A | 3.9167 | Residential & Commercial | USHP | Ducted CEE Tier 1
216676752 | Central HP <5.4 tons | PAYNE HEATING AND COOLING | HRCU-A-CB (Split System: Heat Pump with Remote Outdoor Unit-Air-Source) | 37MURAQ24AA3 |  |  | CAA**3617AM* | PG80MSUA48060B** | 23600 | 15.5 | 8.5 | 23800 | 19300 | 81.09% | 1.92 | 0 | 9.8 |  |  |  |  | R-454B | 1.9667 | Residential & Commercial | USHP
216676993 | Central HP <5.4 tons | PAYNE HEATING AND COOLING | HRCU-A-CB (Split System: Heat Pump with Remote Outdoor Unit-Air-Source) | 37MURAQ24AA3 |  |  | CSAH*3612AM* | PG92MSAA60080C** | 24600 | 15.2 | 8.5 | 23800 | 19300 | 81.09% | 1.92 | 0 | 10 |  |  |  |  | R-454B | 2.05 | Residential & Commercial | USHP | Ducted CEE Tier 1
216677754 | Central HP <5.4 tons | PAYNE HEATING AND COOLING | HRCU-A-CB (Split System: Heat Pump with Remote Outdoor Unit-Air-Source) | 37MURAQ24AA3 |  |  | CSAH*3612AM* | PG92MSAA48080B** | 24000 | 15.2 | 8.5 | 23600 | 19200 | 81.36% | 1.94 | 0 | 9.8 |  |  |  |  | R-454B | 2 | Residential & Commercial | USHP
211240582 | Central HP <5.4 tons | SMART COMFORT | HRCU-A-CB (Split System: Heat Pump with Remote Outdoor Unit-Air-Source) | DLCURAH24ABK |  |  | EA*4X24L17A* | *95ESN0601412A* | 24000 | 15.5 | 8.5 | 27200 | 23600 | 86.76% | 1.92 | 0 | 10 |  |  |  |  | R-410A | 2 | Residential & Commercial | USHP | Ducted CEE Tier 1
211241235 | Central HP <5.4 tons | SMART COMFORT | HRCU-A-CB (Split System: Heat Pump with Remote Outdoor Unit-Air-Source) | DLCURAH24ABK |  |  | EA*4X25L17A* | OMV112K14A | 24800 | 16 | 8.5 | 25800 | 21200 | 82.17% | 1.76 | 0 | 10 |  |  |  |  | R-410A | 2.0667 | Residential & Commercial | USHP | Ducted CEE Tier 1
211241400 | Central HP <5.4 tons | SMART COMFORT | HRCU-A-CB (Split System: Heat Pump with Remote Outdoor Unit-Air-Source) | DLCURAH24ABK |  |  | EA*4X30L17A* | *96VSN0601714A* | 23400 | 16.5 | 8.5 | 25800 | 24200 | 93.8% | 2.02 | 0 | 10 |  |  |  |  | R-410A | 1.95 | Residential & Commercial | USHP | Ducted CEE Tier 1
216675980 | Central HP <5.4 tons | PAYNE HEATING AND COOLING | HRCU-A-CB (Split System: Heat Pump with Remote Outdoor Unit-Air-Source) | 37MURAQ24AA3 |  |  | CAA**3017AM* | PG80MS(A,L)A42090B** | 23600 | 15.2 | 8.5 | 24200 | 19400 | 80.17% | 1.9 | 0 | 9.8 |  |  |  |  | R-454B | 1.9667 | Residential & Commercial | USHP
216677766 | Central HP <5.4 tons | PAYNE HEATING AND COOLING | HRCU-A-CB (Split System: Heat Pump with Remote Outdoor Unit-Air-Source) | 37MURAQ24AA3 |  |  | CAA**3617AM* | PG95MSUA48060B** | 23800 | 15.5 | 8.5 | 24000 | 19400 | 80.83% | 1.9 | 0 | 9.8 |  |  |  |  | R-454B | 1.9833 | Residential & Commercial | USHP
216678067 | Central HP <5.4 tons | PAYNE HEATING AND COOLING | HRCU-A-CB (Split System: Heat Pump with Remote Outdoor Unit-Air-Source) | 37MURAQ24AA3 |  |  | CAA**3721AM* | PG96VTAB48060B** | 24400 | 15.5 | 8.5 | 23000 | 19000 | 82.61% | 1.96 | 0 | 10 |  |  |  |  | R-454B | 2.0333 | Residential & Commercial | USHP | Ducted CEE Tier 1
216678569 | Central HP <5.4 tons | PAYNE HEATING AND COOLING | HRCU-A-CB (Split System: Heat Pump with Remote Outdoor Unit-Air-Source) | 37MURAQ24AA3 |  |  | FM(C,U)5Z36**AL* | 0 | 24800 | 16 | 9.5 | 24800 | 19600 | 79.03% | 2.14 | 0 | 10 |  |  |  |  | R-454B | 2.0667 | Residential & Commercial | USHP | Ducted CEE Tier 1
211262009 | Central HP <5.4 tons | SMART COMFORT | HRCU-A-CB (Split System: Heat Pump with Remote Outdoor Unit-Air-Source) | DLCURAH18ABK |  |  | EA*4X30L17A* | *80ES(N,L)0451412A* | 18200 | 16.5 | 8.5 | 18700 | 18400 | 98.4% | 2.22 | 0 | 11 |  |  |  |  | R-410A | 1.5167 | Residential & Commercial | USHP | Ducted CEE Tier 1
211261773 | Central HP <5.4 tons | SMART COMFORT | HRCU-A-CB (Split System: Heat Pump with Remote Outdoor Unit-Air-Source) | DLCURAH18ABK |  |  | EA*4X30L17A* | *80VTL0451412A* | 17800 | 16.5 | 8.5 | 18300 | 18500 | 101.1% | 2.22 | 0 | 10.5 |  |  |  |  | R-410A | 1.4833 | Residential & Commercial | USHP | Ducted CEE Tier 1
216644574 | Central HP <5.4 tons | SMART COMFORT | HRCU-A-CB (Split System: Heat Pump with Remote Outdoor Unit-Air-Source) | D5CUHAH18AAK |  |  | EA*5X19M17A* | OLV098A12* | 18800 | 15.5 | 9.5 | 20400 | 18000 | 88.24% | 2 | 0 | 11 |  |  |  |  | R-454B | 1.5667 | Residential & Commercial | USHP | Ducted CEE Tier 1
216974799 | Central HP <5.4 tons | BRYANT HEATING AND COOLING SYSTEMS | HRCU-A-CB (Split System: Heat Pump with Remote Outdoor Unit-Air-Source) | 293VAN048**AA* | ADP |  | C60A***L16*+TXV | 83*CA60100C21*** | 43500 | 21 | 9.5 | 46500 | 36000 | 77.42% | 2 | 0 | 10.5 |  |  |  |  | R-454B | 3.625 | Residential & Commercial | USHP | Ducted CEE Tier 1
216676447 | Central HP <5.4 tons | PAYNE HEATING AND COOLING | HRCU-A-CB (Split System: Heat Pump with Remote Outdoor Unit-Air-Source) | 37MURAQ24AA3 |  |  | CAA**2517AM* | PG80MSUA48060B** | 25000 | 16 | 9 | 23400 | 19200 | 82.05% | 2.06 | 0 | 10 |  |  |  |  | R-454B | 2.0833 | Residential & Commercial | USHP | Ducted CEE Tier 1
216676715 | Central HP <5.4 tons | PAYNE HEATING AND COOLING | HRCU-A-CB (Split System: Heat Pump with Remote Outdoor Unit-Air-Source) | 37MURAQ24AA3 |  |  | CAA**2517AM* | PG80VTLB48090B** | 24600 | 16 | 9 | 23400 | 19100 | 81.62% | 2.06 | 0 | 10 |  |  |  |  | R-454B | 2.05 | Residential & Commercial | USHP | Ducted CEE Tier 1
216676764 | Central HP <5.4 tons | PAYNE HEATING AND COOLING | HRCU-A-CB (Split System: Heat Pump with Remote Outdoor Unit-Air-Source) | 37MURAQ24AA3 |  |  | CSAH*3012AM* | PG80MSUA48060B** | 24200 | 15.2 | 8.5 | 24400 | 19500 | 79.92% | 1.92 | 0 | 9.8 |  |  |  |  | R-454B | 2.0167 | Residential & Commercial | USHP
216974826 | Central HP <5.4 tons | BRYANT HEATING AND COOLING SYSTEMS | HRCU-A-CB (Split System: Heat Pump with Remote Outdoor Unit-Air-Source) | 293VAN048**AA* | ADP |  | C48A***L18*+TXV | 83*CB48060C17*** | 43500 | 21 | 9.5 | 46000 | 36200 | 78.7% | 1.9 | 0 | 11 |  |  |  |  | R-454B | 3.625 | Residential & Commercial | USHP | Ducted CEE Tier 1
214279926 | Central HP <5.4 tons | SMART COMFORT | HRCU-A-CB (Split System: Heat Pump with Remote Outdoor Unit-Air-Source) | DLCURAH24ABK |  |  | EA*4X36L21A* | *96MSM0601716A* | 23600 | 17 | 9 | 25800 | 23600 | 91.47% | 1.96 | 0 | 10 |  |  |  |  | R-410A | 1.9667 | Residential & Commercial | USHP | Ducted CEE Tier 1
216974724 | Central HP <5.4 tons | BRYANT HEATING AND COOLING SYSTEMS | HRCU-A-CB (Split System: Heat Pump with Remote Outdoor Unit-Air-Source) | 291VAN054**AA* | ADP |  | V,C60H210P17*+TXV | 83*CB60080C21*** | 49500 | 19 | 10.5 | 50000 | 52000 | 104% | 1.98 | 0 | 12 |  |  |  |  | R-454B | 4.125 | Residential & Commercial | USHP | Ducted CEE Tier 1
216974781 | Central HP <5.4 tons | BRYANT HEATING AND COOLING SYSTEMS | HRCU-A-CB (Split System: Heat Pump with Remote Outdoor Unit-Air-Source) | 293VAN036**AA* | ADP |  | PL36H175P14*+TXV | 83*CB48060C17*** | 32800 | 20 | 9.5 | 33200 | 26200 | 78.92% | 2 | 0 | 11.5 |  |  |  |  | R-454B | 2.7333 | Residential & Commercial | USHP | Ducted CEE Tier 1
214229377 | Central HP <5.4 tons | PAYNE HEATING AND COOLING | HRCU-A-CB (Split System: Heat Pump with Remote Outdoor Unit-Air-Source) | 38MURAQ24AB3* |  |  | CAP**3721AL* | PG80MSUA60080C** | 24200 | 17.5 | 8.5 | 25000 | 21400 | 85.6% | 1.8 | 0 | 10 |  |  |  |  | R-410A | 2.0167 | Residential & Commercial | USHP | Ducted CEE Tier 1
216960329 | Central HP <5.4 tons | TRANE | HRCU-A-CB (Split System: Heat Pump with Remote Outdoor Unit-Air-Source) | 5TWV0X24A1 | ASPEN |  | D(A,C,E)30A3J+TDR | S9V2B060U3VSB+LRP | 18000 | 19.3 | 8.5 | 22000 | 25600 | 116.4% | 2.5 | 0 | 11.2 |  |  |  |  | R-454B | 1.5 | Residential & Commercial | USHP | Ducted CEE Tier 1
211260250 | Central HP <5.4 tons | SMART COMFORT | HRCU-A-CB (Split System: Heat Pump with Remote Outdoor Unit-Air-Source) | DLCURAH18ABK |  |  | EA*4X24L17A* | *80VSL0451412A* | 17700 | 16 | 8.5 | 18600 | 19100 | 102.7% | 2.28 | 0 | 10.5 |  |  |  |  | R-410A | 1.475 | Residential & Commercial | USHP | Ducted CEE Tier 1
211260541 | Central HP <5.4 tons | SMART COMFORT | HRCU-A-CB (Split System: Heat Pump with Remote Outdoor Unit-Air-Source) | DLCURAH18ABK |  |  | EA*4X24L17A* | *80ES(N,L)0451412A* | 18000 | 16 | 8.5 | 18900 | 18900 | 100% | 2.28 | 0 | 10.5 |  |  |  |  | R-410A | 1.5 | Residential & Commercial | USHP | Ducted CEE Tier 1
211261509 | Central HP <5.4 tons | SMART COMFORT | HRCU-A-CB (Split System: Heat Pump with Remote Outdoor Unit-Air-Source) | DLCURAH18ABK |  |  | EA*4X30L14A* | *80ES(N,L)0701412A* | 17700 | 16.5 | 8.5 | 18200 | 18500 | 101.6% | 2.22 | 0 | 10.5 |  |  |  |  | R-410A | 1.475 | Residential & Commercial | USHP | Ducted CEE Tier 1
211260766 | Central HP <5.4 tons | SMART COMFORT | HRCU-A-CB (Split System: Heat Pump with Remote Outdoor Unit-Air-Source) | DLCURAH18ABK |  |  | EA*4X25L17A* | *95ESU0401712A* | 18200 | 16.5 | 8.5 | 18000 | 17600 | 97.78% | 2.12 | 0 | 11 |  |  |  |  | R-410A | 1.5167 | Residential & Commercial | USHP | Ducted CEE Tier 1
215425866 | Central HP <5.4 tons | LUXAIRE | HRCU-A-CB (Split System: Heat Pump with Remote Outdoor Unit-Air-Source) | HH824E2S11 | ADP |  | H,YE32*30+TXV-BLEED | TM9V060B12MP12 | 22200 | 17 | 8.65 | 21200 | 17200 | 81.13% | 1.94 | 0 | 11 |  |  |  |  | R-454B | 1.85 | Residential & Commercial | USHP | Ducted CEE Tier 1
216675661 | Central HP <5.4 tons | SMART COMFORT | HRCU-A-CB (Split System: Heat Pump with Remote Outdoor Unit-Air-Source) | D5CURAH24AAK |  |  | EA*5X30M14A* | *80MS(N,L)0451412A* | 23600 | 15.2 | 8.5 | 24200 | 19400 | 80.17% | 1.9 | 0 | 9.8 |  |  |  |  | R-454B | 1.9667 | Residential & Commercial | USHP
216974813 | Central HP <5.4 tons | BRYANT HEATING AND COOLING SYSTEMS | HRCU-A-CB (Split System: Heat Pump with Remote Outdoor Unit-Air-Source) | 293VAN048**AA* | ADP |  | V,C48H175P38*+TXV | 83*CB48060C17*** | 43500 | 21 | 9.5 | 46000 | 36200 | 78.7% | 1.9 | 0 | 11 |  |  |  |  | R-454B | 3.625 | Residential & Commercial | USHP | Ducted CEE Tier 1
216643354 | Central HP <5.4 tons | SMART COMFORT | HRCU-A-CB (Split System: Heat Pump with Remote Outdoor Unit-Air-Source) | D5CUHAH18AAK |  |  | EA*5X19M17A* | *80VSL0451412B* | 18300 | 15.2 | 9.5 | 20000 | 17800 | 89% | 2 | 0 | 11 |  |  |  |  | R-454B | 1.525 | Residential & Commercial | USHP | Ducted CEE Tier 1
216643405 | Central HP <5.4 tons | SMART COMFORT | HRCU-A-CB (Split System: Heat Pump with Remote Outdoor Unit-Air-Source) | D5CUHAH18AAK |  |  | EA*5X25M17A* | *80VSL0451412B* | 18500 | 15.2 | 9.5 | 20000 | 17600 | 88% | 2.02 | 0 | 11.5 |  |  |  |  | R-454B | 1.5417 | Residential & Commercial | USHP | Ducted CEE Tier 1
216643621 | Central HP <5.4 tons | SMART COMFORT | HRCU-A-CB (Split System: Heat Pump with Remote Outdoor Unit-Air-Source) | D5CUHAH18AAK |  |  | EA*5X30M17A* | *80MSU0601716A* | 18000 | 15.2 | 9.5 | 20200 | 18200 | 90.1% | 1.92 | 0 | 11 |  |  |  |  | R-454B | 1.5 | Residential & Commercial | USHP | Ducted CEE Tier 1
212985975 | Central HP <5.4 tons | PAYNE HEATING AND COOLING | HRCU-A-CB (Split System: Heat Pump with Remote Outdoor Unit-Air-Source) | 38MURAQ18AB3* |  |  | CNPV*3017AL* | PG96MSAA30026A** | 17500 | 16 | 8.1 | 18200 | 18800 | 103.3% | 2.26 | 0 | 11 |  |  |  |  | R-410A | 1.4583 | Residential & Commercial | USHP | Ducted CEE Tier 1
212984171 | Central HP <5.4 tons | PAYNE HEATING AND COOLING | HRCU-A-CB (Split System: Heat Pump with Remote Outdoor Unit-Air-Source) | 38MURAQ18AB3* |  |  | CAP**2417AL* | PG92MSAA42060B** | 17500 | 16.5 | 8.5 | 18500 | 19400 | 104.9% | 2.34 | 0 | 10.5 |  |  |  |  | R-410A | 1.4583 | Residential & Commercial | USHP | Ducted CEE Tier 1
214229464 | Central HP <5.4 tons | SMART COMFORT | HRCU-A-CB (Split System: Heat Pump with Remote Outdoor Unit-Air-Source) | DLCURAH36ABK |  |  | EA*4X48L24A* | *80MSU1002120A* | 35600 | 16 | 8.5 | 38000 | 34600 | 91.05% | 2.04 | 0 | 10 |  |  |  |  | R-410A | 2.9667 | Residential & Commercial | USHP | Ducted CEE Tier 1
215289913 | Central HP <5.4 tons | AIRQUEST | HRCU-A-CB (Split System: Heat Pump with Remote Outdoor Unit-Air-Source) | DLCURAH18ABK | ADP |  | HG9J936 | *96MSN0601412A* | 17400 | 16 | 8.5 | 17000 | 19400 | 114.1% | 2.38 | 0 | 10.5 |  |  |  |  | R-410A | 1.45 | Residential & Commercial | USHP | Ducted CEE Tier 1
215289928 | Central HP <5.4 tons | AIRQUEST | HRCU-A-CB (Split System: Heat Pump with Remote Outdoor Unit-Air-Source) | DLCURAH18ABK | ADP |  | H,GG32930 | *96MSN0601716A* | 16800 | 16 | 8.5 | 16500 | 19000 | 115.2% | 2.32 | 0 | 10 |  |  |  |  | R-410A | 1.4 | Residential & Commercial | USHP | Ducted CEE Tier 1
215289946 | Central HP <5.4 tons | AIRQUEST | HRCU-A-CB (Split System: Heat Pump with Remote Outdoor Unit-Air-Source) | DLCURAH18ABK | ADP |  | H,GG30924 | *96MSN0601716A* | 16600 | 15.2 | 8.5 | 16900 | 18600 | 110.1% | 2.28 | 0 | 10 |  |  |  |  | R-410A | 1.3833 | Residential & Commercial | USHP | Ducted CEE Tier 1
215289995 | Central HP <5.4 tons | AIRQUEST | HRCU-A-CB (Split System: Heat Pump with Remote Outdoor Unit-Air-Source) | DLCURAH18ABK | ADP |  | HG7J936 | *96MSN0801716A* | 17600 | 16 | 8.5 | 17000 | 19000 | 111.8% | 2.32 | 0 | 10.5 |  |  |  |  | R-410A | 1.4667 | Residential & Commercial | USHP | Ducted CEE Tier 1
215289996 | Central HP <5.4 tons | AIRQUEST | HRCU-A-CB (Split System: Heat Pump with Remote Outdoor Unit-Air-Source) | DLCURAH18ABK | ADP |  | H,GE7J924 | *96MSN0801716A* | 17600 | 16 | 8.5 | 17000 | 19000 | 111.8% | 2.32 | 0 | 10.5 |  |  |  |  | R-410A | 1.4667 | Residential & Commercial | USHP | Ducted CEE Tier 1
215290015 | Central HP <5.4 tons | AIRQUEST | HRCU-A-CB (Split System: Heat Pump with Remote Outdoor Unit-Air-Source) | DLCURAH18ABK | ADP |  | HE31924 | *96VTN0401410A* | 16800 | 15.2 | 8.5 | 16700 | 18800 | 112.6% | 2.3 | 0 | 10 |  |  |  |  | R-410A | 1.4 | Residential & Commercial | USHP | Ducted CEE Tier 1
215290063 | Central HP <5.4 tons | AIRQUEST | HRCU-A-CB (Split System: Heat Pump with Remote Outdoor Unit-Air-Source) | DLCURAH18ABK | ADP |  | H,GE32930 | *96VTN0401410B* | 16800 | 16 | 8.5 | 16600 | 19000 | 114.5% | 2.34 | 0 | 9.5 |  |  |  |  | R-410A | 1.4 | Residential & Commercial | USHP
215290065 | Central HP <5.4 tons | AIRQUEST | HRCU-A-CB (Split System: Heat Pump with Remote Outdoor Unit-Air-Source) | DLCURAH18ABK | ADP |  | HE32936 | *96VTN0401410B* | 16800 | 16 | 8.5 | 16600 | 19000 | 114.5% | 2.34 | 0 | 9.5 |  |  |  |  | R-410A | 1.4 | Residential & Commercial | USHP
212983648 | Central HP <5.4 tons | PAYNE HEATING AND COOLING | HRCU-A-CB (Split System: Heat Pump with Remote Outdoor Unit-Air-Source) | 38MURAQ18AB3* |  |  | CAP**2417AL* | PG92MSAA36060A** | 17600 | 16 | 8.5 | 18500 | 19400 | 104.9% | 2.34 | 0 | 10.5 |  |  |  |  | R-410A | 1.4667 | Residential & Commercial | USHP | Ducted CEE Tier 1
212988687 | Central HP <5.4 tons | PAYNE HEATING AND COOLING | HRCU-A-CB (Split System: Heat Pump with Remote Outdoor Unit-Air-Source) | 38MURAQ24AB3* |  |  | CAP**3621AL* | PG95MSUA36040B** | 23400 | 17 | 8.5 | 26000 | 24400 | 93.85% | 2.02 | 0 | 10 |  |  |  |  | R-410A | 1.95 | Residential & Commercial | USHP | Ducted CEE Tier 1
212988735 | Central HP <5.4 tons | PAYNE HEATING AND COOLING | HRCU-A-CB (Split System: Heat Pump with Remote Outdoor Unit-Air-Source) | 38MURAQ24AB3* |  |  | CNPV*3017AL* | PG95MSUA36040B** | 23600 | 16.5 | 8.1 | 26400 | 24200 | 91.67% | 2.02 | 0 | 10 |  |  |  |  | R-410A | 1.9667 | Residential & Commercial | USHP | Ducted CEE Tier 1
212989239 | Central HP <5.4 tons | PAYNE HEATING AND COOLING | HRCU-A-CB (Split System: Heat Pump with Remote Outdoor Unit-Air-Source) | 38MURAQ24AB3* |  |  | CNPV*3617AL* | PG95MSUA48060B** | 23600 | 17 | 8.5 | 26400 | 24400 | 92.42% | 2.02 | 0 | 10.5 |  |  |  |  | R-410A | 1.9667 | Residential & Commercial | USHP | Ducted CEE Tier 1
212989623 | Central HP <5.4 tons | PAYNE HEATING AND COOLING | HRCU-A-CB (Split System: Heat Pump with Remote Outdoor Unit-Air-Source) | 38MURAQ24AB3* |  |  | CNPV*3621AL* | PG95MSUA60080C** | 23400 | 17 | 8.5 | 26200 | 24600 | 93.89% | 2.04 | 0 | 10.5 |  |  |  |  | R-410A | 1.95 | Residential & Commercial | USHP | Ducted CEE Tier 1
216676028 | Central HP <5.4 tons | PAYNE HEATING AND COOLING | HRCU-A-CB (Split System: Heat Pump with Remote Outdoor Unit-Air-Source) | 37MURAQ24AA3 |  |  | CAA**3721AM* | PG80MS(A,L)A42090B** | 24400 | 15.5 | 8.5 | 23000 | 19000 | 82.61% | 1.96 | 0 | 10 |  |  |  |  | R-454B | 2.0333 | Residential & Commercial | USHP | Ducted CEE Tier 1
213362749 | Central HP <5.4 tons | COLEMAN | HRCU-A-CB (Split System: Heat Pump with Remote Outdoor Unit-Air-Source) | HMH72B341 | ADP |  | H,YG81936 | TM8Y060A12MP11 | 33800 | 18 | 8.1 | 31800 | 23000 | 72.33% | 2.04 | 0 | 10 |  |  |  |  | R-410A | 2.8167 | Residential & Commercial | USHP | Ducted CEE Tier 1
215375090 | Central HP <5.4 tons | RUUD | HRCU-A-CB (Split System: Heat Pump with Remote Outdoor Unit-Air-Source) | RD17AZ24AJ3N | ASPEN |  | D(A,C,E)30B36+TDR | R802V0754A17UHS | 21600 | 17 | 8.1 | 22600 | 18900 | 83.63% | 2.1 | 0 | 10 |  |  |  |  | R-410A | 1.8 | Residential & Commercial | USHP | Ducted CEE Tier 1
212976750 | Central HP <5.4 tons | SMART COMFORT | HRCU-A-CB (Split System: Heat Pump with Remote Outdoor Unit-Air-Source) | DLCURAH30ABK |  |  | EA*4X42L24A* | *96VTN1002120B* | 30200 | 15.2 | 8.1 | 34200 | 27400 | 80.12% | 1.8 | 0 | 9 |  |  |  |  | R-410A | 2.5167 | Residential & Commercial | USHP
212977016 | Central HP <5.4 tons | SMART COMFORT | HRCU-A-CB (Split System: Heat Pump with Remote Outdoor Unit-Air-Source) | DLCURAH30ABK |  |  | EA*4X36L21A* | *96VTN1002122B* | 29800 | 15.2 | 8.1 | 34200 | 28000 | 81.87% | 1.78 | 0 | 9 |  |  |  |  | R-410A | 2.4833 | Residential & Commercial | USHP
216676650 | Central HP <5.4 tons | PAYNE HEATING AND COOLING | HRCU-A-CB (Split System: Heat Pump with Remote Outdoor Unit-Air-Source) | 37MURAQ24AA3 |  |  | CAA**3017AM* | PG80VTLB48070B** | 23600 | 15.2 | 8.5 | 24200 | 19400 | 80.17% | 1.9 | 0 | 9.8 |  |  |  |  | R-454B | 1.9667 | Residential & Commercial | USHP
216676711 | Central HP <5.4 tons | PAYNE HEATING AND COOLING | HRCU-A-CB (Split System: Heat Pump with Remote Outdoor Unit-Air-Source) | 37MURAQ24AA3 |  |  | CAA**3617AM* | PG80VTLB48090B** | 23600 | 15.5 | 8.5 | 24000 | 19400 | 80.83% | 1.92 | 0 | 9.8 |  |  |  |  | R-454B | 1.9667 | Residential & Commercial | USHP
216676918 | Central HP <5.4 tons | PAYNE HEATING AND COOLING | HRCU-A-CB (Split System: Heat Pump with Remote Outdoor Unit-Air-Source) | 37MURAQ24AA3 |  |  | CAA**3017AM* | PG92MSAA42060B** | 23600 | 15.2 | 8.5 | 24200 | 19400 | 80.17% | 1.9 | 0 | 9.8 |  |  |  |  | R-454B | 1.9667 | Residential & Commercial | USHP
212988008 | Central HP <5.4 tons | SMART COMFORT | HRCU-A-CB (Split System: Heat Pump with Remote Outdoor Unit-Air-Source) | DLCURAH36ABK |  |  | EA*4X48L21A* | *96MSN1002120A* | 35800 | 16.5 | 8.5 | 37800 | 34600 | 91.53% | 2.04 | 0 | 10 |  |  |  |  | R-410A | 2.9833 | Residential & Commercial | USHP | Ducted CEE Tier 1
215292676 | Central HP <5.4 tons | AIRQUEST | HRCU-A-CB (Split System: Heat Pump with Remote Outdoor Unit-Air-Source) | DLCURAH24ABK | ADP |  | H,GE23936 | *96VTN0401712B* | 22400 | 16 | 8.5 | 24600 | 24000 | 97.56% | 2.02 | 0 | 9.5 |  |  |  |  | R-410A | 1.8667 | Residential & Commercial | USHP
212986629 | Central HP <5.4 tons | SMART COMFORT | HRCU-A-CB (Split System: Heat Pump with Remote Outdoor Unit-Air-Source) | DLCURAH24ABK |  |  | EN(A,D)4X30L17** | *96MSM0401712A* | 23200 | 15.5 | 8.1 | 26000 | 24400 | 93.85% | 2.02 | 0 | 10 |  |  |  |  | R-410A | 1.9333 | Residential & Commercial | USHP | Ducted CEE Tier 1
211262135 | Central HP <5.4 tons | PAYNE HEATING AND COOLING | HRCU-A-CB (Split System: Heat Pump with Remote Outdoor Unit-Air-Source) | 38MURAQ18AB3* |  |  | CAP**3017AL* | PG92ESAA36040B** | 17900 | 15.5 | 8.5 | 18600 | 18500 | 99.46% | 2.22 | 0 | 10.5 |  |  |  |  | R-410A | 1.4917 | Residential & Commercial | USHP | Ducted CEE Tier 1
216974695 | Central HP <5.4 tons | BRYANT HEATING AND COOLING SYSTEMS | HRCU-A-CB (Split System: Heat Pump with Remote Outdoor Unit-Air-Source) | 291VAN054**AA* | ADP |  | PL60H210P29*+TXV | 83*CA60080C21*** | 48500 | 19 | 10.5 | 50000 | 52500 | 105% | 1.98 | 0 | 11 |  |  |  |  | R-454B | 4.0417 | Residential & Commercial | USHP | Ducted CEE Tier 1
216644644 | Central HP <5.4 tons | SMART COMFORT | HRCU-A-CB (Split System: Heat Pump with Remote Outdoor Unit-Air-Source) | D5CUHAH18AAK |  |  | FM(C,U)5Z18**AL* | 0 | 18000 | 15.2 | 12.5 | 21200 | 18800 | 88.68% | 2.08 | 0 | 11 |  |  |  |  | R-454B | 1.5 | Residential & Commercial | USHP | Ducted CEE Tier 1
216644674 | Central HP <5.4 tons | SMART COMFORT | HRCU-A-CB (Split System: Heat Pump with Remote Outdoor Unit-Air-Source) | D5CUHAH18AAK |  |  | FM(C,U)5Z30**AL* | 0 | 18500 | 15.5 | 12 | 20600 | 18600 | 90.29% | 2.08 | 0 | 11.5 |  |  |  |  | R-454B | 1.5417 | Residential & Commercial | USHP | Ducted CEE Tier 1
216738399 | Central HP <5.4 tons | SMART COMFORT | HRCU-A-CB (Split System: Heat Pump with Remote Outdoor Unit-Air-Source) | D5CUHAH24AAK |  |  | ESH5X36M12A* | *97CMN0601714B* | 22600 | 15.5 | 8.1 | 20800 | 18500 | 88.94% | 1.85 | 0 | 10.5 |  |  |  |  | R-454B | 1.8833 | Residential & Commercial | USHP | Ducted CEE Tier 1
216732733 | Central HP <5.4 tons | SMART COMFORT | HRCU-A-CB (Split System: Heat Pump with Remote Outdoor Unit-Air-Source) | D5CUHAH24AAK |  |  | EA*5X24M17A* | *80VSL0701412B* | 22200 | 16.5 | 8.5 | 21000 | 19200 | 91.43% | 1.96 | 0 | 10.5 |  |  |  |  | R-454B | 1.85 | Residential & Commercial | USHP | Ducted CEE Tier 1
216732515 | Central HP <5.4 tons | SMART COMFORT | HRCU-A-CB (Split System: Heat Pump with Remote Outdoor Unit-Air-Source) | D5CUHAH24AAK |  |  | EA*5X24M14A* | *80MS(N,L)0701412A* | 22000 | 16 | 8.5 | 21000 | 19100 | 90.95% | 1.96 | 0 | 10.5 |  |  |  |  | R-454B | 1.8333 | Residential & Commercial | USHP | Ducted CEE Tier 1
216733353 | Central HP <5.4 tons | SMART COMFORT | HRCU-A-CB (Split System: Heat Pump with Remote Outdoor Unit-Air-Source) | D5CUHAH24AAK |  |  | EA*5X25M17A* | *97CMN0601714B* | 22800 | 16 | 8.5 | 20600 | 18400 | 89.32% | 1.96 | 0 | 11 |  |  |  |  | R-454B | 1.9 | Residential & Commercial | USHP | Ducted CEE Tier 1
216733250 | Central HP <5.4 tons | SMART COMFORT | HRCU-A-CB (Split System: Heat Pump with Remote Outdoor Unit-Air-Source) | D5CUHAH24AAK |  |  | EA*5X25M17A* | *80VSL0901716B* | 23200 | 16.5 | 8.5 | 20800 | 18500 | 88.94% | 1.96 | 0 | 11 |  |  |  |  | R-454B | 1.9333 | Residential & Commercial | USHP | Ducted CEE Tier 1
216676953 | Central HP <5.4 tons | PAYNE HEATING AND COOLING | HRCU-A-CB (Split System: Heat Pump with Remote Outdoor Unit-Air-Source) | 37MURAQ24AA3 |  |  | CAA**2417AM* | PG92MSAA48080B** | 23200 | 15.2 | 8.5 | 24600 | 19600 | 79.67% | 1.88 | 0 | 9.5 |  |  |  |  | R-454B | 1.9333 | Residential & Commercial | USHP
216677778 | Central HP <5.4 tons | PAYNE HEATING AND COOLING | HRCU-A-CB (Split System: Heat Pump with Remote Outdoor Unit-Air-Source) | 37MURAQ24AA3 |  |  | CAA**3721AM* | PG95MSUA48060B** | 24400 | 15.5 | 8.5 | 23000 | 19000 | 82.61% | 1.96 | 0 | 10 |  |  |  |  | R-454B | 2.0333 | Residential & Commercial | USHP | Ducted CEE Tier 1
216678271 | Central HP <5.4 tons | PAYNE HEATING AND COOLING | HRCU-A-CB (Split System: Heat Pump with Remote Outdoor Unit-Air-Source) | 37MURAQ24AA3 |  |  | CAA**3721AM* | PG97VTAA48060B** | 24400 | 15.5 | 8.5 | 23000 | 19000 | 82.61% | 1.96 | 0 | 10 |  |  |  |  | R-454B | 2.0333 | Residential & Commercial | USHP | Ducted CEE Tier 1
211243956 | Central HP <5.4 tons | SMART COMFORT | HRCU-A-CB (Split System: Heat Pump with Remote Outdoor Unit-Air-Source) | DLCURAH24ABK |  |  | EN(A,D)4X24L17** | *80VSL0701716A* | 23400 | 16 | 8.5 | 26600 | 24000 | 90.23% | 1.98 | 0 | 10 |  |  |  |  | R-410A | 1.95 | Residential & Commercial | USHP | Ducted CEE Tier 1
212978147 | Central HP <5.4 tons | SMART COMFORT | HRCU-A-CB (Split System: Heat Pump with Remote Outdoor Unit-Air-Source) | DLCURAH24ABK |  |  | EA*4X36L17A* | *80MS(N,L)0701412A* | 23600 | 17.5 | 8.5 | 26200 | 23800 | 90.84% | 2 | 0 | 10 |  |  |  |  | R-410A | 1.9667 | Residential & Commercial | USHP | Ducted CEE Tier 1
213623871 | Central HP <5.4 tons | RUNTRU | HRCU-A-CB (Split System: Heat Pump with Remote Outdoor Unit-Air-Source) | E4HL5036A1000A | ADP |  | FG47936 | A801X060BM4SCA | 30000 | 15.2 | 8.1 | 23400 | 17600 | 75.21% | 1.75 | 0 | 9.5 |  |  |  |  | R-410A | 2.5 | Residential & Commercial | USHP
213623904 | Central HP <5.4 tons | RUNTRU | HRCU-A-CB (Split System: Heat Pump with Remote Outdoor Unit-Air-Source) | E4HL5036A1000A | ADP |  | FG81936 | A952V060BU4SAD | 30000 | 15.2 | 8.1 | 23400 | 17600 | 75.21% | 1.75 | 0 | 9.5 |  |  |  |  | R-410A | 2.5 | Residential & Commercial | USHP
212986297 | Central HP <5.4 tons | PAYNE HEATING AND COOLING | HRCU-A-CB (Split System: Heat Pump with Remote Outdoor Unit-Air-Source) | 38MURAQ18AB3* |  |  | CAP**2417AL* | PG96MSAA30040A** | 17400 | 16 | 8.5 | 18500 | 19500 | 105.4% | 2.34 | 0 | 10.5 |  |  |  |  | R-410A | 1.45 | Residential & Commercial | USHP | Ducted CEE Tier 1
212987049 | Central HP <5.4 tons | PAYNE HEATING AND COOLING | HRCU-A-CB (Split System: Heat Pump with Remote Outdoor Unit-Air-Source) | 38MURAQ18AB3* |  |  | CNPV*2414AL* | PG96MSAA36060A** | 17300 | 16 | 8.1 | 18300 | 19200 | 104.9% | 2.32 | 0 | 10.5 |  |  |  |  | R-410A | 1.4417 | Residential & Commercial | USHP | Ducted CEE Tier 1
214779009 | Central HP <5.4 tons | ECOER | HRCU-A-CB (Split System: Heat Pump with Remote Outdoor Unit-Air-Source) | EODA18H-4860B | ADP |  | HG52960+AEFE5* | 0 | 53500 | 17 | 9 | 53000 | 38000 | 71.7% | 1.9 | 0 | 10 |  |  |  |  | R-410A | 4.4583 | Residential & Commercial | USHP | Ducted CEE Tier 1
213607724 | Central HP <5.4 tons | PAYNE HEATING AND COOLING | HRCU-A-CB (Split System: Heat Pump with Remote Outdoor Unit-Air-Source) | 38MURAQ36AB3* |  |  | PF4TNXC36L* | 0 | 35400 | 16.5 | 8.5 | 38000 | 35200 | 92.63% | 1.86 | 0 | 10 |  |  |  |  | R-410A | 2.95 | Residential & Commercial | USHP | Ducted CEE Tier 1
211261783 | Central HP <5.4 tons | PAYNE HEATING AND COOLING | HRCU-A-CB (Split System: Heat Pump with Remote Outdoor Unit-Air-Source) | 38MURAQ18AB3* |  |  | CAP**3017AL* | PG80VTLA48090B** | 17800 | 16.5 | 8.5 | 18300 | 18500 | 101.1% | 2.22 | 0 | 10.5 |  |  |  |  | R-410A | 1.4833 | Residential & Commercial | USHP | Ducted CEE Tier 1
216676505 | Central HP <5.4 tons | PAYNE HEATING AND COOLING | HRCU-A-CB (Split System: Heat Pump with Remote Outdoor Unit-Air-Source) | 37MURAQ24AA3 |  |  | CSAH*3012AM* | PG80MS(A,L)A36070A** | 23800 | 15.2 | 8.5 | 24200 | 19500 | 80.58% | 1.9 | 0 | 9.8 |  |  |  |  | R-454B | 1.9833 | Residential & Commercial | USHP
216676623 | Central HP <5.4 tons | PAYNE HEATING AND COOLING | HRCU-A-CB (Split System: Heat Pump with Remote Outdoor Unit-Air-Source) | 37MURAQ24AA3 |  |  | CSAH*3612AM* | PG80MS(A,L)A60110C** | 23800 | 15.2 | 8.5 | 23600 | 19200 | 81.36% | 1.94 | 0 | 9.8 |  |  |  |  | R-454B | 1.9833 | Residential & Commercial | USHP
216677306 | Central HP <5.4 tons | PAYNE HEATING AND COOLING | HRCU-A-CB (Split System: Heat Pump with Remote Outdoor Unit-Air-Source) | 37MURAQ24AA3 |  |  | CAA**3721AM* | PG96MSAA60080C** | 24400 | 15.5 | 8.5 | 23000 | 19000 | 82.61% | 1.96 | 0 | 10 |  |  |  |  | R-454B | 2.0333 | Residential & Commercial | USHP | Ducted CEE Tier 1
216677742 | Central HP <5.4 tons | PAYNE HEATING AND COOLING | HRCU-A-CB (Split System: Heat Pump with Remote Outdoor Unit-Air-Source) | 37MURAQ24AA3 |  |  | CAA**3017AM* | PG95MSUA48060B** | 23600 | 15.2 | 8.5 | 24200 | 19400 | 80.17% | 1.9 | 0 | 9.8 |  |  |  |  | R-454B | 1.9667 | Residential & Commercial | USHP
212989162 | Central HP <5.4 tons | SMART COMFORT | HRCU-A-CB (Split System: Heat Pump with Remote Outdoor Unit-Air-Source) | DLCURAH24ABK |  |  | EA*4X30L17A* | *95MSU0601716A* | 23600 | 17 | 8.5 | 26400 | 24600 | 93.18% | 2.04 | 0 | 10 |  |  |  |  | R-410A | 1.9667 | Residential & Commercial | USHP | Ducted CEE Tier 1
212989210 | Central HP <5.4 tons | SMART COMFORT | HRCU-A-CB (Split System: Heat Pump with Remote Outdoor Unit-Air-Source) | DLCURAH24ABK |  |  | EA*4X37L21A* | *95MSU0601716A* | 24200 | 17.5 | 8.5 | 25200 | 21600 | 85.71% | 1.82 | 0 | 10.5 |  |  |  |  | R-410A | 2.0167 | Residential & Commercial | USHP | Ducted CEE Tier 1
212984598 | Central HP <5.4 tons | SMART COMFORT | HRCU-A-CB (Split System: Heat Pump with Remote Outdoor Unit-Air-Source) | DLCURAH24ABK |  |  | EA*4X30L17A* | *92MSN0801716A* | 23400 | 17.5 | 8.5 | 26200 | 24800 | 94.66% | 2.08 | 0 | 10 |  |  |  |  | R-410A | 1.95 | Residential & Commercial | USHP | Ducted CEE Tier 1
212984082 | Central HP <5.4 tons | SMART COMFORT | HRCU-A-CB (Split System: Heat Pump with Remote Outdoor Unit-Air-Source) | DLCURAH24ABK |  |  | EA*4X36L21A* | *92MSN0601714A* | 23800 | 17.5 | 8.5 | 26200 | 23600 | 90.08% | 1.96 | 0 | 10 |  |  |  |  | R-410A | 1.9833 | Residential & Commercial | USHP | Ducted CEE Tier 1
214320596 | Central HP <5.4 tons | Frigidaire | HRCU-A-C (Split System: Heat Pump with Remote Outdoor Unit with No Indoor Fan --Air Source) | GXH48-60MSK4DH | ASPEN |  | C(A,C,D,E)60B44+TDR | 0 | 50500 | 15.2 | 8.5 | 53000 | 37200 | 70.19% | 1.8 | 0 | 9.5 |  |  |  |  | R-410A | 4.2083 | Residential & Commercial | USHP
213623881 | Central HP <5.4 tons | RUNTRU | HRCU-A-CB (Split System: Heat Pump with Remote Outdoor Unit-Air-Source) | E4HL5036A1000A | ADP |  | FG81936 | A801X080BM4SCA | 29800 | 15.2 | 8.1 | 25400 | 18600 | 73.23% | 1.75 | 0 | 9.5 |  |  |  |  | R-410A | 2.4833 | Residential & Commercial | USHP
213623896 | Central HP <5.4 tons | RUNTRU | HRCU-A-CB (Split System: Heat Pump with Remote Outdoor Unit-Air-Source) | E4HL5036A1000A | ADP |  | FG81936 | A951X080BU4SAB | 29800 | 15.2 | 8.1 | 25400 | 18600 | 73.23% | 1.75 | 0 | 9.5 |  |  |  |  | R-410A | 2.4833 | Residential & Commercial | USHP
213623914 | Central HP <5.4 tons | RUNTRU | HRCU-A-CB (Split System: Heat Pump with Remote Outdoor Unit-Air-Source) | E4HL5036A1000A | ADP |  | FG82936 | A952V080BU4SAD | 30000 | 15.2 | 8.1 | 23400 | 17600 | 75.21% | 1.75 | 0 | 9.5 |  |  |  |  | R-410A | 2.5 | Residential & Commercial | USHP
215425864 | Central HP <5.4 tons | LUXAIRE | HRCU-A-CB (Split System: Heat Pump with Remote Outdoor Unit-Air-Source) | HH824E2S11 | ADP |  | H,YE32*30+TXV-BLEED | TM9E080B12MP12 | 22200 | 17 | 8.65 | 21200 | 17600 | 83.02% | 1.94 | 0 | 11 |  |  |  |  | R-454B | 1.85 | Residential & Commercial | USHP | Ducted CEE Tier 1
216675901 | Central HP <5.4 tons | PAYNE HEATING AND COOLING | HRCU-A-CB (Split System: Heat Pump with Remote Outdoor Unit-Air-Source) | 37MURAQ24AA3 |  |  | CAA**3017AM* | PG80MS(A,L)A48070B** | 23600 | 15.2 | 8.5 | 24200 | 19400 | 80.17% | 1.9 | 0 | 9.8 |  |  |  |  | R-454B | 1.9667 | Residential & Commercial | USHP
216676587 | Central HP <5.4 tons | PAYNE HEATING AND COOLING | HRCU-A-CB (Split System: Heat Pump with Remote Outdoor Unit-Air-Source) | 37MURAQ24AA3 |  |  | CAA**2517AM* | PG80VTLB36045A** | 24200 | 15.5 | 8.5 | 23200 | 19100 | 82.33% | 1.94 | 0 | 10 |  |  |  |  | R-454B | 2.0167 | Residential & Commercial | USHP | Ducted CEE Tier 1
216676707 | Central HP <5.4 tons | PAYNE HEATING AND COOLING | HRCU-A-CB (Split System: Heat Pump with Remote Outdoor Unit-Air-Source) | 37MURAQ24AA3 |  |  | CAA**3017AM* | PG80VTLB48090B** | 23400 | 15.2 | 8.5 | 24000 | 19400 | 80.83% | 1.92 | 0 | 9.8 |  |  |  |  | R-454B | 1.95 | Residential & Commercial | USHP
216676989 | Central HP <5.4 tons | PAYNE HEATING AND COOLING | HRCU-A-CB (Split System: Heat Pump with Remote Outdoor Unit-Air-Source) | 37MURAQ24AA3 |  |  | CSAH*3012AM* | PG80VTLB36070A** | 23800 | 15.2 | 8.5 | 24200 | 19500 | 80.58% | 1.92 | 0 | 9.8 |  |  |  |  | R-454B | 1.9833 | Residential & Commercial | USHP
216678680 | Central HP <5.4 tons | PAYNE HEATING AND COOLING | HRCU-A-CB (Split System: Heat Pump with Remote Outdoor Unit-Air-Source) | 38MURAQ36AB3* |  |  | CAP**3617AL* | PG97VTAA48060B** | 34800 | 15.2 | 8.5 | 38500 | 34800 | 90.39% | 1.75 | 0 | 9.5 |  |  |  |  | R-410A | 2.9 | Residential & Commercial | USHP
212981757 | Central HP <5.4 tons | SMART COMFORT | HRCU-A-CB (Split System: Heat Pump with Remote Outdoor Unit-Air-Source) | DLCURAH24ABK |  |  | EA*4X37L17A* | *80MSU1002120A* | 24200 | 16.5 | 8.5 | 25200 | 22000 | 87.3% | 1.84 | 0 | 10 |  |  |  |  | R-410A | 2.0167 | Residential & Commercial | USHP | Ducted CEE Tier 1
211244220 | Central HP <5.4 tons | SMART COMFORT | HRCU-A-CB (Split System: Heat Pump with Remote Outdoor Unit-Air-Source) | DLCURAH24ABK |  |  | EN(A,D)4X24L17** | *92ESN0401712A* | 23200 | 15.5 | 8.5 | 26600 | 24200 | 90.98% | 1.98 | 0 | 10 |  |  |  |  | R-410A | 1.9333 | Residential & Commercial | USHP | Ducted CEE Tier 1
216974697 | Central HP <5.4 tons | BRYANT HEATING AND COOLING SYSTEMS | HRCU-A-CB (Split System: Heat Pump with Remote Outdoor Unit-Air-Source) | 291VAN054**AA* | ADP |  | A60VHA*+TXV | 83*CA60080C21*** | 49500 | 19 | 10.5 | 50000 | 52500 | 105% | 1.98 | 0 | 11.5 |  |  |  |  | R-454B | 4.125 | Residential & Commercial | USHP | Ducted CEE Tier 1
215425867 | Central HP <5.4 tons | LUXAIRE | HRCU-A-CB (Split System: Heat Pump with Remote Outdoor Unit-Air-Source) | HH824E2S11 | ADP |  | H,YE32*30+TXV-BLEED | TM9V080B12MP12 | 22200 | 17 | 8.65 | 21200 | 17300 | 81.6% | 1.94 | 0 | 11.5 |  |  |  |  | R-454B | 1.85 | Residential & Commercial | USHP | Ducted CEE Tier 1
215425868 | Central HP <5.4 tons | LUXAIRE | HRCU-A-CB (Split System: Heat Pump with Remote Outdoor Unit-Air-Source) | HH824E2S11 | ADP |  | H,YE32*30+TXV-BLEED | TM9Y040A10MP11 | 22200 | 16 | 8.2 | 20800 | 16900 | 81.25% | 1.94 | 0 | 10.5 |  |  |  |  | R-454B | 1.85 | Residential & Commercial | USHP | Ducted CEE Tier 1
212971227 | Central HP <5.4 tons | SMART COMFORT | HRCU-A-CB (Split System: Heat Pump with Remote Outdoor Unit-Air-Source) | DLCURAH24ABK |  |  | EN(A,D)4X30L14** | *80VTL0451412B* | 23400 | 17 | 8.1 | 25800 | 24400 | 94.57% | 2.04 | 0 | 10 |  |  |  |  | R-410A | 1.95 | Residential & Commercial | USHP | Ducted CEE Tier 1
216675833 | Central HP <5.4 tons | PAYNE HEATING AND COOLING | HRCU-A-CB (Split System: Heat Pump with Remote Outdoor Unit-Air-Source) | 37MURAQ24AA3 |  |  | CAA**3017AM* | PG80MS(A,L)A36070B** | 23400 | 15.5 | 8.5 | 24000 | 19400 | 80.83% | 1.92 | 0 | 9.8 |  |  |  |  | R-454B | 1.95 | Residential & Commercial | USHP
216732652 | Central HP <5.4 tons | SMART COMFORT | HRCU-A-CB (Split System: Heat Pump with Remote Outdoor Unit-Air-Source) | D5CUHAH24AAK |  |  | EA*5X24M17A* | *80CSU0401712A* | 22600 | 17 | 8.5 | 21400 | 19300 | 90.19% | 1.96 | 0 | 10.5 |  |  |  |  | R-454B | 1.8833 | Residential & Commercial | USHP | Ducted CEE Tier 1
212970424 | Central HP <5.4 tons | SMART COMFORT | HRCU-A-CB (Split System: Heat Pump with Remote Outdoor Unit-Air-Source) | DLCURAH36ABK |  |  | EA*4X43L21A* | *80VSL0701716B* | 36400 | 16 | 8.5 | 39000 | 35000 | 89.74% | 2.06 | 0 | 10 |  |  |  |  | R-410A | 3.0333 | Residential & Commercial | USHP | Ducted CEE Tier 1
212977691 | Central HP <5.4 tons | SMART COMFORT | HRCU-A-CB (Split System: Heat Pump with Remote Outdoor Unit-Air-Source) | DLCURAH24ABK |  |  | EN(A,D)4X30L17** | *80MS(N,L)0451412A* | 23600 | 17 | 8.5 | 26400 | 24200 | 91.67% | 2 | 0 | 10.5 |  |  |  |  | R-410A | 1.9667 | Residential & Commercial | USHP | Ducted CEE Tier 1
212969754 | Central HP <5.4 tons | SMART COMFORT | HRCU-A-CB (Split System: Heat Pump with Remote Outdoor Unit-Air-Source) | DLCURAH24ABK |  |  | EA*4X25L17A* | *80VSL0451412B* | 24000 | 17.5 | 8.5 | 25000 | 21800 | 87.2% | 1.82 | 0 | 10 |  |  |  |  | R-410A | 2 | Residential & Commercial | USHP | Ducted CEE Tier 1
213362800 | Central HP <5.4 tons | COLEMAN | HRCU-A-CB (Split System: Heat Pump with Remote Outdoor Unit-Air-Source) | HMH72B341 | ADP |  | H,YG9J936 | Z9ES080B12SMPS1 | 34000 | 17 | 8.1 | 31800 | 23400 | 73.58% | 2.06 | 0 | 9.5 |  |  |  |  | R-410A | 2.8333 | Residential & Commercial | USHP
216676411 | Central HP <5.4 tons | PAYNE HEATING AND COOLING | HRCU-A-CB (Split System: Heat Pump with Remote Outdoor Unit-Air-Source) | 37MURAQ24AA3 |  |  | CAA**3017AM* | PG80MSUA36040B** | 23600 | 15.5 | 8.5 | 24000 | 19400 | 80.83% | 1.9 | 0 | 9.8 |  |  |  |  | R-454B | 1.9667 | Residential & Commercial | USHP
216676615 | Central HP <5.4 tons | PAYNE HEATING AND COOLING | HRCU-A-CB (Split System: Heat Pump with Remote Outdoor Unit-Air-Source) | 37MURAQ24AA3 |  |  | CAA**3017AM* | PG80VTLB36070A** | 23800 | 15.5 | 8.5 | 24200 | 19400 | 80.17% | 1.9 | 0 | 9.8 |  |  |  |  | R-454B | 1.9833 | Residential & Commercial | USHP
216677799 | Central HP <5.4 tons | PAYNE HEATING AND COOLING | HRCU-A-CB (Split System: Heat Pump with Remote Outdoor Unit-Air-Source) | 37MURAQ24AA3 |  |  | CAA**3721AM* | PG95MSUA60080C** | 24200 | 15.5 | 8.5 | 23000 | 19000 | 82.61% | 1.96 | 0 | 10 |  |  |  |  | R-454B | 2.0167 | Residential & Commercial | USHP | Ducted CEE Tier 1
216678584 | Central HP <5.4 tons | PAYNE HEATING AND COOLING | HRCU-A-CB (Split System: Heat Pump with Remote Outdoor Unit-Air-Source) | 37MURAQ24AA3 |  |  | FJ5AN*B30L* | 0 | 25000 | 15.2 | 9 | 24000 | 19400 | 80.83% | 2.04 | 0 | 10 |  |  |  |  | R-454B | 2.0833 | Residential & Commercial | USHP | Ducted CEE Tier 1
216676977 | Central HP <5.4 tons | PAYNE HEATING AND COOLING | HRCU-A-CB (Split System: Heat Pump with Remote Outdoor Unit-Air-Source) | 37MURAQ24AA3 |  |  | CAA**3717AM* | PG92MSAA48080B** | 24600 | 15.5 | 9 | 23600 | 19200 | 81.36% | 2.06 | 0 | 10 |  |  |  |  | R-454B | 2.05 | Residential & Commercial | USHP | Ducted CEE Tier 1
216677822 | Central HP <5.4 tons | PAYNE HEATING AND COOLING | HRCU-A-CB (Split System: Heat Pump with Remote Outdoor Unit-Air-Source) | 37MURAQ24AA3 |  |  | CSAH*3612AM* | PG95MSUA60100C** | 24200 | 15.2 | 8.5 | 23800 | 19300 | 81.09% | 1.92 | 0 | 10 |  |  |  |  | R-454B | 2.0167 | Residential & Commercial | USHP | Ducted CEE Tier 1
216678041 | Central HP <5.4 tons | PAYNE HEATING AND COOLING | HRCU-A-CB (Split System: Heat Pump with Remote Outdoor Unit-Air-Source) | 37MURAQ24AA3 |  |  | CAA**3617AM* | PG96VTAB48060B** | 23600 | 15.2 | 8.5 | 24000 | 19400 | 80.83% | 1.92 | 0 | 9.8 |  |  |  |  | R-454B | 1.9667 | Residential & Commercial | USHP
216678144 | Central HP <5.4 tons | PAYNE HEATING AND COOLING | HRCU-A-CB (Split System: Heat Pump with Remote Outdoor Unit-Air-Source) | 37MURAQ24AA3 |  |  | CAA**3721AM* | PG96VTAB48080B** | 24800 | 15.5 | 8.5 | 23200 | 19100 | 82.33% | 1.96 | 0 | 10 |  |  |  |  | R-454B | 2.0667 | Residential & Commercial | USHP | Ducted CEE Tier 1
215293948 | Central HP <5.4 tons | AIRQUEST | HRCU-A-CB (Split System: Heat Pump with Remote Outdoor Unit-Air-Source) | DLCURAH30ABK | ADP |  | H,GE8J936 | *96MSN1002120A* | 30000 | 15.2 | 8.5 | 32400 | 27000 | 83.33% | 1.8 | 0 | 9 |  |  |  |  | R-410A | 2.5 | Residential & Commercial | USHP
215293951 | Central HP <5.4 tons | AIRQUEST | HRCU-A-CB (Split System: Heat Pump with Remote Outdoor Unit-Air-Source) | DLCURAH30ABK | ADP |  | HG9J936 | *96MSN1002120A* | 30200 | 15.2 | 8.5 | 32400 | 27000 | 83.33% | 1.8 | 0 | 9 |  |  |  |  | R-410A | 2.5167 | Residential & Commercial | USHP
215293997 | Central HP <5.4 tons | AIRQUEST | HRCU-A-CB (Split System: Heat Pump with Remote Outdoor Unit-Air-Source) | DLCURAH30ABK | ADP |  | H,GE8J936 | *96MSN1202422A* | 29800 | 15.2 | 8.1 | 32600 | 27200 | 83.44% | 1.8 | 0 | 9 |  |  |  |  | R-410A | 2.4833 | Residential & Commercial | USHP
215293998 | Central HP <5.4 tons | AIRQUEST | HRCU-A-CB (Split System: Heat Pump with Remote Outdoor Unit-Air-Source) | DLCURAH30ABK | ADP |  | HE8J936 | *96MSN1202422A* | 29800 | 15.2 | 8.1 | 32600 | 27200 | 83.44% | 1.8 | 0 | 9 |  |  |  |  | R-410A | 2.4833 | Residential & Commercial | USHP
212969804 | Central HP <5.4 tons | SMART COMFORT | HRCU-A-CB (Split System: Heat Pump with Remote Outdoor Unit-Air-Source) | DLCURAH24ABK |  |  | EN(A,D)4X24L14** | *80VSL0451412B* | 23400 | 17 | 8.5 | 27000 | 25000 | 92.59% | 2.08 | 0 | 10 |  |  |  |  | R-410A | 1.95 | Residential & Commercial | USHP | Ducted CEE Tier 1
212975637 | Central HP <5.4 tons | SMART COMFORT | HRCU-A-CB (Split System: Heat Pump with Remote Outdoor Unit-Air-Source) | DLCURAH24ABK |  |  | EA*4X24L14A* | *96VTN0601412B* | 23200 | 16.5 | 8.5 | 26800 | 27000 | 100.7% | 2.3 | 0 | 10 |  |  |  |  | R-410A | 1.9333 | Residential & Commercial | USHP | Ducted CEE Tier 1
212975051 | Central HP <5.4 tons | SMART COMFORT | HRCU-A-CB (Split System: Heat Pump with Remote Outdoor Unit-Air-Source) | DLCURAH24ABK |  |  | EN(A,D)4X30L17** | *96VTN0401410B* | 23400 | 16 | 8.1 | 26400 | 24600 | 93.18% | 2.04 | 0 | 10 |  |  |  |  | R-410A | 1.95 | Residential & Commercial | USHP | Ducted CEE Tier 1
212972980 | Central HP <5.4 tons | SMART COMFORT | HRCU-A-CB (Split System: Heat Pump with Remote Outdoor Unit-Air-Source) | DLCURAH24ABK |  |  | EN(A,D)4X24L17** | *96VSN0401410B* | 23000 | 16 | 8.5 | 27000 | 25600 | 94.81% | 2.12 | 0 | 10 |  |  |  |  | R-410A | 1.9167 | Residential & Commercial | USHP | Ducted CEE Tier 1
212973900 | Central HP <5.4 tons | SMART COMFORT | HRCU-A-CB (Split System: Heat Pump with Remote Outdoor Unit-Air-Source) | DLCURAH24ABK |  |  | EN(A,D)4X24L17** | *96VSN0801716B* | 23400 | 16.5 | 8.5 | 27000 | 24800 | 91.85% | 2.04 | 0 | 10 |  |  |  |  | R-410A | 1.95 | Residential & Commercial | USHP | Ducted CEE Tier 1
212973530 | Central HP <5.4 tons | SMART COMFORT | HRCU-A-CB (Split System: Heat Pump with Remote Outdoor Unit-Air-Source) | DLCURAH24ABK |  |  | EA*4X24L14A* | *96VSN0601412B* | 23200 | 16.5 | 8.5 | 26800 | 27000 | 100.7% | 2.3 | 0 | 10 |  |  |  |  | R-410A | 1.9333 | Residential & Commercial | USHP | Ducted CEE Tier 1
213147623 | Central HP <5.4 tons | PAYNE HEATING AND COOLING | HRCU-A-CB (Split System: Heat Pump with Remote Outdoor Unit-Air-Source) | 38MURAQ36AB3* | ADP |  | C36A***L129+AEFE4B* | 0 | 35600 | 16 | 8.1 | 36800 | 34400 | 93.48% | 2 | 0 | 9.5 |  |  |  |  | R-410A | 2.9667 | Residential & Commercial | USHP
213623870 | Central HP <5.4 tons | RUNTRU | HRCU-A-CB (Split System: Heat Pump with Remote Outdoor Unit-Air-Source) | E4HL5036A1000A | ADP |  | PL36H210P179 | A801X060BM4SCA | 30000 | 15.2 | 8.1 | 23400 | 17600 | 75.21% | 1.75 | 0 | 9.5 |  |  |  |  | R-410A | 2.5 | Residential & Commercial | USHP
213623884 | Central HP <5.4 tons | RUNTRU | HRCU-A-CB (Split System: Heat Pump with Remote Outdoor Unit-Air-Source) | E4HL5036A1000A | ADP |  | PL36H175P789 | A951X060BU4SAB | 30000 | 15.2 | 8.1 | 23400 | 17600 | 75.21% | 1.75 | 0 | 9.5 |  |  |  |  | R-410A | 2.5 | Residential & Commercial | USHP
213623893 | Central HP <5.4 tons | RUNTRU | HRCU-A-CB (Split System: Heat Pump with Remote Outdoor Unit-Air-Source) | E4HL5036A1000A | ADP |  | PL36H210P179 | A951X080BU4SAB | 29800 | 15.2 | 8.1 | 25400 | 18600 | 73.23% | 1.75 | 0 | 9.5 |  |  |  |  | R-410A | 2.4833 | Residential & Commercial | USHP
212974170 | Central HP <5.4 tons | SMART COMFORT | HRCU-A-CB (Split System: Heat Pump with Remote Outdoor Unit-Air-Source) | DLCURAH30ABK |  |  | EA*4X43L21A* | *96VSN0802120B* | 30600 | 15.2 | 8.1 | 33400 | 26400 | 79.04% | 1.86 | 0 | 9 |  |  |  |  | R-410A | 2.55 | Residential & Commercial | USHP
212980972 | Central HP <5.4 tons | PAYNE HEATING AND COOLING | HRCU-A-CB (Split System: Heat Pump with Remote Outdoor Unit-Air-Source) | 38MURAQ30AB3* |  |  | CNPV*4221AL* | PG80MS(A,L)A60110C** | 30200 | 15.2 | 8.1 | 34400 | 27600 | 80.23% | 1.8 | 0 | 9 |  |  |  |  | R-410A | 2.5167 | Residential & Commercial | USHP
212984142 | Central HP <5.4 tons | SMART COMFORT | HRCU-A-CB (Split System: Heat Pump with Remote Outdoor Unit-Air-Source) | DLCURAH24ABK |  |  | EN(A,D,W)4X36L17** | *92MSN0601714A* | 23600 | 17 | 8.5 | 26400 | 24400 | 92.42% | 2.02 | 0 | 10.5 |  |  |  |  | R-410A | 1.9667 | Residential & Commercial | USHP | Ducted CEE Tier 1
212986148 | Central HP <5.4 tons | SMART COMFORT | HRCU-A-CB (Split System: Heat Pump with Remote Outdoor Unit-Air-Source) | DLCURAH24ABK |  |  | EA*4X24L17A* | *96MSN0401410A* | 23200 | 16 | 8.5 | 27000 | 26400 | 97.78% | 2.2 | 0 | 9.5 |  |  |  |  | R-410A | 1.9333 | Residential & Commercial | USHP
212984694 | Central HP <5.4 tons | SMART COMFORT | HRCU-A-CB (Split System: Heat Pump with Remote Outdoor Unit-Air-Source) | DLCURAH24ABK |  |  | EN(A,D)4X36L21** | *92MSN0801716A* | 23600 | 17.5 | 8.5 | 26200 | 24600 | 93.89% | 2.04 | 0 | 10.5 |  |  |  |  | R-410A | 1.9667 | Residential & Commercial | USHP | Ducted CEE Tier 1
212986617 | Central HP <5.4 tons | SMART COMFORT | HRCU-A-CB (Split System: Heat Pump with Remote Outdoor Unit-Air-Source) | DLCURAH24ABK |  |  | EN(A,D)4X24L17** | *96MSM0401712A* | 23200 | 15.2 | 8.5 | 27200 | 24800 | 91.18% | 2.04 | 0 | 10 |  |  |  |  | R-410A | 1.9333 | Residential & Commercial | USHP | Ducted CEE Tier 1
212986652 | Central HP <5.4 tons | SMART COMFORT | HRCU-A-CB (Split System: Heat Pump with Remote Outdoor Unit-Air-Source) | DLCURAH24ABK |  |  | EN(A,D)4X36L21** | *96MSN0401712A* | 23200 | 15.5 | 8.1 | 26000 | 24400 | 93.85% | 2.02 | 0 | 10 |  |  |  |  | R-410A | 1.9333 | Residential & Commercial | USHP | Ducted CEE Tier 1
215425856 | Central HP <5.4 tons | LUXAIRE | HRCU-A-CB (Split System: Heat Pump with Remote Outdoor Unit-Air-Source) | HH824E2S11 | ADP |  | H,YE32*30+TXV-BLEED | TM8E080B12MP11 | 22200 | 17 | 8.65 | 21200 | 17500 | 82.55% | 1.94 | 0 | 11.5 |  |  |  |  | R-454B | 1.85 | Residential & Commercial | USHP | Ducted CEE Tier 1
215425858 | Central HP <5.4 tons | LUXAIRE | HRCU-A-CB (Split System: Heat Pump with Remote Outdoor Unit-Air-Source) | HH824E2S11 | ADP |  | H,YE32*30+TXV-BLEED | TM8V080B12MP12 | 22200 | 17 | 8.65 | 21200 | 17700 | 83.49% | 1.94 | 0 | 10.5 |  |  |  |  | R-454B | 1.85 | Residential & Commercial | USHP | Ducted CEE Tier 1
215425865 | Central HP <5.4 tons | LUXAIRE | HRCU-A-CB (Split System: Heat Pump with Remote Outdoor Unit-Air-Source) | HH824E2S11 | ADP |  | H,YE32*30+TXV-BLEED | TM9V040A10MP12 | 22200 | 16 | 8.65 | 21200 | 17100 | 80.66% | 1.94 | 0 | 10.5 |  |  |  |  | R-454B | 1.85 | Residential & Commercial | USHP | Ducted CEE Tier 1
215425872 | Central HP <5.4 tons | LUXAIRE | HRCU-A-CB (Split System: Heat Pump with Remote Outdoor Unit-Air-Source) | HH824E2S11 | ADP |  | H,YE32*30+TXV-BLEED | Z8ES080B12SMPS1 | 22200 | 18 | 9.1 | 21200 | 17500 | 82.55% | 1.94 | 0 | 11 |  |  |  |  | R-454B | 1.85 | Residential & Commercial | USHP | Ducted CEE Tier 1
215425874 | Central HP <5.4 tons | LUXAIRE | HRCU-A-CB (Split System: Heat Pump with Remote Outdoor Unit-Air-Source) | HH824E2S11 | ADP |  | H,YE32*30+TXV-BLEED | Z8ET060A12LMPS1 | 22200 | 18 | 8.65 | 21200 | 17300 | 81.6% | 1.94 | 0 | 11.5 |  |  |  |  | R-454B | 1.85 | Residential & Commercial | USHP | Ducted CEE Tier 1
215294233 | Central HP <5.4 tons | AIRQUEST | HRCU-A-CB (Split System: Heat Pump with Remote Outdoor Unit-Air-Source) | DLCURAH30ABK | ADP |  | HG80936 | *96VTN0802120A* | 29600 | 15.2 | 8.1 | 32000 | 27000 | 84.38% | 1.78 | 0 | 9 |  |  |  |  | R-410A | 2.4667 | Residential & Commercial | USHP
215294268 | Central HP <5.4 tons | AIRQUEST | HRCU-A-CB (Split System: Heat Pump with Remote Outdoor Unit-Air-Source) | DLCURAH30ABK | ADP |  | H,GG48936 | *96VTN0802120B* | 29800 | 15.2 | 8.5 | 31800 | 26000 | 81.76% | 1.86 | 0 | 8.5 |  |  |  |  | R-410A | 2.4833 | Residential & Commercial | USHP
215294350 | Central HP <5.4 tons | AIRQUEST | HRCU-A-CB (Split System: Heat Pump with Remote Outdoor Unit-Air-Source) | DLCURAH30ABK | ADP |  | H,GG33936 | *96VTN1002120B* | 29800 | 15.2 | 8.5 | 32600 | 27200 | 83.44% | 1.8 | 0 | 8.5 |  |  |  |  | R-410A | 2.4833 | Residential & Commercial | USHP
215294352 | Central HP <5.4 tons | AIRQUEST | HRCU-A-CB (Split System: Heat Pump with Remote Outdoor Unit-Air-Source) | DLCURAH30ABK | ADP |  | H,GE33936 | *96VTN1002120B* | 29800 | 15.2 | 8.5 | 32600 | 27200 | 83.44% | 1.8 | 0 | 8.5 |  |  |  |  | R-410A | 2.4833 | Residential & Commercial | USHP
215294366 | Central HP <5.4 tons | AIRQUEST | HRCU-A-CB (Split System: Heat Pump with Remote Outdoor Unit-Air-Source) | DLCURAH30ABK | ADP |  | H,GG48936 | *96VTN1002120B* | 30200 | 15.2 | 8.5 | 32600 | 27200 | 83.44% | 1.8 | 0 | 9 |  |  |  |  | R-410A | 2.5167 | Residential & Commercial | USHP
215294367 | Central HP <5.4 tons | AIRQUEST | HRCU-A-CB (Split System: Heat Pump with Remote Outdoor Unit-Air-Source) | DLCURAH30ABK | ADP |  | HG48936 | *96VTN1002120B* | 30200 | 15.2 | 8.5 | 32600 | 27200 | 83.44% | 1.8 | 0 | 9 |  |  |  |  | R-410A | 2.5167 | Residential & Commercial | USHP
215294368 | Central HP <5.4 tons | AIRQUEST | HRCU-A-CB (Split System: Heat Pump with Remote Outdoor Unit-Air-Source) | DLCURAH30ABK | ADP |  | HG7J936 | *96VTN1002120B* | 29600 | 15.2 | 8.5 | 32600 | 27200 | 83.44% | 1.8 | 0 | 8.5 |  |  |  |  | R-410A | 2.4667 | Residential & Commercial | USHP
215294399 | Central HP <5.4 tons | AIRQUEST | HRCU-A-CB (Split System: Heat Pump with Remote Outdoor Unit-Air-Source) | DLCURAH30ABK | ADP |  | H,GG33936 | *96VTN1002122A* | 29400 | 15.2 | 8.1 | 32200 | 27400 | 85.09% | 1.76 | 0 | 9 |  |  |  |  | R-410A | 2.45 | Residential & Commercial | USHP
212973550 | Central HP <5.4 tons | SMART COMFORT | HRCU-A-CB (Split System: Heat Pump with Remote Outdoor Unit-Air-Source) | DLCURAH24ABK |  |  | EA*4X25L17A* | *96VSN0601412B* | 24000 | 17 | 8.5 | 25000 | 21800 | 87.2% | 1.82 | 0 | 10 |  |  |  |  | R-410A | 2 | Residential & Commercial | USHP | Ducted CEE Tier 1
212971443 | Central HP <5.4 tons | SMART COMFORT | HRCU-A-CB (Split System: Heat Pump with Remote Outdoor Unit-Air-Source) | DLCURAH18ABK |  |  | EA*4X19L17A* | *80VTL0701716B* | 18000 | 16.5 | 8.5 | 18000 | 17800 | 98.89% | 2.14 | 0 | 10.5 |  |  |  |  | R-410A | 1.5 | Residential & Commercial | USHP | Ducted CEE Tier 1
212972730 | Central HP <5.4 tons | SMART COMFORT | HRCU-A-CB (Split System: Heat Pump with Remote Outdoor Unit-Air-Source) | DLCURAH18ABK |  |  | EN(A,D)4X18L14** | *96VSN0401410B* | 17200 | 15.5 | 8.5 | 18500 | 19800 | 107% | 2.38 | 0 | 10.5 |  |  |  |  | R-410A | 1.4333 | Residential & Commercial | USHP | Ducted CEE Tier 1
215290115 | Central HP <5.4 tons | AIRQUEST | HRCU-A-CB (Split System: Heat Pump with Remote Outdoor Unit-Air-Source) | DLCURAH18ABK | ADP |  | HG34936 | *96VTN0401712A* | 17700 | 15.2 | 8.5 | 17100 | 18400 | 107.6% | 2.26 | 0 | 10.5 |  |  |  |  | R-410A | 1.475 | Residential & Commercial | USHP | Ducted CEE Tier 1
215290129 | Central HP <5.4 tons | AIRQUEST | HRCU-A-CB (Split System: Heat Pump with Remote Outdoor Unit-Air-Source) | DLCURAH18ABK | ADP |  | HE8J936 | *96VTN0401712A* | 17700 | 15.2 | 8.5 | 17100 | 18700 | 109.4% | 2.28 | 0 | 10.5 |  |  |  |  | R-410A | 1.475 | Residential & Commercial | USHP | Ducted CEE Tier 1
215290148 | Central HP <5.4 tons | AIRQUEST | HRCU-A-CB (Split System: Heat Pump with Remote Outdoor Unit-Air-Source) | DLCURAH18ABK | ADP |  | HG32936 | *96VTN0401712B* | 16900 | 16 | 8.5 | 16600 | 19000 | 114.5% | 2.34 | 0 | 10 |  |  |  |  | R-410A | 1.4083 | Residential & Commercial | USHP | Ducted CEE Tier 1
215290181 | Central HP <5.4 tons | AIRQUEST | HRCU-A-CB (Split System: Heat Pump with Remote Outdoor Unit-Air-Source) | DLCURAH18ABK | ADP |  | H,GG24936 | *96VTN0601412A* | 17900 | 16 | 8.5 | 17200 | 18600 | 108.1% | 2.28 | 0 | 10.5 |  |  |  |  | R-410A | 1.4917 | Residential & Commercial | USHP | Ducted CEE Tier 1
215290182 | Central HP <5.4 tons | AIRQUEST | HRCU-A-CB (Split System: Heat Pump with Remote Outdoor Unit-Air-Source) | DLCURAH18ABK | ADP |  | H,GE24936 | *96VTN0601412A* | 17900 | 16 | 8.5 | 17200 | 18600 | 108.1% | 2.28 | 0 | 10.5 |  |  |  |  | R-410A | 1.4917 | Residential & Commercial | USHP | Ducted CEE Tier 1
215290199 | Central HP <5.4 tons | AIRQUEST | HRCU-A-CB (Split System: Heat Pump with Remote Outdoor Unit-Air-Source) | DLCURAH18ABK | ADP |  | HE33936 | *96VTN0601412A* | 17900 | 16 | 8.5 | 17200 | 18600 | 108.1% | 2.28 | 0 | 10.5 |  |  |  |  | R-410A | 1.4917 | Residential & Commercial | USHP | Ducted CEE Tier 1
215290213 | Central HP <5.4 tons | AIRQUEST | HRCU-A-CB (Split System: Heat Pump with Remote Outdoor Unit-Air-Source) | DLCURAH18ABK | ADP |  | HG8J936 | *96VTN0601412A* | 17900 | 16 | 8.5 | 17200 | 18600 | 108.1% | 2.28 | 0 | 10.5 |  |  |  |  | R-410A | 1.4917 | Residential & Commercial | USHP | Ducted CEE Tier 1
214779382 | Central HP <5.4 tons | TEMPSTAR | HRCU-A-C (Split System: Heat Pump with Remote Outdoor Unit with No Indoor Fan --Air Source) | DLCURAH24ABK | ASPEN |  | D(A,C,E)24B24+TDR | 0 | 21400 | 16 | 9.4 | 25000 | 20000 | 80% | 1.95 | 0 | 10.2 |  |  |  |  | R-410A | 1.7833 | Residential & Commercial | USHP | Ducted CEE Tier 1
216734521 | Central HP <5.4 tons | SMART COMFORT | HRCU-A-CB (Split System: Heat Pump with Remote Outdoor Unit-Air-Source) | D5CUHAH24AAK |  |  | EA*5X36M17A* | *80VTL0451412B* | 22200 | 16.5 | 8.5 | 20800 | 18700 | 89.9% | 1.94 | 0 | 10.5 |  |  |  |  | R-454B | 1.85 | Residential & Commercial | USHP | Ducted CEE Tier 1
213623886 | Central HP <5.4 tons | RUNTRU | HRCU-A-CB (Split System: Heat Pump with Remote Outdoor Unit-Air-Source) | E4HL5036A1000A | ADP |  | PL36H210P179 | A951X060BU4SAB | 30000 | 15.2 | 8.1 | 23400 | 17600 | 75.21% | 1.75 | 0 | 9.5 |  |  |  |  | R-410A | 2.5 | Residential & Commercial | USHP
213623911 | Central HP <5.4 tons | RUNTRU | HRCU-A-CB (Split System: Heat Pump with Remote Outdoor Unit-Air-Source) | E4HL5036A1000A | ADP |  | FG47936 | A952V080BU4SAD | 30000 | 15.2 | 8.1 | 23400 | 17600 | 75.21% | 1.75 | 0 | 9.5 |  |  |  |  | R-410A | 2.5 | Residential & Commercial | USHP
211261821 | Central HP <5.4 tons | SMART COMFORT | HRCU-A-CB (Split System: Heat Pump with Remote Outdoor Unit-Air-Source) | DLCURAH18ABK |  |  | EA*4X30L17A* | *96VTN0801716A* | 17600 | 16 | 8.5 | 18100 | 18600 | 102.8% | 2.24 | 0 | 10.5 |  |  |  |  | R-410A | 1.4667 | Residential & Commercial | USHP | Ducted CEE Tier 1
212986688 | Central HP <5.4 tons | SMART COMFORT | HRCU-A-CB (Split System: Heat Pump with Remote Outdoor Unit-Air-Source) | DLCURAH18ABK |  |  | EA*4X25L17A* | *96MSN0401712A* | 17700 | 15.5 | 8.1 | 17700 | 17800 | 100.6% | 2.14 | 0 | 10.5 |  |  |  |  | R-410A | 1.475 | Residential & Commercial | USHP | Ducted CEE Tier 1
212987540 | Central HP <5.4 tons | SMART COMFORT | HRCU-A-CB (Split System: Heat Pump with Remote Outdoor Unit-Air-Source) | DLCURAH18ABK |  |  | EA*4X30L17A* | *96MSN0801716A* | 17300 | 16 | 8.1 | 17600 | 18300 | 104% | 2.2 | 0 | 10.5 |  |  |  |  | R-410A | 1.4417 | Residential & Commercial | USHP | Ducted CEE Tier 1
212988778 | Central HP <5.4 tons | SMART COMFORT | HRCU-A-CB (Split System: Heat Pump with Remote Outdoor Unit-Air-Source) | DLCURAH18ABK |  |  | EA*4X19L17A* | *95MSU0401712A* | 17700 | 16.5 | 8.1 | 17700 | 17900 | 101.1% | 2.16 | 0 | 10.5 |  |  |  |  | R-410A | 1.475 | Residential & Commercial | USHP | Ducted CEE Tier 1
212984766 | Central HP <5.4 tons | SMART COMFORT | HRCU-A-CB (Split System: Heat Pump with Remote Outdoor Unit-Air-Source) | DLCURAH18ABK |  |  | EN(A,D)4X30L17** | *92MSN0801716A* | 17400 | 16.5 | 8.1 | 17900 | 18600 | 103.9% | 2.24 | 0 | 11 |  |  |  |  | R-410A | 1.45 | Residential & Commercial | USHP | Ducted CEE Tier 1
215295633 | Central HP <5.4 tons | AIRQUEST | HRCU-A-CB (Split System: Heat Pump with Remote Outdoor Unit-Air-Source) | DLCURAH36ABK | ADP |  | H,GE34936 | *96VTN1002122A* | 35400 | 16 | 8.1 | 36800 | 34600 | 94.02% | 1.88 | 0 | 10 |  |  |  |  | R-410A | 2.95 | Residential & Commercial | USHP | Ducted CEE Tier 1
215295656 | Central HP <5.4 tons | AIRQUEST | HRCU-A-CB (Split System: Heat Pump with Remote Outdoor Unit-Air-Source) | DLCURAH36ABK | ADP |  | HG82936 | *96VTN1002122A* | 36000 | 16 | 8.1 | 36800 | 34400 | 93.48% | 2.02 | 0 | 10.5 |  |  |  |  | R-410A | 3 | Residential & Commercial | USHP | Ducted CEE Tier 1
215295658 | Central HP <5.4 tons | AIRQUEST | HRCU-A-CB (Split System: Heat Pump with Remote Outdoor Unit-Air-Source) | DLCURAH36ABK | ADP |  | H,GE23936 | *96VTN1002122B* | 33400 | 16 | 8.1 | 36800 | 34800 | 94.57% | 1.82 | 0 | 9.5 |  |  |  |  | R-410A | 2.7833 | Residential & Commercial | USHP
215295676 | Central HP <5.4 tons | AIRQUEST | HRCU-A-CB (Split System: Heat Pump with Remote Outdoor Unit-Air-Source) | DLCURAH36ABK | ADP |  | HE35936 | *96VTN1002122B* | 35000 | 17 | 8.1 | 36800 | 34400 | 93.48% | 2 | 0 | 10 |  |  |  |  | R-410A | 2.9167 | Residential & Commercial | USHP | Ducted CEE Tier 1
215292441 | Central HP <5.4 tons | AIRQUEST | HRCU-A-CB (Split System: Heat Pump with Remote Outdoor Unit-Air-Source) | DLCURAH24ABK | ADP |  | H,GE32936 | *96MSN0801716A* | 23200 | 17 | 8.5 | 24800 | 23600 | 95.16% | 2 | 0 | 10 |  |  |  |  | R-410A | 1.9333 | Residential & Commercial | USHP | Ducted CEE Tier 1
215294401 | Central HP <5.4 tons | AIRQUEST | HRCU-A-CB (Split System: Heat Pump with Remote Outdoor Unit-Air-Source) | DLCURAH30ABK | ADP |  | H,GE33936 | *96VTN1002122A* | 29400 | 15.2 | 8.1 | 32200 | 27400 | 85.09% | 1.76 | 0 | 9 |  |  |  |  | R-410A | 2.45 | Residential & Commercial | USHP
215294416 | Central HP <5.4 tons | AIRQUEST | HRCU-A-CB (Split System: Heat Pump with Remote Outdoor Unit-Air-Source) | DLCURAH30ABK | ADP |  | HG48936 | *96VTN1002122A* | 30000 | 15.2 | 8.1 | 32400 | 26800 | 82.72% | 1.8 | 0 | 9 |  |  |  |  | R-410A | 2.5 | Residential & Commercial | USHP
215294417 | Central HP <5.4 tons | AIRQUEST | HRCU-A-CB (Split System: Heat Pump with Remote Outdoor Unit-Air-Source) | DLCURAH30ABK | ADP |  | HG7J936 | *96VTN1002122A* | 29200 | 15.2 | 8.1 | 32400 | 26800 | 82.72% | 1.8 | 0 | 8.5 |  |  |  |  | R-410A | 2.4333 | Residential & Commercial | USHP
215294418 | Central HP <5.4 tons | AIRQUEST | HRCU-A-CB (Split System: Heat Pump with Remote Outdoor Unit-Air-Source) | DLCURAH30ABK | ADP |  | H,GE7J936 | *96VTN1002122A* | 29200 | 15.2 | 8.1 | 32200 | 27400 | 85.09% | 1.76 | 0 | 8.5 |  |  |  |  | R-410A | 2.4333 | Residential & Commercial | USHP
215294452 | Central HP <5.4 tons | AIRQUEST | HRCU-A-CB (Split System: Heat Pump with Remote Outdoor Unit-Air-Source) | DLCURAH30ABK | ADP |  | H,GG34936 | *96VTN1002122B* | 29800 | 15.2 | 8.1 | 32600 | 27200 | 83.44% | 1.8 | 0 | 9 |  |  |  |  | R-410A | 2.4833 | Residential & Commercial | USHP
215294465 | Central HP <5.4 tons | AIRQUEST | HRCU-A-CB (Split System: Heat Pump with Remote Outdoor Unit-Air-Source) | DLCURAH30ABK | ADP |  | HG48936 | *96VTN1002122B* | 30000 | 15.2 | 8.1 | 32600 | 27200 | 83.44% | 1.8 | 0 | 9 |  |  |  |  | R-410A | 2.5 | Residential & Commercial | USHP
216679830 | Central HP <5.4 tons | CARRIER | HRCU-A-CB (Split System: Heat Pump with Remote Outdoor Unit-Air-Source) | 38MURAQ36AB3* |  |  | CAP**3717AL* | 59TP7A080V17**16 | 36000 | 15.2 | 8.5 | 38500 | 34600 | 89.87% | 1.92 | 0 | 10 |  |  |  |  | R-410A | 3 | Residential & Commercial | USHP | Ducted CEE Tier 1
213623754 | Central HP <5.4 tons | RUNTRU | HRCU-A-CB (Split System: Heat Pump with Remote Outdoor Unit-Air-Source) | E4HL5024A1000A | ADP |  | PL36H175P789 | A951X040BU3SAB | 24000 | 15.2 | 8.5 | 22400 | 20600 | 91.96% | 1.85 | 0 | 9 |  |  |  |  | R-410A | 2 | Residential & Commercial | USHP
215294387 | Central HP <5.4 tons | AIRQUEST | HRCU-A-CB (Split System: Heat Pump with Remote Outdoor Unit-Air-Source) | DLCURAH30ABK | ADP |  | H,GG24936 | *96VTN1002122A* | 28800 | 15.2 | 8.1 | 32200 | 27400 | 85.09% | 1.76 | 0 | 8.5 |  |  |  |  | R-410A | 2.4 | Residential & Commercial | USHP
215294394 | Central HP <5.4 tons | AIRQUEST | HRCU-A-CB (Split System: Heat Pump with Remote Outdoor Unit-Air-Source) | DLCURAH30ABK | ADP |  | H,GG32936 | *96VTN1002122A* | 29000 | 15.2 | 8.1 | 32200 | 27400 | 85.09% | 1.76 | 0 | 8.5 |  |  |  |  | R-410A | 2.4167 | Residential & Commercial | USHP
215294412 | Central HP <5.4 tons | AIRQUEST | HRCU-A-CB (Split System: Heat Pump with Remote Outdoor Unit-Air-Source) | DLCURAH30ABK | ADP |  | H,GE36936 | *96VTN1002122A* | 30000 | 15.2 | 8.1 | 32400 | 26800 | 82.72% | 1.8 | 0 | 9 |  |  |  |  | R-410A | 2.5 | Residential & Commercial | USHP
215294423 | Central HP <5.4 tons | AIRQUEST | HRCU-A-CB (Split System: Heat Pump with Remote Outdoor Unit-Air-Source) | DLCURAH30ABK | ADP |  | H,GG9J936 | *96VTN1002122A* | 29800 | 15.2 | 8.1 | 32400 | 26800 | 82.72% | 1.8 | 0 | 9 |  |  |  |  | R-410A | 2.4833 | Residential & Commercial | USHP
213623750 | Central HP <5.4 tons | RUNTRU | HRCU-A-CB (Split System: Heat Pump with Remote Outdoor Unit-Air-Source) | E4HL5024A1000A | ADP |  | FG33936 | A951X040BU3SAB | 24000 | 15.2 | 8.5 | 22400 | 20600 | 91.96% | 1.85 | 0 | 9 |  |  |  |  | R-410A | 2 | Residential & Commercial | USHP
213250280 | Central HP <5.4 tons | NAPOLEON | HRCU-A-C (Split System: Heat Pump with Remote Outdoor Unit with No Indoor Fan --Air Source) | WSEHV4860RA1-N | ADP |  | *G52960+TD | 0 | 47000 | 15.2 | 8.5 | 46000 | 33200 | 72.17% | 1.8 | 0 | 10 |  |  |  |  | R-410A | 3.9167 | Residential & Commercial | USHP | Ducted CEE Tier 1
213250281 | Central HP <5.4 tons | NAPOLEON | HRCU-A-C (Split System: Heat Pump with Remote Outdoor Unit with No Indoor Fan --Air Source) | WSEHV4860RA1-N | ADP |  | *G52960 | 0 | 50500 | 15.2 | 8.5 | 51000 | 36400 | 71.37% | 1.8 | 0 | 9.5 |  |  |  |  | R-410A | 4.2083 | Residential & Commercial | USHP
216643746 | Central HP <5.4 tons | SMART COMFORT | HRCU-A-CB (Split System: Heat Pump with Remote Outdoor Unit-Air-Source) | D5CUHAH18AAK |  |  | EA*5X25M17A* | *80VTL0451412B* | 18500 | 15.2 | 9.5 | 20000 | 17600 | 88% | 2.02 | 0 | 11.7 |  |  |  |  | R-454B | 1.5417 | Residential & Commercial | USHP | Ducted CEE Tier 1
216644416 | Central HP <5.4 tons | SMART COMFORT | HRCU-A-CB (Split System: Heat Pump with Remote Outdoor Unit-Air-Source) | D5CUHAH18AAK |  |  | EA*5X19M17A* | *96VTN0601412B* | 18000 | 15.2 | 9 | 19800 | 17700 | 89.39% | 1.9 | 0 | 11 |  |  |  |  | R-454B | 1.5 | Residential & Commercial | USHP | Ducted CEE Tier 1
213623738 | Central HP <5.4 tons | RUNTRU | HRCU-A-CB (Split System: Heat Pump with Remote Outdoor Unit-Air-Source) | E4HL5024A1000A | ADP |  | FG35936 | A801X060BM4SCA | 24000 | 15.2 | 8.5 | 22400 | 20600 | 91.96% | 1.85 | 0 | 9 |  |  |  |  | R-410A | 2 | Residential & Commercial | USHP
213623789 | Central HP <5.4 tons | RUNTRU | HRCU-A-CB (Split System: Heat Pump with Remote Outdoor Unit-Air-Source) | E4HL5024A1000A | ADP |  | V,T36H175P159 | A952V040BU3SAD | 24000 | 15.2 | 8.5 | 22400 | 20600 | 91.96% | 1.85 | 0 | 9 |  |  |  |  | R-410A | 2 | Residential & Commercial | USHP
213623805 | Central HP <5.4 tons | RUNTRU | HRCU-A-CB (Split System: Heat Pump with Remote Outdoor Unit-Air-Source) | E4HL5024A1000A | ADP |  | PL36H175P159 | A952V060BU4SAD | 24000 | 15.2 | 8.5 | 22400 | 20600 | 91.96% | 1.85 | 0 | 9 |  |  |  |  | R-410A | 2 | Residential & Commercial | USHP
213623807 | Central HP <5.4 tons | RUNTRU | HRCU-A-CB (Split System: Heat Pump with Remote Outdoor Unit-Air-Source) | E4HL5024A1000A | ADP |  | V,T36H175P159 | A952V060BU4SAD | 24000 | 15.2 | 8.5 | 22400 | 20600 | 91.96% | 1.85 | 0 | 9 |  |  |  |  | R-410A | 2 | Residential & Commercial | USHP
213613881 | Central HP <5.4 tons | NAPOLEON | HRCU-A-C (Split System: Heat Pump with Remote Outdoor Unit with No Indoor Fan --Air Source) | WSEHV4860RA1-N | ADP |  | *E49960+TD | 0 | 50500 | 15.2 | 8.35 | 51000 | 36800 | 72.16% | 1.78 | 0 | 9.5 |  |  |  |  | R-410A | 4.2083 | Residential & Commercial | USHP
215292464 | Central HP <5.4 tons | AIRQUEST | HRCU-A-CB (Split System: Heat Pump with Remote Outdoor Unit-Air-Source) | DLCURAH24ABK | ADP |  | HE7J936 | *96MSN0801716A* | 23400 | 17 | 8.5 | 24800 | 23600 | 95.16% | 2 | 0 | 10 |  |  |  |  | R-410A | 1.95 | Residential & Commercial | USHP | Ducted CEE Tier 1
215292475 | Central HP <5.4 tons | AIRQUEST | HRCU-A-CB (Split System: Heat Pump with Remote Outdoor Unit-Air-Source) | DLCURAH24ABK | ADP |  | H,GG81936 | *96MSN0801716A* | 23800 | 17 | 8.5 | 24800 | 23600 | 95.16% | 2 | 0 | 10.5 |  |  |  |  | R-410A | 1.9833 | Residential & Commercial | USHP | Ducted CEE Tier 1
215292500 | Central HP <5.4 tons | AIRQUEST | HRCU-A-CB (Split System: Heat Pump with Remote Outdoor Unit-Air-Source) | DLCURAH24ABK | ADP |  | HG34936 | *96MSN0802120A* | 23600 | 17 | 8.5 | 24800 | 23800 | 95.97% | 2.02 | 0 | 10.5 |  |  |  |  | R-410A | 1.9667 | Residential & Commercial | USHP | Ducted CEE Tier 1
215292523 | Central HP <5.4 tons | AIRQUEST | HRCU-A-CB (Split System: Heat Pump with Remote Outdoor Unit-Air-Source) | DLCURAH24ABK | ADP |  | H,GG1K936 | *96MSN0802120A* | 23600 | 17 | 8.5 | 24800 | 23800 | 95.97% | 2.02 | 0 | 10.5 |  |  |  |  | R-410A | 1.9667 | Residential & Commercial | USHP | Ducted CEE Tier 1
215292534 | Central HP <5.4 tons | AIRQUEST | HRCU-A-CB (Split System: Heat Pump with Remote Outdoor Unit-Air-Source) | DLCURAH24ABK | ADP |  | H,GG31930 | *96VTN0401410A* | 23000 | 15.2 | 8.5 | 25000 | 23600 | 94.4% | 1.96 | 0 | 9.5 |  |  |  |  | R-410A | 1.9167 | Residential & Commercial | USHP
215292550 | Central HP <5.4 tons | AIRQUEST | HRCU-A-CB (Split System: Heat Pump with Remote Outdoor Unit-Air-Source) | DLCURAH24ABK | ADP |  | H,GG34936 | *96VTN0401410A* | 23200 | 16 | 8.5 | 24000 | 23400 | 97.5% | 1.96 | 0 | 10 |  |  |  |  | R-410A | 1.9333 | Residential & Commercial | USHP | Ducted CEE Tier 1
215292568 | Central HP <5.4 tons | AIRQUEST | HRCU-A-CB (Split System: Heat Pump with Remote Outdoor Unit-Air-Source) | DLCURAH24ABK | ADP |  | HE8J936 | *96VTN0401410A* | 23000 | 16 | 8.5 | 24200 | 23800 | 98.35% | 2.02 | 0 | 10 |  |  |  |  | R-410A | 1.9167 | Residential & Commercial | USHP | Ducted CEE Tier 1
215292609 | Central HP <5.4 tons | AIRQUEST | HRCU-A-CB (Split System: Heat Pump with Remote Outdoor Unit-Air-Source) | DLCURAH24ABK | ADP |  | H,GE30924 | *96VTN0401410B* | 22400 | 15.2 | 8.5 | 25400 | 24600 | 96.85% | 2.06 | 0 | 9.5 |  |  |  |  | R-410A | 1.8667 | Residential & Commercial | USHP
213623883 | Central HP <5.4 tons | RUNTRU | HRCU-A-CB (Split System: Heat Pump with Remote Outdoor Unit-Air-Source) | E4HL5036A1000A | ADP |  | FG82936 | A801X080BM4SCA | 30000 | 15.2 | 8.1 | 25400 | 18600 | 73.23% | 1.75 | 0 | 9.5 |  |  |  |  | R-410A | 2.5 | Residential & Commercial | USHP
216974778 | Central HP <5.4 tons | BRYANT HEATING AND COOLING SYSTEMS | HRCU-A-CB (Split System: Heat Pump with Remote Outdoor Unit-Air-Source) | 293VAN036**AA* | ADP |  | PL36H210P29*+TXV | 83*CB48060C17*** | 33400 | 20 | 9.5 | 32800 | 25800 | 78.66% | 2.04 | 0 | 11.7 |  |  |  |  | R-454B | 2.7833 | Residential & Commercial | USHP | Ducted CEE Tier 1
213623901 | Central HP <5.4 tons | RUNTRU | HRCU-A-CB (Split System: Heat Pump with Remote Outdoor Unit-Air-Source) | E4HL5036A1000A | ADP |  | PL36H210P179 | A952V060BU4SAD | 30000 | 15.2 | 8.1 | 23400 | 17600 | 75.21% | 1.75 | 0 | 9.5 |  |  |  |  | R-410A | 2.5 | Residential & Commercial | USHP
213623876 | Central HP <5.4 tons | RUNTRU | HRCU-A-CB (Split System: Heat Pump with Remote Outdoor Unit-Air-Source) | E4HL5036A1000A | ADP |  | PL36H175P789 | A801X080BM4SCA | 29400 | 15.2 | 8.1 | 25400 | 18600 | 73.23% | 1.75 | 0 | 9.5 |  |  |  |  | R-410A | 2.45 | Residential & Commercial | USHP
215295524 | Central HP <5.4 tons | AIRQUEST | HRCU-A-CB (Split System: Heat Pump with Remote Outdoor Unit-Air-Source) | DLCURAH36ABK | ADP |  | HG8J936 | *96VTN0802120B* | 35600 | 16 | 8.1 | 36800 | 34800 | 94.57% | 1.9 | 0 | 10 |  |  |  |  | R-410A | 2.9667 | Residential & Commercial | USHP | Ducted CEE Tier 1
215295565 | Central HP <5.4 tons | AIRQUEST | HRCU-A-CB (Split System: Heat Pump with Remote Outdoor Unit-Air-Source) | DLCURAH36ABK | ADP |  | H,GE8J936 | *96VTN1002120A* | 35800 | 15.2 | 8.1 | 37800 | 34800 | 92.06% | 1.9 | 0 | 10 |  |  |  |  | R-410A | 2.9833 | Residential & Commercial | USHP | Ducted CEE Tier 1
215295574 | Central HP <5.4 tons | AIRQUEST | HRCU-A-CB (Split System: Heat Pump with Remote Outdoor Unit-Air-Source) | DLCURAH36ABK | ADP |  | H,GG81936 | *96VTN1002120A* | 36400 | 15.2 | 8.5 | 36800 | 34400 | 93.48% | 2.08 | 0 | 10 |  |  |  |  | R-410A | 3.0333 | Residential & Commercial | USHP | Ducted CEE Tier 1
215295590 | Central HP <5.4 tons | AIRQUEST | HRCU-A-CB (Split System: Heat Pump with Remote Outdoor Unit-Air-Source) | DLCURAH36ABK | ADP |  | H,GE34936 | *96VTN1002120B* | 35400 | 16 | 8.1 | 36800 | 34600 | 94.02% | 1.88 | 0 | 10 |  |  |  |  | R-410A | 2.95 | Residential & Commercial | USHP | Ducted CEE Tier 1
212978267 | Central HP <5.4 tons | SMART COMFORT | HRCU-A-CB (Split System: Heat Pump with Remote Outdoor Unit-Air-Source) | DLCURAH18ABK |  |  | EA*4X25L17A* | *80MS(N,L)0701412A* | 18200 | 17 | 8.5 | 18000 | 17600 | 97.78% | 2.14 | 0 | 11 |  |  |  |  | R-410A | 1.5167 | Residential & Commercial | USHP | Ducted CEE Tier 1
212981877 | Central HP <5.4 tons | SMART COMFORT | HRCU-A-CB (Split System: Heat Pump with Remote Outdoor Unit-Air-Source) | DLCURAH18ABK |  |  | EN(A,D)4X24L17** | *80MSU1002120A* | 17900 | 15.5 | 8.5 | 19000 | 19000 | 100% | 2.28 | 0 | 10.5 |  |  |  |  | R-410A | 1.4917 | Residential & Commercial | USHP | Ducted CEE Tier 1
213153604 | Central HP <5.4 tons | NAPOLEON | HRCU-A-C (Split System: Heat Pump with Remote Outdoor Unit with No Indoor Fan --Air Source) | WSEHV4860RA1-N | ADP |  | HG52960 | 0 | 50500 | 15.2 | 8.5 | 51000 | 36400 | 71.37% | 1.8 | 0 | 9.5 |  |  |  |  | R-410A | 4.2083 | Residential & Commercial | USHP
216953686 | Central HP <5.4 tons | NAPOLEON | HRCU-A-C (Split System: Heat Pump with Remote Outdoor Unit with No Indoor Fan --Air Source) | WSEHV4860RA1-N | ADP |  | A48VHC+TXV+TD | 0 | 46500 | 15.2 | 8.5 | 46000 | 33200 | 72.17% | 1.8 | 0 | 9.5 |  |  |  |  | R-410A | 3.875 | Residential & Commercial | USHP
213249343 | Central HP <5.4 tons | SMART COMFORT | HRCU-A-CB (Split System: Heat Pump with Remote Outdoor Unit-Air-Source) | DLCURAH36ABK |  |  | FEVA0036**+NAVA43601CK | 0 | 35400 | 16 | 8.5 | 38500 | 35000 | 90.91% | 1.9 | 0 | 10 |  |  |  |  | R-410A | 2.95 | Residential & Commercial | USHP | Ducted CEE Tier 1
213076953 | Central HP <5.4 tons | SMART COMFORT | HRCU-A-CB (Split System: Heat Pump with Remote Outdoor Unit-Air-Source) | DLCURAH36ABK |  |  | EA*4X37L17A* | *96VSN0801716B* | 36000 | 15.5 | 8.5 | 38500 | 35200 | 91.43% | 2 | 0 | 10 |  |  |  |  | R-410A | 3 | Residential & Commercial | USHP | Ducted CEE Tier 1
213077053 | Central HP <5.4 tons | SMART COMFORT | HRCU-A-CB (Split System: Heat Pump with Remote Outdoor Unit-Air-Source) | DLCURAH36ABK |  |  | EA*4X37L21A* | *96VSN0802120B* | 36600 | 16 | 8.5 | 38000 | 34800 | 91.58% | 2.06 | 0 | 10 |  |  |  |  | R-410A | 3.05 | Residential & Commercial | USHP | Ducted CEE Tier 1
214391678 | Central HP <5.4 tons | RUUD | HRCU-A-CB (Split System: Heat Pump with Remote Outdoor Unit-Air-Source) | RP15AZ24AJ2N | ASPEN |  | CP31A34+TDR | R951V0403A17M4S | 22400 | 15.6 | 8.3 | 23000 | 16500 | 71.74% | 2.9 | 0 | 11.9 |  |  |  |  | R-410A | 1.8667 | Residential & Commercial | USHP | Ducted CEE Tier 1
216739092 | Central HP <5.4 tons | SMART COMFORT | HRCU-A-CB (Split System: Heat Pump with Remote Outdoor Unit-Air-Source) | D5CUHAH24AAK |  |  | FM(C,U)5Z24**AL* | 0 | 22800 | 16.5 | 9 | 21600 | 19600 | 90.74% | 2.08 | 0 | 11 |  |  |  |  | R-454B | 1.9 | Residential & Commercial | USHP | Ducted CEE Tier 1
214280303 | Central HP <5.4 tons | SMART COMFORT | HRCU-A-CB (Split System: Heat Pump with Remote Outdoor Unit-Air-Source) | DLCURAH36ABK |  |  | EA*4X43L21A* | *96MSM0601716A* | 36000 | 15.5 | 8.5 | 38000 | 34800 | 91.58% | 2.06 | 0 | 10 |  |  |  |  | R-410A | 3 | Residential & Commercial | USHP | Ducted CEE Tier 1
214279938 | Central HP <5.4 tons | SMART COMFORT | HRCU-A-CB (Split System: Heat Pump with Remote Outdoor Unit-Air-Source) | DLCURAH24ABK |  |  | EA*4X37L17A* | *96MSN0601716A* | 24200 | 16.5 | 9 | 25400 | 21800 | 85.83% | 1.82 | 0 | 10 |  |  |  |  | R-410A | 2.0167 | Residential & Commercial | USHP | Ducted CEE Tier 1
214279952 | Central HP <5.4 tons | SMART COMFORT | HRCU-A-CB (Split System: Heat Pump with Remote Outdoor Unit-Air-Source) | DLCURAH24ABK |  |  | EA*4X37L21A* | *96MSM0601716A* | 24600 | 17 | 9 | 25400 | 21200 | 83.46% | 1.78 | 0 | 10 |  |  |  |  | R-410A | 2.05 | Residential & Commercial | USHP | Ducted CEE Tier 1
216676344 | Central HP <5.4 tons | PAYNE HEATING AND COOLING | HRCU-A-CB (Split System: Heat Pump with Remote Outdoor Unit-Air-Source) | 37MURAQ24AA3 |  |  | CSAH*3612AM* | PG80MSUA36040B** | 24200 | 15.2 | 8.5 | 23600 | 19300 | 81.78% | 1.94 | 0 | 10 |  |  |  |  | R-454B | 2.0167 | Residential & Commercial | USHP | Ducted CEE Tier 1
216676481 | Central HP <5.4 tons | PAYNE HEATING AND COOLING | HRCU-A-CB (Split System: Heat Pump with Remote Outdoor Unit-Air-Source) | 37MURAQ24AA3 |  |  | CSAH*3012AM* | PG80MSUA60080C** | 24400 | 15.2 | 8.5 | 24400 | 19500 | 79.92% | 1.9 | 0 | 10 |  |  |  |  | R-454B | 2.0333 | Residential & Commercial | USHP | Ducted CEE Tier 1
216677015 | Central HP <5.4 tons | PAYNE HEATING AND COOLING | HRCU-A-CB (Split System: Heat Pump with Remote Outdoor Unit-Air-Source) | 37MURAQ24AA3 |  |  | CSAH*3612AM* | PG92MSAA60100C** | 24200 | 15.2 | 8.5 | 23600 | 19300 | 81.78% | 1.94 | 0 | 10 |  |  |  |  | R-454B | 2.0167 | Residential & Commercial | USHP | Ducted CEE Tier 1
216677948 | Central HP <5.4 tons | PAYNE HEATING AND COOLING | HRCU-A-CB (Split System: Heat Pump with Remote Outdoor Unit-Air-Source) | 37MURAQ24AA3 |  |  | CAA**3717AM* | PG96VTAB36040B** | 24200 | 15.2 | 8.5 | 23600 | 19300 | 81.78% | 1.96 | 0 | 9.8 |  |  |  |  | R-454B | 2.0167 | Residential & Commercial | USHP
213623912 | Central HP <5.4 tons | RUNTRU | HRCU-A-CB (Split System: Heat Pump with Remote Outdoor Unit-Air-Source) | E4HL5036A1000A | ADP |  | FG81936 | A952V080BU4SAD | 30000 | 15.2 | 8.1 | 23400 | 17600 | 75.21% | 1.75 | 0 | 9.5 |  |  |  |  | R-410A | 2.5 | Residential & Commercial | USHP
216675809 | Central HP <5.4 tons | PAYNE HEATING AND COOLING | HRCU-A-CB (Split System: Heat Pump with Remote Outdoor Unit-Air-Source) | 37MURAQ24AA3 |  |  | CSAH*3612AM* | PG80MS(A,L)A36070A** | 24000 | 15.2 | 8.5 | 23600 | 19200 | 81.36% | 1.94 | 0 | 10 |  |  |  |  | R-454B | 2 | Residential & Commercial | USHP | Ducted CEE Tier 1
212977006 | Central HP <5.4 tons | SMART COMFORT | HRCU-A-CB (Split System: Heat Pump with Remote Outdoor Unit-Air-Source) | DLCURAH24ABK |  |  | EN(A,D)4X36L21** | *96VTN1002122B* | 23800 | 17 | 8.5 | 26400 | 23800 | 90.15% | 1.98 | 0 | 10.5 |  |  |  |  | R-410A | 1.9833 | Residential & Commercial | USHP | Ducted CEE Tier 1
212987804 | Central HP <5.4 tons | SMART COMFORT | HRCU-A-CB (Split System: Heat Pump with Remote Outdoor Unit-Air-Source) | DLCURAH24ABK |  |  | EA*4X36L21A* | *96MSN0802120A* | 23800 | 17 | 8.5 | 26200 | 23600 | 90.08% | 1.96 | 0 | 10 |  |  |  |  | R-410A | 1.9833 | Residential & Commercial | USHP | Ducted CEE Tier 1
216676528 | Central HP <5.4 tons | PAYNE HEATING AND COOLING | HRCU-A-CB (Split System: Heat Pump with Remote Outdoor Unit-Air-Source) | 37MURAQ24AA3 |  |  | CSAH*3612AM* | PG80MS(A,L)A36070B** | 23800 | 15.2 | 8.5 | 23600 | 19200 | 81.36% | 1.94 | 0 | 9.8 |  |  |  |  | R-454B | 1.9833 | Residential & Commercial | USHP
216676730 | Central HP <5.4 tons | PAYNE HEATING AND COOLING | HRCU-A-CB (Split System: Heat Pump with Remote Outdoor Unit-Air-Source) | 37MURAQ24AA3 |  |  | CSAH*3012AM* | PG80MSUA36040B** | 23800 | 15.2 | 8.5 | 24200 | 19500 | 80.58% | 1.9 | 0 | 9.8 |  |  |  |  | R-454B | 1.9833 | Residential & Commercial | USHP
212988658 | Central HP <5.4 tons | SMART COMFORT | HRCU-A-CB (Split System: Heat Pump with Remote Outdoor Unit-Air-Source) | DLCURAH24ABK |  |  | EA*4X25L17A* | *95MSU0401712A* | 24200 | 16.5 | 8.5 | 25200 | 21800 | 86.51% | 1.82 | 0 | 10 |  |  |  |  | R-410A | 2.0167 | Residential & Commercial | USHP | Ducted CEE Tier 1
212987420 | Central HP <5.4 tons | SMART COMFORT | HRCU-A-CB (Split System: Heat Pump with Remote Outdoor Unit-Air-Source) | DLCURAH24ABK |  |  | EA*4X36L21A* | *96MSN0801716A* | 23400 | 17 | 8.5 | 26000 | 24200 | 93.08% | 2.02 | 0 | 10 |  |  |  |  | R-410A | 1.95 | Residential & Commercial | USHP | Ducted CEE Tier 1
215292648 | Central HP <5.4 tons | AIRQUEST | HRCU-A-CB (Split System: Heat Pump with Remote Outdoor Unit-Air-Source) | DLCURAH24ABK | ADP |  | HE33936 | *96VTN0401712A* | 23000 | 16 | 8.5 | 24200 | 23800 | 98.35% | 2 | 0 | 10 |  |  |  |  | R-410A | 1.9167 | Residential & Commercial | USHP | Ducted CEE Tier 1
215292666 | Central HP <5.4 tons | AIRQUEST | HRCU-A-CB (Split System: Heat Pump with Remote Outdoor Unit-Air-Source) | DLCURAH24ABK | ADP |  | H,GE8J936 | *96VTN0401712A* | 23200 | 16 | 8.5 | 24200 | 23200 | 95.87% | 1.94 | 0 | 10 |  |  |  |  | R-410A | 1.9333 | Residential & Commercial | USHP | Ducted CEE Tier 1
215292684 | Central HP <5.4 tons | AIRQUEST | HRCU-A-CB (Split System: Heat Pump with Remote Outdoor Unit-Air-Source) | DLCURAH24ABK | ADP |  | HE31924 | *96VTN0401712B* | 22200 | 16 | 8.5 | 24600 | 23800 | 96.75% | 2 | 0 | 9.5 |  |  |  |  | R-410A | 1.85 | Residential & Commercial | USHP
215292691 | Central HP <5.4 tons | AIRQUEST | HRCU-A-CB (Split System: Heat Pump with Remote Outdoor Unit-Air-Source) | DLCURAH24ABK | ADP |  | H,GE32936 | *96VTN0401712B* | 23400 | 16 | 8.5 | 25400 | 25800 | 101.6% | 2.18 | 0 | 9.5 |  |  |  |  | R-410A | 1.95 | Residential & Commercial | USHP
215292716 | Central HP <5.4 tons | AIRQUEST | HRCU-A-CB (Split System: Heat Pump with Remote Outdoor Unit-Air-Source) | DLCURAH24ABK | ADP |  | H,GE8J936 | *96VTN0401712B* | 23200 | 16 | 8.5 | 24600 | 23800 | 96.75% | 2 | 0 | 10 |  |  |  |  | R-410A | 1.9333 | Residential & Commercial | USHP | Ducted CEE Tier 1
215292750 | Central HP <5.4 tons | AIRQUEST | HRCU-A-CB (Split System: Heat Pump with Remote Outdoor Unit-Air-Source) | DLCURAH24ABK | ADP |  | H,GE34936 | *96VTN0601412A* | 23600 | 16 | 8.5 | 24200 | 23000 | 95.04% | 1.94 | 0 | 10 |  |  |  |  | R-410A | 1.9667 | Residential & Commercial | USHP | Ducted CEE Tier 1
215292766 | Central HP <5.4 tons | AIRQUEST | HRCU-A-CB (Split System: Heat Pump with Remote Outdoor Unit-Air-Source) | DLCURAH24ABK | ADP |  | HE8J936 | *96VTN0601412A* | 23400 | 16 | 8.5 | 24200 | 23000 | 95.04% | 1.94 | 0 | 10 |  |  |  |  | R-410A | 1.95 | Residential & Commercial | USHP | Ducted CEE Tier 1
215292807 | Central HP <5.4 tons | AIRQUEST | HRCU-A-CB (Split System: Heat Pump with Remote Outdoor Unit-Air-Source) | DLCURAH24ABK | ADP |  | H,GE30924 | *96VTN0601412B* | 22400 | 16 | 8.5 | 25200 | 26400 | 104.8% | 2.28 | 0 | 9.5 |  |  |  |  | R-410A | 1.8667 | Residential & Commercial | USHP
212988020 | Central HP <5.4 tons | SMART COMFORT | HRCU-A-CB (Split System: Heat Pump with Remote Outdoor Unit-Air-Source) | DLCURAH36ABK |  |  | EA*4X48L24A* | *96MSN1002120A* | 36000 | 16.5 | 8.5 | 37800 | 34600 | 91.53% | 2.04 | 0 | 10 |  |  |  |  | R-410A | 3 | Residential & Commercial | USHP | Ducted CEE Tier 1
214796662 | Central HP <5.4 tons | NAPOLEON | HRCU-A-C (Split System: Heat Pump with Remote Outdoor Unit with No Indoor Fan --Air Source) | WSEHV2436RA1-N | ADP |  | H,DE9J(1,2)36+TXV+TD | 0 | 22800 | 15.2 | 8.5 | 22400 | 21200 | 94.64% | 1.8 | 0 | 11 |  |  |  |  | R-410A | 1.9 | Residential & Commercial | USHP | Ducted CEE Tier 1
216683213 | Central HP <5.4 tons | SMART COMFORT | HRCU-A-CB (Split System: Heat Pump with Remote Outdoor Unit-Air-Source) | DLCURAH36ABK |  |  | EHD4X42AAL | *97VTN1202422A* | 35800 | 15.5 | 8.5 | 38500 | 34400 | 89.35% | 1.82 | 0 | 9.8 |  |  |  |  | R-410A | 2.9833 | Residential & Commercial | USHP
215290264 | Central HP <5.4 tons | AIRQUEST | HRCU-A-CB (Split System: Heat Pump with Remote Outdoor Unit-Air-Source) | DLCURAH18ABK | ADP |  | HG80936 | *96VTN0601412B* | 17500 | 16 | 8.5 | 16900 | 18800 | 111.2% | 2.3 | 0 | 10.5 |  |  |  |  | R-410A | 1.4583 | Residential & Commercial | USHP | Ducted CEE Tier 1
215290296 | Central HP <5.4 tons | AIRQUEST | HRCU-A-CB (Split System: Heat Pump with Remote Outdoor Unit-Air-Source) | DLCURAH18ABK | ADP |  | H,GE7J924 | *96VTN0601714A* | 17200 | 16 | 8.5 | 16800 | 18100 | 107.7% | 2.22 | 0 | 10 |  |  |  |  | R-410A | 1.4333 | Residential & Commercial | USHP | Ducted CEE Tier 1
215290332 | Central HP <5.4 tons | AIRQUEST | HRCU-A-CB (Split System: Heat Pump with Remote Outdoor Unit-Air-Source) | DLCURAH18ABK | ADP |  | H,GG35936 | *96VTN0601716B* | 17400 | 16 | 8.5 | 16800 | 19100 | 113.7% | 2.34 | 0 | 10.5 |  |  |  |  | R-410A | 1.45 | Residential & Commercial | USHP | Ducted CEE Tier 1
215290396 | Central HP <5.4 tons | AIRQUEST | HRCU-A-CB (Split System: Heat Pump with Remote Outdoor Unit-Air-Source) | DLCURAH18ABK | ADP |  | H,GG31924 | *96VTN0801716B* | 17100 | 15.2 | 8.5 | 17100 | 18700 | 109.4% | 2.3 | 0 | 10.5 |  |  |  |  | R-410A | 1.425 | Residential & Commercial | USHP | Ducted CEE Tier 1
215290398 | Central HP <5.4 tons | AIRQUEST | HRCU-A-CB (Split System: Heat Pump with Remote Outdoor Unit-Air-Source) | DLCURAH18ABK | ADP |  | HG31930 | *96VTN0801716B* | 17100 | 15.2 | 8.5 | 17100 | 18700 | 109.4% | 2.3 | 0 | 10.5 |  |  |  |  | R-410A | 1.425 | Residential & Commercial | USHP | Ducted CEE Tier 1
211259927 | Central HP <5.4 tons | SMART COMFORT | HRCU-A-CB (Split System: Heat Pump with Remote Outdoor Unit-Air-Source) | DLCURAH18ABK |  |  | EA*4X19L17A* | *80ES(N,L)0701712A* | 18600 | 16.5 | 8.5 | 18400 | 17500 | 95.11% | 2.14 | 0 | 11 |  |  |  |  | R-410A | 1.55 | Residential & Commercial | USHP | Ducted CEE Tier 1
211260211 | Central HP <5.4 tons | SMART COMFORT | HRCU-A-CB (Split System: Heat Pump with Remote Outdoor Unit-Air-Source) | DLCURAH18ABK |  |  | EA*4X24L14A* | *92ESN0601412A* | 18100 | 16 | 9 | 18900 | 18900 | 100% | 2.28 | 0 | 10.5 |  |  |  |  | R-410A | 1.5083 | Residential & Commercial | USHP | Ducted CEE Tier 1
211260463 | Central HP <5.4 tons | SMART COMFORT | HRCU-A-CB (Split System: Heat Pump with Remote Outdoor Unit-Air-Source) | DLCURAH18ABK |  |  | EA*4X24L17A* | *95ESN0401712A* | 17300 | 15.5 | 8.5 | 18300 | 19300 | 105.5% | 2.3 | 0 | 10 |  |  |  |  | R-410A | 1.4417 | Residential & Commercial | USHP | Ducted CEE Tier 1
211260597 | Central HP <5.4 tons | SMART COMFORT | HRCU-A-CB (Split System: Heat Pump with Remote Outdoor Unit-Air-Source) | DLCURAH18ABK |  |  | EA*4X24L17A* | *92ESN0601714A* | 17700 | 16.5 | 8.5 | 18500 | 19100 | 103.2% | 2.3 | 0 | 10.5 |  |  |  |  | R-410A | 1.475 | Residential & Commercial | USHP | Ducted CEE Tier 1
211260647 | Central HP <5.4 tons | SMART COMFORT | HRCU-A-CB (Split System: Heat Pump with Remote Outdoor Unit-Air-Source) | DLCURAH18ABK |  |  | EA*4X24L17A* | *80ESU0601716A | 18500 | 16 | 9 | 19400 | 18600 | 95.88% | 2.26 | 0 | 10.5 |  |  |  |  | R-410A | 1.5417 | Residential & Commercial | USHP | Ducted CEE Tier 1
213076760 | Central HP <5.4 tons | SMART COMFORT | HRCU-A-CB (Split System: Heat Pump with Remote Outdoor Unit-Air-Source) | DLCURAH36ABK |  |  | EA*4X42L21A* | *80VTL1102122B* | 35600 | 16 | 8.1 | 38500 | 35200 | 91.43% | 1.9 | 0 | 10 |  |  |  |  | R-410A | 2.9667 | Residential & Commercial | USHP | Ducted CEE Tier 1
213076560 | Central HP <5.4 tons | SMART COMFORT | HRCU-A-CB (Split System: Heat Pump with Remote Outdoor Unit-Air-Source) | DLCURAH36ABK |  |  | END4X42L17** | *80VTL0701716B* | 35400 | 16 | 8.1 | 38500 | 35000 | 90.91% | 1.94 | 0 | 10 |  |  |  |  | R-410A | 2.95 | Residential & Commercial | USHP | Ducted CEE Tier 1
213077698 | Central HP <5.4 tons | SMART COMFORT | HRCU-A-CB (Split System: Heat Pump with Remote Outdoor Unit-Air-Source) | DLCURAH36ABK |  |  | EN(A,D)4X48L24** | *96VTN1002120B* | 36000 | 16.5 | 8.1 | 38500 | 35000 | 90.91% | 2 | 0 | 10 |  |  |  |  | R-410A | 3 | Residential & Commercial | USHP | Ducted CEE Tier 1
213077789 | Central HP <5.4 tons | SMART COMFORT | HRCU-A-CB (Split System: Heat Pump with Remote Outdoor Unit-Air-Source) | DLCURAH36ABK |  |  | EN(A,D)4X48L24** | *96VTN1002122B* | 36000 | 17 | 8.1 | 38500 | 34800 | 90.39% | 2 | 0 | 10.5 |  |  |  |  | R-410A | 3 | Residential & Commercial | USHP | Ducted CEE Tier 1
213078264 | Central HP <5.4 tons | SMART COMFORT | HRCU-A-CB (Split System: Heat Pump with Remote Outdoor Unit-Air-Source) | DLCURAH36ABK |  |  | EA*4X36L17A* | *80MS(N,L)0901714A* | 35000 | 16 | 8.1 | 38500 | 35200 | 91.43% | 1.82 | 0 | 9.5 |  |  |  |  | R-410A | 2.9167 | Residential & Commercial | USHP
213079150 | Central HP <5.4 tons | SMART COMFORT | HRCU-A-CB (Split System: Heat Pump with Remote Outdoor Unit-Air-Source) | DLCURAH36ABK |  |  | EA*4X48L21A* | *80MSU0601716A* | 35600 | 16.5 | 8.5 | 37800 | 34600 | 91.53% | 2.06 | 0 | 10 |  |  |  |  | R-410A | 2.9667 | Residential & Commercial | USHP | Ducted CEE Tier 1
213080036 | Central HP <5.4 tons | SMART COMFORT | HRCU-A-CB (Split System: Heat Pump with Remote Outdoor Unit-Air-Source) | DLCURAH36ABK |  |  | EA*4X37L21A* | *96MSN0801716A* | 36400 | 15.5 | 8.5 | 38000 | 35000 | 92.11% | 2.06 | 0 | 10 |  |  |  |  | R-410A | 3.0333 | Residential & Commercial | USHP | Ducted CEE Tier 1
211260711 | Central HP <5.4 tons | SMART COMFORT | HRCU-A-CB (Split System: Heat Pump with Remote Outdoor Unit-Air-Source) | DLCURAH18ABK |  |  | EA*4X25L17A* | *96VSN0601714A* | 18200 | 16 | 8.5 | 18100 | 17600 | 97.24% | 2.12 | 0 | 11 |  |  |  |  | R-410A | 1.5167 | Residential & Commercial | USHP | Ducted CEE Tier 1
207167644 | Central HP <5.4 tons | CARRIER | HRCU-A-CB (Split System: Heat Pump with Remote Outdoor Unit-Air-Source) | 25VNA424A*031* | ADP |  | V,C36H175P149 | 59TN6B060C17**14 | 23400 | 20 | 8.1 | 25200 | 19600 | 77.78% | 2.42 | 14 | 13 |  |  |  |  | R-410A | 1.95 | Residential & Commercial | USHP | Ducted CEE Tier 1
211260396 | Central HP <5.4 tons | SMART COMFORT | HRCU-A-CB (Split System: Heat Pump with Remote Outdoor Unit-Air-Source) | DLCURAH18ABK |  |  | EA*4X24L17A* | *80VTL0451412A* | 17600 | 16.5 | 8.5 | 18500 | 19100 | 103.2% | 2.3 | 0 | 10.5 |  |  |  |  | R-410A | 1.4667 | Residential & Commercial | USHP | Ducted CEE Tier 1
211261566 | Central HP <5.4 tons | SMART COMFORT | HRCU-A-CB (Split System: Heat Pump with Remote Outdoor Unit-Air-Source) | DLCURAH18ABK |  |  | EA*4X30L17A* | *96VSN0601714A* | 17800 | 16 | 8.5 | 18400 | 18500 | 100.5% | 2.22 | 0 | 10.5 |  |  |  |  | R-410A | 1.4833 | Residential & Commercial | USHP | Ducted CEE Tier 1
211261731 | Central HP <5.4 tons | SMART COMFORT | HRCU-A-CB (Split System: Heat Pump with Remote Outdoor Unit-Air-Source) | DLCURAH18ABK |  |  | EA*4X30L17A* | *80VSL0701716A* | 17600 | 16 | 8.5 | 18100 | 18600 | 102.8% | 2.24 | 0 | 10.5 |  |  |  |  | R-410A | 1.4667 | Residential & Commercial | USHP | Ducted CEE Tier 1
211261800 | Central HP <5.4 tons | SMART COMFORT | HRCU-A-CB (Split System: Heat Pump with Remote Outdoor Unit-Air-Source) | DLCURAH18ABK |  |  | EA*4X30L17A* | *96VTN0401712A* | 17900 | 15.5 | 8.5 | 18500 | 18500 | 100% | 2.22 | 0 | 10.5 |  |  |  |  | R-410A | 1.4917 | Residential & Commercial | USHP | Ducted CEE Tier 1
213623898 | Central HP <5.4 tons | RUNTRU | HRCU-A-CB (Split System: Heat Pump with Remote Outdoor Unit-Air-Source) | E4HL5036A1000A | ADP |  | FG82936 | A951X080BU4SAB | 30000 | 15.2 | 8.1 | 25400 | 18600 | 73.23% | 1.75 | 0 | 9.5 |  |  |  |  | R-410A | 2.5 | Residential & Commercial | USHP
214279744 | Central HP <5.4 tons | SMART COMFORT | HRCU-A-CB (Split System: Heat Pump with Remote Outdoor Unit-Air-Source) | DLCURAH18ABK |  |  | EA*4X24L17A* | *96MSM0601716A* | 17200 | 16 | 8.5 | 18100 | 19400 | 107.2% | 2.32 | 0 | 10.5 |  |  |  |  | R-410A | 1.4333 | Residential & Commercial | USHP | Ducted CEE Tier 1
215290399 | Central HP <5.4 tons | AIRQUEST | HRCU-A-CB (Split System: Heat Pump with Remote Outdoor Unit-Air-Source) | DLCURAH18ABK | ADP |  | H,GE31924 | *96VTN0801716B* | 17100 | 15.2 | 8.5 | 17100 | 18700 | 109.4% | 2.3 | 0 | 10.5 |  |  |  |  | R-410A | 1.425 | Residential & Commercial | USHP | Ducted CEE Tier 1
213369382 | Central HP <5.4 tons | NAPOLEON | HRCU-A-C (Split System: Heat Pump with Remote Outdoor Unit with No Indoor Fan --Air Source) | WSEHV4860RA1-N | ADP |  | H,A,DE50960+TD | 0 | 50500 | 15.2 | 8.4 | 51000 | 36800 | 72.16% | 1.78 | 0 | 9.5 |  |  |  |  | R-410A | 4.2083 | Residential & Commercial | USHP
214627215 | Central HP <5.4 tons | CARRIER | HRCU-A-CB (Split System: Heat Pump with Remote Outdoor Unit-Air-Source) | 25VNA448A*031* | ADP |  | A60VHA+TXV | 59CU5A100C21**22 | 45000 | 21 | 9.5 | 44000 | 35800 | 81.36% | 2.38 | 0 | 12 |  |  |  |  | R-410A | 3.75 | Residential & Commercial | USHP | Ducted CEE Tier 1
216643454 | Central HP <5.4 tons | SMART COMFORT | HRCU-A-CB (Split System: Heat Pump with Remote Outdoor Unit-Air-Source) | D5CUHAH18AAK |  |  | EA*5X19M17A* | *80VSL0701412B* | 18400 | 15.2 | 9.5 | 19800 | 17700 | 89.39% | 2 | 0 | 11.5 |  |  |  |  | R-454B | 1.5333 | Residential & Commercial | USHP | Ducted CEE Tier 1
213623748 | Central HP <5.4 tons | RUNTRU | HRCU-A-CB (Split System: Heat Pump with Remote Outdoor Unit-Air-Source) | E4HL5024A1000A | ADP |  | PL36H210P299 | A951X040BU3SAB | 24000 | 15.2 | 8.5 | 22400 | 20600 | 91.96% | 1.85 | 0 | 9 |  |  |  |  | R-410A | 2 | Residential & Commercial | USHP
213623763 | Central HP <5.4 tons | RUNTRU | HRCU-A-CB (Split System: Heat Pump with Remote Outdoor Unit-Air-Source) | E4HL5024A1000A | ADP |  | FG81936 | A951X040BU3SAB | 24000 | 15.2 | 8.5 | 22400 | 20600 | 91.96% | 1.85 | 0 | 9 |  |  |  |  | R-410A | 2 | Residential & Commercial | USHP
213623764 | Central HP <5.4 tons | RUNTRU | HRCU-A-CB (Split System: Heat Pump with Remote Outdoor Unit-Air-Source) | E4HL5024A1000A | ADP |  | FG82936 | A951X040BU3SAB | 24000 | 15.2 | 8.5 | 22400 | 20600 | 91.96% | 1.85 | 0 | 9 |  |  |  |  | R-410A | 2 | Residential & Commercial | USHP
213623779 | Central HP <5.4 tons | RUNTRU | HRCU-A-CB (Split System: Heat Pump with Remote Outdoor Unit-Air-Source) | E4HL5024A1000A | ADP |  | FG80936 | A951X060BU4SAB | 24000 | 15.2 | 8.5 | 22400 | 20600 | 91.96% | 1.85 | 0 | 9 |  |  |  |  | R-410A | 2 | Residential & Commercial | USHP
213623797 | Central HP <5.4 tons | RUNTRU | HRCU-A-CB (Split System: Heat Pump with Remote Outdoor Unit-Air-Source) | E4HL5024A1000A | ADP |  | FG80936 | A952V040BU3SAD | 24000 | 15.2 | 8.5 | 22400 | 20600 | 91.96% | 1.85 | 0 | 9 |  |  |  |  | R-410A | 2 | Residential & Commercial | USHP
213623815 | Central HP <5.4 tons | RUNTRU | HRCU-A-CB (Split System: Heat Pump with Remote Outdoor Unit-Air-Source) | E4HL5024A1000A | ADP |  | FG80936 | A952V060BU4SAD | 24000 | 15.2 | 8.5 | 22400 | 20600 | 91.96% | 1.85 | 0 | 9 |  |  |  |  | R-410A | 2 | Residential & Commercial | USHP
213738527 | Central HP <5.4 tons | DAY & NIGHT | HRCU-A-CB (Split System: Heat Pump with Remote Outdoor Unit-Air-Source) | DLCURAH36ABK | ADP |  | FG35936 | *92MSN0601412A* | 35400 | 15.2 | 8.5 | 36800 | 34800 | 94.57% | 2 | 0 | 9.5 |  |  |  |  | R-410A | 2.95 | Residential & Commercial | USHP
213738477 | Central HP <5.4 tons | DAY & NIGHT | HRCU-A-CB (Split System: Heat Pump with Remote Outdoor Unit-Air-Source) | DLCURAH36ABK | ADP |  | FG80936 | *80MS(N,L)0701712A* | 35600 | 16 | 8.1 | 36800 | 34600 | 94.02% | 1.94 | 0 | 10 |  |  |  |  | R-410A | 2.9667 | Residential & Commercial | USHP | Ducted CEE Tier 1
214796661 | Central HP <5.4 tons | NAPOLEON | HRCU-A-C (Split System: Heat Pump with Remote Outdoor Unit with No Indoor Fan --Air Source) | WSEHV2436RA1-N | ADP |  | H,DE7J(1,2)36+TXV+TD | 0 | 22200 | 15.2 | 8.4 | 22400 | 21200 | 94.64% | 1.78 | 0 | 10.5 |  |  |  |  | R-410A | 1.85 | Residential & Commercial | USHP | Ducted CEE Tier 1
215425852 | Central HP <5.4 tons | LUXAIRE | HRCU-A-CB (Split System: Heat Pump with Remote Outdoor Unit-Air-Source) | HH824E2S11 | ADP |  | H,YE32*30+TXV-BLEED | LP9C060B12MP13 | 22200 | 17 | 8.65 | 21200 | 17200 | 81.13% | 1.94 | 0 | 11 |  |  |  |  | R-454B | 1.85 | Residential & Commercial | USHP | Ducted CEE Tier 1
216676965 | Central HP <5.4 tons | PAYNE HEATING AND COOLING | HRCU-A-CB (Split System: Heat Pump with Remote Outdoor Unit-Air-Source) | 37MURAQ24AA3 |  |  | CAA**3017AM* | PG92MSAA48080B** | 23400 | 15.5 | 8.5 | 24000 | 19400 | 80.83% | 1.9 | 0 | 9.8 |  |  |  |  | R-454B | 1.95 | Residential & Commercial | USHP
216677247 | Central HP <5.4 tons | PAYNE HEATING AND COOLING | HRCU-A-CB (Split System: Heat Pump with Remote Outdoor Unit-Air-Source) | 37MURAQ24AA3 |  |  | CAA**3617AM* | PG96MSAA48080B** | 23800 | 15.2 | 8.5 | 24000 | 19400 | 80.83% | 1.92 | 0 | 9.8 |  |  |  |  | R-454B | 1.9833 | Residential & Commercial | USHP
212986533 | Central HP <5.4 tons | SMART COMFORT | HRCU-A-CB (Split System: Heat Pump with Remote Outdoor Unit-Air-Source) | DLCURAH24ABK |  |  | EA*4X24L17A* | *96MSM0401712A* | 23000 | 15.5 | 8.5 | 27000 | 27200 | 100.7% | 2.3 | 0 | 9.5 |  |  |  |  | R-410A | 1.9167 | Residential & Commercial | USHP
212986268 | Central HP <5.4 tons | SMART COMFORT | HRCU-A-CB (Split System: Heat Pump with Remote Outdoor Unit-Air-Source) | DLCURAH24ABK |  |  | EN(A,D,W)4X36L17** | *96MSN0401410A* | 23400 | 16 | 8.1 | 26400 | 24400 | 92.42% | 2.02 | 0 | 10 |  |  |  |  | R-410A | 1.95 | Residential & Commercial | USHP | Ducted CEE Tier 1
213623759 | Central HP <5.4 tons | RUNTRU | HRCU-A-CB (Split System: Heat Pump with Remote Outdoor Unit-Air-Source) | E4HL5024A1000A | ADP |  | FG47936 | A951X040BU3SAB | 24000 | 15.2 | 8.5 | 22400 | 20600 | 91.96% | 1.85 | 0 | 9 |  |  |  |  | R-410A | 2 | Residential & Commercial | USHP
213623816 | Central HP <5.4 tons | RUNTRU | HRCU-A-CB (Split System: Heat Pump with Remote Outdoor Unit-Air-Source) | E4HL5024A1000A | ADP |  | FG81936 | A952V060BU4SAD | 24000 | 15.2 | 8.5 | 22400 | 20600 | 91.96% | 1.85 | 0 | 9 |  |  |  |  | R-410A | 2 | Residential & Commercial | USHP
216683202 | Central HP <5.4 tons | SMART COMFORT | HRCU-A-CB (Split System: Heat Pump with Remote Outdoor Unit-Air-Source) | DLCURAH36ABK |  |  | EHD4X36AAL | *97VTN1202422A* | 35600 | 15.5 | 8.5 | 38500 | 34600 | 89.87% | 1.78 | 0 | 9.8 |  |  |  |  | R-410A | 2.9667 | Residential & Commercial | USHP
212980924 | Central HP <5.4 tons | PAYNE HEATING AND COOLING | HRCU-A-CB (Split System: Heat Pump with Remote Outdoor Unit-Air-Source) | 38MURAQ30AB3* |  |  | CAP**4221AL* | PG80MS(A,L)A60110C** | 30400 | 15.2 | 8.1 | 34400 | 27400 | 79.65% | 1.82 | 0 | 9 |  |  |  |  | R-410A | 2.5333 | Residential & Commercial | USHP
212983955 | Central HP <5.4 tons | PAYNE HEATING AND COOLING | HRCU-A-CB (Split System: Heat Pump with Remote Outdoor Unit-Air-Source) | 38MURAQ30AB3* |  |  | CAP**4321AL* | PG92MSAA42060B** | 30400 | 15.2 | 8.1 | 33400 | 26400 | 79.04% | 1.84 | 0 | 9 |  |  |  |  | R-410A | 2.5333 | Residential & Commercial | USHP
216675821 | Central HP <5.4 tons | PAYNE HEATING AND COOLING | HRCU-A-CB (Split System: Heat Pump with Remote Outdoor Unit-Air-Source) | 37MURAQ24AA3 |  |  | CAA**2517AM* | PG80MS(A,L)A36070A** | 24400 | 16 | 8.5 | 23200 | 19100 | 82.33% | 1.96 | 0 | 10 |  |  |  |  | R-454B | 2.0333 | Residential & Commercial | USHP | Ducted CEE Tier 1
216676388 | Central HP <5.4 tons | PAYNE HEATING AND COOLING | HRCU-A-CB (Split System: Heat Pump with Remote Outdoor Unit-Air-Source) | 37MURAQ24AA3 |  |  | CAA**3721AM* | PG80MSUA36040B** | 24400 | 16 | 8.5 | 23000 | 19000 | 82.61% | 1.94 | 0 | 10 |  |  |  |  | R-454B | 2.0333 | Residential & Commercial | USHP | Ducted CEE Tier 1
213623766 | Central HP <5.4 tons | RUNTRU | HRCU-A-CB (Split System: Heat Pump with Remote Outdoor Unit-Air-Source) | E4HL5024A1000A | ADP |  | PL36H210P299 | A951X060BU4SAB | 24000 | 15.2 | 8.5 | 22400 | 20600 | 91.96% | 1.85 | 0 | 9 |  |  |  |  | R-410A | 2 | Residential & Commercial | USHP
213080253 | Central HP <5.4 tons | SMART COMFORT | HRCU-A-CB (Split System: Heat Pump with Remote Outdoor Unit-Air-Source) | DLCURAH36ABK |  |  | EN(A,D,W)4X48L21** | *96MSM0802120A* | 36200 | 16 | 8.1 | 38500 | 35000 | 90.91% | 2.02 | 0 | 10 |  |  |  |  | R-410A | 3.0167 | Residential & Commercial | USHP | Ducted CEE Tier 1
213607915 | Central HP <5.4 tons | NAPOLEON | HRCU-A-C (Split System: Heat Pump with Remote Outdoor Unit with No Indoor Fan --Air Source) | WSEHV2436RA1-N | ADP |  | *G34936+TD | 0 | 22800 | 15.2 | 8.5 | 22400 | 21200 | 94.64% | 1.8 | 0 | 11 |  |  |  |  | R-410A | 1.9 | Residential & Commercial | USHP | Ducted CEE Tier 1
213369379 | Central HP <5.4 tons | NAPOLEON | HRCU-A-C (Split System: Heat Pump with Remote Outdoor Unit with No Indoor Fan --Air Source) | WSEHV2436RA1-N | ADP |  | H,A,DE7J936 | 0 | 22200 | 15.2 | 8.4 | 22400 | 21200 | 94.64% | 1.78 | 0 | 10.5 |  |  |  |  | R-410A | 1.85 | Residential & Commercial | USHP | Ducted CEE Tier 1
216678747 | Central HP <5.4 tons | SMART COMFORT | HRCU-A-CB (Split System: Heat Pump with Remote Outdoor Unit-Air-Source) | DLCURAH36ABK |  |  | EA*4X48L21A* | *97VTN0601716A* | 35600 | 15.5 | 8.5 | 38000 | 34400 | 90.53% | 1.96 | 0 | 9.8 |  |  |  |  | R-410A | 2.9667 | Residential & Commercial | USHP
212980931 | Central HP <5.4 tons | SMART COMFORT | HRCU-A-CB (Split System: Heat Pump with Remote Outdoor Unit-Air-Source) | DLCURAH30ABK |  |  | EA*4X42L21A* | *80MS(N,L)1102120A* | 30400 | 15.2 | 8.1 | 34400 | 27400 | 79.65% | 1.82 | 0 | 9 |  |  |  |  | R-410A | 2.5333 | Residential & Commercial | USHP
212989546 | Central HP <5.4 tons | SMART COMFORT | HRCU-A-CB (Split System: Heat Pump with Remote Outdoor Unit-Air-Source) | DLCURAH30ABK |  |  | EA*4X42L21A* | *95MSU0802120A* | 30000 | 15.2 | 8.1 | 34200 | 27600 | 80.7% | 1.8 | 0 | 9 |  |  |  |  | R-410A | 2.5 | Residential & Commercial | USHP
213623873 | Central HP <5.4 tons | RUNTRU | HRCU-A-CB (Split System: Heat Pump with Remote Outdoor Unit-Air-Source) | E4HL5036A1000A | ADP |  | FG81936 | A801X060BM4SCA | 30000 | 15.2 | 8.1 | 23400 | 17600 | 75.21% | 1.75 | 0 | 9.5 |  |  |  |  | R-410A | 2.5 | Residential & Commercial | USHP
214796621 | Central HP <5.4 tons | NAPOLEON | HRCU-A-C (Split System: Heat Pump with Remote Outdoor Unit with No Indoor Fan --Air Source) | WSEHV4860RA1-N | ADP |  | H,DE50(1,2)60+TXV+TD | 0 | 47000 | 15.2 | 8.4 | 46000 | 33200 | 72.17% | 1.78 | 0 | 10 |  |  |  |  | R-410A | 3.9167 | Residential & Commercial | USHP | Ducted CEE Tier 1
212988982 | Central HP <5.4 tons | SMART COMFORT | HRCU-A-CB (Split System: Heat Pump with Remote Outdoor Unit-Air-Source) | DLCURAH36ABK |  |  | EA*4X48L21A* | *95MSU0601716A* | 35400 | 16 | 8.1 | 37800 | 34600 | 91.53% | 2 | 0 | 10 |  |  |  |  | R-410A | 2.95 | Residential & Commercial | USHP | Ducted CEE Tier 1
216681017 | Central HP <5.4 tons | SMART COMFORT | HRCU-A-CB (Split System: Heat Pump with Remote Outdoor Unit-Air-Source) | DLCURAH36ABK |  |  | EA*4X36L21A* | *97VTN0802120A* | 34800 | 16 | 8.5 | 38500 | 34800 | 90.39% | 1.75 | 0 | 9.8 |  |  |  |  | R-410A | 2.9 | Residential & Commercial | USHP
215425853 | Central HP <5.4 tons | LUXAIRE | HRCU-A-CB (Split System: Heat Pump with Remote Outdoor Unit-Air-Source) | HH824E2S11 | ADP |  | H,YE32*30+TXV-BLEED | LP9C080B12MP13 | 22200 | 17 | 8.65 | 21200 | 17300 | 81.6% | 1.94 | 0 | 11.5 |  |  |  |  | R-454B | 1.85 | Residential & Commercial | USHP | Ducted CEE Tier 1
215425870 | Central HP <5.4 tons | LUXAIRE | HRCU-A-CB (Split System: Heat Pump with Remote Outdoor Unit-Air-Source) | HH824E2S11 | ADP |  | H,YE32*30+TXV-BLEED | TM9Y080B12MP11 | 22200 | 17 | 8.65 | 21000 | 17000 | 80.95% | 1.94 | 0 | 11.5 |  |  |  |  | R-454B | 1.85 | Residential & Commercial | USHP | Ducted CEE Tier 1
215292809 | Central HP <5.4 tons | AIRQUEST | HRCU-A-CB (Split System: Heat Pump with Remote Outdoor Unit-Air-Source) | DLCURAH24ABK | ADP |  | HG7J924 | *96VTN0601412B* | 23000 | 17 | 8.5 | 24600 | 23600 | 95.93% | 2 | 0 | 9.5 |  |  |  |  | R-410A | 1.9167 | Residential & Commercial | USHP
215292825 | Central HP <5.4 tons | AIRQUEST | HRCU-A-CB (Split System: Heat Pump with Remote Outdoor Unit-Air-Source) | DLCURAH24ABK | ADP |  | HG81936 | *96VTN0601412B* | 23600 | 17 | 8.5 | 24600 | 23600 | 95.93% | 2 | 0 | 10 |  |  |  |  | R-410A | 1.9667 | Residential & Commercial | USHP | Ducted CEE Tier 1
215292882 | Central HP <5.4 tons | AIRQUEST | HRCU-A-CB (Split System: Heat Pump with Remote Outdoor Unit-Air-Source) | DLCURAH24ABK | ADP |  | HE31924 | *96VTN0601716B* | 23000 | 16 | 9 | 24400 | 22800 | 93.44% | 1.92 | 0 | 10 |  |  |  |  | R-410A | 1.9167 | Residential & Commercial | USHP | Ducted CEE Tier 1
215292902 | Central HP <5.4 tons | AIRQUEST | HRCU-A-CB (Split System: Heat Pump with Remote Outdoor Unit-Air-Source) | DLCURAH24ABK | ADP |  | HE35936 | *96VTN0601716B* | 24000 | 16 | 9 | 24400 | 22800 | 93.44% | 1.92 | 0 | 10.5 |  |  |  |  | R-410A | 2 | Residential & Commercial | USHP | Ducted CEE Tier 1
215292909 | Central HP <5.4 tons | AIRQUEST | HRCU-A-CB (Split System: Heat Pump with Remote Outdoor Unit-Air-Source) | DLCURAH24ABK | ADP |  | HG7J936 | *96VTN0601716B* | 23600 | 16 | 9 | 24400 | 22800 | 93.44% | 1.92 | 0 | 10 |  |  |  |  | R-410A | 1.9667 | Residential & Commercial | USHP | Ducted CEE Tier 1
215292918 | Central HP <5.4 tons | AIRQUEST | HRCU-A-CB (Split System: Heat Pump with Remote Outdoor Unit-Air-Source) | DLCURAH24ABK | ADP |  | H,GE9J936 | *96VTN0601716B* | 24000 | 16 | 9 | 24400 | 22800 | 93.44% | 1.92 | 0 | 10.5 |  |  |  |  | R-410A | 2 | Residential & Commercial | USHP | Ducted CEE Tier 1
215292957 | Central HP <5.4 tons | AIRQUEST | HRCU-A-CB (Split System: Heat Pump with Remote Outdoor Unit-Air-Source) | DLCURAH24ABK | ADP |  | HE30924 | *96VTN0801716A* | 23000 | 16 | 8.1 | 24600 | 22600 | 91.87% | 1.9 | 0 | 10 |  |  |  |  | R-410A | 1.9167 | Residential & Commercial | USHP | Ducted CEE Tier 1
215292975 | Central HP <5.4 tons | AIRQUEST | HRCU-A-CB (Split System: Heat Pump with Remote Outdoor Unit-Air-Source) | DLCURAH24ABK | ADP |  | H,GE24936 | *96VTN0801716B* | 23000 | 17 | 8.5 | 24600 | 23600 | 95.93% | 2 | 0 | 9.5 |  |  |  |  | R-410A | 1.9167 | Residential & Commercial | USHP
212987504 | Central HP <5.4 tons | SMART COMFORT | HRCU-A-CB (Split System: Heat Pump with Remote Outdoor Unit-Air-Source) | DLCURAH18ABK |  |  | EA*4X19L17A* | *96MSN0801716A* | 18200 | 16.5 | 8.5 | 18100 | 17700 | 97.79% | 2.14 | 0 | 11 |  |  |  |  | R-410A | 1.5167 | Residential & Commercial | USHP | Ducted CEE Tier 1
212987552 | Central HP <5.4 tons | SMART COMFORT | HRCU-A-CB (Split System: Heat Pump with Remote Outdoor Unit-Air-Source) | DLCURAH18ABK |  |  | EN(A,D)4X24L17** | *96MSN0801716A* | 17600 | 16 | 8.5 | 18600 | 19100 | 102.7% | 2.3 | 0 | 11 |  |  |  |  | R-410A | 1.4667 | Residential & Commercial | USHP | Ducted CEE Tier 1
214810782 | Central HP <5.4 tons | ECOER | HRCU-A-CB (Split System: Heat Pump with Remote Outdoor Unit-Air-Source) | EODA18H-4860BAA | ADP |  | HG52960+AEFE5* | 0 | 53500 | 17 | 9 | 53000 | 38000 | 71.7% | 1.9 | 0 | 10 |  |  |  |  | R-410A | 4.4583 | Residential & Commercial | USHP | Ducted CEE Tier 1
213623746 | Central HP <5.4 tons | RUNTRU | HRCU-A-CB (Split System: Heat Pump with Remote Outdoor Unit-Air-Source) | E4HL5024A1000A | ADP |  | FG82936 | A801X060BM4SCA | 24000 | 15.2 | 8.5 | 22400 | 20600 | 91.96% | 1.85 | 0 | 9 |  |  |  |  | R-410A | 2 | Residential & Commercial | USHP
213623781 | Central HP <5.4 tons | RUNTRU | HRCU-A-CB (Split System: Heat Pump with Remote Outdoor Unit-Air-Source) | E4HL5024A1000A | ADP |  | FG81936 | A951X060BU4SAB | 24000 | 15.2 | 8.5 | 22400 | 20600 | 91.96% | 1.85 | 0 | 9 |  |  |  |  | R-410A | 2 | Residential & Commercial | USHP
213623782 | Central HP <5.4 tons | RUNTRU | HRCU-A-CB (Split System: Heat Pump with Remote Outdoor Unit-Air-Source) | E4HL5024A1000A | ADP |  | FG82936 | A951X060BU4SAB | 24000 | 15.2 | 8.5 | 22400 | 20600 | 91.96% | 1.85 | 0 | 9 |  |  |  |  | R-410A | 2 | Residential & Commercial | USHP
215308407 | Central HP <5.4 tons | RUNTRU | HRCU-A-CB (Split System: Heat Pump with Remote Outdoor Unit-Air-Source) | E4HL5036A1000A | ADP |  | F,PE*E34925 | 0 | 24000 | 15.2 | 8.5 | 22400 | 17600 | 78.57% | 1.9 | 0 | 11 |  |  |  |  | R-410A | 2 | Residential & Commercial | USHP | Ducted CEE Tier 1
213623907 | Central HP <5.4 tons | RUNTRU | HRCU-A-CB (Split System: Heat Pump with Remote Outdoor Unit-Air-Source) | E4HL5036A1000A | ADP |  | PL36H175P789 | A952V080BU4SAD | 30000 | 15.2 | 8.1 | 23400 | 17600 | 75.21% | 1.75 | 0 | 9.5 |  |  |  |  | R-410A | 2.5 | Residential & Commercial | USHP
213623889 | Central HP <5.4 tons | RUNTRU | HRCU-A-CB (Split System: Heat Pump with Remote Outdoor Unit-Air-Source) | E4HL5036A1000A | ADP |  | FG81936 | A951X060BU4SAB | 30000 | 15.2 | 8.1 | 23400 | 17600 | 75.21% | 1.75 | 0 | 9.5 |  |  |  |  | R-410A | 2.5 | Residential & Commercial | USHP
215293000 | Central HP <5.4 tons | AIRQUEST | HRCU-A-CB (Split System: Heat Pump with Remote Outdoor Unit-Air-Source) | DLCURAH24ABK | ADP |  | H,GE35936 | *96VTN0801716B* | 23600 | 17 | 8.5 | 24600 | 23600 | 95.93% | 2 | 0 | 10 |  |  |  |  | R-410A | 1.9667 | Residential & Commercial | USHP | Ducted CEE Tier 1
215293002 | Central HP <5.4 tons | AIRQUEST | HRCU-A-CB (Split System: Heat Pump with Remote Outdoor Unit-Air-Source) | DLCURAH24ABK | ADP |  | H,GG36936 | *96VTN0801716B* | 23600 | 17 | 8.5 | 24600 | 23600 | 95.93% | 2 | 0 | 10 |  |  |  |  | R-410A | 1.9667 | Residential & Commercial | USHP | Ducted CEE Tier 1
215293016 | Central HP <5.4 tons | AIRQUEST | HRCU-A-CB (Split System: Heat Pump with Remote Outdoor Unit-Air-Source) | DLCURAH24ABK | ADP |  | HG9J936 | *96VTN0801716B* | 23600 | 17 | 8.5 | 24600 | 23600 | 95.93% | 2 | 0 | 10 |  |  |  |  | R-410A | 1.9667 | Residential & Commercial | USHP | Ducted CEE Tier 1
215295731 | Central HP <5.4 tons | AIRQUEST | HRCU-A-CB (Split System: Heat Pump with Remote Outdoor Unit-Air-Source) | DLCURAH36ABK | ADP |  | H,GG1K936 | *96VTN1202422A* | 35800 | 16 | 8.5 | 36800 | 34200 | 92.93% | 2.06 | 0 | 10 |  |  |  |  | R-410A | 2.9833 | Residential & Commercial | USHP | Ducted CEE Tier 1
216679827 | Central HP <5.4 tons | SMART COMFORT | HRCU-A-CB (Split System: Heat Pump with Remote Outdoor Unit-Air-Source) | DLCURAH36ABK |  |  | EA*4X36L21A* | *97VTN0801716A* | 34800 | 15.5 | 8.5 | 38500 | 34800 | 90.39% | 1.75 | 0 | 9.5 |  |  |  |  | R-410A | 2.9 | Residential & Commercial | USHP
216679959 | Central HP <5.4 tons | SMART COMFORT | HRCU-A-CB (Split System: Heat Pump with Remote Outdoor Unit-Air-Source) | DLCURAH36ABK |  |  | END4X42L17** | *97VTN0801716A* | 35600 | 15.2 | 8.5 | 39000 | 34600 | 88.72% | 1.8 | 0 | 10 |  |  |  |  | R-410A | 2.9667 | Residential & Commercial | USHP | Ducted CEE Tier 1
211261620 | Central HP <5.4 tons | SMART COMFORT | HRCU-A-CB (Split System: Heat Pump with Remote Outdoor Unit-Air-Source) | DLCURAH18ABK |  |  | EA*4X30L17A* | *96VSN0601412A* | 18000 | 16 | 8.5 | 18600 | 18500 | 99.46% | 2.22 | 0 | 10.5 |  |  |  |  | R-410A | 1.5 | Residential & Commercial | USHP | Ducted CEE Tier 1
212986280 | Central HP <5.4 tons | SMART COMFORT | HRCU-A-CB (Split System: Heat Pump with Remote Outdoor Unit-Air-Source) | DLCURAH18ABK |  |  | EA*4X19L17A* | *96MSN0401410A* | 17900 | 16 | 8.5 | 18000 | 17800 | 98.89% | 2.14 | 0 | 10.5 |  |  |  |  | R-410A | 1.4917 | Residential & Commercial | USHP | Ducted CEE Tier 1
215295599 | Central HP <5.4 tons | AIRQUEST | HRCU-A-CB (Split System: Heat Pump with Remote Outdoor Unit-Air-Source) | DLCURAH36ABK | ADP |  | H,GG37936 | *96VTN1002120B* | 36000 | 16 | 8.5 | 36200 | 34400 | 95.03% | 2.04 | 0 | 10 |  |  |  |  | R-410A | 3 | Residential & Commercial | USHP | Ducted CEE Tier 1
215295624 | Central HP <5.4 tons | AIRQUEST | HRCU-A-CB (Split System: Heat Pump with Remote Outdoor Unit-Air-Source) | DLCURAH36ABK | ADP |  | HG32936 | *96VTN1002122A* | 35000 | 16 | 8.1 | 36800 | 34800 | 94.57% | 1.82 | 0 | 10 |  |  |  |  | R-410A | 2.9167 | Residential & Commercial | USHP | Ducted CEE Tier 1
215295631 | Central HP <5.4 tons | AIRQUEST | HRCU-A-CB (Split System: Heat Pump with Remote Outdoor Unit-Air-Source) | DLCURAH36ABK | ADP |  | H,GG34936 | *96VTN1002122A* | 35400 | 16 | 8.1 | 36800 | 34600 | 94.02% | 1.88 | 0 | 10 |  |  |  |  | R-410A | 2.95 | Residential & Commercial | USHP | Ducted CEE Tier 1
215295681 | Central HP <5.4 tons | AIRQUEST | HRCU-A-CB (Split System: Heat Pump with Remote Outdoor Unit-Air-Source) | DLCURAH36ABK | ADP |  | H,GG48936 | *96VTN1002122B* | 36000 | 17 | 8.1 | 36800 | 34400 | 93.48% | 2 | 0 | 10.5 |  |  |  |  | R-410A | 3 | Residential & Commercial | USHP | Ducted CEE Tier 1
215295733 | Central HP <5.4 tons | AIRQUEST | HRCU-A-CB (Split System: Heat Pump with Remote Outdoor Unit-Air-Source) | DLCURAH36ABK | ADP |  | H,GG80936 | *96VTN1202422A* | 36000 | 16 | 8.5 | 36800 | 34200 | 92.93% | 2.06 | 0 | 10 |  |  |  |  | R-410A | 3 | Residential & Commercial | USHP | Ducted CEE Tier 1
212986364 | Central HP <5.4 tons | SMART COMFORT | HRCU-A-CB (Split System: Heat Pump with Remote Outdoor Unit-Air-Source) | DLCURAH18ABK |  |  | EN(A,D)4X24L17** | *96MSN0401410A* | 17400 | 15.5 | 8.5 | 18500 | 19200 | 103.8% | 2.3 | 0 | 10.5 |  |  |  |  | R-410A | 1.45 | Residential & Commercial | USHP | Ducted CEE Tier 1
215295749 | Central HP <5.4 tons | AIRQUEST | HRCU-A-CB (Split System: Heat Pump with Remote Outdoor Unit-Air-Source) | DLCURAH36ABK | ADP |  | HE33936 | *96VTN1202422B* | 34200 | 16 | 8.5 | 36200 | 34200 | 94.48% | 2.02 | 0 | 9.5 |  |  |  |  | R-410A | 2.85 | Residential & Commercial | USHP
215293025 | Central HP <5.4 tons | AIRQUEST | HRCU-A-CB (Split System: Heat Pump with Remote Outdoor Unit-Air-Source) | DLCURAH24ABK | ADP |  | H,GE23936 | *96VTN0802120A* | 22600 | 16 | 8.1 | 24200 | 23400 | 96.69% | 1.98 | 0 | 10 |  |  |  |  | R-410A | 1.8833 | Residential & Commercial | USHP | Ducted CEE Tier 1
215293027 | Central HP <5.4 tons | AIRQUEST | HRCU-A-CB (Split System: Heat Pump with Remote Outdoor Unit-Air-Source) | DLCURAH24ABK | ADP |  | H,GE24936 | *96VTN0802120A* | 23000 | 17 | 8.1 | 24200 | 23400 | 96.69% | 1.98 | 0 | 10 |  |  |  |  | R-410A | 1.9167 | Residential & Commercial | USHP | Ducted CEE Tier 1
215293036 | Central HP <5.4 tons | AIRQUEST | HRCU-A-CB (Split System: Heat Pump with Remote Outdoor Unit-Air-Source) | DLCURAH24ABK | ADP |  | HG32924 | *96VTN0802120A* | 23200 | 17 | 8.5 | 24200 | 22800 | 94.21% | 1.94 | 0 | 9.5 |  |  |  |  | R-410A | 1.9333 | Residential & Commercial | USHP
215293041 | Central HP <5.4 tons | AIRQUEST | HRCU-A-CB (Split System: Heat Pump with Remote Outdoor Unit-Air-Source) | DLCURAH24ABK | ADP |  | H,GG33936 | *96VTN0802120A* | 23200 | 17 | 8.1 | 24200 | 23400 | 96.69% | 1.98 | 0 | 10 |  |  |  |  | R-410A | 1.9333 | Residential & Commercial | USHP | Ducted CEE Tier 1
215293086 | Central HP <5.4 tons | AIRQUEST | HRCU-A-CB (Split System: Heat Pump with Remote Outdoor Unit-Air-Source) | DLCURAH24ABK | ADP |  | H,GE32930 | *96VTN0802120B* | 23200 | 17 | 8.5 | 24800 | 23600 | 95.16% | 1.98 | 0 | 10 |  |  |  |  | R-410A | 1.9333 | Residential & Commercial | USHP | Ducted CEE Tier 1
215293093 | Central HP <5.4 tons | AIRQUEST | HRCU-A-CB (Split System: Heat Pump with Remote Outdoor Unit-Air-Source) | DLCURAH24ABK | ADP |  | H,GG34936 | *96VTN0802120B* | 23800 | 17 | 8.5 | 24800 | 23600 | 95.16% | 1.98 | 0 | 10.5 |  |  |  |  | R-410A | 1.9833 | Residential & Commercial | USHP | Ducted CEE Tier 1
213739999 | Central HP <5.4 tons | DAY & NIGHT | HRCU-A-CB (Split System: Heat Pump with Remote Outdoor Unit-Air-Source) | DLCURAH24ABK | ADP |  | FG80936 | *96VTN0401712B* | 23400 | 16 | 8.5 | 24600 | 24000 | 97.56% | 2.02 | 0 | 10 |  |  |  |  | R-410A | 1.95 | Residential & Commercial | USHP | Ducted CEE Tier 1
213740000 | Central HP <5.4 tons | DAY & NIGHT | HRCU-A-CB (Split System: Heat Pump with Remote Outdoor Unit-Air-Source) | DLCURAH24ABK | ADP |  | FG81936 | *96VTN0401712B* | 23400 | 16 | 8.5 | 24600 | 24000 | 97.56% | 2.02 | 0 | 10 |  |  |  |  | R-410A | 1.95 | Residential & Commercial | USHP | Ducted CEE Tier 1
212603116 | Central HP <5.4 tons | DAY & NIGHT | HRCU-A-CB (Split System: Heat Pump with Remote Outdoor Unit-Air-Source) | DLCURAH24ABK | ADP |  | PL36H210P299 | *80ES(N,L)0901714A* | 25400 | 17 | 8.5 | 24200 | 20200 | 83.47% | 1.76 | 0 | 10.5 |  |  |  |  | R-410A | 2.1167 | Residential & Commercial | USHP | Ducted CEE Tier 1
212603149 | Central HP <5.4 tons | DAY & NIGHT | HRCU-A-CB (Split System: Heat Pump with Remote Outdoor Unit-Air-Source) | DLCURAH24ABK | ADP |  | FG32936 | *80VSL0701716A* | 23400 | 17 | 8.5 | 24400 | 22400 | 91.8% | 1.9 | 0 | 9.5 |  |  |  |  | R-410A | 1.95 | Residential & Commercial | USHP
212603182 | Central HP <5.4 tons | DAY & NIGHT | HRCU-A-CB (Split System: Heat Pump with Remote Outdoor Unit-Air-Source) | DLCURAH24ABK | ADP |  | FG80936 | *95ESN0601412A* | 24600 | 16 | 8.5 | 24400 | 20800 | 85.25% | 1.76 | 0 | 9.5 |  |  |  |  | R-410A | 2.05 | Residential & Commercial | USHP
213623874 | Central HP <5.4 tons | RUNTRU | HRCU-A-CB (Split System: Heat Pump with Remote Outdoor Unit-Air-Source) | E4HL5036A1000A | ADP |  | FG82936 | A801X060BM4SCA | 30000 | 15.2 | 8.1 | 23400 | 17600 | 75.21% | 1.75 | 0 | 9.5 |  |  |  |  | R-410A | 2.5 | Residential & Commercial | USHP
213613880 | Central HP <5.4 tons | NAPOLEON | HRCU-A-C (Split System: Heat Pump with Remote Outdoor Unit with No Indoor Fan --Air Source) | WSEHV4860RA1-N | ADP |  | *E49960 | 0 | 47000 | 15.2 | 8.35 | 46000 | 33200 | 72.17% | 1.78 | 0 | 10 |  |  |  |  | R-410A | 3.9167 | Residential & Commercial | USHP | Ducted CEE Tier 1
213333611 | Central HP <5.4 tons | SAMSUNG | HRCU-A-CB (Split System: Heat Pump with Remote Outdoor Unit-Air-Source) | AC048BXUPCH | ADP |  | CX601C935+AEF60CXP* | 0 | 48000 | 17 | 8.5 | 42000 | 41500 | 98.81% | 1.8 | 0 | 8.5 |  |  |  |  | R-410A | 4 | Residential & Commercial | USHP
213333628 | Central HP <5.4 tons | SAMSUNG | HRCU-A-CB (Split System: Heat Pump with Remote Outdoor Unit-Air-Source) | AC048BXUPCH | ADP |  | CH607C9+AEF60CXP* | 0 | 48000 | 17 | 8.5 | 42000 | 41500 | 98.81% | 1.8 | 0 | 8.5 |  |  |  |  | R-410A | 4 | Residential & Commercial | USHP
216678692 | Central HP <5.4 tons | PAYNE HEATING AND COOLING | HRCU-A-CB (Split System: Heat Pump with Remote Outdoor Unit-Air-Source) | 38MURAQ36AB3* |  |  | CAP**3621AL* | PG97VTAA48060B** | 35000 | 15.5 | 8.5 | 38500 | 34800 | 90.39% | 1.75 | 0 | 9.5 |  |  |  |  | R-410A | 2.9167 | Residential & Commercial | USHP
212970684 | Central HP <5.4 tons | SMART COMFORT | HRCU-A-CB (Split System: Heat Pump with Remote Outdoor Unit-Air-Source) | DLCURAH36ABK |  |  | EA*4X43L21A* | *80VSL0902120B* | 36800 | 16 | 8.5 | 39000 | 35000 | 89.74% | 2.08 | 0 | 10 |  |  |  |  | R-410A | 3.0667 | Residential & Commercial | USHP | Ducted CEE Tier 1
213153601 | Central HP <5.4 tons | NAPOLEON | HRCU-A-C (Split System: Heat Pump with Remote Outdoor Unit with No Indoor Fan --Air Source) | WSEHV2436RA1-N | ADP |  | HG34936+TD | 0 | 22800 | 15.2 | 8.5 | 22400 | 21200 | 94.64% | 1.8 | 0 | 11 |  |  |  |  | R-410A | 1.9 | Residential & Commercial | USHP | Ducted CEE Tier 1
216681116 | Central HP <5.4 tons | SMART COMFORT | HRCU-A-CB (Split System: Heat Pump with Remote Outdoor Unit-Air-Source) | DLCURAH36ABK |  |  | EHD4X48AAL | *97VTN0802120A* | 36400 | 15.5 | 8.5 | 38500 | 34400 | 89.35% | 1.84 | 0 | 10 |  |  |  |  | R-410A | 3.0333 | Residential & Commercial | USHP | Ducted CEE Tier 1
212987564 | Central HP <5.4 tons | SMART COMFORT | HRCU-A-CB (Split System: Heat Pump with Remote Outdoor Unit-Air-Source) | DLCURAH18ABK |  |  | EN(A,D)4X30L17** | *96MSN0801716A* | 17400 | 16 | 8.1 | 17900 | 18600 | 103.9% | 2.24 | 0 | 11 |  |  |  |  | R-410A | 1.45 | Residential & Commercial | USHP | Ducted CEE Tier 1
212989270 | Central HP <5.4 tons | SMART COMFORT | HRCU-A-CB (Split System: Heat Pump with Remote Outdoor Unit-Air-Source) | DLCURAH18ABK |  |  | EA*4X19L17A* | *95MSU0601716A* | 17800 | 16.5 | 8.1 | 17800 | 17900 | 100.6% | 2.16 | 0 | 10.5 |  |  |  |  | R-410A | 1.4833 | Residential & Commercial | USHP | Ducted CEE Tier 1
212989306 | Central HP <5.4 tons | SMART COMFORT | HRCU-A-CB (Split System: Heat Pump with Remote Outdoor Unit-Air-Source) | DLCURAH18ABK |  |  | EA*4X30L17A* | *95MSU0601716A* | 17500 | 16.5 | 8.5 | 18100 | 18700 | 103.3% | 2.26 | 0 | 10.5 |  |  |  |  | R-410A | 1.4583 | Residential & Commercial | USHP | Ducted CEE Tier 1
212989186 | Central HP <5.4 tons | SMART COMFORT | HRCU-A-CB (Split System: Heat Pump with Remote Outdoor Unit-Air-Source) | DLCURAH24ABK |  |  | EA*4X36L21A* | *95MSU0601716A* | 23800 | 17.5 | 8.5 | 26200 | 23800 | 90.84% | 1.98 | 0 | 10 |  |  |  |  | R-410A | 1.9833 | Residential & Commercial | USHP | Ducted CEE Tier 1
212989222 | Central HP <5.4 tons | SMART COMFORT | HRCU-A-CB (Split System: Heat Pump with Remote Outdoor Unit-Air-Source) | DLCURAH24ABK |  |  | EN(A,D)4X24L17** | *95MSU0601716A* | 23200 | 16.5 | 8.5 | 26800 | 25400 | 94.78% | 2.14 | 0 | 10 |  |  |  |  | R-410A | 1.9333 | Residential & Commercial | USHP | Ducted CEE Tier 1
213153602 | Central HP <5.4 tons | NAPOLEON | HRCU-A-C (Split System: Heat Pump with Remote Outdoor Unit with No Indoor Fan --Air Source) | WSEHV2436RA1-N | ADP |  | HG34936 | 0 | 31600 | 15.2 | 8.5 | 32400 | 23600 | 72.84% | 1.8 | 0 | 9 |  |  |  |  | R-410A | 2.6333 | Residential & Commercial | USHP
213369609 | Central HP <5.4 tons | NAPOLEON | HRCU-A-C (Split System: Heat Pump with Remote Outdoor Unit with No Indoor Fan --Air Source) | WSEHV2436RA1-N | ADP |  | *G33936 | 0 | 22400 | 15.2 | 8.4 | 22400 | 21200 | 94.64% | 1.78 | 0 | 10.5 |  |  |  |  | R-410A | 1.8667 | Residential & Commercial | USHP | Ducted CEE Tier 1
216681802 | Central HP <5.4 tons | SMART COMFORT | HRCU-A-CB (Split System: Heat Pump with Remote Outdoor Unit-Air-Source) | DLCURAH36ABK |  |  | EA*4X43L21A* | *97VTN1002120A* | 36200 | 16.5 | 9 | 38000 | 34400 | 90.53% | 1.96 | 0 | 10 |  |  |  |  | R-410A | 3.0167 | Residential & Commercial | USHP | Ducted CEE Tier 1
216683224 | Central HP <5.4 tons | SMART COMFORT | HRCU-A-CB (Split System: Heat Pump with Remote Outdoor Unit-Air-Source) | DLCURAH36ABK |  |  | EHD4X48AAL | *97VTN1202422A* | 35800 | 16 | 8.5 | 38000 | 34400 | 90.53% | 1.82 | 0 | 10 |  |  |  |  | R-410A | 2.9833 | Residential & Commercial | USHP | Ducted CEE Tier 1
212986376 | Central HP <5.4 tons | SMART COMFORT | HRCU-A-CB (Split System: Heat Pump with Remote Outdoor Unit-Air-Source) | DLCURAH18ABK |  |  | EN(A,D)4X30L14** | *96MSN0401410A* | 17600 | 16 | 8.1 | 18200 | 18600 | 102.2% | 2.24 | 0 | 10.5 |  |  |  |  | R-410A | 1.4667 | Residential & Commercial | USHP | Ducted CEE Tier 1
212984202 | Central HP <5.4 tons | SMART COMFORT | HRCU-A-CB (Split System: Heat Pump with Remote Outdoor Unit-Air-Source) | DLCURAH18ABK |  |  | EA*4X30L17A* | *92MSN0601714A* | 17700 | 16.5 | 8.5 | 18300 | 18700 | 102.2% | 2.24 | 0 | 10.5 |  |  |  |  | R-410A | 1.475 | Residential & Commercial | USHP | Ducted CEE Tier 1
212986664 | Central HP <5.4 tons | SMART COMFORT | HRCU-A-CB (Split System: Heat Pump with Remote Outdoor Unit-Air-Source) | DLCURAH18ABK |  |  | EA*4X19L17A* | *96MSN0401712A* | 17600 | 15.5 | 8.1 | 17800 | 17900 | 100.6% | 2.14 | 0 | 10.5 |  |  |  |  | R-410A | 1.4667 | Residential & Commercial | USHP | Ducted CEE Tier 1
212986328 | Central HP <5.4 tons | SMART COMFORT | HRCU-A-CB (Split System: Heat Pump with Remote Outdoor Unit-Air-Source) | DLCURAH18ABK |  |  | EA*4X30L17A* | *96MSN0401410A* | 17600 | 16 | 8.5 | 18300 | 18800 | 102.7% | 2.26 | 0 | 10.5 |  |  |  |  | R-410A | 1.4667 | Residential & Commercial | USHP | Ducted CEE Tier 1
212977679 | Central HP <5.4 tons | SMART COMFORT | HRCU-A-CB (Split System: Heat Pump with Remote Outdoor Unit-Air-Source) | DLCURAH24ABK |  |  | EN(A,D)4X30L14** | *80MS(N,L)0451412A* | 23600 | 17 | 8.1 | 26000 | 24000 | 92.31% | 2 | 0 | 10 |  |  |  |  | R-410A | 1.9667 | Residential & Commercial | USHP | Ducted CEE Tier 1
212989138 | Central HP <5.4 tons | SMART COMFORT | HRCU-A-CB (Split System: Heat Pump with Remote Outdoor Unit-Air-Source) | DLCURAH24ABK |  |  | EA*4X24L17A* | *95MSU0601716A* | 23400 | 17 | 9 | 26800 | 26400 | 98.51% | 2.24 | 0 | 10 |  |  |  |  | R-410A | 1.95 | Residential & Commercial | USHP | Ducted CEE Tier 1
212498560 | Central HP <5.4 tons | BRYANT HEATING AND COOLING SYSTEMS | HRCU-A-CB (Split System: Heat Pump with Remote Outdoor Unit-Air-Source) | 38MURAQ24AB3* | ADP |  | CP2903A+TXV+TD | 0 | 23000 | 16 | 8.5 | 24800 | 22600 | 91.13% | 1.84 | 0 | 10 |  |  |  |  | R-410A | 1.9167 | Residential & Commercial | USHP | Ducted CEE Tier 1
213369381 | Central HP <5.4 tons | NAPOLEON | HRCU-A-C (Split System: Heat Pump with Remote Outdoor Unit with No Indoor Fan --Air Source) | WSEHV4860RA1-N | ADP |  | H,A,DE50960 | 0 | 47000 | 15.2 | 8.4 | 46000 | 33200 | 72.17% | 1.78 | 0 | 10 |  |  |  |  | R-410A | 3.9167 | Residential & Commercial | USHP | Ducted CEE Tier 1
212984178 | Central HP <5.4 tons | SMART COMFORT | HRCU-A-CB (Split System: Heat Pump with Remote Outdoor Unit-Air-Source) | DLCURAH18ABK |  |  | EA*4X24L17A* | *92MSN0601714A* | 17500 | 16.5 | 8.5 | 18500 | 19400 | 104.9% | 2.34 | 0 | 10.5 |  |  |  |  | R-410A | 1.4583 | Residential & Commercial | USHP | Ducted CEE Tier 1
211257342 | Central HP <5.4 tons | SMART COMFORT | HRCU-A-CB (Split System: Heat Pump with Remote Outdoor Unit-Air-Source) | DLCURAH18ABK |  |  | FJMA4*24L*B* | 0 | 18500 | 15.5 | 9 | 19300 | 18300 | 94.82% | 2.2 | 0 | 10.5 |  |  |  |  | R-410A | 1.5417 | Residential & Commercial | USHP | Ducted CEE Tier 1
211259975 | Central HP <5.4 tons | SMART COMFORT | HRCU-A-CB (Split System: Heat Pump with Remote Outdoor Unit-Air-Source) | DLCURAH18ABK |  |  | EA*4X19L17A* | *92ESN0401410A* | 18400 | 15.5 | 8.5 | 18500 | 17600 | 95.14% | 2.12 | 0 | 10.5 |  |  |  |  | R-410A | 1.5333 | Residential & Commercial | USHP | Ducted CEE Tier 1
211261200 | Central HP <5.4 tons | SMART COMFORT | HRCU-A-CB (Split System: Heat Pump with Remote Outdoor Unit-Air-Source) | DLCURAH18ABK |  |  | EA*4X25L17A* | OMV098J12* | 18800 | 16 | 8.5 | 18700 | 17300 | 92.51% | 2.12 | 0 | 11 |  |  |  |  | R-410A | 1.5667 | Residential & Commercial | USHP | Ducted CEE Tier 1
211263390 | Central HP <5.4 tons | PAYNE HEATING AND COOLING | HRCU-A-CB (Split System: Heat Pump with Remote Outdoor Unit-Air-Source) | 38MURAQ18AB3* |  |  | CNPV*2417AL* | PG92ESAA42060B** | 17700 | 16 | 8.5 | 18500 | 18800 | 101.6% | 2.26 | 0 | 11 |  |  |  |  | R-410A | 1.475 | Residential & Commercial | USHP | Ducted CEE Tier 1
212986256 | Central HP <5.4 tons | SMART COMFORT | HRCU-A-CB (Split System: Heat Pump with Remote Outdoor Unit-Air-Source) | DLCURAH24ABK |  |  | EN(A,D)4X30L17** | *96MSN0401410A* | 23400 | 16 | 8.1 | 26400 | 24400 | 92.42% | 2.02 | 0 | 10 |  |  |  |  | R-410A | 1.95 | Residential & Commercial | USHP | Ducted CEE Tier 1
214861363 | Central HP <5.4 tons | SAMSUNG | HRCU-A-CB (Split System: Heat Pump with Remote Outdoor Unit-Air-Source) | AC036BXUPCH | ADP |  | F,PE*CC1(1,2)37+TXV | 0 | 36000 | 18 | 8.4 | 33000 | 34200 | 103.6% | 1.8 | 0 | 10.5 |  |  |  |  | R-410A | 3 | Residential & Commercial | USHP | Ducted CEE Tier 1
212986592 | Central HP <5.4 tons | SMART COMFORT | HRCU-A-CB (Split System: Heat Pump with Remote Outdoor Unit-Air-Source) | DLCURAH24ABK |  |  | EA*4X37L17A* | *96MSN0401712A* | 24000 | 15.5 | 8.5 | 25600 | 22200 | 86.72% | 1.82 | 0 | 10 |  |  |  |  | R-410A | 2 | Residential & Commercial | USHP | Ducted CEE Tier 1
212986593 | Central HP <5.4 tons | SMART COMFORT | HRCU-A-CB (Split System: Heat Pump with Remote Outdoor Unit-Air-Source) | DLCURAH24ABK |  |  | EA*4X37L17A* | *96MSM0401712A* | 24000 | 15.5 | 8.5 | 25600 | 22200 | 86.72% | 1.82 | 0 | 10 |  |  |  |  | R-410A | 2 | Residential & Commercial | USHP | Ducted CEE Tier 1
212986641 | Central HP <5.4 tons | SMART COMFORT | HRCU-A-CB (Split System: Heat Pump with Remote Outdoor Unit-Air-Source) | DLCURAH24ABK |  |  | EN(A,D,W)4X36L17** | *96MSM0401712A* | 23200 | 15.5 | 8.1 | 26000 | 24400 | 93.85% | 2.02 | 0 | 10 |  |  |  |  | R-410A | 1.9333 | Residential & Commercial | USHP | Ducted CEE Tier 1
212988682 | Central HP <5.4 tons | SMART COMFORT | HRCU-A-CB (Split System: Heat Pump with Remote Outdoor Unit-Air-Source) | DLCURAH24ABK |  |  | EA*4X36L17A* | *95MSU0401712A* | 23600 | 16.5 | 8.5 | 26200 | 23800 | 90.84% | 1.96 | 0 | 10 |  |  |  |  | R-410A | 1.9667 | Residential & Commercial | USHP | Ducted CEE Tier 1
212986244 | Central HP <5.4 tons | SMART COMFORT | HRCU-A-CB (Split System: Heat Pump with Remote Outdoor Unit-Air-Source) | DLCURAH24ABK |  |  | EN(A,D)4X30L14** | *96MSN0401410A* | 23400 | 16 | 8.1 | 26400 | 24600 | 93.18% | 2.02 | 0 | 10 |  |  |  |  | R-410A | 1.95 | Residential & Commercial | USHP | Ducted CEE Tier 1
212986580 | Central HP <5.4 tons | SMART COMFORT | HRCU-A-CB (Split System: Heat Pump with Remote Outdoor Unit-Air-Source) | DLCURAH24ABK |  |  | EA*4X36L21A* | *96MSN0401712A* | 23400 | 16 | 8.5 | 26200 | 24200 | 92.37% | 2 | 0 | 9.5 |  |  |  |  | R-410A | 1.95 | Residential & Commercial | USHP
215293127 | Central HP <5.4 tons | AIRQUEST | HRCU-A-CB (Split System: Heat Pump with Remote Outdoor Unit-Air-Source) | DLCURAH24ABK | ADP |  | H,GG31924 | *96VTN1002120A* | 22800 | 16 | 8.1 | 24400 | 23000 | 94.26% | 1.94 | 0 | 10 |  |  |  |  | R-410A | 1.9 | Residential & Commercial | USHP | Ducted CEE Tier 1
215293186 | Central HP <5.4 tons | AIRQUEST | HRCU-A-CB (Split System: Heat Pump with Remote Outdoor Unit-Air-Source) | DLCURAH24ABK | ADP |  | H,GE32936 | *96VTN1002120B* | 22800 | 17 | 8.5 | 24600 | 23400 | 95.12% | 1.98 | 0 | 9.5 |  |  |  |  | R-410A | 1.9 | Residential & Commercial | USHP
213612044 | Central HP <5.4 tons | RUUD | HRCU-A-CB (Split System: Heat Pump with Remote Outdoor Unit-Air-Source) | RP15AZ30AJ2N | ASPEN |  | D(A,C,E)36A34+TDR | R802V1004A17UH | 27400 | 15.4 | 8.1 | 28400 | 20800 | 73.24% | 2.63 | 0 | 11.7 |  |  |  |  | R-410A | 2.2833 | Residential & Commercial | USHP | Ducted CEE Tier 1
213333614 | Central HP <5.4 tons | SAMSUNG | HRCU-A-CB (Split System: Heat Pump with Remote Outdoor Unit-Air-Source) | AC048BXUPCH | ADP |  | CH605D9+AEF60DXP* | 0 | 48000 | 17 | 8.5 | 42000 | 41500 | 98.81% | 1.8 | 0 | 8.5 |  |  |  |  | R-410A | 4 | Residential & Commercial | USHP
212980010 | Central HP <5.4 tons | SMART COMFORT | HRCU-A-CB (Split System: Heat Pump with Remote Outdoor Unit-Air-Source) | DLCURAH18ABK |  |  | EN(A,D)4X30L17** | *80MS(N,L)0901714A* | 17700 | 16.5 | 8.1 | 18300 | 18600 | 101.6% | 2.24 | 0 | 11 |  |  |  |  | R-410A | 1.475 | Residential & Commercial | USHP | Ducted CEE Tier 1
212975439 | Central HP <5.4 tons | SMART COMFORT | HRCU-A-CB (Split System: Heat Pump with Remote Outdoor Unit-Air-Source) | DLCURAH18ABK |  |  | EA*4X30L17A* | *96VTN0601412B* | 17400 | 16.5 | 8.5 | 18000 | 18700 | 103.9% | 2.26 | 0 | 10.5 |  |  |  |  | R-410A | 1.45 | Residential & Commercial | USHP | Ducted CEE Tier 1
211244463 | Central HP <5.4 tons | SMART COMFORT | HRCU-A-CB (Split System: Heat Pump with Remote Outdoor Unit-Air-Source) | DLCURAH24ABK |  |  | EN(A,D)4X30L17** | *96VSN0601412A* | 23600 | 16.5 | 8.1 | 25800 | 23800 | 92.25% | 1.98 | 0 | 10 |  |  |  |  | R-410A | 1.9667 | Residential & Commercial | USHP | Ducted CEE Tier 1
212976041 | Central HP <5.4 tons | SMART COMFORT | HRCU-A-CB (Split System: Heat Pump with Remote Outdoor Unit-Air-Source) | DLCURAH24ABK |  |  | EA*4X36L17A* | *96VTN0801716B* | 23600 | 17 | 8.5 | 26000 | 24200 | 93.08% | 2.02 | 0 | 10 |  |  |  |  | R-410A | 1.9667 | Residential & Commercial | USHP | Ducted CEE Tier 1
212973880 | Central HP <5.4 tons | SMART COMFORT | HRCU-A-CB (Split System: Heat Pump with Remote Outdoor Unit-Air-Source) | DLCURAH24ABK |  |  | EA*4X37L17A* | *96VSN0801716B* | 24200 | 17 | 8.5 | 25800 | 22200 | 86.05% | 1.84 | 0 | 10 |  |  |  |  | R-410A | 2.0167 | Residential & Commercial | USHP | Ducted CEE Tier 1
212984166 | Central HP <5.4 tons | SMART COMFORT | HRCU-A-CB (Split System: Heat Pump with Remote Outdoor Unit-Air-Source) | DLCURAH18ABK |  |  | EA*4X19L17A* | *92MSN0601714A* | 18000 | 16.5 | 8.5 | 18000 | 17800 | 98.89% | 2.14 | 0 | 11 |  |  |  |  | R-410A | 1.5 | Residential & Commercial | USHP | Ducted CEE Tier 1
212989294 | Central HP <5.4 tons | SMART COMFORT | HRCU-A-CB (Split System: Heat Pump with Remote Outdoor Unit-Air-Source) | DLCURAH18ABK |  |  | EA*4X25L17A* | *95MSU0601716A* | 17800 | 16.5 | 8.1 | 17700 | 17700 | 100% | 2.14 | 0 | 10.5 |  |  |  |  | R-410A | 1.4833 | Residential & Commercial | USHP | Ducted CEE Tier 1
212989330 | Central HP <5.4 tons | SMART COMFORT | HRCU-A-CB (Split System: Heat Pump with Remote Outdoor Unit-Air-Source) | DLCURAH18ABK |  |  | EN(A,D)4X30L17** | *95MSU0601716A* | 17600 | 16.5 | 8.1 | 18100 | 18700 | 103.3% | 2.24 | 0 | 11 |  |  |  |  | R-410A | 1.4667 | Residential & Commercial | USHP | Ducted CEE Tier 1
213623736 | Central HP <5.4 tons | RUNTRU | HRCU-A-CB (Split System: Heat Pump with Remote Outdoor Unit-Air-Source) | E4HL5024A1000A | ADP |  | PL36H175P789 | A801X060BM4SCA | 24000 | 15.2 | 8.5 | 22400 | 20600 | 91.96% | 1.85 | 0 | 9 |  |  |  |  | R-410A | 2 | Residential & Commercial | USHP
213623743 | Central HP <5.4 tons | RUNTRU | HRCU-A-CB (Split System: Heat Pump with Remote Outdoor Unit-Air-Source) | E4HL5024A1000A | ADP |  | FG80936 | A801X060BM4SCA | 24000 | 15.2 | 8.5 | 22400 | 20600 | 91.96% | 1.85 | 0 | 9 |  |  |  |  | R-410A | 2 | Residential & Commercial | USHP
213623761 | Central HP <5.4 tons | RUNTRU | HRCU-A-CB (Split System: Heat Pump with Remote Outdoor Unit-Air-Source) | E4HL5024A1000A | ADP |  | FG80936 | A951X040BU3SAB | 24000 | 15.2 | 8.5 | 22400 | 20600 | 91.96% | 1.85 | 0 | 9 |  |  |  |  | R-410A | 2 | Residential & Commercial | USHP
212986292 | Central HP <5.4 tons | SMART COMFORT | HRCU-A-CB (Split System: Heat Pump with Remote Outdoor Unit-Air-Source) | DLCURAH18ABK |  |  | EA*4X24L14A* | *96MSN0401410A* | 17400 | 16 | 8.5 | 18500 | 19500 | 105.4% | 2.34 | 0 | 10.5 |  |  |  |  | R-410A | 1.45 | Residential & Commercial | USHP | Ducted CEE Tier 1
212986725 | Central HP <5.4 tons | SMART COMFORT | HRCU-A-CB (Split System: Heat Pump with Remote Outdoor Unit-Air-Source) | DLCURAH18ABK |  |  | EN(A,D)4X30L17** | *96MSM0401712A* | 17400 | 15.5 | 8.1 | 18100 | 18700 | 103.3% | 2.24 | 0 | 10.5 |  |  |  |  | R-410A | 1.45 | Residential & Commercial | USHP | Ducted CEE Tier 1
212989282 | Central HP <5.4 tons | SMART COMFORT | HRCU-A-CB (Split System: Heat Pump with Remote Outdoor Unit-Air-Source) | DLCURAH18ABK |  |  | EA*4X24L17A* | *95MSU0601716A* | 17300 | 16.5 | 8.5 | 18200 | 19400 | 106.6% | 2.34 | 0 | 10.5 |  |  |  |  | R-410A | 1.4417 | Residential & Commercial | USHP | Ducted CEE Tier 1
212989318 | Central HP <5.4 tons | SMART COMFORT | HRCU-A-CB (Split System: Heat Pump with Remote Outdoor Unit-Air-Source) | DLCURAH18ABK |  |  | EN(A,D)4X24L17** | *95MSU0601716A* | 17300 | 16 | 8.1 | 18300 | 19200 | 104.9% | 2.32 | 0 | 10.5 |  |  |  |  | R-410A | 1.4417 | Residential & Commercial | USHP | Ducted CEE Tier 1
213333609 | Central HP <5.4 tons | SAMSUNG | HRCU-A-CB (Split System: Heat Pump with Remote Outdoor Unit-Air-Source) | AC048BXUPCH | ADP |  | CV601*9+AEF60*XP* | 0 | 48000 | 17 | 8.5 | 42000 | 41500 | 98.81% | 1.8 | 0 | 8.5 |  |  |  |  | R-410A | 4 | Residential & Commercial | USHP
212988790 | Central HP <5.4 tons | SMART COMFORT | HRCU-A-CB (Split System: Heat Pump with Remote Outdoor Unit-Air-Source) | DLCURAH18ABK |  |  | EA*4X24L17A* | *95MSU0401712A* | 17200 | 16 | 8.5 | 18200 | 19400 | 106.6% | 2.34 | 0 | 10.5 |  |  |  |  | R-410A | 1.4333 | Residential & Commercial | USHP | Ducted CEE Tier 1
212986569 | Central HP <5.4 tons | SMART COMFORT | HRCU-A-CB (Split System: Heat Pump with Remote Outdoor Unit-Air-Source) | DLCURAH24ABK |  |  | EA*4X36L17A* | *96MSM0401712A* | 23400 | 16 | 8.5 | 26200 | 24400 | 93.13% | 2 | 0 | 9.5 |  |  |  |  | R-410A | 1.95 | Residential & Commercial | USHP
212986532 | Central HP <5.4 tons | SMART COMFORT | HRCU-A-CB (Split System: Heat Pump with Remote Outdoor Unit-Air-Source) | DLCURAH24ABK |  |  | EA*4X24L17A* | *96MSN0401712A* | 23000 | 15.5 | 8.5 | 27000 | 27200 | 100.7% | 2.3 | 0 | 9.5 |  |  |  |  | R-410A | 1.9167 | Residential & Commercial | USHP
213623730 | Central HP <5.4 tons | RUNTRU | HRCU-A-CB (Split System: Heat Pump with Remote Outdoor Unit-Air-Source) | E4HL5024A1000A | ADP |  | PL36H210P299 | A801X060BM4SCA | 24000 | 15.2 | 8.5 | 22400 | 20600 | 91.96% | 1.85 | 0 | 9 |  |  |  |  | R-410A | 2 | Residential & Commercial | USHP
213623796 | Central HP <5.4 tons | RUNTRU | HRCU-A-CB (Split System: Heat Pump with Remote Outdoor Unit-Air-Source) | E4HL5024A1000A | ADP |  | FG47936 | A952V040BU3SAD | 24000 | 15.2 | 8.5 | 22400 | 20600 | 91.96% | 1.85 | 0 | 9 |  |  |  |  | R-410A | 2 | Residential & Commercial | USHP
212976002 | Central HP <5.4 tons | SMART COMFORT | HRCU-A-CB (Split System: Heat Pump with Remote Outdoor Unit-Air-Source) | DLCURAH24ABK |  |  | EA*4X24L17A* | *96VTN0801716B* | 23600 | 16.5 | 8.5 | 27000 | 25600 | 94.81% | 2.14 | 0 | 10 |  |  |  |  | R-410A | 1.9667 | Residential & Commercial | USHP | Ducted CEE Tier 1
212971179 | Central HP <5.4 tons | SMART COMFORT | HRCU-A-CB (Split System: Heat Pump with Remote Outdoor Unit-Air-Source) | DLCURAH24ABK |  |  | EA*4X36L17A* | *80VTL0451412B* | 23600 | 17 | 8.5 | 26000 | 24200 | 93.08% | 2 | 0 | 10 |  |  |  |  | R-410A | 1.9667 | Residential & Commercial | USHP | Ducted CEE Tier 1
212969534 | Central HP <5.4 tons | SMART COMFORT | HRCU-A-CB (Split System: Heat Pump with Remote Outdoor Unit-Air-Source) | DLCURAH18ABK |  |  | EA*4X24L17A* | *80VSL0451412B* | 17700 | 16.5 | 8.5 | 18600 | 19300 | 103.8% | 2.32 | 0 | 10.5 |  |  |  |  | R-410A | 1.475 | Residential & Commercial | USHP | Ducted CEE Tier 1
212970927 | Central HP <5.4 tons | SMART COMFORT | HRCU-A-CB (Split System: Heat Pump with Remote Outdoor Unit-Air-Source) | DLCURAH18ABK |  |  | EN(A,D)4X24L14** | *80VTL0451412B* | 17700 | 16.5 | 8.5 | 18700 | 19100 | 102.1% | 2.3 | 0 | 11 |  |  |  |  | R-410A | 1.475 | Residential & Commercial | USHP | Ducted CEE Tier 1
212972960 | Central HP <5.4 tons | SMART COMFORT | HRCU-A-CB (Split System: Heat Pump with Remote Outdoor Unit-Air-Source) | DLCURAH24ABK |  |  | EA*4X37L17A* | *96VSN0401410B* | 23800 | 16.5 | 8.5 | 25600 | 22600 | 88.28% | 1.86 | 0 | 10 |  |  |  |  | R-410A | 1.9833 | Residential & Commercial | USHP | Ducted CEE Tier 1
212971740 | Central HP <5.4 tons | SMART COMFORT | HRCU-A-CB (Split System: Heat Pump with Remote Outdoor Unit-Air-Source) | DLCURAH24ABK |  |  | EN(A,D)4X36L21** | *80VTL0701716B* | 23600 | 17 | 8.5 | 26400 | 24200 | 91.67% | 2 | 0 | 10.5 |  |  |  |  | R-410A | 1.9667 | Residential & Commercial | USHP | Ducted CEE Tier 1
212974687 | Central HP <5.4 tons | SMART COMFORT | HRCU-A-CB (Split System: Heat Pump with Remote Outdoor Unit-Air-Source) | DLCURAH18ABK |  |  | EA*4X30L17A* | *96VTN0401410B* | 17300 | 16 | 8.5 | 18100 | 18900 | 104.4% | 2.26 | 0 | 10.5 |  |  |  |  | R-410A | 1.4417 | Residential & Commercial | USHP | Ducted CEE Tier 1
211260450 | Central HP <5.4 tons | SMART COMFORT | HRCU-A-CB (Split System: Heat Pump with Remote Outdoor Unit-Air-Source) | DLCURAH18ABK |  |  | EA*4X24L17A* | *95ESN0401410A* | 17700 | 15.5 | 8.5 | 18700 | 19000 | 101.6% | 2.28 | 0 | 10.5 |  |  |  |  | R-410A | 1.475 | Residential & Commercial | USHP | Ducted CEE Tier 1
211260584 | Central HP <5.4 tons | SMART COMFORT | HRCU-A-CB (Split System: Heat Pump with Remote Outdoor Unit-Air-Source) | DLCURAH18ABK |  |  | EA*4X24L17A* | *92ESN0601412A* | 18100 | 16 | 9 | 19000 | 18800 | 98.95% | 2.28 | 0 | 10.5 |  |  |  |  | R-410A | 1.5083 | Residential & Commercial | USHP | Ducted CEE Tier 1
214077326 | Central HP <5.4 tons | SAMSUNG | HRCU-A-CB (Split System: Heat Pump with Remote Outdoor Unit-Air-Source) | AC048BXUPCH | ADP |  | A60VGA+TXV+AEF60*XP* | 0 | 48000 | 17 | 8.5 | 42000 | 41500 | 98.81% | 1.8 | 0 | 8.5 |  |  |  |  | R-410A | 4 | Residential & Commercial | USHP
211260824 | Central HP <5.4 tons | SMART COMFORT | HRCU-A-CB (Split System: Heat Pump with Remote Outdoor Unit-Air-Source) | DLCURAH18ABK |  |  | EA*4X25L17A* | *80ESU0401712A* | 19000 | 16.5 | 8.5 | 18600 | 17200 | 92.47% | 2.12 | 0 | 11 |  |  |  |  | R-410A | 1.5833 | Residential & Commercial | USHP | Ducted CEE Tier 1
211260958 | Central HP <5.4 tons | SMART COMFORT | HRCU-A-CB (Split System: Heat Pump with Remote Outdoor Unit-Air-Source) | DLCURAH18ABK |  |  | EA*4X25L17A* | *95ESN0261410A* | 18600 | 16 | 8.5 | 18500 | 17400 | 94.05% | 2.12 | 0 | 11 |  |  |  |  | R-410A | 1.55 | Residential & Commercial | USHP | Ducted CEE Tier 1
211260985 | Central HP <5.4 tons | SMART COMFORT | HRCU-A-CB (Split System: Heat Pump with Remote Outdoor Unit-Air-Source) | DLCURAH18ABK |  |  | EA*4X25L17A* | *80ES(N,L)0451412A* | 18600 | 16.5 | 8.5 | 18400 | 17400 | 94.57% | 2.12 | 0 | 11 |  |  |  |  | R-410A | 1.55 | Residential & Commercial | USHP | Ducted CEE Tier 1
211259649 | Central HP <5.4 tons | SMART COMFORT | HRCU-A-CB (Split System: Heat Pump with Remote Outdoor Unit-Air-Source) | DLCURAH18ABK |  |  | EA*4X19L17A* | *96VSN0601412A* | 18400 | 16 | 8.5 | 18400 | 17600 | 95.65% | 2.12 | 0 | 11 |  |  |  |  | R-410A | 1.5333 | Residential & Commercial | USHP | Ducted CEE Tier 1
212988694 | Central HP <5.4 tons | SMART COMFORT | HRCU-A-CB (Split System: Heat Pump with Remote Outdoor Unit-Air-Source) | DLCURAH24ABK |  |  | EA*4X36L21A* | *95MSU0401712A* | 23400 | 17 | 8.5 | 26000 | 24400 | 93.85% | 2.02 | 0 | 10 |  |  |  |  | R-410A | 1.95 | Residential & Commercial | USHP | Ducted CEE Tier 1
211230557 | Central HP <5.4 tons | PAYNE HEATING AND COOLING | HRCU-A-CB (Split System: Heat Pump with Remote Outdoor Unit-Air-Source) | 38MURAQ36AB3* |  |  | CNPV*4824AL* | PG80VTLA60090C** | 35800 | 16.5 | 8.1 | 38500 | 34800 | 90.39% | 2 | 0 | 10 |  |  |  |  | R-410A | 2.9833 | Residential & Commercial | USHP | Ducted CEE Tier 1
213623745 | Central HP <5.4 tons | RUNTRU | HRCU-A-CB (Split System: Heat Pump with Remote Outdoor Unit-Air-Source) | E4HL5024A1000A | ADP |  | FG81936 | A801X060BM4SCA | 24000 | 15.2 | 8.5 | 22400 | 20600 | 91.96% | 1.85 | 0 | 9 |  |  |  |  | R-410A | 2 | Residential & Commercial | USHP
211230289 | Central HP <5.4 tons | SMART COMFORT | HRCU-A-CB (Split System: Heat Pump with Remote Outdoor Unit-Air-Source) | DLCURAH36ABK |  |  | EN(A,D,W)4X48L21** | *95ESU1002120A* | 36400 | 16 | 8.1 | 38500 | 34800 | 90.39% | 2.04 | 0 | 10.5 |  |  |  |  | R-410A | 3.0333 | Residential & Commercial | USHP | Ducted CEE Tier 1
212985248 | Central HP <5.4 tons | SMART COMFORT | HRCU-A-CB (Split System: Heat Pump with Remote Outdoor Unit-Air-Source) | DLCURAH36ABK |  |  | EA*4X48L24A* | *92MSN1002120A* | 35800 | 16.5 | 8.5 | 37800 | 34600 | 91.53% | 2.02 | 0 | 10 |  |  |  |  | R-410A | 2.9833 | Residential & Commercial | USHP | Ducted CEE Tier 1
211245212 | Central HP <5.4 tons | PAYNE HEATING AND COOLING | HRCU-A-CB (Split System: Heat Pump with Remote Outdoor Unit-Air-Source) | 38MURAQ24AB3* |  |  | CNPV*3617AL* | PG92ESAA30040A** | 24000 | 15.2 | 8.1 | 26600 | 22800 | 85.71% | 1.86 | 0 | 10 |  |  |  |  | R-410A | 2 | Residential & Commercial | USHP | Ducted CEE Tier 1
213249255 | Central HP <5.4 tons | SMART COMFORT | HRCU-A-CB (Split System: Heat Pump with Remote Outdoor Unit-Air-Source) | DLCURAH18ABK |  |  | FEVA0024**+NAVA43601CK | 0 | 18100 | 16.5 | 8.5 | 18300 | 17900 | 97.81% | 2.16 | 0 | 11 |  |  |  |  | R-410A | 1.5083 | Residential & Commercial | USHP | Ducted CEE Tier 1
212982273 | Central HP <5.4 tons | SMART COMFORT | HRCU-A-CB (Split System: Heat Pump with Remote Outdoor Unit-Air-Source) | DLCURAH24ABK |  |  | EA*4X30L17A* | *80MSU0401712A* | 23800 | 16.5 | 8.5 | 25800 | 24000 | 93.02% | 2 | 0 | 10 |  |  |  |  | R-410A | 1.9833 | Residential & Commercial | USHP | Ducted CEE Tier 1
216733476 | Central HP <5.4 tons | SMART COMFORT | HRCU-A-CB (Split System: Heat Pump with Remote Outdoor Unit-Air-Source) | D5CUHAH24AAK |  |  | EA*5X25M17A* | *96VSN0401410B* | 22800 | 15.5 | 8.5 | 20800 | 18500 | 88.94% | 1.96 | 0 | 11 |  |  |  |  | R-454B | 1.9 | Residential & Commercial | USHP | Ducted CEE Tier 1
216734565 | Central HP <5.4 tons | SMART COMFORT | HRCU-A-CB (Split System: Heat Pump with Remote Outdoor Unit-Air-Source) | D5CUHAH24AAK |  |  | EA*5X36M17A* | *97CMN0801714B* | 22200 | 16 | 8.1 | 20800 | 18600 | 89.42% | 1.85 | 0 | 10.5 |  |  |  |  | R-454B | 1.85 | Residential & Commercial | USHP | Ducted CEE Tier 1
216640237 | Central HP <5.4 tons | SMART COMFORT | HRCU-A-CB (Split System: Heat Pump with Remote Outdoor Unit-Air-Source) | D5CURAH24AAK |  |  | FTMA5X24L0B* | 0 | 24000 | 15.5 | 9 | 24200 | 19500 | 80.58% | 1.98 | 0 | 10 |  |  |  |  | R-454B | 2 | Residential & Commercial | USHP | Ducted CEE Tier 1
213250266 | Central HP <5.4 tons | COMFORT-AIRE | HRCU-A-C (Split System: Heat Pump with Remote Outdoor Unit with No Indoor Fan --Air Source) | A-VCD36SA-1 | ADP |  | *G8J936+TD | 0 | 34600 | 15.2 | 9.8 | 37400 | 31600 | 84.49% | 1.96 | 0 | 9.5 |  |  |  |  | R-410A | 2.8833 | Residential & Commercial | USHP
213613877 | Central HP <5.4 tons | KEEPRITE | HRCU-A-C (Split System: Heat Pump with Remote Outdoor Unit with No Indoor Fan --Air Source) | DLCURAH36ABK | ADP |  | H,GE32936+TD | 0 | 34800 | 15.2 | 8.2 | 36200 | 31200 | 86.19% | 1.78 | 0 | 9.5 |  |  |  |  | R-410A | 2.9 | Residential & Commercial | USHP
212986304 | Central HP <5.4 tons | SMART COMFORT | HRCU-A-CB (Split System: Heat Pump with Remote Outdoor Unit-Air-Source) | DLCURAH18ABK |  |  | EA*4X24L17A* | *96MSN0401410A* | 17400 | 16 | 8.5 | 18500 | 19500 | 105.4% | 2.34 | 0 | 10.5 |  |  |  |  | R-410A | 1.45 | Residential & Commercial | USHP | Ducted CEE Tier 1
213369611 | Central HP <5.4 tons | NAPOLEON | HRCU-A-C (Split System: Heat Pump with Remote Outdoor Unit with No Indoor Fan --Air Source) | WSEHV4860RA1-N | ADP |  | *E50960 | 0 | 47000 | 15.2 | 8.4 | 46000 | 33200 | 72.17% | 1.78 | 0 | 10 |  |  |  |  | R-410A | 3.9167 | Residential & Commercial | USHP | Ducted CEE Tier 1
213607731 | Central HP <5.4 tons | SMART COMFORT | HRCU-A-CB (Split System: Heat Pump with Remote Outdoor Unit-Air-Source) | DLCURAH36ABK |  |  | FTMA4B36L0C* | 0 | 35400 | 16.5 | 8.5 | 38000 | 35200 | 92.63% | 1.86 | 0 | 10 |  |  |  |  | R-410A | 2.95 | Residential & Commercial | USHP | Ducted CEE Tier 1
214796623 | Central HP <5.4 tons | NAPOLEON | HRCU-A-C (Split System: Heat Pump with Remote Outdoor Unit with No Indoor Fan --Air Source) | WSEHV2436RA1-N | ADP |  | H,DE33(1,2)36+TXV+TD | 0 | 22400 | 15.2 | 8.4 | 22400 | 21200 | 94.64% | 1.78 | 0 | 10.5 |  |  |  |  | R-410A | 1.8667 | Residential & Commercial | USHP | Ducted CEE Tier 1
213334151 | Central HP <5.4 tons | SAMSUNG | HRCU-A-CB (Split System: Heat Pump with Remote Outdoor Unit-Air-Source) | AC048BXUPCH | ADP |  | HE37948+AEFE4B* | 0 | 48000 | 17 | 8.5 | 42000 | 41500 | 98.81% | 1.8 | 0 | 8.5 |  |  |  |  | R-410A | 4 | Residential & Commercial | USHP
212988730 | Central HP <5.4 tons | SMART COMFORT | HRCU-A-CB (Split System: Heat Pump with Remote Outdoor Unit-Air-Source) | DLCURAH24ABK |  |  | EN(A,D)4X24L17** | *95MSU0401712A* | 23200 | 16 | 8.5 | 27000 | 25200 | 93.33% | 2.1 | 0 | 10 |  |  |  |  | R-410A | 1.9333 | Residential & Commercial | USHP | Ducted CEE Tier 1
212988766 | Central HP <5.4 tons | SMART COMFORT | HRCU-A-CB (Split System: Heat Pump with Remote Outdoor Unit-Air-Source) | DLCURAH24ABK |  |  | EN(A,D)4X36L21** | *95MSU0401712A* | 23600 | 16.5 | 8.5 | 26400 | 24200 | 91.67% | 2 | 0 | 10 |  |  |  |  | R-410A | 1.9667 | Residential & Commercial | USHP | Ducted CEE Tier 1
212987396 | Central HP <5.4 tons | SMART COMFORT | HRCU-A-CB (Split System: Heat Pump with Remote Outdoor Unit-Air-Source) | DLCURAH24ABK |  |  | EA*4X30L17A* | *96MSN0801716A* | 23600 | 17 | 8.5 | 26400 | 24200 | 91.67% | 2.02 | 0 | 10 |  |  |  |  | R-410A | 1.9667 | Residential & Commercial | USHP | Ducted CEE Tier 1
212987480 | Central HP <5.4 tons | SMART COMFORT | HRCU-A-CB (Split System: Heat Pump with Remote Outdoor Unit-Air-Source) | DLCURAH24ABK |  |  | EN(A,D,W)4X36L17** | *96MSN0801716A* | 23800 | 17 | 8.5 | 26400 | 24000 | 90.91% | 2 | 0 | 10.5 |  |  |  |  | R-410A | 1.9833 | Residential & Commercial | USHP | Ducted CEE Tier 1
214861364 | Central HP <5.4 tons | SAMSUNG | HRCU-A-CB (Split System: Heat Pump with Remote Outdoor Unit-Air-Source) | AC048BXUPCH | ADP |  | F,PE*CC3(1,2)60+TXV | 0 | 48000 | 17 | 8.5 | 42000 | 41500 | 98.81% | 1.8 | 0 | 8.5 |  |  |  |  | R-410A | 4 | Residential & Commercial | USHP
213623756 | Central HP <5.4 tons | RUNTRU | HRCU-A-CB (Split System: Heat Pump with Remote Outdoor Unit-Air-Source) | E4HL5024A1000A | ADP |  | FG35936 | A951X040BU3SAB | 24000 | 15.2 | 8.5 | 22400 | 20600 | 91.96% | 1.85 | 0 | 9 |  |  |  |  | R-410A | 2 | Residential & Commercial | USHP
213623787 | Central HP <5.4 tons | RUNTRU | HRCU-A-CB (Split System: Heat Pump with Remote Outdoor Unit-Air-Source) | E4HL5024A1000A | ADP |  | PL36H175P159 | A952V040BU3SAD | 24000 | 15.2 | 8.5 | 22400 | 20600 | 91.96% | 1.85 | 0 | 9 |  |  |  |  | R-410A | 2 | Residential & Commercial | USHP
211230813 | Central HP <5.4 tons | SMART COMFORT | HRCU-A-CB (Split System: Heat Pump with Remote Outdoor Unit-Air-Source) | DLCURAH36ABK |  |  | EN(A,D)4X48L24** | OMV154L20A | 37000 | 16 | 8.1 | 39500 | 35000 | 88.61% | 2.06 | 0 | 10.5 |  |  |  |  | R-410A | 3.0833 | Residential & Commercial | USHP | Ducted CEE Tier 1
212628158 | Central HP <5.4 tons | ARCOAIRE | HRCU-A-CB (Split System: Heat Pump with Remote Outdoor Unit-Air-Source) | DLCURAH36ABK | ADP |  | BV**B9937 | 0 | 36000 | 16 | 8.1 | 38000 | 35000 | 92.11% | 1.82 | 0 | 10 |  |  |  |  | R-410A | 3 | Residential & Commercial | USHP | Ducted CEE Tier 1
211712950 | Central HP <5.4 tons | SMART COMFORT | HRCU-A-CB (Split System: Heat Pump with Remote Outdoor Unit-Air-Source) | DLCURAH30ABK |  |  | EA*4X42L24A* | *80ESU0802120A | 29800 | 15.2 | 8.1 | 33800 | 27200 | 80.47% | 1.78 | 0 | 9 |  |  |  |  | R-410A | 2.4833 | Residential & Commercial | USHP
211713354 | Central HP <5.4 tons | SMART COMFORT | HRCU-A-CB (Split System: Heat Pump with Remote Outdoor Unit-Air-Source) | DLCURAH30ABK |  |  | EA*4X43L21A* | *92ESN0802120A* | 31200 | 15.2 | 8.5 | 33600 | 26000 | 77.38% | 1.88 | 0 | 9 |  |  |  |  | R-410A | 2.6 | Residential & Commercial | USHP
212989234 | Central HP <5.4 tons | SMART COMFORT | HRCU-A-CB (Split System: Heat Pump with Remote Outdoor Unit-Air-Source) | DLCURAH24ABK |  |  | EN(A,D)4X30L17** | *95MSU0601716A* | 23600 | 17 | 8.5 | 26400 | 24400 | 92.42% | 2.02 | 0 | 10.5 |  |  |  |  | R-410A | 1.9667 | Residential & Commercial | USHP | Ducted CEE Tier 1
213623705 | Central HP <5.4 tons | RUNTRU | HRCU-A-CB (Split System: Heat Pump with Remote Outdoor Unit-Air-Source) | E4HL5018A1000A | ADP |  | FG47936 | A951X040BU3SAB | 20000 | 15.2 | 8.5 | 18400 | 17600 | 95.65% | 1.85 | 0 | 9 |  |  |  |  | R-410A | 1.6667 | Residential & Commercial | USHP
213623903 | Central HP <5.4 tons | RUNTRU | HRCU-A-CB (Split System: Heat Pump with Remote Outdoor Unit-Air-Source) | E4HL5036A1000A | ADP |  | FG47936 | A952V060BU4SAD | 30000 | 15.2 | 8.1 | 25400 | 18600 | 73.23% | 1.75 | 0 | 9.5 |  |  |  |  | R-410A | 2.5 | Residential & Commercial | USHP
213623892 | Central HP <5.4 tons | RUNTRU | HRCU-A-CB (Split System: Heat Pump with Remote Outdoor Unit-Air-Source) | E4HL5036A1000A | ADP |  | PL36H175P789 | A951X080BU4SAB | 29400 | 15.2 | 8.1 | 25400 | 18600 | 73.23% | 1.75 | 0 | 9.5 |  |  |  |  | R-410A | 2.45 | Residential & Commercial | USHP
216741329 | Central HP <5.4 tons | COMFORT-AIRE | HRCU-A-C (Split System: Heat Pump with Remote Outdoor Unit with No Indoor Fan --Air Source) | A-VCD36SA-1 | ADP |  | M36E32(1,2)+TXV+TD | 0 | 32200 | 15.2 | 8.2 | 36200 | 31200 | 86.19% | 1.78 | 0 | 9.5 |  |  |  |  | R-410A | 2.6833 | Residential & Commercial | USHP
213623751 | Central HP <5.4 tons | RUNTRU | HRCU-A-CB (Split System: Heat Pump with Remote Outdoor Unit-Air-Source) | E4HL5024A1000A | ADP |  | PL36H175P159 | A951X040BU3SAB | 24000 | 15.2 | 8.5 | 22400 | 20600 | 91.96% | 1.85 | 0 | 9 |  |  |  |  | R-410A | 2 | Residential & Commercial | USHP
213623778 | Central HP <5.4 tons | RUNTRU | HRCU-A-CB (Split System: Heat Pump with Remote Outdoor Unit-Air-Source) | E4HL5024A1000A | ADP |  | FG47936 | A951X060BU4SAB | 24000 | 15.2 | 8.5 | 22400 | 20600 | 91.96% | 1.85 | 0 | 9 |  |  |  |  | R-410A | 2 | Residential & Commercial | USHP
212925364 | Central HP <5.4 tons | COMFORT-AIRE | HRCU-A-C (Split System: Heat Pump with Remote Outdoor Unit with No Indoor Fan --Air Source) | A-VCD30SA-1 | ADP |  | H,A,DE31930+TD | 0 | 28600 | 15.2 | 9.05 | 31000 | 26600 | 85.81% | 1.76 | 0 | 10 |  |  |  |  | R-410A | 2.3833 | Residential & Commercial | USHP | Ducted CEE Tier 1
212603199 | Central HP <5.4 tons | DAY & NIGHT | HRCU-A-CB (Split System: Heat Pump with Remote Outdoor Unit-Air-Source) | DLCURAH24ABK | ADP |  | PL36H175P159 | *95ESU0601716A* | 24400 | 17 | 8.5 | 24600 | 22000 | 89.43% | 1.86 | 0 | 10 |  |  |  |  | R-410A | 2.0333 | Residential & Commercial | USHP | Ducted CEE Tier 1
212603200 | Central HP <5.4 tons | DAY & NIGHT | HRCU-A-CB (Split System: Heat Pump with Remote Outdoor Unit-Air-Source) | DLCURAH24ABK | ADP |  | V,G36H175P159 | *95ESU0601716A* | 24400 | 17 | 8.5 | 24600 | 22000 | 89.43% | 1.86 | 0 | 10 |  |  |  |  | R-410A | 2.0333 | Residential & Commercial | USHP | Ducted CEE Tier 1
213153603 | Central HP <5.4 tons | NAPOLEON | HRCU-A-C (Split System: Heat Pump with Remote Outdoor Unit with No Indoor Fan --Air Source) | WSEHV4860RA1-N | ADP |  | HG52960+TD | 0 | 47000 | 15.2 | 8.5 | 46000 | 33200 | 72.17% | 1.8 | 0 | 10 |  |  |  |  | R-410A | 3.9167 | Residential & Commercial | USHP | Ducted CEE Tier 1
213623784 | Central HP <5.4 tons | RUNTRU | HRCU-A-CB (Split System: Heat Pump with Remote Outdoor Unit-Air-Source) | E4HL5024A1000A | ADP |  | PL36H210P299 | A952V040BU3SAD | 24000 | 15.2 | 8.5 | 22400 | 20600 | 91.96% | 1.85 | 0 | 9 |  |  |  |  | R-410A | 2 | Residential & Commercial | USHP
212988826 | Central HP <5.4 tons | SMART COMFORT | HRCU-A-CB (Split System: Heat Pump with Remote Outdoor Unit-Air-Source) | DLCURAH18ABK |  |  | EN(A,D)4X24L17** | *95MSU0401712A* | 17600 | 16 | 8.5 | 18700 | 19100 | 102.1% | 2.3 | 0 | 10.5 |  |  |  |  | R-410A | 1.4667 | Residential & Commercial | USHP | Ducted CEE Tier 1
211289595 | Central HP <5.4 tons | SAMSUNG | HRCU-A-CB (Split System: Heat Pump with Remote Outdoor Unit-Air-Source) | AC036BXUPCH | ADP |  | F,PE*CC3937 | 0 | 36000 | 18.5 | 8.4 | 34600 | 34600 | 100% | 1.8 | 0 | 10.5 |  |  |  |  | R-410A | 3 | Residential & Commercial | USHP | Ducted CEE Tier 1
213607656 | Central HP <5.4 tons | SMART COMFORT | HRCU-A-CB (Split System: Heat Pump with Remote Outdoor Unit-Air-Source) | DLCURAH24ABK |  |  | FTMA4X24L0B* | 0 | 24600 | 17 | 9.5 | 26000 | 22200 | 85.38% | 1.84 | 0 | 10 |  |  |  |  | R-410A | 2.05 | Residential & Commercial | USHP | Ducted CEE Tier 1
211259713 | Central HP <5.4 tons | SMART COMFORT | HRCU-A-CB (Split System: Heat Pump with Remote Outdoor Unit-Air-Source) | DLCURAH18ABK |  |  | EA*4X19L17A* | *80VSL0451716A* | 18100 | 16 | 8.5 | 18100 | 17700 | 97.79% | 2.14 | 0 | 10.5 |  |  |  |  | R-410A | 1.5083 | Residential & Commercial | USHP | Ducted CEE Tier 1
211259883 | Central HP <5.4 tons | SMART COMFORT | HRCU-A-CB (Split System: Heat Pump with Remote Outdoor Unit-Air-Source) | DLCURAH18ABK |  |  | EA*4X19L17A* | *96VTN0601714A* | 18200 | 16 | 8.5 | 18200 | 17700 | 97.25% | 2.14 | 0 | 10.5 |  |  |  |  | R-410A | 1.5167 | Residential & Commercial | USHP | Ducted CEE Tier 1
212969824 | Central HP <5.4 tons | SMART COMFORT | HRCU-A-CB (Split System: Heat Pump with Remote Outdoor Unit-Air-Source) | DLCURAH24ABK |  |  | EN(A,D)4X30L14** | *80VSL0451412B* | 23400 | 17 | 8.1 | 25800 | 24400 | 94.57% | 2.04 | 0 | 10 |  |  |  |  | R-410A | 1.95 | Residential & Commercial | USHP | Ducted CEE Tier 1
212969794 | Central HP <5.4 tons | SMART COMFORT | HRCU-A-CB (Split System: Heat Pump with Remote Outdoor Unit-Air-Source) | DLCURAH24ABK |  |  | EA*4X37L17A* | *80VSL0451412B* | 24200 | 17 | 8.5 | 25200 | 22000 | 87.3% | 1.84 | 0 | 10 |  |  |  |  | R-410A | 2.0167 | Residential & Commercial | USHP | Ducted CEE Tier 1
211260147 | Central HP <5.4 tons | SMART COMFORT | HRCU-A-CB (Split System: Heat Pump with Remote Outdoor Unit-Air-Source) | DLCURAH18ABK |  |  | EA*4X24L14A* | *95ESN0601412A* | 17800 | 16 | 8.5 | 18700 | 19000 | 101.6% | 2.28 | 0 | 10.5 |  |  |  |  | R-410A | 1.4833 | Residential & Commercial | USHP | Ducted CEE Tier 1
211260426 | Central HP <5.4 tons | SMART COMFORT | HRCU-A-CB (Split System: Heat Pump with Remote Outdoor Unit-Air-Source) | DLCURAH18ABK |  |  | EA*4X24L17A* | *96VTN0801716A* | 17400 | 16 | 8.5 | 18300 | 19200 | 104.9% | 2.3 | 0 | 10.5 |  |  |  |  | R-410A | 1.45 | Residential & Commercial | USHP | Ducted CEE Tier 1
212984730 | Central HP <5.4 tons | SMART COMFORT | HRCU-A-CB (Split System: Heat Pump with Remote Outdoor Unit-Air-Source) | DLCURAH18ABK |  |  | EA*4X25L17A* | *92MSN0801716A* | 18300 | 16.5 | 8.5 | 18100 | 17600 | 97.24% | 2.14 | 0 | 11 |  |  |  |  | R-410A | 1.525 | Residential & Commercial | USHP | Ducted CEE Tier 1
212986352 | Central HP <5.4 tons | SMART COMFORT | HRCU-A-CB (Split System: Heat Pump with Remote Outdoor Unit-Air-Source) | DLCURAH18ABK |  |  | EN(A,D)4X24L14** | *96MSN0401410A* | 17400 | 15.5 | 8.5 | 18500 | 19200 | 103.8% | 2.3 | 0 | 10.5 |  |  |  |  | R-410A | 1.45 | Residential & Commercial | USHP | Ducted CEE Tier 1
212982321 | Central HP <5.4 tons | SMART COMFORT | HRCU-A-CB (Split System: Heat Pump with Remote Outdoor Unit-Air-Source) | DLCURAH24ABK |  |  | EA*4X37L21A* | *80MSU0401712A* | 24400 | 17 | 8.5 | 25200 | 21400 | 84.92% | 1.8 | 0 | 10 |  |  |  |  | R-410A | 2.0333 | Residential & Commercial | USHP | Ducted CEE Tier 1
212628153 | Central HP <5.4 tons | ARCOAIRE | HRCU-A-CB (Split System: Heat Pump with Remote Outdoor Unit-Air-Source) | DLCURAH24ABK | ADP |  | BV**A9925 | 0 | 21400 | 15.2 | 8.35 | 25200 | 25200 | 100% | 2 | 0 | 9 |  |  |  |  | R-410A | 1.7833 | Residential & Commercial | USHP
214067929 | Central HP <5.4 tons | SAMSUNG | HRCU-A-CB (Split System: Heat Pump with Remote Outdoor Unit-Air-Source) | AC048BXUPCH | ADP |  | BV**C6960 | 0 | 48000 | 16 | 8.5 | 42000 | 41500 | 98.81% | 1.8 | 0 | 8.5 |  |  |  |  | R-410A | 4 | Residential & Commercial | USHP
213250272 | Central HP <5.4 tons | COMFORT-AIRE | HRCU-A-C (Split System: Heat Pump with Remote Outdoor Unit with No Indoor Fan --Air Source) | A-VCD24SA-1 | ADP |  | *G21924+TD | 0 | 23000 | 16 | 8.8 | 23000 | 19600 | 85.22% | 1.84 | 0 | 10 |  |  |  |  | R-410A | 1.9167 | Residential & Commercial | USHP | Ducted CEE Tier 1
216675779 | Central HP <5.4 tons | SMART COMFORT | HRCU-A-CB (Split System: Heat Pump with Remote Outdoor Unit-Air-Source) | D5CURAH24AAK |  |  | EA*5X24M17A* | *80MS(N,L)0701412A* | 23400 | 15.2 | 8.5 | 24600 | 19600 | 79.67% | 1.9 | 0 | 9.8 |  |  |  |  | R-454B | 1.95 | Residential & Commercial | USHP
213623813 | Central HP <5.4 tons | RUNTRU | HRCU-A-CB (Split System: Heat Pump with Remote Outdoor Unit-Air-Source) | E4HL5024A1000A | ADP |  | FG47936 | A952V060BU4SAD | 24000 | 15.2 | 8.5 | 22400 | 20600 | 91.96% | 1.85 | 0 | 9 |  |  |  |  | R-410A | 2 | Residential & Commercial | USHP
213333619 | Central HP <5.4 tons | SAMSUNG | HRCU-A-CB (Split System: Heat Pump with Remote Outdoor Unit-Air-Source) | AC060BXUPCH | ADP |  | CH601D9+AEF60DXP* | 0 | 57000 | 17 | 8.95 | 51000 | 47500 | 93.14% | 1.8 | 0 | 8.5 |  |  |  |  | R-410A | 4.75 | Residential & Commercial | USHP
215295756 | Central HP <5.4 tons | AIRQUEST | HRCU-A-CB (Split System: Heat Pump with Remote Outdoor Unit-Air-Source) | DLCURAH36ABK | ADP |  | H,GE35936 | *96VTN1202422B* | 35000 | 16 | 8.5 | 36200 | 34200 | 94.48% | 2.02 | 0 | 9.5 |  |  |  |  | R-410A | 2.9167 | Residential & Commercial | USHP
215295760 | Central HP <5.4 tons | AIRQUEST | HRCU-A-CB (Split System: Heat Pump with Remote Outdoor Unit-Air-Source) | DLCURAH36ABK | ADP |  | HE36936 | *96VTN1202422B* | 35400 | 16 | 8.5 | 36200 | 34200 | 94.48% | 2.02 | 0 | 10 |  |  |  |  | R-410A | 2.95 | Residential & Commercial | USHP | Ducted CEE Tier 1
211262061 | Central HP <5.4 tons | SMART COMFORT | HRCU-A-CB (Split System: Heat Pump with Remote Outdoor Unit-Air-Source) | DLCURAH18ABK |  |  | EA*4X30L17A* | *80ES(N,L)0701712A* | 18200 | 16.5 | 8.5 | 18700 | 18400 | 98.4% | 2.22 | 0 | 10.5 |  |  |  |  | R-410A | 1.5167 | Residential & Commercial | USHP | Ducted CEE Tier 1
212979164 | Central HP <5.4 tons | SMART COMFORT | HRCU-A-CB (Split System: Heat Pump with Remote Outdoor Unit-Air-Source) | DLCURAH24ABK |  |  | EA*4X36L17A* | *80MS(N,L)0701716A* | 23800 | 17 | 8.5 | 26200 | 23800 | 90.84% | 1.98 | 0 | 10 |  |  |  |  | R-410A | 1.9833 | Residential & Commercial | USHP | Ducted CEE Tier 1
213623712 | Central HP <5.4 tons | RUNTRU | HRCU-A-CB (Split System: Heat Pump with Remote Outdoor Unit-Air-Source) | E4HL5018A1000A | ADP |  | PL36H210P299 | A952V040BU3SAD | 20000 | 15.2 | 8.5 | 18400 | 17600 | 95.65% | 1.85 | 0 | 9 |  |  |  |  | R-410A | 1.6667 | Residential & Commercial | USHP
213623728 | Central HP <5.4 tons | RUNTRU | HRCU-A-CB (Split System: Heat Pump with Remote Outdoor Unit-Air-Source) | E4HL5018A1000A | ADP |  | FG82936 | A952V040BU3SAD | 20000 | 15.2 | 8.5 | 18400 | 17600 | 95.65% | 1.85 | 0 | 9 |  |  |  |  | R-410A | 1.6667 | Residential & Commercial | USHP
212982441 | Central HP <5.4 tons | SMART COMFORT | HRCU-A-CB (Split System: Heat Pump with Remote Outdoor Unit-Air-Source) | DLCURAH18ABK |  |  | EN(A,D)4X30L17** | *80MSU0401712A* | 17500 | 16 | 8.1 | 18200 | 18500 | 101.6% | 2.22 | 0 | 10.5 |  |  |  |  | R-410A | 1.4583 | Residential & Commercial | USHP | Ducted CEE Tier 1
213623771 | Central HP <5.4 tons | RUNTRU | HRCU-A-CB (Split System: Heat Pump with Remote Outdoor Unit-Air-Source) | E4HL5024A1000A | ADP |  | V,T36H175P159 | A951X060BU4SAB | 24000 | 15.2 | 8.5 | 22400 | 20600 | 91.96% | 1.85 | 0 | 9 |  |  |  |  | R-410A | 2 | Residential & Commercial | USHP
213968917 | Central HP <5.4 tons | SAMSUNG | HRCU-A-CB (Split System: Heat Pump with Remote Outdoor Unit-Air-Source) | AC060BXUPCH | ADP |  | A60VLC+TXV+AEFE5* | 0 | 57000 | 17 | 9 | 51000 | 47500 | 93.14% | 1.8 | 0 | 8.5 |  |  |  |  | R-410A | 4.75 | Residential & Commercial | USHP
211260947 | Central HP <5.4 tons | SMART COMFORT | HRCU-A-CB (Split System: Heat Pump with Remote Outdoor Unit-Air-Source) | DLCURAH18ABK |  |  | EA*4X25L17A* | *96VTN0601412A* | 18500 | 16 | 8.5 | 18300 | 17400 | 95.08% | 2.12 | 0 | 11 |  |  |  |  | R-410A | 1.5417 | Residential & Commercial | USHP | Ducted CEE Tier 1
211261082 | Central HP <5.4 tons | SMART COMFORT | HRCU-A-CB (Split System: Heat Pump with Remote Outdoor Unit-Air-Source) | DLCURAH18ABK |  |  | EA*4X25L17A* | *92ESN0401712A* | 18400 | 15.5 | 8.5 | 18300 | 17500 | 95.63% | 2.12 | 0 | 10.5 |  |  |  |  | R-410A | 1.5333 | Residential & Commercial | USHP | Ducted CEE Tier 1
211261130 | Central HP <5.4 tons | SMART COMFORT | HRCU-A-CB (Split System: Heat Pump with Remote Outdoor Unit-Air-Source) | DLCURAH18ABK |  |  | EA*4X25L17A* | *80ES(N,L)0701412A* | 18200 | 16.5 | 8.5 | 17900 | 17500 | 97.77% | 2.12 | 0 | 11 |  |  |  |  | R-410A | 1.5167 | Residential & Commercial | USHP | Ducted CEE Tier 1
211262149 | Central HP <5.4 tons | SMART COMFORT | HRCU-A-CB (Split System: Heat Pump with Remote Outdoor Unit-Air-Source) | DLCURAH18ABK |  |  | EA*4X30L17A* | *92ESN0401712A* | 17900 | 15.5 | 8.5 | 18600 | 18500 | 99.46% | 2.22 | 0 | 10.5 |  |  |  |  | R-410A | 1.4917 | Residential & Commercial | USHP | Ducted CEE Tier 1
216733395 | Central HP <5.4 tons | PAYNE HEATING AND COOLING | HRCU-A-CB (Split System: Heat Pump with Remote Outdoor Unit-Air-Source) | 37MUHAQ24AA3 |  |  | CAA**2517AM* | PG92MSAA42060B** | 23000 | 16 | 8.5 | 20600 | 18400 | 89.32% | 1.98 | 0 | 11 |  |  |  |  | R-454B | 1.9167 | Residential & Commercial | USHP | Ducted CEE Tier 1
214717453 | Central HP <5.4 tons | TEMPSTAR | HRCU-A-C (Split System: Heat Pump with Remote Outdoor Unit with No Indoor Fan --Air Source) | DLCURAH24ABK | ADP |  | H,GE30(1,2)24+TXV+TD | 0 | 24000 | 16 | 9.1 | 23200 | 19600 | 84.48% | 1.88 | 0 | 10.5 |  |  |  |  | R-410A | 2 | Residential & Commercial | USHP | Ducted CEE Tier 1
215425869 | Central HP <5.4 tons | LUXAIRE | HRCU-A-CB (Split System: Heat Pump with Remote Outdoor Unit-Air-Source) | HH824E2S11 | ADP |  | H,YE32*30+TXV-BLEED | TM9Y060B12MP11 | 22200 | 17 | 8.65 | 21200 | 17300 | 81.6% | 1.94 | 0 | 11 |  |  |  |  | R-454B | 1.85 | Residential & Commercial | USHP | Ducted CEE Tier 1
213623678 | Central HP <5.4 tons | RUNTRU | HRCU-A-CB (Split System: Heat Pump with Remote Outdoor Unit-Air-Source) | E4HL5018A1000A | ADP |  | FG33936 | A801X040BM2SCA | 20000 | 15.2 | 8.5 | 18400 | 17600 | 95.65% | 1.85 | 0 | 9 |  |  |  |  | R-410A | 1.6667 | Residential & Commercial | USHP
212509275 | Central HP <5.4 tons | PAYNE HEATING AND COOLING | HRCU-A-CB (Split System: Heat Pump with Remote Outdoor Unit-Air-Source) | 38MURAQ24AB3* | ADP |  | H,PG81936 | PG95ESAA60080C** | 24600 | 16 | 8.5 | 25000 | 22000 | 88% | 1.84 | 0 | 10.5 |  |  |  |  | R-410A | 2.05 | Residential & Commercial | USHP | Ducted CEE Tier 1
216680859 | Central HP <5.4 tons | SMART COMFORT | HRCU-A-CB (Split System: Heat Pump with Remote Outdoor Unit-Air-Source) | DLCURAH18ABK |  |  | EA*4X25L17A* | *97VTN0801716A* | 17700 | 16.5 | 8.5 | 17600 | 17500 | 99.43% | 1.94 | 0 | 10.5 |  |  |  |  | R-410A | 1.475 | Residential & Commercial | USHP | Ducted CEE Tier 1
213623791 | Central HP <5.4 tons | RUNTRU | HRCU-A-CB (Split System: Heat Pump with Remote Outdoor Unit-Air-Source) | E4HL5024A1000A | ADP |  | PL36H175P789 | A952V040BU3SAD | 24000 | 15.2 | 8.5 | 22400 | 20600 | 91.96% | 1.85 | 0 | 9 |  |  |  |  | R-410A | 2 | Residential & Commercial | USHP
214391624 | Central HP <5.4 tons | RUUD | HRCU-A-CB (Split System: Heat Pump with Remote Outdoor Unit-Air-Source) | RP15AZ18AJ2N | ASPEN |  | CP31A34+TDR | R921V0703A17M4S | 16700 | 15.5 | 8.3 | 17200 | 12200 | 70.93% | 2.72 | 0 | 11.8 |  |  |  |  | R-410A | 1.3917 | Residential & Commercial | USHP | Ducted CEE Tier 1
213623686 | Central HP <5.4 tons | RUNTRU | HRCU-A-CB (Split System: Heat Pump with Remote Outdoor Unit-Air-Source) | E4HL5018A1000A | ADP |  | PL36H210P179 | A801X040BM2SCA | 20000 | 15.2 | 8.5 | 18400 | 17600 | 95.65% | 1.85 | 0 | 9 |  |  |  |  | R-410A | 1.6667 | Residential & Commercial | USHP
212498318 | Central HP <5.4 tons | PAYNE HEATING AND COOLING | HRCU-A-CB (Split System: Heat Pump with Remote Outdoor Unit-Air-Source) | 38MURAQ24AB3* | ADP |  | CP2505A+TXV+TD | 0 | 23200 | 16 | 8.55 | 24800 | 22600 | 91.13% | 1.84 | 0 | 10 |  |  |  |  | R-410A | 1.9333 | Residential & Commercial | USHP | Ducted CEE Tier 1
212982621 | Central HP <5.4 tons | SMART COMFORT | HRCU-A-CB (Split System: Heat Pump with Remote Outdoor Unit-Air-Source) | DLCURAH30ABK |  |  | EA*4X36L21A* | *80MSU0601716A* | 29600 | 15.2 | 8.1 | 34000 | 27800 | 81.76% | 1.78 | 0 | 9 |  |  |  |  | R-410A | 2.4667 | Residential & Commercial | USHP
212984550 | Central HP <5.4 tons | SMART COMFORT | HRCU-A-CB (Split System: Heat Pump with Remote Outdoor Unit-Air-Source) | DLCURAH30ABK |  |  | END4X42L17** | *92MSN0801716A* | 30000 | 15.2 | 8.1 | 34000 | 27200 | 80% | 1.82 | 0 | 9 |  |  |  |  | R-410A | 2.5 | Residential & Commercial | USHP
215294439 | Central HP <5.4 tons | AIRQUEST | HRCU-A-CB (Split System: Heat Pump with Remote Outdoor Unit-Air-Source) | DLCURAH30ABK | ADP |  | HG31930 | *96VTN1002122B* | 28800 | 15.2 | 8.1 | 32600 | 27600 | 84.66% | 1.78 | 0 | 8.5 |  |  |  |  | R-410A | 2.4 | Residential & Commercial | USHP
215294464 | Central HP <5.4 tons | AIRQUEST | HRCU-A-CB (Split System: Heat Pump with Remote Outdoor Unit-Air-Source) | DLCURAH30ABK | ADP |  | H,GG48936 | *96VTN1002122B* | 30000 | 15.2 | 8.1 | 32600 | 27200 | 83.44% | 1.8 | 0 | 9 |  |  |  |  | R-410A | 2.5 | Residential & Commercial | USHP
216681039 | Central HP <5.4 tons | SMART COMFORT | HRCU-A-CB (Split System: Heat Pump with Remote Outdoor Unit-Air-Source) | DLCURAH36ABK |  |  | EA*4X42L21A* | *97VTN0802120A* | 35600 | 16 | 8.5 | 38500 | 34600 | 89.87% | 1.75 | 0 | 10 |  |  |  |  | R-410A | 2.9667 | Residential & Commercial | USHP | Ducted CEE Tier 1
216707829 | Central HP <5.4 tons | COMFORT-AIRE | HRCU-A-C (Split System: Heat Pump with Remote Outdoor Unit with No Indoor Fan --Air Source) | A-VCD36SA-1 | ADP |  | M36E329+TD | 0 | 32200 | 15.2 | 8.2 | 36200 | 31200 | 86.19% | 1.78 | 0 | 9.5 |  |  |  |  | R-410A | 2.6833 | Residential & Commercial | USHP
212972710 | Central HP <5.4 tons | SMART COMFORT | HRCU-A-CB (Split System: Heat Pump with Remote Outdoor Unit-Air-Source) | DLCURAH18ABK |  |  | EA*4X30L14A* | *96VSN0401410B* | 17300 | 16 | 8.5 | 18100 | 18900 | 104.4% | 2.26 | 0 | 10.5 |  |  |  |  | R-410A | 1.4417 | Residential & Commercial | USHP | Ducted CEE Tier 1
213623742 | Central HP <5.4 tons | RUNTRU | HRCU-A-CB (Split System: Heat Pump with Remote Outdoor Unit-Air-Source) | E4HL5024A1000A | ADP |  | FG47936 | A801X060BM4SCA | 24000 | 15.2 | 8.5 | 22400 | 20600 | 91.96% | 1.85 | 0 | 9 |  |  |  |  | R-410A | 2 | Residential & Commercial | USHP
213623753 | Central HP <5.4 tons | RUNTRU | HRCU-A-CB (Split System: Heat Pump with Remote Outdoor Unit-Air-Source) | E4HL5024A1000A | ADP |  | V,T36H175P159 | A951X040BU3SAB | 24000 | 15.2 | 8.5 | 22400 | 20600 | 91.96% | 1.85 | 0 | 9 |  |  |  |  | R-410A | 2 | Residential & Commercial | USHP
213623774 | Central HP <5.4 tons | RUNTRU | HRCU-A-CB (Split System: Heat Pump with Remote Outdoor Unit-Air-Source) | E4HL5024A1000A | ADP |  | FG35936 | A951X060BU4SAB | 24000 | 15.2 | 8.5 | 22400 | 20600 | 91.96% | 1.85 | 0 | 9 |  |  |  |  | R-410A | 2 | Residential & Commercial | USHP
213623792 | Central HP <5.4 tons | RUNTRU | HRCU-A-CB (Split System: Heat Pump with Remote Outdoor Unit-Air-Source) | E4HL5024A1000A | ADP |  | FG35936 | A952V040BU3SAD | 24000 | 15.2 | 8.5 | 22400 | 20600 | 91.96% | 1.85 | 0 | 9 |  |  |  |  | R-410A | 2 | Residential & Commercial | USHP
214596017 | Central HP <5.4 tons | AIRQUEST | HRCU-A-C (Split System: Heat Pump with Remote Outdoor Unit with No Indoor Fan --Air Source) | DLCURAH30ABK | ADP |  | H,PG1K936+TD | 0 | 30000 | 15.2 | 9.7 | 31400 | 26600 | 84.71% | 1.85 | 0 | 10.5 |  |  |  |  | R-410A | 2.5 | Residential & Commercial | USHP | Ducted CEE Tier 1
213613875 | Central HP <5.4 tons | KEEPRITE | HRCU-A-C (Split System: Heat Pump with Remote Outdoor Unit with No Indoor Fan --Air Source) | DLCURAH30ABK | ADP |  | H,GE31930+TD | 0 | 28600 | 15.2 | 9.05 | 31000 | 26600 | 85.81% | 1.76 | 0 | 10 |  |  |  |  | R-410A | 2.3833 | Residential & Commercial | USHP | Ducted CEE Tier 1
213080252 | Central HP <5.4 tons | SMART COMFORT | HRCU-A-CB (Split System: Heat Pump with Remote Outdoor Unit-Air-Source) | DLCURAH36ABK |  |  | EN(A,D,W)4X48L21** | *96MSN0802120A* | 36200 | 16 | 8.1 | 38500 | 35000 | 90.91% | 2.02 | 0 | 10 |  |  |  |  | R-410A | 3.0167 | Residential & Commercial | USHP | Ducted CEE Tier 1
216734547 | Central HP <5.4 tons | SMART COMFORT | HRCU-A-CB (Split System: Heat Pump with Remote Outdoor Unit-Air-Source) | D5CUHAH24AAK |  |  | EA*5X36M17A* | *95CSU0601716B* | 22200 | 16 | 8.1 | 20800 | 18700 | 89.9% | 1.85 | 0 | 10.5 |  |  |  |  | R-454B | 1.85 | Residential & Commercial | USHP | Ducted CEE Tier 1
216736837 | Central HP <5.4 tons | SMART COMFORT | HRCU-A-CB (Split System: Heat Pump with Remote Outdoor Unit-Air-Source) | D5CUHAH24AAK |  |  | ESH5X24M12A* | *96VTN0601412B* | 22400 | 15.2 | 8.1 | 21200 | 19100 | 90.09% | 1.9 | 0 | 10.5 |  |  |  |  | R-454B | 1.8667 | Residential & Commercial | USHP | Ducted CEE Tier 1
212984754 | Central HP <5.4 tons | SMART COMFORT | HRCU-A-CB (Split System: Heat Pump with Remote Outdoor Unit-Air-Source) | DLCURAH18ABK |  |  | EN(A,D)4X24L17** | *92MSN0801716A* | 17700 | 16.5 | 8.5 | 18700 | 19100 | 102.1% | 2.3 | 0 | 11 |  |  |  |  | R-410A | 1.475 | Residential & Commercial | USHP | Ducted CEE Tier 1
214391896 | Central HP <5.4 tons | RUUD | HRCU-A-CB (Split System: Heat Pump with Remote Outdoor Unit-Air-Source) | RP15AZ42AJ2N | ASPEN |  | CP61B34+TDR | R802V1005A21DZ | 39000 | 15.5 | 8.2 | 40000 | 30000 | 75% | 3 | 0 | 11.8 |  |  |  |  | R-410A | 3.25 | Residential & Commercial | USHP | Ducted CEE Tier 1
213334141 | Central HP <5.4 tons | SAMSUNG | HRCU-A-CB (Split System: Heat Pump with Remote Outdoor Unit-Air-Source) | AC036BXUPCH | ADP |  | V36H175D789+AEFE4B* | 0 | 36000 | 18 | 8.4 | 33000 | 34200 | 103.6% | 1.8 | 0 | 10.5 |  |  |  |  | R-410A | 3 | Residential & Commercial | USHP | Ducted CEE Tier 1
213623878 | Central HP <5.4 tons | RUNTRU | HRCU-A-CB (Split System: Heat Pump with Remote Outdoor Unit-Air-Source) | E4HL5036A1000A | ADP |  | PL36H210P179 | A801X080BM4SCA | 30000 | 15.2 | 8.1 | 25400 | 18600 | 73.23% | 1.75 | 0 | 9.5 |  |  |  |  | R-410A | 2.5 | Residential & Commercial | USHP
211289594 | Central HP <5.4 tons | SAMSUNG | HRCU-A-CB (Split System: Heat Pump with Remote Outdoor Unit-Air-Source) | AC036BXUDCH | ADP |  | F,PE*CC3937 | 0 | 36000 | 17 | 8.1 | 34600 | 31600 | 91.33% | 1.8 | 0 | 9 |  |  |  |  | R-410A | 3 | Residential & Commercial | USHP
213623720 | Central HP <5.4 tons | RUNTRU | HRCU-A-CB (Split System: Heat Pump with Remote Outdoor Unit-Air-Source) | E4HL5018A1000A | ADP |  | FG35936 | A952V040BU3SAD | 20000 | 15.2 | 8.5 | 18400 | 17600 | 95.65% | 1.85 | 0 | 9 |  |  |  |  | R-410A | 1.6667 | Residential & Commercial | USHP
212987444 | Central HP <5.4 tons | SMART COMFORT | HRCU-A-CB (Split System: Heat Pump with Remote Outdoor Unit-Air-Source) | DLCURAH24ABK |  |  | EA*4X37L21A* | *96MSN0801716A* | 24400 | 18 | 9 | 29200 | 25200 | 86.3% | 2.1 | 0 | 10.5 |  |  |  |  | R-410A | 2.0333 | Residential & Commercial | USHP | Ducted CEE Tier 1
212988646 | Central HP <5.4 tons | SMART COMFORT | HRCU-A-CB (Split System: Heat Pump with Remote Outdoor Unit-Air-Source) | DLCURAH24ABK |  |  | EA*4X24L17A* | *95MSU0401712A* | 23400 | 16.5 | 8.5 | 27000 | 26200 | 97.04% | 2.2 | 0 | 10 |  |  |  |  | R-410A | 1.95 | Residential & Commercial | USHP | Ducted CEE Tier 1
212984070 | Central HP <5.4 tons | SMART COMFORT | HRCU-A-CB (Split System: Heat Pump with Remote Outdoor Unit-Air-Source) | DLCURAH24ABK |  |  | EA*4X36L17A* | *92MSN0601714A* | 23800 | 17 | 8.5 | 26200 | 23800 | 90.84% | 1.98 | 0 | 10 |  |  |  |  | R-410A | 1.9833 | Residential & Commercial | USHP | Ducted CEE Tier 1
212984670 | Central HP <5.4 tons | SMART COMFORT | HRCU-A-CB (Split System: Heat Pump with Remote Outdoor Unit-Air-Source) | DLCURAH24ABK |  |  | EN(A,D)4X30L17** | *92MSN0801716A* | 23600 | 17.5 | 8.5 | 26200 | 24600 | 93.89% | 2.04 | 0 | 10.5 |  |  |  |  | R-410A | 1.9667 | Residential & Commercial | USHP | Ducted CEE Tier 1
212972151 | Central HP <5.4 tons | SMART COMFORT | HRCU-A-CB (Split System: Heat Pump with Remote Outdoor Unit-Air-Source) | DLCURAH24ABK |  |  | EN(A,D)4X36L21** | *80VTL0902120B* | 23400 | 17 | 8.5 | 26200 | 24600 | 93.89% | 2.06 | 0 | 10 |  |  |  |  | R-410A | 1.95 | Residential & Commercial | USHP | Ducted CEE Tier 1
212971685 | Central HP <5.4 tons | SMART COMFORT | HRCU-A-CB (Split System: Heat Pump with Remote Outdoor Unit-Air-Source) | DLCURAH24ABK |  |  | EA*4X37L17A* | *80VTL0701716B* | 24000 | 17 | 8.5 | 25200 | 22000 | 87.3% | 1.84 | 0 | 10 |  |  |  |  | R-410A | 2 | Residential & Commercial | USHP | Ducted CEE Tier 1
212973840 | Central HP <5.4 tons | SMART COMFORT | HRCU-A-CB (Split System: Heat Pump with Remote Outdoor Unit-Air-Source) | DLCURAH24ABK |  |  | EA*4X25L17A* | *96VSN0801716B* | 24400 | 17 | 8.5 | 25400 | 21600 | 85.04% | 1.8 | 0 | 10 |  |  |  |  | R-410A | 2.0333 | Residential & Commercial | USHP | Ducted CEE Tier 1
215425873 | Central HP <5.4 tons | LUXAIRE | HRCU-A-CB (Split System: Heat Pump with Remote Outdoor Unit-Air-Source) | HH824E2S11 | ADP |  | H,YE32*30+TXV-BLEED | Z8ES100B12SMPS1 | 23000 | 17 | 8.95 | 21400 | 18200 | 85.05% | 1.98 | 0 | 12 |  |  |  |  | R-454B | 1.9167 | Residential & Commercial | USHP | Ducted CEE Tier 1
216682306 | Central HP <5.4 tons | SMART COMFORT | HRCU-A-CB (Split System: Heat Pump with Remote Outdoor Unit-Air-Source) | DLCURAH24ABK |  |  | EA*4X36L21A* | *97VTN1002120A* | 23600 | 17 | 9 | 25600 | 23200 | 90.62% | 1.82 | 0 | 10 |  |  |  |  | R-410A | 1.9667 | Residential & Commercial | USHP | Ducted CEE Tier 1
216680643 | Central HP <5.4 tons | SMART COMFORT | HRCU-A-CB (Split System: Heat Pump with Remote Outdoor Unit-Air-Source) | DLCURAH24ABK |  |  | EN(A,D,W)4X36L17** | *97VTN0801716A* | 23400 | 16.5 | 9 | 25800 | 23800 | 92.25% | 1.78 | 0 | 10 |  |  |  |  | R-410A | 1.95 | Residential & Commercial | USHP | Ducted CEE Tier 1
212407335 | Central HP <5.4 tons | PAYNE HEATING AND COOLING | HRCU-A-CB (Split System: Heat Pump with Remote Outdoor Unit-Air-Source) | 38MURAQ24AB3* | ADP |  | H,PG7J936 | PG92ESAA48080B** | 24000 | 17 | 8.1 | 24600 | 22400 | 91.06% | 1.88 | 0 | 10.5 |  |  |  |  | R-410A | 2 | Residential & Commercial | USHP | Ducted CEE Tier 1
216683103 | Central HP <5.4 tons | SMART COMFORT | HRCU-A-CB (Split System: Heat Pump with Remote Outdoor Unit-Air-Source) | DLCURAH18ABK |  |  | EHD4X30AAL | *97VTN1002122A* | 18100 | 16 | 8.5 | 18600 | 18000 | 96.77% | 2.02 | 0 | 10.5 |  |  |  |  | R-410A | 1.5083 | Residential & Commercial | USHP | Ducted CEE Tier 1
213623692 | Central HP <5.4 tons | RUNTRU | HRCU-A-CB (Split System: Heat Pump with Remote Outdoor Unit-Air-Source) | E4HL5018A1000A | ADP |  | FG82936 | A801X040BM2SCA | 20000 | 15.2 | 8.5 | 18400 | 17600 | 95.65% | 1.85 | 0 | 9 |  |  |  |  | R-410A | 1.6667 | Residential & Commercial | USHP
213623694 | Central HP <5.4 tons | RUNTRU | HRCU-A-CB (Split System: Heat Pump with Remote Outdoor Unit-Air-Source) | E4HL5018A1000A | ADP |  | PL36H210P299 | A951X040BU3SAB | 20000 | 15.2 | 8.5 | 18400 | 17600 | 95.65% | 1.85 | 0 | 9 |  |  |  |  | R-410A | 1.6667 | Residential & Commercial | USHP
216737261 | Central HP <5.4 tons | SMART COMFORT | HRCU-A-CB (Split System: Heat Pump with Remote Outdoor Unit-Air-Source) | D5CUHAH24AAK |  |  | ESH5X30M12A* | *80CTL0451712B* | 22400 | 15.2 | 8.1 | 21000 | 18900 | 90% | 1.85 | 0 | 10.5 |  |  |  |  | R-454B | 1.8667 | Residential & Commercial | USHP | Ducted CEE Tier 1
216682613 | Central HP <5.4 tons | SMART COMFORT | HRCU-A-CB (Split System: Heat Pump with Remote Outdoor Unit-Air-Source) | DLCURAH36ABK |  |  | EHD4X36AAL | *97VTN1002122A* | 35600 | 16 | 8.5 | 38500 | 34400 | 89.35% | 1.78 | 0 | 10 |  |  |  |  | R-410A | 2.9667 | Residential & Commercial | USHP | Ducted CEE Tier 1
214717445 | Central HP <5.4 tons | TEMPSTAR | HRCU-A-C (Split System: Heat Pump with Remote Outdoor Unit with No Indoor Fan --Air Source) | DLCURAH36ABK | ADP |  | H,GE8J(1,2)36+TXV+TD | 0 | 35600 | 15.2 | 8.45 | 36400 | 31200 | 85.71% | 1.82 | 0 | 9.5 |  |  |  |  | R-410A | 2.9667 | Residential & Commercial | USHP
216682462 | Central HP <5.4 tons | SMART COMFORT | HRCU-A-CB (Split System: Heat Pump with Remote Outdoor Unit-Air-Source) | DLCURAH18ABK |  |  | EHD4X30AAL | *97VTN1002120A* | 17700 | 15.5 | 8.5 | 18200 | 18000 | 98.9% | 1.94 | 0 | 10.5 |  |  |  |  | R-410A | 1.475 | Residential & Commercial | USHP | Ducted CEE Tier 1
216683466 | Central HP <5.4 tons | SMART COMFORT | HRCU-A-CB (Split System: Heat Pump with Remote Outdoor Unit-Air-Source) | DLCURAH18ABK |  |  | EHD4X30AAL | *97VTN1202422A* | 17700 | 15.5 | 8.5 | 18200 | 18000 | 98.9% | 1.94 | 0 | 10.5 |  |  |  |  | R-410A | 1.475 | Residential & Commercial | USHP | Ducted CEE Tier 1
213948891 | Central HP <5.4 tons | SAMSUNG | HRCU-A-CB (Split System: Heat Pump with Remote Outdoor Unit-Air-Source) | AC036BXUPCH | ADP |  | CV362B9-A+AEF48BXP* | 0 | 36000 | 18 | 8.4 | 33000 | 34200 | 103.6% | 1.8 | 0 | 10.5 |  |  |  |  | R-410A | 3 | Residential & Commercial | USHP | Ducted CEE Tier 1
213623803 | Central HP <5.4 tons | RUNTRU | HRCU-A-CB (Split System: Heat Pump with Remote Outdoor Unit-Air-Source) | E4HL5024A1000A | ADP |  | FG33936 | A952V060BU4SAD | 24000 | 15.2 | 8.5 | 22400 | 20600 | 91.96% | 1.85 | 0 | 9 |  |  |  |  | R-410A | 2 | Residential & Commercial | USHP
213333623 | Central HP <5.4 tons | SAMSUNG | HRCU-A-CB (Split System: Heat Pump with Remote Outdoor Unit-Air-Source) | AC060BXUPCH | ADP |  | CH606C9-A+AEF60CXP* | 0 | 57000 | 17 | 9 | 51000 | 47500 | 93.14% | 1.8 | 0 | 8.5 |  |  |  |  | R-410A | 4.75 | Residential & Commercial | USHP
213613873 | Central HP <5.4 tons | KEEPRITE | HRCU-A-C (Split System: Heat Pump with Remote Outdoor Unit with No Indoor Fan --Air Source) | DLCURAH24ABK | ADP |  | H,GE30924+TD | 0 | 24000 | 16 | 9.1 | 23200 | 19600 | 84.48% | 1.88 | 0 | 10.5 |  |  |  |  | R-410A | 2 | Residential & Commercial | USHP | Ducted CEE Tier 1
216679383 | Central HP <5.4 tons | SMART COMFORT | HRCU-A-CB (Split System: Heat Pump with Remote Outdoor Unit-Air-Source) | DLCURAH24ABK |  |  | EA*4X24L17A* | *97VTN0601716A* | 23200 | 16.5 | 9.5 | 26400 | 25400 | 96.21% | 2.08 | 0 | 10 |  |  |  |  | R-410A | 1.9333 | Residential & Commercial | USHP | Ducted CEE Tier 1
216679515 | Central HP <5.4 tons | SMART COMFORT | HRCU-A-CB (Split System: Heat Pump with Remote Outdoor Unit-Air-Source) | DLCURAH24ABK |  |  | EN(A,D)4X30L17** | *97VTN0601716A* | 23600 | 16.5 | 9 | 25800 | 23600 | 91.47% | 1.76 | 0 | 10 |  |  |  |  | R-410A | 1.9667 | Residential & Commercial | USHP | Ducted CEE Tier 1
216732613 | Central HP <5.4 tons | SMART COMFORT | HRCU-A-CB (Split System: Heat Pump with Remote Outdoor Unit-Air-Source) | D5CUHAH24AAK |  |  | EA*5X24M14A* | *96VSN0601412B* | 21800 | 15.5 | 8.5 | 21000 | 19100 | 90.95% | 1.96 | 0 | 10.5 |  |  |  |  | R-454B | 1.8167 | Residential & Commercial | USHP | Ducted CEE Tier 1
216734474 | Central HP <5.4 tons | SMART COMFORT | HRCU-A-CB (Split System: Heat Pump with Remote Outdoor Unit-Air-Source) | D5CUHAH24AAK |  |  | EA*5X36M17A* | *80MSU0601716A* | 22400 | 16.5 | 8.5 | 20800 | 18600 | 89.42% | 1.96 | 0 | 11 |  |  |  |  | R-454B | 1.8667 | Residential & Commercial | USHP | Ducted CEE Tier 1
216734926 | Central HP <5.4 tons | SMART COMFORT | HRCU-A-CB (Split System: Heat Pump with Remote Outdoor Unit-Air-Source) | D5CUHAH24AAK |  |  | EA*5X37M17A* | *80MS(N,L)0701412A* | 22800 | 16.5 | 8.5 | 20600 | 18400 | 89.32% | 1.98 | 0 | 11 |  |  |  |  | R-454B | 1.9 | Residential & Commercial | USHP | Ducted CEE Tier 1
216735278 | Central HP <5.4 tons | SMART COMFORT | HRCU-A-CB (Split System: Heat Pump with Remote Outdoor Unit-Air-Source) | D5CUHAH24AAK |  |  | EA*5X37M17A* | *95MSU0601716A* | 22800 | 16.5 | 8.5 | 20600 | 18400 | 89.32% | 1.96 | 0 | 11 |  |  |  |  | R-454B | 1.9 | Residential & Commercial | USHP | Ducted CEE Tier 1
212498327 | Central HP <5.4 tons | PAYNE HEATING AND COOLING | HRCU-A-CB (Split System: Heat Pump with Remote Outdoor Unit-Air-Source) | 38MURAQ24AB3* | ADP |  | CE2403A+TXV | 0 | 23800 | 17 | 8.85 | 25600 | 25400 | 99.22% | 2.14 | 0 | 10 |  |  |  |  | R-410A | 1.9833 | Residential & Commercial | USHP | Ducted CEE Tier 1
212509264 | Central HP <5.4 tons | PAYNE HEATING AND COOLING | HRCU-A-CB (Split System: Heat Pump with Remote Outdoor Unit-Air-Source) | 38MURAQ24AB3* | ADP |  | H,PG81936 | PG92ESAA36060A** | 23600 | 17 | 8.5 | 24000 | 23200 | 96.67% | 1.96 | 0 | 10 |  |  |  |  | R-410A | 1.9667 | Residential & Commercial | USHP | Ducted CEE Tier 1
216733081 | Central HP <5.4 tons | SMART COMFORT | HRCU-A-CB (Split System: Heat Pump with Remote Outdoor Unit-Air-Source) | D5CUHAH24AAK |  |  | EA*5X24M17A* | *96VTN0601716B* | 22000 | 16 | 8.5 | 21000 | 19100 | 90.95% | 1.96 | 0 | 10.5 |  |  |  |  | R-454B | 1.8333 | Residential & Commercial | USHP | Ducted CEE Tier 1
216733624 | Central HP <5.4 tons | SMART COMFORT | HRCU-A-CB (Split System: Heat Pump with Remote Outdoor Unit-Air-Source) | D5CUHAH24AAK |  |  | EA*5X25M17A* | *97VTN0801716A* | 23200 | 16.5 | 8.5 | 20800 | 18500 | 88.94% | 1.96 | 0 | 11 |  |  |  |  | R-454B | 1.9333 | Residential & Commercial | USHP | Ducted CEE Tier 1
216733040 | Central HP <5.4 tons | SMART COMFORT | HRCU-A-CB (Split System: Heat Pump with Remote Outdoor Unit-Air-Source) | D5CUHAH24AAK |  |  | EA*5X24M17A* | *96CTN0801714B* | 22000 | 16 | 8.5 | 21000 | 19100 | 90.95% | 1.96 | 0 | 10.5 |  |  |  |  | R-454B | 1.8333 | Residential & Commercial | USHP | Ducted CEE Tier 1
216732854 | Central HP <5.4 tons | SMART COMFORT | HRCU-A-CB (Split System: Heat Pump with Remote Outdoor Unit-Air-Source) | D5CUHAH24AAK |  |  | EA*5X24M17A* | *97CMN0601714B* | 21800 | 15.5 | 8.5 | 21000 | 19100 | 90.95% | 1.96 | 0 | 10.5 |  |  |  |  | R-454B | 1.8167 | Residential & Commercial | USHP | Ducted CEE Tier 1
212509278 | Central HP <5.4 tons | PAYNE HEATING AND COOLING | HRCU-A-CB (Split System: Heat Pump with Remote Outdoor Unit-Air-Source) | 38MURAQ24AB3* | ADP |  | H,PG7J936 | PG95ESUA48060B** | 24200 | 17 | 8.5 | 24600 | 22000 | 89.43% | 1.86 | 0 | 10 |  |  |  |  | R-410A | 2.0167 | Residential & Commercial | USHP | Ducted CEE Tier 1
213147603 | Central HP <5.4 tons | PAYNE HEATING AND COOLING | HRCU-A-CB (Split System: Heat Pump with Remote Outdoor Unit-Air-Source) | 38MURAQ24AB3* | ADP |  | V,C36H***P429+AEFE3A* | 0 | 23600 | 18 | 8.7 | 24800 | 22600 | 91.13% | 1.86 | 0 | 10 |  |  |  |  | R-410A | 1.9667 | Residential & Commercial | USHP | Ducted CEE Tier 1
216682993 | Central HP <5.4 tons | SMART COMFORT | HRCU-A-CB (Split System: Heat Pump with Remote Outdoor Unit-Air-Source) | DLCURAH24ABK |  |  | EHD4X24AAL | *97VTN1002122A* | 23400 | 16 | 9 | 26000 | 23800 | 91.54% | 1.86 | 0 | 10 |  |  |  |  | R-410A | 1.95 | Residential & Commercial | USHP | Ducted CEE Tier 1
216682366 | Central HP <5.4 tons | SMART COMFORT | HRCU-A-CB (Split System: Heat Pump with Remote Outdoor Unit-Air-Source) | DLCURAH24ABK |  |  | EN(A,D)4X36L21** | *97VTN1002120A* | 23400 | 17 | 9 | 25800 | 23800 | 92.25% | 1.86 | 0 | 10.5 |  |  |  |  | R-410A | 1.95 | Residential & Commercial | USHP | Ducted CEE Tier 1
213623725 | Central HP <5.4 tons | RUNTRU | HRCU-A-CB (Split System: Heat Pump with Remote Outdoor Unit-Air-Source) | E4HL5018A1000A | ADP |  | FG80936 | A952V040BU3SAD | 20000 | 15.2 | 8.5 | 18400 | 17600 | 95.65% | 1.85 | 0 | 9 |  |  |  |  | R-410A | 1.6667 | Residential & Commercial | USHP
213607649 | Central HP <5.4 tons | PAYNE HEATING AND COOLING | HRCU-A-CB (Split System: Heat Pump with Remote Outdoor Unit-Air-Source) | 38MURAQ24AB3* |  |  | PF4TNXB24L* | 0 | 24600 | 17 | 9.5 | 26000 | 22200 | 85.38% | 1.84 | 0 | 10 |  |  |  |  | R-410A | 2.05 | Residential & Commercial | USHP | Ducted CEE Tier 1
213356043 | Central HP <5.4 tons | PAYNE HEATING AND COOLING | HRCU-A-CB (Split System: Heat Pump with Remote Outdoor Unit-Air-Source) | 38MURAQ24AB3* | ADP |  | A36VCA+TXV+CBPE4B* | 0 | 24200 | 18 | 8.85 | 25000 | 22600 | 90.4% | 1.9 | 0 | 10.5 |  |  |  |  | R-410A | 2.0167 | Residential & Commercial | USHP | Ducted CEE Tier 1
213334148 | Central HP <5.4 tons | SAMSUNG | HRCU-A-CB (Split System: Heat Pump with Remote Outdoor Unit-Air-Source) | AC048BXUPCH | ADP |  | V48H175D789+AEFE4B* | 0 | 48000 | 17 | 8.45 | 42000 | 41500 | 98.81% | 1.8 | 0 | 8.5 |  |  |  |  | R-410A | 4 | Residential & Commercial | USHP
213369612 | Central HP <5.4 tons | NAPOLEON | HRCU-A-C (Split System: Heat Pump with Remote Outdoor Unit with No Indoor Fan --Air Source) | WSEHV4860RA1-N | ADP |  | *E50960+TD | 0 | 50500 | 15.2 | 8.4 | 51000 | 36800 | 72.16% | 1.78 | 0 | 9.5 |  |  |  |  | R-410A | 4.2083 | Residential & Commercial | USHP
213623733 | Central HP <5.4 tons | RUNTRU | HRCU-A-CB (Split System: Heat Pump with Remote Outdoor Unit-Air-Source) | E4HL5024A1000A | ADP |  | PL36H175P159 | A801X060BM4SCA | 24000 | 15.2 | 8.5 | 22400 | 20600 | 91.96% | 1.85 | 0 | 9 |  |  |  |  | R-410A | 2 | Residential & Commercial | USHP
213623767 | Central HP <5.4 tons | RUNTRU | HRCU-A-CB (Split System: Heat Pump with Remote Outdoor Unit-Air-Source) | E4HL5024A1000A | ADP |  | FG33936 | A951X060BU4SAB | 24000 | 15.2 | 8.5 | 22400 | 20600 | 91.96% | 1.85 | 0 | 9 |  |  |  |  | R-410A | 2 | Residential & Commercial | USHP
213623769 | Central HP <5.4 tons | RUNTRU | HRCU-A-CB (Split System: Heat Pump with Remote Outdoor Unit-Air-Source) | E4HL5024A1000A | ADP |  | PL36H175P159 | A951X060BU4SAB | 24000 | 15.2 | 8.5 | 22400 | 20600 | 91.96% | 1.85 | 0 | 9 |  |  |  |  | R-410A | 2 | Residential & Commercial | USHP
212977763 | Central HP <5.4 tons | SMART COMFORT | HRCU-A-CB (Split System: Heat Pump with Remote Outdoor Unit-Air-Source) | DLCURAH18ABK |  |  | EA*4X30L14A* | *80MS(N,L)0451412A* | 17600 | 16.5 | 8.5 | 18100 | 18700 | 103.3% | 2.24 | 0 | 10.5 |  |  |  |  | R-410A | 1.4667 | Residential & Commercial | USHP | Ducted CEE Tier 1
211261988 | Central HP <5.4 tons | SMART COMFORT | HRCU-A-CB (Split System: Heat Pump with Remote Outdoor Unit-Air-Source) | DLCURAH18ABK |  |  | EA*4X30L17A* | *96VTN0601714A* | 17800 | 16 | 8.5 | 18400 | 18500 | 100.5% | 2.22 | 0 | 10.5 |  |  |  |  | R-410A | 1.4833 | Residential & Commercial | USHP | Ducted CEE Tier 1
211261584 | Central HP <5.4 tons | SMART COMFORT | HRCU-A-CB (Split System: Heat Pump with Remote Outdoor Unit-Air-Source) | DLCURAH18ABK |  |  | EA*4X30L17A* | *96VSN0401410A* | 17500 | 16 | 8.5 | 18100 | 18600 | 102.8% | 2.24 | 0 | 10.5 |  |  |  |  | R-410A | 1.4583 | Residential & Commercial | USHP | Ducted CEE Tier 1
212498332 | Central HP <5.4 tons | PAYNE HEATING AND COOLING | HRCU-A-CB (Split System: Heat Pump with Remote Outdoor Unit-Air-Source) | 38MURAQ24AB3* | ADP |  | CE2505C+TXV | 0 | 23600 | 17 | 9 | 25600 | 25200 | 98.44% | 2.14 | 0 | 10 |  |  |  |  | R-410A | 1.9667 | Residential & Commercial | USHP | Ducted CEE Tier 1
212509262 | Central HP <5.4 tons | PAYNE HEATING AND COOLING | HRCU-A-CB (Split System: Heat Pump with Remote Outdoor Unit-Air-Source) | 38MURAQ24AB3* | ADP |  | H,PG81936 | PG92ESAA36040B** | 23800 | 16 | 8.5 | 24400 | 22800 | 93.44% | 1.9 | 0 | 10 |  |  |  |  | R-410A | 1.9833 | Residential & Commercial | USHP | Ducted CEE Tier 1
213623943 | Central HP <5.4 tons | RUNTRU | HRCU-A-CB (Split System: Heat Pump with Remote Outdoor Unit-Air-Source) | E4HL5060A1000A | ADP |  | FG86960 | A801X080CM5SCA | 48000 | 15.2 | 8.1 | 43000 | 33000 | 76.74% | 1.75 | 0 | 9.5 |  |  |  |  | R-410A | 4 | Residential & Commercial | USHP
216682450 | Central HP <5.4 tons | SMART COMFORT | HRCU-A-CB (Split System: Heat Pump with Remote Outdoor Unit-Air-Source) | DLCURAH18ABK |  |  | EHD4X24AAL | *97VTN1002120A* | 17400 | 15.2 | 8.1 | 18100 | 18400 | 101.7% | 2.05 | 0 | 10 |  |  |  |  | R-410A | 1.45 | Residential & Commercial | USHP | Ducted CEE Tier 1
216680871 | Central HP <5.4 tons | SMART COMFORT | HRCU-A-CB (Split System: Heat Pump with Remote Outdoor Unit-Air-Source) | DLCURAH18ABK |  |  | EA*4X30L17A* | *97VTN0801716A* | 17400 | 16 | 8.5 | 17900 | 18300 | 102.2% | 2.14 | 0 | 10.5 |  |  |  |  | R-410A | 1.45 | Residential & Commercial | USHP | Ducted CEE Tier 1
212441562 | Central HP <5.4 tons | PAYNE HEATING AND COOLING | HRCU-A-CB (Split System: Heat Pump with Remote Outdoor Unit-Air-Source) | 38MURAQ24AB3* | ADP |  | H,PG7J936 | PG95ESAA30040A** | 24200 | 15.2 | 8.5 | 25000 | 22000 | 88% | 1.82 | 0 | 10 |  |  |  |  | R-410A | 2.0167 | Residential & Commercial | USHP | Ducted CEE Tier 1
212979950 | Central HP <5.4 tons | SMART COMFORT | HRCU-A-CB (Split System: Heat Pump with Remote Outdoor Unit-Air-Source) | DLCURAH18ABK |  |  | EA*4X19L17A* | *80MS(N,L)0901714A* | 18000 | 16.5 | 8.5 | 18000 | 17800 | 98.89% | 2.14 | 0 | 10.5 |  |  |  |  | R-410A | 1.5 | Residential & Commercial | USHP | Ducted CEE Tier 1
212971191 | Central HP <5.4 tons | SMART COMFORT | HRCU-A-CB (Split System: Heat Pump with Remote Outdoor Unit-Air-Source) | DLCURAH24ABK |  |  | EA*4X37L17A* | *80VTL0451412B* | 24200 | 17 | 8.5 | 25200 | 22000 | 87.3% | 1.84 | 0 | 10 |  |  |  |  | R-410A | 2.0167 | Residential & Commercial | USHP | Ducted CEE Tier 1
212979998 | Central HP <5.4 tons | SMART COMFORT | HRCU-A-CB (Split System: Heat Pump with Remote Outdoor Unit-Air-Source) | DLCURAH18ABK |  |  | EN(A,D)4X24L17** | *80MS(N,L)0901714A* | 17400 | 16 | 8.5 | 18500 | 19200 | 103.8% | 2.3 | 0 | 10.5 |  |  |  |  | R-410A | 1.45 | Residential & Commercial | USHP | Ducted CEE Tier 1
212970004 | Central HP <5.4 tons | SMART COMFORT | HRCU-A-CB (Split System: Heat Pump with Remote Outdoor Unit-Air-Source) | DLCURAH18ABK |  |  | EA*4X30L17A* | *80VSL0701716B* | 17500 | 16.5 | 8.5 | 18000 | 18700 | 103.9% | 2.26 | 0 | 10.5 |  |  |  |  | R-410A | 1.4583 | Residential & Commercial | USHP | Ducted CEE Tier 1
214775954 | Central HP <5.4 tons | NAPOLEON | HRCU-A-C (Split System: Heat Pump with Remote Outdoor Unit with No Indoor Fan --Air Source) | WSEHV2436RA1-N | ADP |  | H,DE35936+TD | 0 | 23000 | 15.2 | 8.5 | 22400 | 21200 | 94.64% | 1.8 | 0 | 11 |  |  |  |  | R-410A | 1.9167 | Residential & Commercial | USHP | Ducted CEE Tier 1
213145655 | Central HP <5.4 tons | TEMPSTAR | HRCU-A-CB (Split System: Heat Pump with Remote Outdoor Unit-Air-Source) | DLCURAH36ABK | ADP |  | PL36H***P449+AEFE3A* | 0 | 36000 | 16 | 8.1 | 38000 | 35000 | 92.11% | 1.82 | 0 | 10 |  |  |  |  | R-410A | 3 | Residential & Commercial | USHP | Ducted CEE Tier 1
211261752 | Central HP <5.4 tons | SMART COMFORT | HRCU-A-CB (Split System: Heat Pump with Remote Outdoor Unit-Air-Source) | DLCURAH18ABK |  |  | EA*4X30L17A* | *80ESU0401712A* | 18600 | 16.5 | 9 | 19000 | 18200 | 95.79% | 2.22 | 0 | 11 |  |  |  |  | R-410A | 1.55 | Residential & Commercial | USHP | Ducted CEE Tier 1
211261400 | Central HP <5.4 tons | SMART COMFORT | HRCU-A-CB (Split System: Heat Pump with Remote Outdoor Unit-Air-Source) | DLCURAH18ABK |  |  | EA*4X30L14A* | *96VTN0601412A* | 18000 | 16 | 8.5 | 18500 | 18500 | 100% | 2.22 | 0 | 10.5 |  |  |  |  | R-410A | 1.5 | Residential & Commercial | USHP | Ducted CEE Tier 1
211260732 | Central HP <5.4 tons | SMART COMFORT | HRCU-A-CB (Split System: Heat Pump with Remote Outdoor Unit-Air-Source) | DLCURAH18ABK |  |  | EA*4X25L17A* | *96VSN0401712A* | 18200 | 15.5 | 8.5 | 18200 | 17500 | 96.15% | 2.12 | 0 | 10.5 |  |  |  |  | R-410A | 1.5167 | Residential & Commercial | USHP | Ducted CEE Tier 1
211261236 | Central HP <5.4 tons | SMART COMFORT | HRCU-A-CB (Split System: Heat Pump with Remote Outdoor Unit-Air-Source) | DLCURAH18ABK |  |  | EA*4X25L17A* | OMV112K14A | 18700 | 15.5 | 8.5 | 18700 | 17400 | 93.05% | 2.12 | 0 | 11 |  |  |  |  | R-410A | 1.5583 | Residential & Commercial | USHP | Ducted CEE Tier 1
211260491 | Central HP <5.4 tons | SMART COMFORT | HRCU-A-CB (Split System: Heat Pump with Remote Outdoor Unit-Air-Source) | DLCURAH18ABK |  |  | EA*4X24L17A* | *96VTN0401410A* | 17400 | 16 | 8.5 | 18300 | 19200 | 104.9% | 2.3 | 0 | 10.5 |  |  |  |  | R-410A | 1.45 | Residential & Commercial | USHP | Ducted CEE Tier 1
213623808 | Central HP <5.4 tons | RUNTRU | HRCU-A-CB (Split System: Heat Pump with Remote Outdoor Unit-Air-Source) | E4HL5024A1000A | ADP |  | PL36H175P789 | A952V060BU4SAD | 24000 | 15.2 | 8.5 | 22400 | 20600 | 91.96% | 1.85 | 0 | 9 |  |  |  |  | R-410A | 2 | Residential & Commercial | USHP
213333616 | Central HP <5.4 tons | SAMSUNG | HRCU-A-CB (Split System: Heat Pump with Remote Outdoor Unit-Air-Source) | AC060BXUPCH | ADP |  | V60H210D199+AEFE5* | 0 | 57000 | 17 | 8.95 | 51000 | 47500 | 93.14% | 1.8 | 0 | 8.5 |  |  |  |  | R-410A | 4.75 | Residential & Commercial | USHP
212509272 | Central HP <5.4 tons | PAYNE HEATING AND COOLING | HRCU-A-CB (Split System: Heat Pump with Remote Outdoor Unit-Air-Source) | 38MURAQ24AB3* | ADP |  | H,PG81936 | PG95ESAA42060B** | 24600 | 16 | 8.1 | 25000 | 22000 | 88% | 1.84 | 0 | 10.5 |  |  |  |  | R-410A | 2.05 | Residential & Commercial | USHP | Ducted CEE Tier 1
213311150 | Central HP <5.4 tons | PAYNE HEATING AND COOLING | HRCU-A-CB (Split System: Heat Pump with Remote Outdoor Unit-Air-Source) | 38MURAQ24AB3* | ADP |  | C36A***L159+CBPE3A* | 0 | 24200 | 18 | 9 | 25000 | 22600 | 90.4% | 1.92 | 0 | 10.5 |  |  |  |  | R-410A | 2.0167 | Residential & Commercial | USHP | Ducted CEE Tier 1
216737036 | Central HP <5.4 tons | SMART COMFORT | HRCU-A-CB (Split System: Heat Pump with Remote Outdoor Unit-Air-Source) | D5CUHAH24AAK |  |  | ESH5X30M12A* | *80MS(N,L)0701412A* | 22400 | 16 | 8.1 | 20800 | 18800 | 90.38% | 1.9 | 0 | 11 |  |  |  |  | R-454B | 1.8667 | Residential & Commercial | USHP | Ducted CEE Tier 1
216735550 | Central HP <5.4 tons | SMART COMFORT | HRCU-A-CB (Split System: Heat Pump with Remote Outdoor Unit-Air-Source) | D5CUHAH24AAK |  |  | EA*5X37M21A* | *80VSL1102122B* | 23000 | 15.5 | 8.5 | 20600 | 18300 | 88.83% | 1.98 | 0 | 11 |  |  |  |  | R-454B | 1.9167 | Residential & Commercial | USHP | Ducted CEE Tier 1
216736084 | Central HP <5.4 tons | SMART COMFORT | HRCU-A-CB (Split System: Heat Pump with Remote Outdoor Unit-Air-Source) | D5CUHAH24AAK |  |  | EA*5X37M21A* | *97VTN1002120A* | 22800 | 16.5 | 8.5 | 20400 | 18300 | 89.71% | 1.98 | 0 | 11 |  |  |  |  | R-454B | 1.9 | Residential & Commercial | USHP | Ducted CEE Tier 1
216736350 | Central HP <5.4 tons | SMART COMFORT | HRCU-A-CB (Split System: Heat Pump with Remote Outdoor Unit-Air-Source) | D5CUHAH24AAK |  |  | ESH5X24M12A* | *80MSU0601716A* | 22600 | 16 | 8.1 | 21200 | 19000 | 89.62% | 1.85 | 0 | 10.5 |  |  |  |  | R-454B | 1.8833 | Residential & Commercial | USHP | Ducted CEE Tier 1
216735815 | Central HP <5.4 tons | SMART COMFORT | HRCU-A-CB (Split System: Heat Pump with Remote Outdoor Unit-Air-Source) | D5CUHAH24AAK |  |  | EA*5X37M21A* | *96MSN0601716A* | 23200 | 15.5 | 8.5 | 20800 | 18500 | 88.94% | 1.98 | 0 | 11 |  |  |  |  | R-454B | 1.9333 | Residential & Commercial | USHP | Ducted CEE Tier 1
216734947 | Central HP <5.4 tons | SMART COMFORT | HRCU-A-CB (Split System: Heat Pump with Remote Outdoor Unit-Air-Source) | D5CUHAH24AAK |  |  | EA*5X37M17A* | *80MS(N,L)0701716A* | 22800 | 16 | 8.5 | 20600 | 18400 | 89.32% | 1.96 | 0 | 11 |  |  |  |  | R-454B | 1.9 | Residential & Commercial | USHP | Ducted CEE Tier 1
213079282 | Central HP <5.4 tons | SMART COMFORT | HRCU-A-CB (Split System: Heat Pump with Remote Outdoor Unit-Air-Source) | DLCURAH36ABK |  |  | EA*4X48L24A* | *80MSU0802120A* | 35600 | 16.5 | 8.5 | 37800 | 34600 | 91.53% | 2.06 | 0 | 10 |  |  |  |  | R-410A | 2.9667 | Residential & Commercial | USHP | Ducted CEE Tier 1
212984058 | Central HP <5.4 tons | SMART COMFORT | HRCU-A-CB (Split System: Heat Pump with Remote Outdoor Unit-Air-Source) | DLCURAH24ABK |  |  | EA*4X30L17A* | *92MSN0601714A* | 23600 | 17 | 8.5 | 26400 | 24600 | 93.18% | 2.04 | 0 | 10 |  |  |  |  | R-410A | 1.9667 | Residential & Commercial | USHP | Ducted CEE Tier 1
213623710 | Central HP <5.4 tons | RUNTRU | HRCU-A-CB (Split System: Heat Pump with Remote Outdoor Unit-Air-Source) | E4HL5018A1000A | ADP |  | FG82936 | A951X040BU3SAB | 20000 | 15.2 | 8.5 | 18400 | 17600 | 95.65% | 1.85 | 0 | 9 |  |  |  |  | R-410A | 1.6667 | Residential & Commercial | USHP
213623683 | Central HP <5.4 tons | RUNTRU | HRCU-A-CB (Split System: Heat Pump with Remote Outdoor Unit-Air-Source) | E4HL5018A1000A | ADP |  | PL36H175P789 | A801X040BM2SCA | 20000 | 15.2 | 8.5 | 18400 | 17600 | 95.65% | 1.85 | 0 | 9 |  |  |  |  | R-410A | 1.6667 | Residential & Commercial | USHP
212986160 | Central HP <5.4 tons | SMART COMFORT | HRCU-A-CB (Split System: Heat Pump with Remote Outdoor Unit-Air-Source) | DLCURAH24ABK |  |  | EA*4X25L17A* | *96MSN0401410A* | 24000 | 16.5 | 8.5 | 25400 | 21800 | 85.83% | 1.82 | 0 | 10 |  |  |  |  | R-410A | 2 | Residential & Commercial | USHP | Ducted CEE Tier 1
212986196 | Central HP <5.4 tons | SMART COMFORT | HRCU-A-CB (Split System: Heat Pump with Remote Outdoor Unit-Air-Source) | DLCURAH24ABK |  |  | EA*4X36L17A* | *96MSN0401410A* | 23600 | 16 | 8.5 | 26200 | 24000 | 91.6% | 1.98 | 0 | 10 |  |  |  |  | R-410A | 1.9667 | Residential & Commercial | USHP | Ducted CEE Tier 1
213311188 | Central HP <5.4 tons | PAYNE HEATING AND COOLING | HRCU-A-CB (Split System: Heat Pump with Remote Outdoor Unit-Air-Source) | 38MURAQ36AB3* | ADP |  | C36A***L159+CBPE4B* | 0 | 37000 | 16 | 8.1 | 36800 | 34400 | 93.48% | 2 | 0 | 10 |  |  |  |  | R-410A | 3.0833 | Residential & Commercial | USHP | Ducted CEE Tier 1
213623735 | Central HP <5.4 tons | RUNTRU | HRCU-A-CB (Split System: Heat Pump with Remote Outdoor Unit-Air-Source) | E4HL5024A1000A | ADP |  | V,T36H175P159 | A801X060BM4SCA | 24000 | 15.2 | 8.5 | 22400 | 20600 | 91.96% | 1.85 | 0 | 9 |  |  |  |  | R-410A | 2 | Residential & Commercial | USHP
213623776 | Central HP <5.4 tons | RUNTRU | HRCU-A-CB (Split System: Heat Pump with Remote Outdoor Unit-Air-Source) | E4HL5024A1000A | ADP |  | PL36H210P179 | A951X060BU4SAB | 24000 | 15.2 | 8.5 | 22400 | 20600 | 91.96% | 1.85 | 0 | 9 |  |  |  |  | R-410A | 2 | Residential & Commercial | USHP
213623794 | Central HP <5.4 tons | RUNTRU | HRCU-A-CB (Split System: Heat Pump with Remote Outdoor Unit-Air-Source) | E4HL5024A1000A | ADP |  | PL36H210P179 | A952V040BU3SAD | 24000 | 15.2 | 8.5 | 22400 | 20600 | 91.96% | 1.85 | 0 | 9 |  |  |  |  | R-410A | 2 | Residential & Commercial | USHP
212989606 | Central HP <5.4 tons | SMART COMFORT | HRCU-A-CB (Split System: Heat Pump with Remote Outdoor Unit-Air-Source) | DLCURAH24ABK |  |  | EA*4X36L21A* | *95MSU0802120A* | 23600 | 17 | 8.5 | 26200 | 23800 | 90.84% | 1.98 | 0 | 10 |  |  |  |  | R-410A | 1.9667 | Residential & Commercial | USHP | Ducted CEE Tier 1
212988718 | Central HP <5.4 tons | SMART COMFORT | HRCU-A-CB (Split System: Heat Pump with Remote Outdoor Unit-Air-Source) | DLCURAH24ABK |  |  | EA*4X37L21A* | *95MSU0401712A* | 24200 | 17 | 8.5 | 25200 | 21400 | 84.92% | 1.8 | 0 | 10 |  |  |  |  | R-410A | 2.0167 | Residential & Commercial | USHP | Ducted CEE Tier 1
215295776 | Central HP <5.4 tons | AIRQUEST | HRCU-A-CB (Split System: Heat Pump with Remote Outdoor Unit-Air-Source) | DLCURAH36ABK | ADP |  | HG80936 | *96VTN1202422B* | 35600 | 16 | 8.5 | 36200 | 34200 | 94.48% | 2.02 | 0 | 10 |  |  |  |  | R-410A | 2.9667 | Residential & Commercial | USHP | Ducted CEE Tier 1
211264083 | Central HP <5.4 tons | PAYNE HEATING AND COOLING | HRCU-A-CB (Split System: Heat Pump with Remote Outdoor Unit-Air-Source) | 38MURAQ18AB3* |  |  | CNPV*3017AL* | PG80ESUA36040B** | 18600 | 16.5 | 8.5 | 19000 | 18200 | 95.79% | 2.2 | 0 | 11 |  |  |  |  | R-410A | 1.55 | Residential & Commercial | USHP | Ducted CEE Tier 1
211264401 | Central HP <5.4 tons | PAYNE HEATING AND COOLING | HRCU-A-CB (Split System: Heat Pump with Remote Outdoor Unit-Air-Source) | 38MURAQ18AB3* |  |  | CNPV*3017AL* | PG96VTAA36060A** | 18000 | 16 | 8.5 | 18600 | 18400 | 98.92% | 2.22 | 0 | 11 |  |  |  |  | R-410A | 1.5 | Residential & Commercial | USHP | Ducted CEE Tier 1
213607916 | Central HP <5.4 tons | NAPOLEON | HRCU-A-C (Split System: Heat Pump with Remote Outdoor Unit with No Indoor Fan --Air Source) | WSEHV2436RA1-N | ADP |  | *G34936 | 0 | 31600 | 15.2 | 8.5 | 32400 | 23600 | 72.84% | 1.8 | 0 | 9 |  |  |  |  | R-410A | 2.6333 | Residential & Commercial | USHP
216681061 | Central HP <5.4 tons | SMART COMFORT | HRCU-A-CB (Split System: Heat Pump with Remote Outdoor Unit-Air-Source) | DLCURAH36ABK |  |  | EA*4X43L21A* | *97VTN0802120A* | 36600 | 16 | 9 | 38500 | 34400 | 89.35% | 1.96 | 0 | 10 |  |  |  |  | R-410A | 3.05 | Residential & Commercial | USHP | Ducted CEE Tier 1
216735063 | Central HP <5.4 tons | SMART COMFORT | HRCU-A-CB (Split System: Heat Pump with Remote Outdoor Unit-Air-Source) | D5CUHAH24AAK |  |  | EA*5X37M17A* | *80VTL0451412B* | 23000 | 16.5 | 8.5 | 20800 | 18500 | 88.94% | 1.96 | 0 | 11 |  |  |  |  | R-454B | 1.9167 | Residential & Commercial | USHP | Ducted CEE Tier 1
216735147 | Central HP <5.4 tons | SMART COMFORT | HRCU-A-CB (Split System: Heat Pump with Remote Outdoor Unit-Air-Source) | D5CUHAH24AAK |  |  | EA*5X37M17A* | *92MSN0601714A* | 22800 | 16 | 8.5 | 20600 | 18400 | 89.32% | 1.96 | 0 | 11 |  |  |  |  | R-454B | 1.9 | Residential & Commercial | USHP | Ducted CEE Tier 1
212982249 | Central HP <5.4 tons | SMART COMFORT | HRCU-A-CB (Split System: Heat Pump with Remote Outdoor Unit-Air-Source) | DLCURAH24ABK |  |  | EA*4X24L17A* | *80MSU0401712A* | 23400 | 16.5 | 8.5 | 26400 | 25400 | 96.21% | 2.14 | 0 | 10 |  |  |  |  | R-410A | 1.95 | Residential & Commercial | USHP | Ducted CEE Tier 1
213250265 | Central HP <5.4 tons | COMFORT-AIRE | HRCU-A-C (Split System: Heat Pump with Remote Outdoor Unit with No Indoor Fan --Air Source) | A-VCD30SA-1 | ADP |  | *G8J936+TD | 0 | 29800 | 15.2 | 9.5 | 31400 | 26600 | 84.71% | 1.82 | 0 | 10.5 |  |  |  |  | R-410A | 2.4833 | Residential & Commercial | USHP | Ducted CEE Tier 1
212925409 | Central HP <5.4 tons | COMFORT-AIRE | HRCU-A-C (Split System: Heat Pump with Remote Outdoor Unit with No Indoor Fan --Air Source) | A-VCD18SA-1 | ADP |  | H,A,DG21924+TD | 0 | 17700 | 16 | 8.85 | 17100 | 14600 | 85.38% | 2.06 | 0 | 11.5 |  |  |  |  | R-410A | 1.475 | Residential & Commercial | USHP | Ducted CEE Tier 1
213613896 | Central HP <5.4 tons | KEEPRITE | HRCU-A-C (Split System: Heat Pump with Remote Outdoor Unit with No Indoor Fan --Air Source) | DLCURAH18ABK | ADP |  | H,GE21924+TD | 0 | 17700 | 16 | 8.85 | 17100 | 14600 | 85.38% | 2.06 | 0 | 11.5 |  |  |  |  | R-410A | 1.475 | Residential & Commercial | USHP | Ducted CEE Tier 1
212987828 | Central HP <5.4 tons | SMART COMFORT | HRCU-A-CB (Split System: Heat Pump with Remote Outdoor Unit-Air-Source) | DLCURAH24ABK |  |  | EN(A,D)4X36L21** | *96MSN0802120A* | 23600 | 17 | 8.5 | 26400 | 24200 | 91.67% | 2.02 | 0 | 10.5 |  |  |  |  | R-410A | 1.9667 | Residential & Commercial | USHP | Ducted CEE Tier 1
213623689 | Central HP <5.4 tons | RUNTRU | HRCU-A-CB (Split System: Heat Pump with Remote Outdoor Unit-Air-Source) | E4HL5018A1000A | ADP |  | FG80936 | A801X040BM2SCA | 20000 | 15.2 | 8.5 | 18400 | 17600 | 95.65% | 1.85 | 0 | 9 |  |  |  |  | R-410A | 1.6667 | Residential & Commercial | USHP
215472303 | Central HP <5.4 tons | TRANE | HRCU-A-CB (Split System: Heat Pump with Remote Outdoor Unit-Air-Source) | 4TWV8X48A1 | ASPEN |  | D(A,C,E)48C34+TDR | S9V2C100U5PSC+RP | 44000 | 18 | 8.2 | 44000 | 37000 | 84.09% | 2.2 | 0 | 11 |  |  |  |  | R-410A | 3.6667 | Residential & Commercial | USHP | Ducted CEE Tier 1
213623696 | Central HP <5.4 tons | RUNTRU | HRCU-A-CB (Split System: Heat Pump with Remote Outdoor Unit-Air-Source) | E4HL5018A1000A | ADP |  | FG33936 | A951X040BU3SAB | 20000 | 15.2 | 8.5 | 18400 | 17600 | 95.65% | 1.85 | 0 | 9 |  |  |  |  | R-410A | 1.6667 | Residential & Commercial | USHP
214279912 | Central HP <5.4 tons | SMART COMFORT | HRCU-A-CB (Split System: Heat Pump with Remote Outdoor Unit-Air-Source) | DLCURAH24ABK |  |  | EA*4X36L17A* | *96MSN0601716A* | 23400 | 16.5 | 9 | 25600 | 23800 | 92.97% | 1.96 | 0 | 10 |  |  |  |  | R-410A | 1.95 | Residential & Commercial | USHP | Ducted CEE Tier 1
214717444 | Central HP <5.4 tons | TEMPSTAR | HRCU-A-C (Split System: Heat Pump with Remote Outdoor Unit with No Indoor Fan --Air Source) | DLCURAH36ABK | ADP |  | H,GE32(1,2)36+TXV+TD | 0 | 34800 | 15.2 | 8.2 | 36200 | 31200 | 86.19% | 1.78 | 0 | 9.5 |  |  |  |  | R-410A | 2.9 | Residential & Commercial | USHP
211261169 | Central HP <5.4 tons | SMART COMFORT | HRCU-A-CB (Split System: Heat Pump with Remote Outdoor Unit-Air-Source) | DLCURAH18ABK |  |  | EA*4X25L17A* | *80ESU0601716A | 19100 | 16.5 | 8.5 | 18900 | 17300 | 91.53% | 2.12 | 0 | 11 |  |  |  |  | R-410A | 1.5917 | Residential & Commercial | USHP | Ducted CEE Tier 1
213623811 | Central HP <5.4 tons | RUNTRU | HRCU-A-CB (Split System: Heat Pump with Remote Outdoor Unit-Air-Source) | E4HL5024A1000A | ADP |  | PL36H210P179 | A952V060BU4SAD | 24000 | 15.2 | 8.5 | 22400 | 20600 | 91.96% | 1.85 | 0 | 9 |  |  |  |  | R-410A | 2 | Residential & Commercial | USHP
213613872 | Central HP <5.4 tons | KEEPRITE | HRCU-A-C (Split System: Heat Pump with Remote Outdoor Unit with No Indoor Fan --Air Source) | DLCURAH18ABK | ADP |  | H,GE31930+TD | 0 | 18000 | 16 | 9.2 | 17300 | 14600 | 84.39% | 2.14 | 0 | 11.7 |  |  |  |  | R-410A | 1.5 | Residential & Commercial | USHP | Ducted CEE Tier 1
211260892 | Central HP <5.4 tons | SMART COMFORT | HRCU-A-CB (Split System: Heat Pump with Remote Outdoor Unit-Air-Source) | DLCURAH18ABK |  |  | EA*4X25L17A* | *95ESN0401410A* | 18300 | 16 | 8.5 | 18200 | 17500 | 96.15% | 2.12 | 0 | 10.5 |  |  |  |  | R-410A | 1.525 | Residential & Commercial | USHP | Ducted CEE Tier 1
211260690 | Central HP <5.4 tons | SMART COMFORT | HRCU-A-CB (Split System: Heat Pump with Remote Outdoor Unit-Air-Source) | DLCURAH18ABK |  |  | EA*4X25L17A* | *80VSL0451412A* | 18300 | 16.5 | 8.5 | 18100 | 17500 | 96.69% | 2.12 | 0 | 11 |  |  |  |  | R-410A | 1.525 | Residential & Commercial | USHP | Ducted CEE Tier 1
212498315 | Central HP <5.4 tons | PAYNE HEATING AND COOLING | HRCU-A-CB (Split System: Heat Pump with Remote Outdoor Unit-Air-Source) | 38MURAQ24AB3* | ADP |  | CP2301A+TXV+TD | 0 | 22600 | 15.2 | 8.8 | 25600 | 25200 | 98.44% | 2.1 | 0 | 9.5 |  |  |  |  | R-410A | 1.8833 | Residential & Commercial | USHP
216738435 | Central HP <5.4 tons | SMART COMFORT | HRCU-A-CB (Split System: Heat Pump with Remote Outdoor Unit-Air-Source) | D5CUHAH24AAK |  |  | ESH5X36M12A* | *97CMN1002122B* | 23000 | 15.5 | 8.1 | 21000 | 18700 | 89.05% | 1.85 | 0 | 11 |  |  |  |  | R-454B | 1.9167 | Residential & Commercial | USHP | Ducted CEE Tier 1
216738337 | Central HP <5.4 tons | SMART COMFORT | HRCU-A-CB (Split System: Heat Pump with Remote Outdoor Unit-Air-Source) | D5CUHAH24AAK |  |  | ESH5X36M12A* | *80VTL0701716B* | 22800 | 16 | 8.1 | 20800 | 18500 | 88.94% | 1.85 | 0 | 11 |  |  |  |  | R-454B | 1.9 | Residential & Commercial | USHP | Ducted CEE Tier 1
216738360 | Central HP <5.4 tons | SMART COMFORT | HRCU-A-CB (Split System: Heat Pump with Remote Outdoor Unit-Air-Source) | D5CUHAH24AAK |  |  | ESH5X36M12A* | *80VTL1102122B* | 22800 | 15.2 | 8.1 | 21000 | 18600 | 88.57% | 1.85 | 0 | 10.5 |  |  |  |  | R-454B | 1.9 | Residential & Commercial | USHP | Ducted CEE Tier 1
216737383 | Central HP <5.4 tons | SMART COMFORT | HRCU-A-CB (Split System: Heat Pump with Remote Outdoor Unit-Air-Source) | D5CUHAH24AAK |  |  | ESH5X30M12A* | *95CSU0601716B* | 22400 | 15.5 | 8.1 | 21000 | 18800 | 89.52% | 1.85 | 0 | 10.5 |  |  |  |  | R-454B | 1.8667 | Residential & Commercial | USHP | Ducted CEE Tier 1
216738662 | Central HP <5.4 tons | SMART COMFORT | HRCU-A-CB (Split System: Heat Pump with Remote Outdoor Unit-Air-Source) | D5CUHAH24AAK |  |  | ESH5X36M12A* | *96VSN0801716B* | 22600 | 16 | 8.1 | 20800 | 18400 | 88.46% | 1.85 | 0 | 11 |  |  |  |  | R-454B | 1.8833 | Residential & Commercial | USHP | Ducted CEE Tier 1
215293509 | Central HP <5.4 tons | AIRQUEST | HRCU-A-CB (Split System: Heat Pump with Remote Outdoor Unit-Air-Source) | DLCURAH30ABK | ADP |  | H,GG32930 | *92MSN0801716A* | 29000 | 15.2 | 8.1 | 32400 | 27600 | 85.19% | 1.78 | 0 | 8.5 |  |  |  |  | R-410A | 2.4167 | Residential & Commercial | USHP
215293536 | Central HP <5.4 tons | AIRQUEST | HRCU-A-CB (Split System: Heat Pump with Remote Outdoor Unit-Air-Source) | DLCURAH30ABK | ADP |  | HG8J936 | *92MSN0801716A* | 29600 | 15.2 | 8.1 | 32400 | 27600 | 85.19% | 1.78 | 0 | 9 |  |  |  |  | R-410A | 2.4667 | Residential & Commercial | USHP
212987516 | Central HP <5.4 tons | SMART COMFORT | HRCU-A-CB (Split System: Heat Pump with Remote Outdoor Unit-Air-Source) | DLCURAH18ABK |  |  | EA*4X24L17A* | *96MSN0801716A* | 17700 | 16 | 8.5 | 18600 | 19400 | 104.3% | 2.32 | 0 | 10.5 |  |  |  |  | R-410A | 1.475 | Residential & Commercial | USHP | Ducted CEE Tier 1
212509279 | Central HP <5.4 tons | PAYNE HEATING AND COOLING | HRCU-A-CB (Split System: Heat Pump with Remote Outdoor Unit-Air-Source) | 38MURAQ24AB3* | ADP |  | H,PG81936 | PG95ESUA48060B** | 24600 | 17 | 8.5 | 24000 | 21000 | 87.5% | 1.8 | 0 | 10.5 |  |  |  |  | R-410A | 2.05 | Residential & Commercial | USHP | Ducted CEE Tier 1
211259991 | Central HP <5.4 tons | SMART COMFORT | HRCU-A-CB (Split System: Heat Pump with Remote Outdoor Unit-Air-Source) | DLCURAH18ABK |  |  | EA*4X19L17A* | *92ESN0401712A* | 18300 | 15.5 | 8.5 | 18400 | 17600 | 95.65% | 2.12 | 0 | 10.5 |  |  |  |  | R-410A | 1.525 | Residential & Commercial | USHP | Ducted CEE Tier 1
211260282 | Central HP <5.4 tons | SMART COMFORT | HRCU-A-CB (Split System: Heat Pump with Remote Outdoor Unit-Air-Source) | DLCURAH18ABK |  |  | EA*4X24L17A* | *96VSN0401410A* | 17400 | 16 | 8.5 | 18300 | 19200 | 104.9% | 2.3 | 0 | 10.5 |  |  |  |  | R-410A | 1.45 | Residential & Commercial | USHP | Ducted CEE Tier 1
216737485 | Central HP <5.4 tons | SMART COMFORT | HRCU-A-CB (Split System: Heat Pump with Remote Outdoor Unit-Air-Source) | D5CUHAH24AAK |  |  | ESH5X30M12A* | *92MSN0801716A* | 22200 | 16 | 8.1 | 20800 | 18700 | 89.9% | 1.9 | 0 | 11 |  |  |  |  | R-454B | 1.85 | Residential & Commercial | USHP | Ducted CEE Tier 1
216737410 | Central HP <5.4 tons | SMART COMFORT | HRCU-A-CB (Split System: Heat Pump with Remote Outdoor Unit-Air-Source) | D5CUHAH24AAK |  |  | ESH5X30M12A* | *97CMN0601714B* | 22200 | 15.2 | 8.1 | 21000 | 18800 | 89.52% | 1.9 | 0 | 10.5 |  |  |  |  | R-454B | 1.85 | Residential & Commercial | USHP | Ducted CEE Tier 1
213765021 | Central HP <5.4 tons | TEMPSTAR | HRCU-A-CB (Split System: Heat Pump with Remote Outdoor Unit-Air-Source) | DLCURAH30ABK | ADP |  | H,GE8J936+AEFE4B* | 0 | 30200 | 15.2 | 8.4 | 33400 | 27000 | 80.84% | 1.8 | 0 | 9 |  |  |  |  | R-410A | 2.5167 | Residential & Commercial | USHP
216737644 | Central HP <5.4 tons | SMART COMFORT | HRCU-A-CB (Split System: Heat Pump with Remote Outdoor Unit-Air-Source) | D5CUHAH24AAK |  |  | ESH5X30M12A* | *96VSN0601412B* | 22200 | 15.2 | 8.1 | 21000 | 18800 | 89.52% | 1.9 | 0 | 10.5 |  |  |  |  | R-454B | 1.85 | Residential & Commercial | USHP | Ducted CEE Tier 1
212973230 | Central HP <5.4 tons | SMART COMFORT | HRCU-A-CB (Split System: Heat Pump with Remote Outdoor Unit-Air-Source) | DLCURAH24ABK |  |  | EA*4X36L21A* | *96VSN0401712B* | 23400 | 16.5 | 8.5 | 26200 | 24200 | 92.37% | 2 | 0 | 10 |  |  |  |  | R-410A | 1.95 | Residential & Commercial | USHP | Ducted CEE Tier 1
212973380 | Central HP <5.4 tons | SMART COMFORT | HRCU-A-CB (Split System: Heat Pump with Remote Outdoor Unit-Air-Source) | DLCURAH18ABK |  |  | EN(A,D)4X24L17** | *96VSN0601412B* | 17500 | 16 | 8.5 | 18500 | 19200 | 103.8% | 2.3 | 0 | 10.5 |  |  |  |  | R-410A | 1.4583 | Residential & Commercial | USHP | Ducted CEE Tier 1
213334143 | Central HP <5.4 tons | SAMSUNG | HRCU-A-CB (Split System: Heat Pump with Remote Outdoor Unit-Air-Source) | AC036BXUPCH | ADP |  | HE81936+AEFE4B* | 0 | 36000 | 18 | 8.4 | 33000 | 34200 | 103.6% | 1.8 | 0 | 10.5 |  |  |  |  | R-410A | 3 | Residential & Commercial | USHP | Ducted CEE Tier 1
213623757 | Central HP <5.4 tons | RUNTRU | HRCU-A-CB (Split System: Heat Pump with Remote Outdoor Unit-Air-Source) | E4HL5024A1000A | ADP |  | PL36H210P179 | A951X040BU3SAB | 24000 | 15.2 | 8.5 | 22400 | 20600 | 91.96% | 1.85 | 0 | 9 |  |  |  |  | R-410A | 2 | Residential & Commercial | USHP
213623772 | Central HP <5.4 tons | RUNTRU | HRCU-A-CB (Split System: Heat Pump with Remote Outdoor Unit-Air-Source) | E4HL5024A1000A | ADP |  | PL36H175P789 | A951X060BU4SAB | 24000 | 15.2 | 8.5 | 22400 | 20600 | 91.96% | 1.85 | 0 | 9 |  |  |  |  | R-410A | 2 | Residential & Commercial | USHP
212407337 | Central HP <5.4 tons | PAYNE HEATING AND COOLING | HRCU-A-CB (Split System: Heat Pump with Remote Outdoor Unit-Air-Source) | 38MURAQ24AB3* | ADP |  | H,PG7J936 | PG92ESAA60080C** | 25000 | 17 | 8.5 | 25000 | 21400 | 85.6% | 1.82 | 0 | 10.5 |  |  |  |  | R-410A | 2.0833 | Residential & Commercial | USHP | Ducted CEE Tier 1
216738005 | Central HP <5.4 tons | SMART COMFORT | HRCU-A-CB (Split System: Heat Pump with Remote Outdoor Unit-Air-Source) | D5CUHAH24AAK |  |  | ESH5X36M12A* | *80MS(N,L)0451412A* | 22800 | 15.5 | 8.1 | 20800 | 18500 | 88.94% | 1.9 | 0 | 10.5 |  |  |  |  | R-454B | 1.9 | Residential & Commercial | USHP | Ducted CEE Tier 1
216737588 | Central HP <5.4 tons | SMART COMFORT | HRCU-A-CB (Split System: Heat Pump with Remote Outdoor Unit-Air-Source) | D5CUHAH24AAK |  |  | ESH5X30M12A* | *96MSN1002120A* | 22600 | 15.2 | 8.1 | 21000 | 18900 | 90% | 1.85 | 0 | 10.5 |  |  |  |  | R-454B | 1.8833 | Residential & Commercial | USHP | Ducted CEE Tier 1
216737689 | Central HP <5.4 tons | SMART COMFORT | HRCU-A-CB (Split System: Heat Pump with Remote Outdoor Unit-Air-Source) | D5CUHAH24AAK |  |  | ESH5X30M12A* | *96VSN1202422B* | 22800 | 15.5 | 8.5 | 21200 | 19000 | 89.62% | 1.96 | 0 | 10.5 |  |  |  |  | R-454B | 1.9 | Residential & Commercial | USHP | Ducted CEE Tier 1
216737721 | Central HP <5.4 tons | SMART COMFORT | HRCU-A-CB (Split System: Heat Pump with Remote Outdoor Unit-Air-Source) | D5CUHAH24AAK |  |  | ESH5X30M12A* | *95MSU0802120A* | 22800 | 16 | 8.5 | 21200 | 19000 | 89.62% | 1.96 | 0 | 10.5 |  |  |  |  | R-454B | 1.9 | Residential & Commercial | USHP | Ducted CEE Tier 1
216737888 | Central HP <5.4 tons | SMART COMFORT | HRCU-A-CB (Split System: Heat Pump with Remote Outdoor Unit-Air-Source) | D5CUHAH24AAK |  |  | ESH5X30M12A* | *96VTN1202422B* | 22800 | 15.5 | 8.1 | 21200 | 19000 | 89.62% | 1.85 | 0 | 10.5 |  |  |  |  | R-454B | 1.9 | Residential & Commercial | USHP | Ducted CEE Tier 1
216738259 | Central HP <5.4 tons | SMART COMFORT | HRCU-A-CB (Split System: Heat Pump with Remote Outdoor Unit-Air-Source) | D5CUHAH24AAK |  |  | ESH5X36M12A* | *80CTL0701412B* | 22600 | 16 | 8.1 | 20600 | 18400 | 89.32% | 1.85 | 0 | 10.5 |  |  |  |  | R-454B | 1.8833 | Residential & Commercial | USHP | Ducted CEE Tier 1
212925410 | Central HP <5.4 tons | COMFORT-AIRE | HRCU-A-C (Split System: Heat Pump with Remote Outdoor Unit with No Indoor Fan --Air Source) | A-VCD24SA-1 | ADP |  | H,A,DG21924+TD | 0 | 23000 | 16 | 8.8 | 23000 | 19600 | 85.22% | 1.84 | 0 | 10 |  |  |  |  | R-410A | 1.9167 | Residential & Commercial | USHP | Ducted CEE Tier 1
214717452 | Central HP <5.4 tons | TEMPSTAR | HRCU-A-C (Split System: Heat Pump with Remote Outdoor Unit with No Indoor Fan --Air Source) | DLCURAH24ABK | ADP |  | H,GE32936+TD | 0 | 24000 | 16 | 9.4 | 23400 | 19600 | 83.76% | 1.94 | 0 | 10.5 |  |  |  |  | R-410A | 2 | Residential & Commercial | USHP | Ducted CEE Tier 1
215472279 | Central HP <5.4 tons | TRANE | HRCU-A-CB (Split System: Heat Pump with Remote Outdoor Unit-Air-Source) | 4TWV0X24A1 | ASPEN |  | D(A,C,E)36C34+TDR | S9V2B060U4PSB+RP | 22400 | 18.5 | 8.2 | 20200 | 16900 | 83.66% | 2.53 | 0 | 12.6 |  |  |  |  | R-410A | 1.8667 | Residential & Commercial | USHP | Ducted CEE Tier 1
213080156 | Central HP <5.4 tons | SMART COMFORT | HRCU-A-CB (Split System: Heat Pump with Remote Outdoor Unit-Air-Source) | DLCURAH36ABK |  |  | EA*4X37L21A* | *96MSN0802120A* | 36400 | 16 | 8.5 | 38000 | 34800 | 91.58% | 2.06 | 0 | 10 |  |  |  |  | R-410A | 3.0333 | Residential & Commercial | USHP | Ducted CEE Tier 1
211260555 | Central HP <5.4 tons | SMART COMFORT | HRCU-A-CB (Split System: Heat Pump with Remote Outdoor Unit-Air-Source) | DLCURAH18ABK |  |  | EA*4X24L17A* | *80ES(N,L)0451712A* | 18500 | 15.5 | 9 | 19400 | 18600 | 95.88% | 2.24 | 0 | 10.5 |  |  |  |  | R-410A | 1.5417 | Residential & Commercial | USHP | Ducted CEE Tier 1
211260973 | Central HP <5.4 tons | SMART COMFORT | HRCU-A-CB (Split System: Heat Pump with Remote Outdoor Unit-Air-Source) | DLCURAH18ABK |  |  | EA*4X25L17A* | *96VTN0601714A* | 18200 | 16 | 8.5 | 18100 | 17500 | 96.69% | 2.12 | 0 | 10.5 |  |  |  |  | R-410A | 1.5167 | Residential & Commercial | USHP | Ducted CEE Tier 1
211260854 | Central HP <5.4 tons | SMART COMFORT | HRCU-A-CB (Split System: Heat Pump with Remote Outdoor Unit-Air-Source) | DLCURAH18ABK |  |  | EA*4X25L17A* | *96VTN0401712A* | 18200 | 15.5 | 8.5 | 18200 | 17500 | 96.15% | 2.12 | 0 | 10.5 |  |  |  |  | R-410A | 1.5167 | Residential & Commercial | USHP | Ducted CEE Tier 1
211259852 | Central HP <5.4 tons | SMART COMFORT | HRCU-A-CB (Split System: Heat Pump with Remote Outdoor Unit-Air-Source) | DLCURAH18ABK |  |  | EA*4X19L17A* | *96VTN0601412A* | 18400 | 16 | 8.5 | 18400 | 17600 | 95.65% | 2.12 | 0 | 11 |  |  |  |  | R-410A | 1.5333 | Residential & Commercial | USHP | Ducted CEE Tier 1
213623688 | Central HP <5.4 tons | RUNTRU | HRCU-A-CB (Split System: Heat Pump with Remote Outdoor Unit-Air-Source) | E4HL5018A1000A | ADP |  | FG47936 | A801X040BM2SCA | 20000 | 15.2 | 8.5 | 18400 | 17600 | 95.65% | 1.85 | 0 | 9 |  |  |  |  | R-410A | 1.6667 | Residential & Commercial | USHP
212509266 | Central HP <5.4 tons | PAYNE HEATING AND COOLING | HRCU-A-CB (Split System: Heat Pump with Remote Outdoor Unit-Air-Source) | 38MURAQ24AB3* | ADP |  | H,PG81936 | PG95ESAA30040A** | 24600 | 15.2 | 8.5 | 24600 | 20800 | 84.55% | 1.76 | 0 | 10 |  |  |  |  | R-410A | 2.05 | Residential & Commercial | USHP | Ducted CEE Tier 1
212509267 | Central HP <5.4 tons | PAYNE HEATING AND COOLING | HRCU-A-CB (Split System: Heat Pump with Remote Outdoor Unit-Air-Source) | 38MURAQ24AB3* | ADP |  | H,PG7J936 | PG95ESAA36040B** | 24000 | 15.2 | 8.5 | 24800 | 22200 | 89.52% | 1.84 | 0 | 9.5 |  |  |  |  | R-410A | 2 | Residential & Commercial | USHP
214801869 | Central HP <5.4 tons | TEMPSTAR | HRCU-A-C (Split System: Heat Pump with Remote Outdoor Unit with No Indoor Fan --Air Source) | DLCURAH24ABK | ADP |  | CE(P,V)3617G349 | 0 | 24000 | 16 | 9.5 | 23400 | 19600 | 83.76% | 1.95 | 0 | 10.5 |  |  |  |  | R-410A | 2 | Residential & Commercial | USHP | Ducted CEE Tier 1
216733893 | Central HP <5.4 tons | SMART COMFORT | HRCU-A-CB (Split System: Heat Pump with Remote Outdoor Unit-Air-Source) | D5CUHAH24AAK |  |  | EA*5X30M17A* | *80VSL0451412B* | 22200 | 16.5 | 8.1 | 20800 | 18700 | 89.9% | 1.85 | 0 | 10.5 |  |  |  |  | R-454B | 1.85 | Residential & Commercial | USHP | Ducted CEE Tier 1
216733711 | Central HP <5.4 tons | SMART COMFORT | HRCU-A-CB (Split System: Heat Pump with Remote Outdoor Unit-Air-Source) | D5CUHAH24AAK |  |  | EA*5X30M14A* | *80VTL0451412B* | 22000 | 16 | 8.1 | 20800 | 18700 | 89.9% | 1.85 | 0 | 10.5 |  |  |  |  | R-454B | 1.8333 | Residential & Commercial | USHP | Ducted CEE Tier 1
216734127 | Central HP <5.4 tons | SMART COMFORT | HRCU-A-CB (Split System: Heat Pump with Remote Outdoor Unit-Air-Source) | D5CUHAH24AAK |  |  | EA*5X30M17A* | *96MSN0601716A* | 22000 | 15.5 | 8.1 | 20800 | 18800 | 90.38% | 1.9 | 0 | 10.5 |  |  |  |  | R-454B | 1.8333 | Residential & Commercial | USHP | Ducted CEE Tier 1
216732782 | Central HP <5.4 tons | SMART COMFORT | HRCU-A-CB (Split System: Heat Pump with Remote Outdoor Unit-Air-Source) | D5CUHAH24AAK |  |  | EA*5X24M17A* | *80CTL0451712B* | 22000 | 15.5 | 8.5 | 21000 | 19200 | 91.43% | 1.98 | 0 | 10.5 |  |  |  |  | R-454B | 1.8333 | Residential & Commercial | USHP | Ducted CEE Tier 1
216734958 | Central HP <5.4 tons | SMART COMFORT | HRCU-A-CB (Split System: Heat Pump with Remote Outdoor Unit-Air-Source) | D5CUHAH24AAK |  |  | EA*5X37M17A* | *80MS(N,L)0901714A* | 22800 | 16 | 8.1 | 20600 | 18400 | 89.32% | 1.9 | 0 | 11 |  |  |  |  | R-454B | 1.9 | Residential & Commercial | USHP | Ducted CEE Tier 1
216734807 | Central HP <5.4 tons | SMART COMFORT | HRCU-A-CB (Split System: Heat Pump with Remote Outdoor Unit-Air-Source) | D5CUHAH24AAK |  |  | EA*5X36M17A* | *96VTN0601412B* | 22200 | 16 | 8.1 | 20800 | 18700 | 89.9% | 1.85 | 0 | 10.5 |  |  |  |  | R-454B | 1.85 | Residential & Commercial | USHP | Ducted CEE Tier 1
216735560 | Central HP <5.4 tons | SMART COMFORT | HRCU-A-CB (Split System: Heat Pump with Remote Outdoor Unit-Air-Source) | D5CUHAH24AAK |  |  | EA*5X37M21A* | *80MSU0401712A* | 23000 | 17 | 8.5 | 20600 | 18400 | 89.32% | 1.96 | 0 | 11 |  |  |  |  | R-454B | 1.9167 | Residential & Commercial | USHP | Ducted CEE Tier 1
216735358 | Central HP <5.4 tons | SMART COMFORT | HRCU-A-CB (Split System: Heat Pump with Remote Outdoor Unit-Air-Source) | D5CUHAH24AAK |  |  | EA*5X37M17A* | *96VTN0801716B* | 23000 | 16.5 | 8.5 | 20800 | 18500 | 88.94% | 1.96 | 0 | 11 |  |  |  |  | R-454B | 1.9167 | Residential & Commercial | USHP | Ducted CEE Tier 1
216735541 | Central HP <5.4 tons | SMART COMFORT | HRCU-A-CB (Split System: Heat Pump with Remote Outdoor Unit-Air-Source) | D5CUHAH24AAK |  |  | EA*5X37M21A* | *80VSL0902120B* | 23400 | 16 | 8.5 | 20800 | 18600 | 89.42% | 1.98 | 0 | 11 |  |  |  |  | R-454B | 1.95 | Residential & Commercial | USHP | Ducted CEE Tier 1
216735089 | Central HP <5.4 tons | SMART COMFORT | HRCU-A-CB (Split System: Heat Pump with Remote Outdoor Unit-Air-Source) | D5CUHAH24AAK |  |  | EA*5X37M17A* | *95CSU0601716B* | 22800 | 16 | 8.5 | 20800 | 18500 | 88.94% | 1.98 | 0 | 11 |  |  |  |  | R-454B | 1.9 | Residential & Commercial | USHP | Ducted CEE Tier 1
216644587 | Central HP <5.4 tons | SMART COMFORT | HRCU-A-CB (Split System: Heat Pump with Remote Outdoor Unit-Air-Source) | D5CUHAH18AAK |  |  | EA*5X30M17A* | OLV098A12* | 18200 | 15.2 | 9.5 | 20400 | 18400 | 90.2% | 1.94 | 0 | 11 |  |  |  |  | R-454B | 1.5167 | Residential & Commercial | USHP | Ducted CEE Tier 1
216734167 | Central HP <5.4 tons | SMART COMFORT | HRCU-A-CB (Split System: Heat Pump with Remote Outdoor Unit-Air-Source) | D5CUHAH24AAK |  |  | EA*5X30M17A* | *96VSN0601412B* | 22200 | 16 | 8.1 | 20800 | 18800 | 90.38% | 1.85 | 0 | 10.5 |  |  |  |  | R-454B | 1.85 | Residential & Commercial | USHP | Ducted CEE Tier 1
216734185 | Central HP <5.4 tons | SMART COMFORT | HRCU-A-CB (Split System: Heat Pump with Remote Outdoor Unit-Air-Source) | D5CUHAH24AAK |  |  | EA*5X30M17A* | *96VSN0801716B* | 22000 | 16 | 8.1 | 20800 | 18800 | 90.38% | 1.85 | 0 | 10.5 |  |  |  |  | R-454B | 1.8333 | Residential & Commercial | USHP | Ducted CEE Tier 1
214717448 | Central HP <5.4 tons | TEMPSTAR | HRCU-A-C (Split System: Heat Pump with Remote Outdoor Unit with No Indoor Fan --Air Source) | DLCURAH18ABK | ADP |  | H,GE30(1,2)24+TXV+TD | 0 | 18000 | 16 | 9.1 | 17300 | 14600 | 84.39% | 2.12 | 0 | 11.7 |  |  |  |  | R-410A | 1.5 | Residential & Commercial | USHP | Ducted CEE Tier 1
216733413 | Central HP <5.4 tons | SMART COMFORT | HRCU-A-CB (Split System: Heat Pump with Remote Outdoor Unit-Air-Source) | D5CUHAH24AAK |  |  | EA*5X25M17A* | *92MSN0801716A* | 22800 | 16.5 | 8.5 | 20600 | 18300 | 88.83% | 1.98 | 0 | 11 |  |  |  |  | R-454B | 1.9 | Residential & Commercial | USHP | Ducted CEE Tier 1
216733281 | Central HP <5.4 tons | SMART COMFORT | HRCU-A-CB (Split System: Heat Pump with Remote Outdoor Unit-Air-Source) | D5CUHAH24AAK |  |  | EA*5X25M17A* | *80CTL0451712B* | 23000 | 16 | 8.5 | 20800 | 18500 | 88.94% | 1.98 | 0 | 11 |  |  |  |  | R-454B | 1.9167 | Residential & Commercial | USHP | Ducted CEE Tier 1
216733290 | Central HP <5.4 tons | SMART COMFORT | HRCU-A-CB (Split System: Heat Pump with Remote Outdoor Unit-Air-Source) | D5CUHAH24AAK |  |  | EA*5X25M17A* | *80CTL0701412B* | 22800 | 16.5 | 8.5 | 20600 | 18300 | 88.83% | 1.96 | 0 | 11 |  |  |  |  | R-454B | 1.9 | Residential & Commercial | USHP | Ducted CEE Tier 1
216734158 | Central HP <5.4 tons | SMART COMFORT | HRCU-A-CB (Split System: Heat Pump with Remote Outdoor Unit-Air-Source) | D5CUHAH24AAK |  |  | EA*5X30M17A* | *96VSN0401712B* | 22000 | 15.5 | 8.1 | 20800 | 18800 | 90.38% | 1.9 | 0 | 10.5 |  |  |  |  | R-454B | 1.8333 | Residential & Commercial | USHP | Ducted CEE Tier 1
216733692 | Central HP <5.4 tons | SMART COMFORT | HRCU-A-CB (Split System: Heat Pump with Remote Outdoor Unit-Air-Source) | D5CUHAH24AAK |  |  | EA*5X30M14A* | *80VSL0701412B* | 22400 | 16.5 | 8.5 | 20800 | 18800 | 90.38% | 1.96 | 0 | 11 |  |  |  |  | R-454B | 1.8667 | Residential & Commercial | USHP | Ducted CEE Tier 1
216733851 | Central HP <5.4 tons | SMART COMFORT | HRCU-A-CB (Split System: Heat Pump with Remote Outdoor Unit-Air-Source) | D5CUHAH24AAK |  |  | EA*5X30M17A* | *80MS(N,L)0701412A* | 22200 | 16.5 | 8.1 | 20800 | 18800 | 90.38% | 1.85 | 0 | 10.5 |  |  |  |  | R-454B | 1.85 | Residential & Commercial | USHP | Ducted CEE Tier 1
216733951 | Central HP <5.4 tons | SMART COMFORT | HRCU-A-CB (Split System: Heat Pump with Remote Outdoor Unit-Air-Source) | D5CUHAH24AAK |  |  | EA*5X30M17A* | *80CTL0451712B* | 22200 | 16 | 8.1 | 20800 | 18800 | 90.38% | 1.85 | 0 | 10.5 |  |  |  |  | R-454B | 1.85 | Residential & Commercial | USHP | Ducted CEE Tier 1
213088495 | Central HP <5.4 tons | TEMPSTAR | HRCU-A-CB (Split System: Heat Pump with Remote Outdoor Unit-Air-Source) | DLCURAH30ABK | ADP |  | H,RG82936+AEFE4B* | 0 | 31200 | 15.2 | 8.5 | 33800 | 26400 | 78.11% | 1.86 | 0 | 9 |  |  |  |  | R-410A | 2.6 | Residential & Commercial | USHP
216974814 | Central HP <5.4 tons | BRYANT HEATING AND COOLING SYSTEMS | HRCU-A-CB (Split System: Heat Pump with Remote Outdoor Unit-Air-Source) | 293VAN048**AA* | ADP |  | PL60H210P17*+TXV | 83*CB48060C17*** | 44000 | 21 | 9.5 | 46500 | 36600 | 78.71% | 2 | 0 | 11 |  |  |  |  | R-454B | 3.6667 | Residential & Commercial | USHP | Ducted CEE Tier 1
216735958 | Central HP <5.4 tons | SMART COMFORT | HRCU-A-CB (Split System: Heat Pump with Remote Outdoor Unit-Air-Source) | D5CUHAH24AAK |  |  | EA*5X37M21A* | *96CTN0601714B* | 23000 | 16.5 | 8.5 | 20600 | 18400 | 89.32% | 1.94 | 0 | 11 |  |  |  |  | R-454B | 1.9167 | Residential & Commercial | USHP | Ducted CEE Tier 1
216736729 | Central HP <5.4 tons | SMART COMFORT | HRCU-A-CB (Split System: Heat Pump with Remote Outdoor Unit-Air-Source) | D5CUHAH24AAK |  |  | ESH5X24M12A* | *96VSN1202422B* | 22400 | 15.2 | 8.1 | 21200 | 19100 | 90.09% | 1.85 | 0 | 10.5 |  |  |  |  | R-454B | 1.8667 | Residential & Commercial | USHP | Ducted CEE Tier 1
216737229 | Central HP <5.4 tons | SMART COMFORT | HRCU-A-CB (Split System: Heat Pump with Remote Outdoor Unit-Air-Source) | D5CUHAH24AAK |  |  | ESH5X30M12A* | *80MSU0601716A* | 22800 | 16 | 8.5 | 21200 | 19000 | 89.62% | 1.96 | 0 | 10.5 |  |  |  |  | R-454B | 1.9 | Residential & Commercial | USHP | Ducted CEE Tier 1
216680607 | Central HP <5.4 tons | SMART COMFORT | HRCU-A-CB (Split System: Heat Pump with Remote Outdoor Unit-Air-Source) | DLCURAH24ABK |  |  | EHD4X36AAL | *97VTN0801716A* | 23800 | 16 | 8.5 | 25200 | 22400 | 88.89% | 1.75 | 0 | 10 |  |  |  |  | R-410A | 1.9833 | Residential & Commercial | USHP | Ducted CEE Tier 1
213623714 | Central HP <5.4 tons | RUNTRU | HRCU-A-CB (Split System: Heat Pump with Remote Outdoor Unit-Air-Source) | E4HL5018A1000A | ADP |  | FG33936 | A952V040BU3SAD | 20000 | 15.2 | 8.5 | 18400 | 17600 | 95.65% | 1.85 | 0 | 9 |  |  |  |  | R-410A | 1.6667 | Residential & Commercial | USHP
213623681 | Central HP <5.4 tons | RUNTRU | HRCU-A-CB (Split System: Heat Pump with Remote Outdoor Unit-Air-Source) | E4HL5018A1000A | ADP |  | V,T36H175P159 | A801X040BM2SCA | 20000 | 15.2 | 8.5 | 18400 | 17600 | 95.65% | 1.85 | 0 | 9 |  |  |  |  | R-410A | 1.6667 | Residential & Commercial | USHP
216737279 | Central HP <5.4 tons | SMART COMFORT | HRCU-A-CB (Split System: Heat Pump with Remote Outdoor Unit-Air-Source) | D5CUHAH24AAK |  |  | ESH5X30M12A* | *80CTL0701716B* | 22600 | 16 | 8.1 | 21000 | 18900 | 90% | 1.85 | 0 | 10.5 |  |  |  |  | R-454B | 1.8833 | Residential & Commercial | USHP | Ducted CEE Tier 1
216737428 | Central HP <5.4 tons | SMART COMFORT | HRCU-A-CB (Split System: Heat Pump with Remote Outdoor Unit-Air-Source) | D5CUHAH24AAK |  |  | ESH5X30M12A* | *97CMN0801714B* | 22200 | 15.2 | 8.1 | 20800 | 18700 | 89.9% | 1.9 | 0 | 10.5 |  |  |  |  | R-454B | 1.85 | Residential & Commercial | USHP | Ducted CEE Tier 1
212925366 | Central HP <5.4 tons | COMFORT-AIRE | HRCU-A-C (Split System: Heat Pump with Remote Outdoor Unit with No Indoor Fan --Air Source) | A-VCD30SA-1 | ADP |  | H,A,DG33936+TD | 0 | 29400 | 15.2 | 9.35 | 31200 | 26600 | 85.26% | 1.8 | 0 | 10 |  |  |  |  | R-410A | 2.45 | Residential & Commercial | USHP | Ducted CEE Tier 1
214717459 | Central HP <5.4 tons | TEMPSTAR | HRCU-A-C (Split System: Heat Pump with Remote Outdoor Unit with No Indoor Fan --Air Source) | DLCURAH30ABK | ADP |  | H,GE8J936+TD | 0 | 29800 | 15.2 | 9.5 | 31400 | 26600 | 84.71% | 1.82 | 0 | 10.5 |  |  |  |  | R-410A | 2.4833 | Residential & Commercial | USHP | Ducted CEE Tier 1
216737732 | Central HP <5.4 tons | SMART COMFORT | HRCU-A-CB (Split System: Heat Pump with Remote Outdoor Unit-Air-Source) | D5CUHAH24AAK |  |  | ESH5X30M12A* | *95MSU1002120A* | 22400 | 15.5 | 8.1 | 21000 | 18900 | 90% | 1.85 | 0 | 10.5 |  |  |  |  | R-454B | 1.8667 | Residential & Commercial | USHP | Ducted CEE Tier 1
216738066 | Central HP <5.4 tons | SMART COMFORT | HRCU-A-CB (Split System: Heat Pump with Remote Outdoor Unit-Air-Source) | D5CUHAH24AAK |  |  | ESH5X36M12A* | *80MS(N,L)0901714A* | 22600 | 16 | 8.1 | 20800 | 18500 | 88.94% | 1.85 | 0 | 11 |  |  |  |  | R-454B | 1.8833 | Residential & Commercial | USHP | Ducted CEE Tier 1
214717446 | Central HP <5.4 tons | TEMPSTAR | HRCU-A-C (Split System: Heat Pump with Remote Outdoor Unit with No Indoor Fan --Air Source) | DLCURAH36ABK | ADP |  | H,GE8J936+TD | 0 | 35600 | 15.2 | 8.45 | 36400 | 31200 | 85.71% | 1.82 | 0 | 9.5 |  |  |  |  | R-410A | 2.9667 | Residential & Commercial | USHP
213088478 | Central HP <5.4 tons | TEMPSTAR | HRCU-A-CB (Split System: Heat Pump with Remote Outdoor Unit-Air-Source) | DLCURAH18ABK | ADP |  | V,R36H***P449+AEFE3A* | 0 | 17800 | 17 | 9 | 17100 | 19400 | 113.5% | 2.4 | 0 | 11 |  |  |  |  | R-410A | 1.4833 | Residential & Commercial | USHP | Ducted CEE Tier 1
212509261 | Central HP <5.4 tons | PAYNE HEATING AND COOLING | HRCU-A-CB (Split System: Heat Pump with Remote Outdoor Unit-Air-Source) | 38MURAQ24AB3* | ADP |  | H,PG7J936 | PG92ESAA36040B** | 23400 | 16 | 8.5 | 24400 | 22600 | 92.62% | 1.88 | 0 | 9.5 |  |  |  |  | R-410A | 1.95 | Residential & Commercial | USHP
212509265 | Central HP <5.4 tons | PAYNE HEATING AND COOLING | HRCU-A-CB (Split System: Heat Pump with Remote Outdoor Unit-Air-Source) | 38MURAQ24AB3* | ADP |  | H,PG81936 | PG95ESAA30026A** | 23400 | 16 | 8.5 | 24000 | 23200 | 96.67% | 1.96 | 0 | 10 |  |  |  |  | R-410A | 1.95 | Residential & Commercial | USHP | Ducted CEE Tier 1
213623944 | Central HP <5.4 tons | RUNTRU | HRCU-A-CB (Split System: Heat Pump with Remote Outdoor Unit-Air-Source) | E4HL5060A1000A | ADP |  | FG49960 | A801X120DM5SCA | 47500 | 15.2 | 8.1 | 43000 | 33000 | 76.74% | 1.75 | 0 | 9.5 |  |  |  |  | R-410A | 3.9583 | Residential & Commercial | USHP
212441561 | Central HP <5.4 tons | PAYNE HEATING AND COOLING | HRCU-A-CB (Split System: Heat Pump with Remote Outdoor Unit-Air-Source) | 38MURAQ24AB3* | ADP |  | H,PG7J936 | PG95ESAA30026A** | 22800 | 16 | 8.5 | 24000 | 23200 | 96.67% | 1.96 | 0 | 9.5 |  |  |  |  | R-410A | 1.9 | Residential & Commercial | USHP
216680895 | Central HP <5.4 tons | SMART COMFORT | HRCU-A-CB (Split System: Heat Pump with Remote Outdoor Unit-Air-Source) | DLCURAH18ABK |  |  | EHD4X30AAL | *97VTN0801716A* | 17500 | 15.5 | 8.1 | 18000 | 18100 | 100.6% | 2 | 0 | 10.5 |  |  |  |  | R-410A | 1.4583 | Residential & Commercial | USHP | Ducted CEE Tier 1
213623699 | Central HP <5.4 tons | RUNTRU | HRCU-A-CB (Split System: Heat Pump with Remote Outdoor Unit-Air-Source) | E4HL5018A1000A | ADP |  | V,T36H175P159 | A951X040BU3SAB | 20000 | 15.2 | 8.5 | 18400 | 17600 | 95.65% | 1.85 | 0 | 9 |  |  |  |  | R-410A | 1.6667 | Residential & Commercial | USHP
213623717 | Central HP <5.4 tons | RUNTRU | HRCU-A-CB (Split System: Heat Pump with Remote Outdoor Unit-Air-Source) | E4HL5018A1000A | ADP |  | V,T36H175P159 | A952V040BU3SAD | 20000 | 15.2 | 8.5 | 18400 | 17600 | 95.65% | 1.85 | 0 | 9 |  |  |  |  | R-410A | 1.6667 | Residential & Commercial | USHP
213305954 | Central HP <5.4 tons | TEMPSTAR | HRCU-A-CB (Split System: Heat Pump with Remote Outdoor Unit-Air-Source) | DLCURAH18ABK | ADP |  | CP2301A+TXV+TD | 0 | 17100 | 15.2 | 8.6 | 17000 | 19300 | 113.5% | 2.3 | 0 | 10.5 |  |  |  |  | R-410A | 1.425 | Residential & Commercial | USHP | Ducted CEE Tier 1
216754788 | Central HP <5.4 tons | SMART COMFORT | HRCU-A-CB (Split System: Heat Pump with Remote Outdoor Unit-Air-Source) | D5CUHAH30AAK |  |  | EA*5X37M21A* | *80CSU0601716A* | 31800 | 15.2 | 9 | 34400 | 30200 | 87.79% | 1.8 | 0 | 9.5 |  |  |  |  | R-454B | 2.65 | Residential & Commercial | USHP
212986689 | Central HP <5.4 tons | SMART COMFORT | HRCU-A-CB (Split System: Heat Pump with Remote Outdoor Unit-Air-Source) | DLCURAH18ABK |  |  | EA*4X25L17A* | *96MSM0401712A* | 17700 | 15.5 | 8.1 | 17700 | 17800 | 100.6% | 2.14 | 0 | 10.5 |  |  |  |  | R-410A | 1.475 | Residential & Commercial | USHP | Ducted CEE Tier 1
212986712 | Central HP <5.4 tons | SMART COMFORT | HRCU-A-CB (Split System: Heat Pump with Remote Outdoor Unit-Air-Source) | DLCURAH18ABK |  |  | EN(A,D)4X24L17** | *96MSN0401712A* | 17500 | 15.2 | 8.5 | 18700 | 19200 | 102.7% | 2.3 | 0 | 10.5 |  |  |  |  | R-410A | 1.4583 | Residential & Commercial | USHP | Ducted CEE Tier 1
212987384 | Central HP <5.4 tons | SMART COMFORT | HRCU-A-CB (Split System: Heat Pump with Remote Outdoor Unit-Air-Source) | DLCURAH24ABK |  |  | EA*4X25L17A* | *96MSN0801716A* | 24400 | 17 | 8.5 | 25200 | 21600 | 85.71% | 1.8 | 0 | 10 |  |  |  |  | R-410A | 2.0333 | Residential & Commercial | USHP | Ducted CEE Tier 1
212986628 | Central HP <5.4 tons | SMART COMFORT | HRCU-A-CB (Split System: Heat Pump with Remote Outdoor Unit-Air-Source) | DLCURAH24ABK |  |  | EN(A,D)4X30L17** | *96MSN0401712A* | 23200 | 15.5 | 8.1 | 26000 | 24400 | 93.85% | 2.02 | 0 | 10 |  |  |  |  | R-410A | 1.9333 | Residential & Commercial | USHP | Ducted CEE Tier 1
216733960 | Central HP <5.4 tons | SMART COMFORT | HRCU-A-CB (Split System: Heat Pump with Remote Outdoor Unit-Air-Source) | D5CUHAH24AAK |  |  | EA*5X30M17A* | *80CTL0701412B* | 22200 | 16.5 | 8.1 | 20800 | 18700 | 89.9% | 1.85 | 0 | 10.5 |  |  |  |  | R-454B | 1.85 | Residential & Commercial | USHP | Ducted CEE Tier 1
216734014 | Central HP <5.4 tons | SMART COMFORT | HRCU-A-CB (Split System: Heat Pump with Remote Outdoor Unit-Air-Source) | D5CUHAH24AAK |  |  | EA*5X30M17A* | *95CSU0601716B* | 22200 | 16 | 8.1 | 20800 | 18800 | 90.38% | 1.85 | 0 | 10.5 |  |  |  |  | R-454B | 1.85 | Residential & Commercial | USHP | Ducted CEE Tier 1
216733812 | Central HP <5.4 tons | SMART COMFORT | HRCU-A-CB (Split System: Heat Pump with Remote Outdoor Unit-Air-Source) | D5CUHAH24AAK |  |  | EA*5X30M17A* | *80CSU0401712A* | 22800 | 17 | 8.5 | 21200 | 19000 | 89.62% | 1.94 | 0 | 11 |  |  |  |  | R-454B | 1.9 | Residential & Commercial | USHP | Ducted CEE Tier 1
216733092 | Central HP <5.4 tons | SMART COMFORT | HRCU-A-CB (Split System: Heat Pump with Remote Outdoor Unit-Air-Source) | D5CUHAH24AAK |  |  | EA*5X24M17A* | *96VTN0801716B* | 22200 | 16 | 8.5 | 21200 | 19200 | 90.57% | 1.96 | 0 | 10.5 |  |  |  |  | R-454B | 1.85 | Residential & Commercial | USHP | Ducted CEE Tier 1
216732742 | Central HP <5.4 tons | SMART COMFORT | HRCU-A-CB (Split System: Heat Pump with Remote Outdoor Unit-Air-Source) | D5CUHAH24AAK |  |  | EA*5X24M17A* | *80VSL0701716B* | 22000 | 16 | 8.5 | 21000 | 19100 | 90.95% | 1.96 | 0 | 10.5 |  |  |  |  | R-454B | 1.8333 | Residential & Commercial | USHP | Ducted CEE Tier 1
212407338 | Central HP <5.4 tons | PAYNE HEATING AND COOLING | HRCU-A-CB (Split System: Heat Pump with Remote Outdoor Unit-Air-Source) | 38MURAQ24AB3* | ADP |  | H,PG81936 | PG92ESAA60080C** | 25000 | 17 | 8.5 | 25000 | 21400 | 85.6% | 1.82 | 0 | 10.5 |  |  |  |  | R-410A | 2.0833 | Residential & Commercial | USHP | Ducted CEE Tier 1
213146613 | Central HP <5.4 tons | PAYNE HEATING AND COOLING | HRCU-A-CB (Split System: Heat Pump with Remote Outdoor Unit-Air-Source) | 38MURAQ24AB3* | ADP |  | V,C36H175P149+AEFE4B* | 0 | 24200 | 18 | 8.9 | 25000 | 22600 | 90.4% | 1.9 | 0 | 10.5 |  |  |  |  | R-410A | 2.0167 | Residential & Commercial | USHP | Ducted CEE Tier 1
212975263 | Central HP <5.4 tons | SMART COMFORT | HRCU-A-CB (Split System: Heat Pump with Remote Outdoor Unit-Air-Source) | DLCURAH24ABK |  |  | EA*4X24L17A* | *96VTN0401712B* | 23400 | 16 | 8.5 | 27000 | 26200 | 97.04% | 2.18 | 0 | 9.5 |  |  |  |  | R-410A | 1.95 | Residential & Commercial | USHP
212971167 | Central HP <5.4 tons | SMART COMFORT | HRCU-A-CB (Split System: Heat Pump with Remote Outdoor Unit-Air-Source) | DLCURAH24ABK |  |  | EA*4X30L17A* | *80VTL0451412B* | 23400 | 17 | 8.5 | 26200 | 24800 | 94.66% | 2.08 | 0 | 10 |  |  |  |  | R-410A | 1.95 | Residential & Commercial | USHP | Ducted CEE Tier 1
211261380 | Central HP <5.4 tons | SMART COMFORT | HRCU-A-CB (Split System: Heat Pump with Remote Outdoor Unit-Air-Source) | DLCURAH18ABK |  |  | EA*4X30L14A* | *96VTN0401410A* | 17500 | 16 | 8.5 | 18100 | 18600 | 102.8% | 2.24 | 0 | 10.5 |  |  |  |  | R-410A | 1.4583 | Residential & Commercial | USHP | Ducted CEE Tier 1
212986340 | Central HP <5.4 tons | SMART COMFORT | HRCU-A-CB (Split System: Heat Pump with Remote Outdoor Unit-Air-Source) | DLCURAH18ABK |  |  | EN(A,D)4X18L14** | *96MSN0401410A* | 17200 | 15.5 | 8.5 | 18500 | 19800 | 107% | 2.38 | 0 | 10.5 |  |  |  |  | R-410A | 1.4333 | Residential & Commercial | USHP | Ducted CEE Tier 1
215430605 | Central HP <5.4 tons | LUXAIRE | HRCU-A-CB (Split System: Heat Pump with Remote Outdoor Unit-Air-Source) | HH836E2S11 | ADP |  | H,YG80(1,2)36+TXV | TM9V060B12MP12 | 32600 | 17 | 8.5 | 29000 | 24800 | 85.52% | 2 | 0 | 11 |  |  |  |  | R-454B | 2.7167 | Residential & Commercial | USHP | Ducted CEE Tier 1
214717451 | Central HP <5.4 tons | TEMPSTAR | HRCU-A-C (Split System: Heat Pump with Remote Outdoor Unit with No Indoor Fan --Air Source) | DLCURAH24ABK | ADP |  | H,GE32(1,2)36+TXV+TD | 0 | 24000 | 16 | 9.4 | 23400 | 19600 | 83.76% | 1.94 | 0 | 10.5 |  |  |  |  | R-410A | 2 | Residential & Commercial | USHP | Ducted CEE Tier 1
212970014 | Central HP <5.4 tons | SMART COMFORT | HRCU-A-CB (Split System: Heat Pump with Remote Outdoor Unit-Air-Source) | DLCURAH18ABK |  |  | EN(A,D)4X24L17** | *80VSL0701716B* | 17700 | 16 | 8.5 | 18700 | 19100 | 102.1% | 2.3 | 0 | 11 |  |  |  |  | R-410A | 1.475 | Residential & Commercial | USHP | Ducted CEE Tier 1
212509268 | Central HP <5.4 tons | PAYNE HEATING AND COOLING | HRCU-A-CB (Split System: Heat Pump with Remote Outdoor Unit-Air-Source) | 38MURAQ24AB3* | ADP |  | H,PG81936 | PG95ESAA36040B** | 24200 | 15.2 | 8.5 | 24400 | 21200 | 86.89% | 1.78 | 0 | 10 |  |  |  |  | R-410A | 2.0167 | Residential & Commercial | USHP | Ducted CEE Tier 1
212509284 | Central HP <5.4 tons | PAYNE HEATING AND COOLING | HRCU-A-CB (Split System: Heat Pump with Remote Outdoor Unit-Air-Source) | 38MURAQ24AB3* | ADP |  | H,PG7J936 | PG96VTAA60100C** | 23600 | 17 | 8.5 | 24400 | 22400 | 91.8% | 1.9 | 0 | 9.5 |  |  |  |  | R-410A | 1.9667 | Residential & Commercial | USHP
213623707 | Central HP <5.4 tons | RUNTRU | HRCU-A-CB (Split System: Heat Pump with Remote Outdoor Unit-Air-Source) | E4HL5018A1000A | ADP |  | FG80936 | A951X040BU3SAB | 20000 | 15.2 | 8.5 | 18400 | 17600 | 95.65% | 1.85 | 0 | 9 |  |  |  |  | R-410A | 1.6667 | Residential & Commercial | USHP
213623722 | Central HP <5.4 tons | RUNTRU | HRCU-A-CB (Split System: Heat Pump with Remote Outdoor Unit-Air-Source) | E4HL5018A1000A | ADP |  | PL36H210P179 | A952V040BU3SAD | 20000 | 15.2 | 8.5 | 18400 | 17600 | 95.65% | 1.85 | 0 | 9 |  |  |  |  | R-410A | 1.6667 | Residential & Commercial | USHP
216737653 | Central HP <5.4 tons | SMART COMFORT | HRCU-A-CB (Split System: Heat Pump with Remote Outdoor Unit-Air-Source) | D5CUHAH24AAK |  |  | ESH5X30M12A* | *96VSN0601716B* | 22400 | 15.5 | 8.1 | 21000 | 18800 | 89.52% | 1.85 | 0 | 10.5 |  |  |  |  | R-454B | 1.8667 | Residential & Commercial | USHP | Ducted CEE Tier 1
216737710 | Central HP <5.4 tons | SMART COMFORT | HRCU-A-CB (Split System: Heat Pump with Remote Outdoor Unit-Air-Source) | D5CUHAH24AAK |  |  | ESH5X30M12A* | *95MSU0601716A* | 22400 | 16 | 8.1 | 21000 | 18800 | 89.52% | 1.85 | 0 | 10.5 |  |  |  |  | R-454B | 1.8667 | Residential & Commercial | USHP | Ducted CEE Tier 1
216734023 | Central HP <5.4 tons | SMART COMFORT | HRCU-A-CB (Split System: Heat Pump with Remote Outdoor Unit-Air-Source) | D5CUHAH24AAK |  |  | EA*5X30M17A* | *97CMN0601714B* | 22000 | 16 | 8.1 | 20800 | 18800 | 90.38% | 1.85 | 0 | 10.5 |  |  |  |  | R-454B | 1.8333 | Residential & Commercial | USHP | Ducted CEE Tier 1
213623935 | Central HP <5.4 tons | RUNTRU | HRCU-A-CB (Split System: Heat Pump with Remote Outdoor Unit-Air-Source) | E4HL5060A1000A | ADP |  | FG49960 | A801X080CM5SCA | 48000 | 15.2 | 8.1 | 43000 | 33000 | 76.74% | 1.75 | 0 | 9.5 |  |  |  |  | R-410A | 4 | Residential & Commercial | USHP
212441563 | Central HP <5.4 tons | PAYNE HEATING AND COOLING | HRCU-A-CB (Split System: Heat Pump with Remote Outdoor Unit-Air-Source) | 38MURAQ24AB3* | ADP |  | H,PG7J936 | PG95ESAA48080B** | 24800 | 15.2 | 8.5 | 25200 | 21600 | 85.71% | 1.8 | 0 | 10 |  |  |  |  | R-410A | 2.0667 | Residential & Commercial | USHP | Ducted CEE Tier 1
216733764 | Central HP <5.4 tons | SMART COMFORT | HRCU-A-CB (Split System: Heat Pump with Remote Outdoor Unit-Air-Source) | D5CUHAH24AAK |  |  | EA*5X30M14A* | *96VSN0401410B* | 22000 | 15.5 | 8.1 | 21000 | 18900 | 90% | 1.85 | 0 | 10.5 |  |  |  |  | R-454B | 1.8333 | Residential & Commercial | USHP | Ducted CEE Tier 1
216733071 | Central HP <5.4 tons | SMART COMFORT | HRCU-A-CB (Split System: Heat Pump with Remote Outdoor Unit-Air-Source) | D5CUHAH24AAK |  |  | EA*5X24M17A* | *96VTN0601412B* | 21800 | 16 | 8.5 | 21000 | 19200 | 91.43% | 1.98 | 0 | 10.5 |  |  |  |  | R-454B | 1.8167 | Residential & Commercial | USHP | Ducted CEE Tier 1
213145641 | Central HP <5.4 tons | TEMPSTAR | HRCU-A-CB (Split System: Heat Pump with Remote Outdoor Unit-Air-Source) | DLCURAH18ABK | ADP |  | PL36H***P449+AEFE3A* | 0 | 17800 | 17 | 9 | 17100 | 19400 | 113.5% | 2.4 | 0 | 11 |  |  |  |  | R-410A | 1.4833 | Residential & Commercial | USHP | Ducted CEE Tier 1
216738689 | Central HP <5.4 tons | SMART COMFORT | HRCU-A-CB (Split System: Heat Pump with Remote Outdoor Unit-Air-Source) | D5CUHAH24AAK |  |  | ESH5X36M12A* | *96VSN1202422B* | 22600 | 15.5 | 8.1 | 20800 | 18400 | 88.46% | 1.85 | 0 | 10.5 |  |  |  |  | R-454B | 1.8833 | Residential & Commercial | USHP | Ducted CEE Tier 1
216738553 | Central HP <5.4 tons | SMART COMFORT | HRCU-A-CB (Split System: Heat Pump with Remote Outdoor Unit-Air-Source) | D5CUHAH24AAK |  |  | ESH5X36M12A* | *96MSN0601716A* | 22400 | 15.2 | 8.1 | 20800 | 18400 | 88.46% | 1.85 | 0 | 10.5 |  |  |  |  | R-454B | 1.8667 | Residential & Commercial | USHP | Ducted CEE Tier 1
216738578 | Central HP <5.4 tons | SMART COMFORT | HRCU-A-CB (Split System: Heat Pump with Remote Outdoor Unit-Air-Source) | D5CUHAH24AAK |  |  | ESH5X36M12A* | *96MSM0802120A* | 22800 | 15.5 | 8.1 | 20800 | 18500 | 88.94% | 1.85 | 0 | 10.5 |  |  |  |  | R-454B | 1.9 | Residential & Commercial | USHP | Ducted CEE Tier 1
212984106 | Central HP <5.4 tons | SMART COMFORT | HRCU-A-CB (Split System: Heat Pump with Remote Outdoor Unit-Air-Source) | DLCURAH24ABK |  |  | EA*4X37L21A* | *92MSN0601714A* | 24200 | 17.5 | 8.5 | 25200 | 21600 | 85.71% | 1.82 | 0 | 10 |  |  |  |  | R-410A | 2.0167 | Residential & Commercial | USHP | Ducted CEE Tier 1
213623719 | Central HP <5.4 tons | RUNTRU | HRCU-A-CB (Split System: Heat Pump with Remote Outdoor Unit-Air-Source) | E4HL5018A1000A | ADP |  | PL36H175P789 | A952V040BU3SAD | 20000 | 15.2 | 8.5 | 18400 | 17600 | 95.65% | 1.85 | 0 | 9 |  |  |  |  | R-410A | 1.6667 | Residential & Commercial | USHP
214717447 | Central HP <5.4 tons | TEMPSTAR | HRCU-A-C (Split System: Heat Pump with Remote Outdoor Unit with No Indoor Fan --Air Source) | DLCURAH18ABK | ADP |  | H,GE31(1,2)30+TXV+TD | 0 | 18000 | 16 | 9.2 | 17300 | 14600 | 84.39% | 2.14 | 0 | 11.7 |  |  |  |  | R-410A | 1.5 | Residential & Commercial | USHP | Ducted CEE Tier 1
216755408 | Central HP <5.4 tons | SMART COMFORT | HRCU-A-CB (Split System: Heat Pump with Remote Outdoor Unit-Air-Source) | D5CUHAH30AAK |  |  | EA*5X43M21A* | *80VSL1102122B* | 31000 | 15.2 | 9 | 34200 | 30200 | 88.3% | 1.8 | 0 | 9.5 |  |  |  |  | R-454B | 2.5833 | Residential & Commercial | USHP
212509263 | Central HP <5.4 tons | PAYNE HEATING AND COOLING | HRCU-A-CB (Split System: Heat Pump with Remote Outdoor Unit-Air-Source) | 38MURAQ24AB3* | ADP |  | H,PG7J936 | PG92ESAA36060A** | 23000 | 17 | 8.5 | 24200 | 23800 | 98.35% | 2.02 | 0 | 9.5 |  |  |  |  | R-410A | 1.9167 | Residential & Commercial | USHP
213623680 | Central HP <5.4 tons | RUNTRU | HRCU-A-CB (Split System: Heat Pump with Remote Outdoor Unit-Air-Source) | E4HL5018A1000A | ADP |  | PL36H175P159 | A801X040BM2SCA | 20000 | 15.2 | 8.5 | 18400 | 17600 | 95.65% | 1.85 | 0 | 9 |  |  |  |  | R-410A | 1.6667 | Residential & Commercial | USHP
214395029 | Central HP <5.4 tons | SMART COMFORT | HRCU-A-CB (Split System: Heat Pump with Remote Outdoor Unit-Air-Source) | DLCURAH24ABK |  |  | EN(A,D)4X30L17** | *96MSM0601716A* | 23400 | 16.5 | 9 | 25800 | 24200 | 93.8% | 2 | 0 | 10 |  |  |  |  | R-410A | 1.95 | Residential & Commercial | USHP | Ducted CEE Tier 1
212984574 | Central HP <5.4 tons | SMART COMFORT | HRCU-A-CB (Split System: Heat Pump with Remote Outdoor Unit-Air-Source) | DLCURAH24ABK |  |  | EA*4X24L17A* | *92MSN0801716A* | 23200 | 17 | 9 | 26800 | 26800 | 100% | 2.3 | 0 | 10 |  |  |  |  | R-410A | 1.9333 | Residential & Commercial | USHP | Ducted CEE Tier 1
214717449 | Central HP <5.4 tons | TEMPSTAR | HRCU-A-C (Split System: Heat Pump with Remote Outdoor Unit with No Indoor Fan --Air Source) | DLCURAH18ABK | ADP |  | H,GE30924+TD | 0 | 18000 | 16 | 9.1 | 17300 | 14600 | 84.39% | 2.12 | 0 | 11.7 |  |  |  |  | R-410A | 1.5 | Residential & Commercial | USHP | Ducted CEE Tier 1
212988838 | Central HP <5.4 tons | SMART COMFORT | HRCU-A-CB (Split System: Heat Pump with Remote Outdoor Unit-Air-Source) | DLCURAH18ABK |  |  | EN(A,D)4X30L17** | *95MSU0401712A* | 17500 | 16 | 8.1 | 18000 | 18700 | 103.9% | 2.24 | 0 | 11 |  |  |  |  | R-410A | 1.4583 | Residential & Commercial | USHP | Ducted CEE Tier 1
212984190 | Central HP <5.4 tons | SMART COMFORT | HRCU-A-CB (Split System: Heat Pump with Remote Outdoor Unit-Air-Source) | DLCURAH18ABK |  |  | EA*4X25L17A* | *92MSN0601714A* | 18100 | 16.5 | 8.5 | 17900 | 17700 | 98.88% | 2.14 | 0 | 11 |  |  |  |  | R-410A | 1.5083 | Residential & Commercial | USHP | Ducted CEE Tier 1
212984742 | Central HP <5.4 tons | SMART COMFORT | HRCU-A-CB (Split System: Heat Pump with Remote Outdoor Unit-Air-Source) | DLCURAH18ABK |  |  | EA*4X30L17A* | *92MSN0801716A* | 17900 | 16.5 | 8.5 | 18500 | 18700 | 101.1% | 2.26 | 0 | 10.5 |  |  |  |  | R-410A | 1.4917 | Residential & Commercial | USHP | Ducted CEE Tier 1
211261000 | Central HP <5.4 tons | SMART COMFORT | HRCU-A-CB (Split System: Heat Pump with Remote Outdoor Unit-Air-Source) | DLCURAH18ABK |  |  | EA*4X25L17A* | *80ES(N,L)0451712A* | 19100 | 16 | 8.5 | 19000 | 17300 | 91.05% | 2.12 | 0 | 11 |  |  |  |  | R-410A | 1.5917 | Residential & Commercial | USHP | Ducted CEE Tier 1
212985344 | Central HP <5.4 tons | SMART COMFORT | HRCU-A-CB (Split System: Heat Pump with Remote Outdoor Unit-Air-Source) | DLCURAH24ABK |  |  | EA*4X36L21A* | *92MSN1002120A* | 23800 | 17.5 | 8.5 | 26200 | 23600 | 90.08% | 1.96 | 0 | 10 |  |  |  |  | R-410A | 1.9833 | Residential & Commercial | USHP | Ducted CEE Tier 1
211259674 | Central HP <5.4 tons | SMART COMFORT | HRCU-A-CB (Split System: Heat Pump with Remote Outdoor Unit-Air-Source) | DLCURAH18ABK |  |  | EA*4X19L17A* | *95ESU0401712A* | 18200 | 16.5 | 8.5 | 18100 | 17600 | 97.24% | 2.14 | 0 | 11 |  |  |  |  | R-410A | 1.5167 | Residential & Commercial | USHP | Ducted CEE Tier 1
211259740 | Central HP <5.4 tons | SMART COMFORT | HRCU-A-CB (Split System: Heat Pump with Remote Outdoor Unit-Air-Source) | DLCURAH18ABK |  |  | EA*4X19L17A* | *80ESU0401712A* | 19000 | 17 | 8.5 | 18900 | 17400 | 92.06% | 2.14 | 0 | 11 |  |  |  |  | R-410A | 1.5833 | Residential & Commercial | USHP | Ducted CEE Tier 1
212984634 | Central HP <5.4 tons | SMART COMFORT | HRCU-A-CB (Split System: Heat Pump with Remote Outdoor Unit-Air-Source) | DLCURAH24ABK |  |  | EA*4X37L17A* | *92MSN0801716A* | 24400 | 17.5 | 8.5 | 25400 | 21800 | 85.83% | 1.82 | 0 | 10.5 |  |  |  |  | R-410A | 2.0333 | Residential & Commercial | USHP | Ducted CEE Tier 1
216681512 | Central HP <5.4 tons | SMART COMFORT | HRCU-A-CB (Split System: Heat Pump with Remote Outdoor Unit-Air-Source) | DLCURAH24ABK |  |  | EA*4X36L21A* | *97VTN0802120A* | 24000 | 17 | 9 | 26000 | 22800 | 87.69% | 1.78 | 0 | 10 |  |  |  |  | R-410A | 2 | Residential & Commercial | USHP | Ducted CEE Tier 1
211260117 | Central HP <5.4 tons | SMART COMFORT | HRCU-A-CB (Split System: Heat Pump with Remote Outdoor Unit-Air-Source) | DLCURAH18ABK |  |  | EA*4X24L14A* | *80VTL0451412A* | 17600 | 16 | 8.5 | 18400 | 19100 | 103.8% | 2.3 | 0 | 10.5 |  |  |  |  | R-410A | 1.4667 | Residential & Commercial | USHP | Ducted CEE Tier 1
211260038 | Central HP <5.4 tons | SMART COMFORT | HRCU-A-CB (Split System: Heat Pump with Remote Outdoor Unit-Air-Source) | DLCURAH18ABK |  |  | EA*4X19L17A* | OMV098J12* | 18800 | 16 | 8.5 | 18800 | 17500 | 93.09% | 2.12 | 0 | 11 |  |  |  |  | R-410A | 1.5667 | Residential & Commercial | USHP | Ducted CEE Tier 1
216680655 | Central HP <5.4 tons | SMART COMFORT | HRCU-A-CB (Split System: Heat Pump with Remote Outdoor Unit-Air-Source) | DLCURAH24ABK |  |  | EN(A,D)4X36L21** | *97VTN0801716A* | 23400 | 16.5 | 9 | 25800 | 23800 | 92.25% | 1.78 | 0 | 10 |  |  |  |  | R-410A | 1.95 | Residential & Commercial | USHP | Ducted CEE Tier 1
216678771 | Central HP <5.4 tons | SMART COMFORT | HRCU-A-CB (Split System: Heat Pump with Remote Outdoor Unit-Air-Source) | DLCURAH36ABK |  |  | EHD4X42AAL | *97VTN0601716A* | 35800 | 15.2 | 8.5 | 38500 | 34600 | 89.87% | 1.82 | 0 | 9.8 |  |  |  |  | R-410A | 2.9833 | Residential & Commercial | USHP
216681094 | Central HP <5.4 tons | SMART COMFORT | HRCU-A-CB (Split System: Heat Pump with Remote Outdoor Unit-Air-Source) | DLCURAH36ABK |  |  | EHD4X36AAL | *97VTN0802120A* | 36000 | 15.2 | 8.5 | 38500 | 34600 | 89.87% | 1.78 | 0 | 9.8 |  |  |  |  | R-410A | 3 | Residential & Commercial | USHP
216679923 | Central HP <5.4 tons | SMART COMFORT | HRCU-A-CB (Split System: Heat Pump with Remote Outdoor Unit-Air-Source) | DLCURAH36ABK |  |  | EHD4X48AAL | *97VTN0801716A* | 35800 | 15.2 | 8.5 | 38500 | 34400 | 89.35% | 1.82 | 0 | 9.8 |  |  |  |  | R-410A | 2.9833 | Residential & Commercial | USHP
216679839 | Central HP <5.4 tons | SMART COMFORT | HRCU-A-CB (Split System: Heat Pump with Remote Outdoor Unit-Air-Source) | DLCURAH36ABK |  |  | EA*4X37L17A* | *97VTN0801716A* | 36000 | 15.2 | 8.5 | 38500 | 34600 | 89.87% | 1.92 | 0 | 10 |  |  |  |  | R-410A | 3 | Residential & Commercial | USHP | Ducted CEE Tier 1
212986724 | Central HP <5.4 tons | SMART COMFORT | HRCU-A-CB (Split System: Heat Pump with Remote Outdoor Unit-Air-Source) | DLCURAH18ABK |  |  | EN(A,D)4X30L17** | *96MSN0401712A* | 17400 | 15.5 | 8.1 | 18100 | 18700 | 103.3% | 2.24 | 0 | 10.5 |  |  |  |  | R-410A | 1.45 | Residential & Commercial | USHP | Ducted CEE Tier 1
213623938 | Central HP <5.4 tons | RUNTRU | HRCU-A-CB (Split System: Heat Pump with Remote Outdoor Unit-Air-Source) | E4HL5060A1000A | ADP |  | PL60H210P199 | A801X080CM5SCA | 48000 | 15.2 | 8.1 | 43000 | 33000 | 76.74% | 1.75 | 0 | 9.5 |  |  |  |  | R-410A | 4 | Residential & Commercial | USHP
216734896 | Central HP <5.4 tons | SMART COMFORT | HRCU-A-CB (Split System: Heat Pump with Remote Outdoor Unit-Air-Source) | D5CUHAH24AAK |  |  | EA*5X37M17A* | *80CSU0601716A* | 23600 | 17 | 8.5 | 21200 | 18800 | 88.68% | 1.94 | 0 | 11 |  |  |  |  | R-454B | 1.9667 | Residential & Commercial | USHP | Ducted CEE Tier 1
216734364 | Central HP <5.4 tons | SMART COMFORT | HRCU-A-CB (Split System: Heat Pump with Remote Outdoor Unit-Air-Source) | D5CUHAH24AAK |  |  | EA*5X36M17A* | *80MS(N,L)0451412A* | 22400 | 16 | 8.5 | 20800 | 18700 | 89.9% | 1.96 | 0 | 11 |  |  |  |  | R-454B | 1.8667 | Residential & Commercial | USHP | Ducted CEE Tier 1
216734345 | Central HP <5.4 tons | SMART COMFORT | HRCU-A-CB (Split System: Heat Pump with Remote Outdoor Unit-Air-Source) | D5CUHAH24AAK |  |  | EA*5X36M17A* | *80CSU0401712A* | 23000 | 17 | 8.5 | 21200 | 18900 | 89.15% | 1.94 | 0 | 11 |  |  |  |  | R-454B | 1.9167 | Residential & Commercial | USHP | Ducted CEE Tier 1
216736869 | Central HP <5.4 tons | SMART COMFORT | HRCU-A-CB (Split System: Heat Pump with Remote Outdoor Unit-Air-Source) | D5CUHAH24AAK |  |  | ESH5X24M12A* | *96VTN0802120B* | 22200 | 15.2 | 8.1 | 21000 | 19000 | 90.48% | 1.9 | 0 | 10.5 |  |  |  |  | R-454B | 1.85 | Residential & Commercial | USHP | Ducted CEE Tier 1
212441564 | Central HP <5.4 tons | PAYNE HEATING AND COOLING | HRCU-A-CB (Split System: Heat Pump with Remote Outdoor Unit-Air-Source) | 38MURAQ24AB3* | ADP |  | H,PG7J936 | PG96VTAA42060B** | 23600 | 16 | 8.5 | 25200 | 24000 | 95.24% | 2.02 | 0 | 10 |  |  |  |  | R-410A | 1.9667 | Residential & Commercial | USHP | Ducted CEE Tier 1
213305985 | Central HP <5.4 tons | TEMPSTAR | HRCU-A-CB (Split System: Heat Pump with Remote Outdoor Unit-Air-Source) | DLCURAH30ABK | ADP |  | CE3005A+TXV | 0 | 29800 | 15.2 | 8.2 | 33200 | 27000 | 81.33% | 1.78 | 0 | 8.5 |  |  |  |  | R-410A | 2.4833 | Residential & Commercial | USHP
213305986 | Central HP <5.4 tons | TEMPSTAR | HRCU-A-CB (Split System: Heat Pump with Remote Outdoor Unit-Air-Source) | DLCURAH30ABK | ADP |  | CE3005C+TXV | 0 | 29800 | 15.2 | 8.2 | 33200 | 27000 | 81.33% | 1.78 | 0 | 8.5 |  |  |  |  | R-410A | 2.4833 | Residential & Commercial | USHP
214595973 | Central HP <5.4 tons | INNOVAIR | HRCU-A-CB (Split System: Heat Pump with Remote Outdoor Unit-Air-Source) | SHV36H2R20 | ADP |  | HG24936+AEFE3A* | 0 | 33400 | 15.2 | 9.35 | 36800 | 31600 | 85.87% | 1.9 | 0 | 9.5 |  |  |  |  | R-410A | 2.7833 | Residential & Commercial | USHP
214728330 | Central HP <5.4 tons | INNOVAIR | HRCU-A-CB (Split System: Heat Pump with Remote Outdoor Unit-Air-Source) | SEV24H2R19 | ADP |  | SK1925 | 0 | 21400 | 15.2 | 8.6 | 23400 | 18000 | 76.92% | 1.96 | 0 | 9 |  |  |  |  | R-410A | 1.7833 | Residential & Commercial | USHP
216733455 | Central HP <5.4 tons | SMART COMFORT | HRCU-A-CB (Split System: Heat Pump with Remote Outdoor Unit-Air-Source) | D5CUHAH24AAK |  |  | EA*5X25M17A* | *96MSM0601716A* | 23200 | 15.5 | 8.5 | 20800 | 18500 | 88.94% | 1.98 | 0 | 11 |  |  |  |  | R-454B | 1.9333 | Residential & Commercial | USHP | Ducted CEE Tier 1
216734225 | Central HP <5.4 tons | SMART COMFORT | HRCU-A-CB (Split System: Heat Pump with Remote Outdoor Unit-Air-Source) | D5CUHAH24AAK |  |  | EA*5X30M17A* | *96CTN0601714B* | 22200 | 16.5 | 8.1 | 20800 | 18800 | 90.38% | 1.85 | 0 | 10.5 |  |  |  |  | R-454B | 1.85 | Residential & Commercial | USHP | Ducted CEE Tier 1
213305965 | Central HP <5.4 tons | TEMPSTAR | HRCU-A-CB (Split System: Heat Pump with Remote Outdoor Unit-Air-Source) | DLCURAH18ABK | ADP |  | CE2301C+TXV | 0 | 17400 | 17 | 8.6 | 17000 | 19300 | 113.5% | 2.3 | 0 | 10.5 |  |  |  |  | R-410A | 1.45 | Residential & Commercial | USHP | Ducted CEE Tier 1
212407333 | Central HP <5.4 tons | PAYNE HEATING AND COOLING | HRCU-A-CB (Split System: Heat Pump with Remote Outdoor Unit-Air-Source) | 38MURAQ24AB3* | ADP |  | H,PG7J936 | PG92ESAA42060B** | 24400 | 17 | 8.5 | 24600 | 21800 | 88.62% | 1.86 | 0 | 10 |  |  |  |  | R-410A | 2.0333 | Residential & Commercial | USHP | Ducted CEE Tier 1
213145650 | Central HP <5.4 tons | TEMPSTAR | HRCU-A-CB (Split System: Heat Pump with Remote Outdoor Unit-Air-Source) | DLCURAH30ABK | ADP |  | PL36H175P159+AEFE4B* | 0 | 31200 | 15.2 | 8.5 | 33800 | 26400 | 78.11% | 1.86 | 0 | 9 |  |  |  |  | R-410A | 2.6 | Residential & Commercial | USHP
213088492 | Central HP <5.4 tons | TEMPSTAR | HRCU-A-CB (Split System: Heat Pump with Remote Outdoor Unit-Air-Source) | DLCURAH30ABK | ADP |  | H,RG8J936+AEFE3A* | 0 | 30000 | 15.2 | 8.4 | 33400 | 27000 | 80.84% | 1.8 | 0 | 8.5 |  |  |  |  | R-410A | 2.5 | Residential & Commercial | USHP
211244565 | Central HP <5.4 tons | PAYNE HEATING AND COOLING | HRCU-A-CB (Split System: Heat Pump with Remote Outdoor Unit-Air-Source) | 38MURAQ24AB3* |  |  | CNPV*3017AL* | PG80VTLA36070A** | 24400 | 16.5 | 8.1 | 26400 | 22800 | 86.36% | 1.88 | 0 | 10.5 |  |  |  |  | R-410A | 2.0333 | Residential & Commercial | USHP | Ducted CEE Tier 1
211244697 | Central HP <5.4 tons | PAYNE HEATING AND COOLING | HRCU-A-CB (Split System: Heat Pump with Remote Outdoor Unit-Air-Source) | 38MURAQ24AB3* |  |  | CNPV*3017AL* | PG80ES(A,L)A36070B** | 24400 | 16.5 | 8.1 | 26400 | 22600 | 85.61% | 1.88 | 0 | 10.5 |  |  |  |  | R-410A | 2.0333 | Residential & Commercial | USHP | Ducted CEE Tier 1
211244765 | Central HP <5.4 tons | PAYNE HEATING AND COOLING | HRCU-A-CB (Split System: Heat Pump with Remote Outdoor Unit-Air-Source) | 38MURAQ24AB3* |  |  | CNPV*3017AL* | PG95ESAA48080B** | 24600 | 15.5 | 8.1 | 26800 | 22200 | 82.84% | 1.82 | 0 | 10 |  |  |  |  | R-410A | 2.05 | Residential & Commercial | USHP | Ducted CEE Tier 1
216754808 | Central HP <5.4 tons | SMART COMFORT | HRCU-A-CB (Split System: Heat Pump with Remote Outdoor Unit-Air-Source) | D5CUHAH30AAK |  |  | EA*5X43M21A* | *80CSU0601716A* | 31800 | 15.2 | 9 | 34400 | 30200 | 87.79% | 1.8 | 0 | 9.5 |  |  |  |  | R-454B | 2.65 | Residential & Commercial | USHP
216680835 | Central HP <5.4 tons | SMART COMFORT | HRCU-A-CB (Split System: Heat Pump with Remote Outdoor Unit-Air-Source) | DLCURAH18ABK |  |  | EA*4X19L17A* | *97VTN0801716A* | 17700 | 16.5 | 8.5 | 17700 | 17700 | 100% | 1.96 | 0 | 10.5 |  |  |  |  | R-410A | 1.475 | Residential & Commercial | USHP | Ducted CEE Tier 1
216680883 | Central HP <5.4 tons | SMART COMFORT | HRCU-A-CB (Split System: Heat Pump with Remote Outdoor Unit-Air-Source) | DLCURAH18ABK |  |  | EHD4X24AAL | *97VTN0801716A* | 17700 | 15.2 | 8.5 | 18400 | 18500 | 100.5% | 2.08 | 0 | 10.5 |  |  |  |  | R-410A | 1.475 | Residential & Commercial | USHP | Ducted CEE Tier 1
216732525 | Central HP <5.4 tons | SMART COMFORT | HRCU-A-CB (Split System: Heat Pump with Remote Outdoor Unit-Air-Source) | D5CUHAH24AAK |  |  | EA*5X24M14A* | *80VSL0451412B* | 21800 | 16 | 8.5 | 21000 | 19100 | 90.95% | 1.98 | 0 | 10.5 |  |  |  |  | R-454B | 1.8167 | Residential & Commercial | USHP | Ducted CEE Tier 1
216732892 | Central HP <5.4 tons | SMART COMFORT | HRCU-A-CB (Split System: Heat Pump with Remote Outdoor Unit-Air-Source) | D5CUHAH24AAK |  |  | EA*5X24M17A* | *92MSN0601714A* | 22000 | 16 | 8.5 | 21000 | 19100 | 90.95% | 1.96 | 0 | 10.5 |  |  |  |  | R-454B | 1.8333 | Residential & Commercial | USHP | Ducted CEE Tier 1
213623941 | Central HP <5.4 tons | RUNTRU | HRCU-A-CB (Split System: Heat Pump with Remote Outdoor Unit-Air-Source) | E4HL5060A1000A | ADP |  | FG52960 | A801X080CM5SCA | 48000 | 15.2 | 8.1 | 43000 | 33000 | 76.74% | 1.75 | 0 | 9.5 |  |  |  |  | R-410A | 4 | Residential & Commercial | USHP
212498319 | Central HP <5.4 tons | PAYNE HEATING AND COOLING | HRCU-A-CB (Split System: Heat Pump with Remote Outdoor Unit-Air-Source) | 38MURAQ24AB3* | ADP |  | CP3005A+TXV+TD | 0 | 23200 | 16 | 8.55 | 24800 | 22600 | 91.13% | 1.84 | 0 | 10 |  |  |  |  | R-410A | 1.9333 | Residential & Commercial | USHP | Ducted CEE Tier 1
214665275 | Central HP <5.4 tons | TEMPSTAR | HRCU-A-C (Split System: Heat Pump with Remote Outdoor Unit with No Indoor Fan --Air Source) | DLCURAH18ABK | ADP |  | H,GE31930+TD | 0 | 18000 | 16 | 9.2 | 17300 | 14600 | 84.39% | 2.14 | 0 | 11.7 |  |  |  |  | R-410A | 1.5 | Residential & Commercial | USHP | Ducted CEE Tier 1
216737348 | Central HP <5.4 tons | SMART COMFORT | HRCU-A-CB (Split System: Heat Pump with Remote Outdoor Unit-Air-Source) | D5CUHAH24AAK |  |  | ESH5X30M12A* | *80VTL0701716B* | 22400 | 15.5 | 8.1 | 21000 | 18800 | 89.52% | 1.85 | 0 | 10.5 |  |  |  |  | R-454B | 1.8667 | Residential & Commercial | USHP | Ducted CEE Tier 1
216737699 | Central HP <5.4 tons | SMART COMFORT | HRCU-A-CB (Split System: Heat Pump with Remote Outdoor Unit-Air-Source) | D5CUHAH24AAK |  |  | ESH5X30M12A* | *95MSU0401712A* | 22400 | 15.5 | 8.1 | 21000 | 18900 | 90% | 1.85 | 0 | 10.5 |  |  |  |  | R-454B | 1.8667 | Residential & Commercial | USHP | Ducted CEE Tier 1
211261041 | Central HP <5.4 tons | SMART COMFORT | HRCU-A-CB (Split System: Heat Pump with Remote Outdoor Unit-Air-Source) | DLCURAH18ABK |  |  | EA*4X25L17A* | *92ESN0601714A* | 18300 | 16.5 | 8.5 | 18000 | 17500 | 97.22% | 2.12 | 0 | 11 |  |  |  |  | R-410A | 1.525 | Residential & Commercial | USHP | Ducted CEE Tier 1
211261836 | Central HP <5.4 tons | SMART COMFORT | HRCU-A-CB (Split System: Heat Pump with Remote Outdoor Unit-Air-Source) | DLCURAH18ABK |  |  | EA*4X30L17A* | *80VTL0701716A* | 17500 | 16.5 | 8.5 | 17900 | 18600 | 103.9% | 2.24 | 0 | 10.5 |  |  |  |  | R-410A | 1.4583 | Residential & Commercial | USHP | Ducted CEE Tier 1
211260066 | Central HP <5.4 tons | SMART COMFORT | HRCU-A-CB (Split System: Heat Pump with Remote Outdoor Unit-Air-Source) | DLCURAH18ABK |  |  | EA*4X19L17A* | OMV112K14A | 18600 | 15.5 | 8.5 | 18700 | 17500 | 93.58% | 2.12 | 0 | 10.5 |  |  |  |  | R-410A | 1.55 | Residential & Commercial | USHP | Ducted CEE Tier 1
211260132 | Central HP <5.4 tons | SMART COMFORT | HRCU-A-CB (Split System: Heat Pump with Remote Outdoor Unit-Air-Source) | DLCURAH18ABK |  |  | EA*4X24L14A* | *95ESN0401410A* | 17700 | 15.5 | 8.5 | 18700 | 19000 | 101.6% | 2.28 | 0 | 10.5 |  |  |  |  | R-410A | 1.475 | Residential & Commercial | USHP | Ducted CEE Tier 1
213607641 | Central HP <5.4 tons | SMART COMFORT | HRCU-A-CB (Split System: Heat Pump with Remote Outdoor Unit-Air-Source) | DLCURAH24ABK |  |  | FTMA4B36L0C* | 0 | 24600 | 17.5 | 9 | 25800 | 22400 | 86.82% | 1.86 | 0 | 10.5 |  |  |  |  | R-410A | 2.05 | Residential & Commercial | USHP | Ducted CEE Tier 1
214229186 | Central HP <5.4 tons | SMART COMFORT | HRCU-A-CB (Split System: Heat Pump with Remote Outdoor Unit-Air-Source) | DLCURAH24ABK |  |  | EN(A,D)4X24L17** | *80MSU0601716A* | 23200 | 16.5 | 8.5 | 26800 | 23600 | 88.06% | 1.96 | 0 | 10 |  |  |  |  | R-410A | 1.9333 | Residential & Commercial | USHP | Ducted CEE Tier 1
213623691 | Central HP <5.4 tons | RUNTRU | HRCU-A-CB (Split System: Heat Pump with Remote Outdoor Unit-Air-Source) | E4HL5018A1000A | ADP |  | FG81936 | A801X040BM2SCA | 20000 | 15.2 | 8.5 | 18400 | 17600 | 95.65% | 1.85 | 0 | 9 |  |  |  |  | R-410A | 1.6667 | Residential & Commercial | USHP
213145649 | Central HP <5.4 tons | TEMPSTAR | HRCU-A-CB (Split System: Heat Pump with Remote Outdoor Unit-Air-Source) | DLCURAH30ABK | ADP |  | PL36H175P149+AEFE4B* | 0 | 30400 | 15.2 | 8.4 | 33400 | 27000 | 80.84% | 1.8 | 0 | 9 |  |  |  |  | R-410A | 2.5333 | Residential & Commercial | USHP
216733181 | Central HP <5.4 tons | SMART COMFORT | HRCU-A-CB (Split System: Heat Pump with Remote Outdoor Unit-Air-Source) | D5CUHAH24AAK |  |  | EA*5X25M17A* | *80MS(N,L)0701412A* | 23000 | 16.5 | 8.5 | 20600 | 18400 | 89.32% | 1.98 | 0 | 11 |  |  |  |  | R-454B | 1.9167 | Residential & Commercial | USHP | Ducted CEE Tier 1
216737768 | Central HP <5.4 tons | SMART COMFORT | HRCU-A-CB (Split System: Heat Pump with Remote Outdoor Unit-Air-Source) | D5CUHAH24AAK |  |  | ESH5X30M12A* | *96CTN0801714B* | 22400 | 16 | 8.1 | 21000 | 18800 | 89.52% | 1.85 | 0 | 10.5 |  |  |  |  | R-454B | 1.8667 | Residential & Commercial | USHP | Ducted CEE Tier 1
216737836 | Central HP <5.4 tons | SMART COMFORT | HRCU-A-CB (Split System: Heat Pump with Remote Outdoor Unit-Air-Source) | D5CUHAH24AAK |  |  | ESH5X30M12A* | *96VTN0601716B* | 22400 | 15.5 | 8.1 | 21000 | 18800 | 89.52% | 1.85 | 0 | 10.5 |  |  |  |  | R-454B | 1.8667 | Residential & Commercial | USHP | Ducted CEE Tier 1
216738161 | Central HP <5.4 tons | SMART COMFORT | HRCU-A-CB (Split System: Heat Pump with Remote Outdoor Unit-Air-Source) | D5CUHAH24AAK |  |  | ESH5X36M12A* | *80VSL0701716B* | 22600 | 16 | 8.1 | 20800 | 18400 | 88.46% | 1.85 | 0 | 11 |  |  |  |  | R-454B | 1.8833 | Residential & Commercial | USHP | Ducted CEE Tier 1
216738170 | Central HP <5.4 tons | SMART COMFORT | HRCU-A-CB (Split System: Heat Pump with Remote Outdoor Unit-Air-Source) | D5CUHAH24AAK |  |  | ESH5X36M12A* | *80VSL0901716B* | 22600 | 15.5 | 8.1 | 20600 | 18400 | 89.32% | 1.85 | 0 | 10.5 |  |  |  |  | R-454B | 1.8833 | Residential & Commercial | USHP | Ducted CEE Tier 1
212441565 | Central HP <5.4 tons | PAYNE HEATING AND COOLING | HRCU-A-CB (Split System: Heat Pump with Remote Outdoor Unit-Air-Source) | 38MURAQ24AB3* | ADP |  | H,PG7J936 | PG96VTAA48080B** | 24200 | 16 | 8.5 | 24600 | 22000 | 89.43% | 1.86 | 0 | 10 |  |  |  |  | R-410A | 2.0167 | Residential & Commercial | USHP | Ducted CEE Tier 1
212509269 | Central HP <5.4 tons | PAYNE HEATING AND COOLING | HRCU-A-CB (Split System: Heat Pump with Remote Outdoor Unit-Air-Source) | 38MURAQ24AB3* | ADP |  | H,PG7J936 | PG95ESAA36060A** | 24400 | 15.2 | 8.5 | 25000 | 22400 | 89.6% | 1.86 | 0 | 10 |  |  |  |  | R-410A | 2.0333 | Residential & Commercial | USHP | Ducted CEE Tier 1
212509283 | Central HP <5.4 tons | PAYNE HEATING AND COOLING | HRCU-A-CB (Split System: Heat Pump with Remote Outdoor Unit-Air-Source) | 38MURAQ24AB3* | ADP |  | H,PG81936 | PG96VTAA48080B** | 24200 | 17 | 8.5 | 24000 | 20800 | 86.67% | 1.78 | 0 | 10 |  |  |  |  | R-410A | 2.0167 | Residential & Commercial | USHP | Ducted CEE Tier 1
216735985 | Central HP <5.4 tons | SMART COMFORT | HRCU-A-CB (Split System: Heat Pump with Remote Outdoor Unit-Air-Source) | D5CUHAH24AAK |  |  | EA*5X37M21A* | *96CTN1002122B* | 23400 | 16 | 8.5 | 20800 | 18500 | 88.94% | 1.98 | 0 | 11 |  |  |  |  | R-454B | 1.95 | Residential & Commercial | USHP | Ducted CEE Tier 1
216735666 | Central HP <5.4 tons | SMART COMFORT | HRCU-A-CB (Split System: Heat Pump with Remote Outdoor Unit-Air-Source) | D5CUHAH24AAK |  |  | EA*5X37M21A* | *80VTL0902120B* | 23400 | 16 | 8.5 | 20800 | 18600 | 89.42% | 1.98 | 0 | 11 |  |  |  |  | R-454B | 1.95 | Residential & Commercial | USHP | Ducted CEE Tier 1
213623818 | Central HP <5.4 tons | RUNTRU | HRCU-A-CB (Split System: Heat Pump with Remote Outdoor Unit-Air-Source) | E4HL5024A1000A | ADP |  | FG82936 | A952V060BU4SAD | 24000 | 15.2 | 8.5 | 22400 | 20600 | 91.96% | 1.85 | 0 | 9 |  |  |  |  | R-410A | 2 | Residential & Commercial | USHP
211226305 | Central HP <5.4 tons | PAYNE HEATING AND COOLING | HRCU-A-CB (Split System: Heat Pump with Remote Outdoor Unit-Air-Source) | 38MURAQ36AB3* |  |  | CAP**3621AL* | PG80ESUA60100C** | 35200 | 16 | 8.1 | 38500 | 35200 | 91.43% | 1.82 | 0 | 9.5 |  |  |  |  | R-410A | 2.9333 | Residential & Commercial | USHP
211226507 | Central HP <5.4 tons | PAYNE HEATING AND COOLING | HRCU-A-CB (Split System: Heat Pump with Remote Outdoor Unit-Air-Source) | 38MURAQ36AB3* |  |  | CAP**3717AL* | PG80ES(A,L)A36070B** | 36000 | 15.2 | 8.1 | 38500 | 35000 | 90.91% | 2 | 0 | 9.5 |  |  |  |  | R-410A | 3 | Residential & Commercial | USHP
211227014 | Central HP <5.4 tons | PAYNE HEATING AND COOLING | HRCU-A-CB (Split System: Heat Pump with Remote Outdoor Unit-Air-Source) | 38MURAQ36AB3* |  |  | CAP**3721AL* | PG92ESAA60080C** | 37400 | 16 | 8.5 | 38500 | 34800 | 90.39% | 2.14 | 0 | 10 |  |  |  |  | R-410A | 3.1167 | Residential & Commercial | USHP | Ducted CEE Tier 1
211227284 | Central HP <5.4 tons | PAYNE HEATING AND COOLING | HRCU-A-CB (Split System: Heat Pump with Remote Outdoor Unit-Air-Source) | 38MURAQ36AB3* |  |  | CAP**4221AL* | PG80ES(A,L)A36045B** | 35200 | 15.5 | 8.1 | 38500 | 35000 | 90.91% | 1.86 | 0 | 9.5 |  |  |  |  | R-410A | 2.9333 | Residential & Commercial | USHP
211227691 | Central HP <5.4 tons | PAYNE HEATING AND COOLING | HRCU-A-CB (Split System: Heat Pump with Remote Outdoor Unit-Air-Source) | 38MURAQ36AB3* |  |  | CAP**4221AL* | PG96VTAA60080C** | 35000 | 16 | 8.1 | 38500 | 35000 | 90.91% | 1.86 | 0 | 9.5 |  |  |  |  | R-410A | 2.9167 | Residential & Commercial | USHP
216751522 | Central HP <5.4 tons | YORK | HRCU-A-CB (Split System: Heat Pump with Remote Outdoor Unit-Air-Source) | HH824E2S11 | ADP |  | H,YG34*36+TXV-BLEED | TM9Y040A10MP11 | 22800 | 16 | 8.9 | 21400 | 17600 | 82.24% | 1.98 | 0 | 11.7 |  |  |  |  | R-454B | 1.9 | Residential & Commercial | USHP | Ducted CEE Tier 1
211245015 | Central HP <5.4 tons | PAYNE HEATING AND COOLING | HRCU-A-CB (Split System: Heat Pump with Remote Outdoor Unit-Air-Source) | 38MURAQ24AB3* |  |  | CNPV*3617AL* | PG96VTAA48080B** | 24200 | 16.5 | 8.1 | 26200 | 23000 | 87.79% | 1.9 | 0 | 10.5 |  |  |  |  | R-410A | 2.0167 | Residential & Commercial | USHP | Ducted CEE Tier 1
214077327 | Central HP <5.4 tons | SAMSUNG | HRCU-A-CB (Split System: Heat Pump with Remote Outdoor Unit-Air-Source) | AC060BXUPCH | ADP |  | A60VLA+TXV+AEF60*XP* | 0 | 57000 | 17 | 9 | 51000 | 47500 | 93.14% | 1.8 | 0 | 8.5 |  |  |  |  | R-410A | 4.75 | Residential & Commercial | USHP
211227367 | Central HP <5.4 tons | PAYNE HEATING AND COOLING | HRCU-A-CB (Split System: Heat Pump with Remote Outdoor Unit-Air-Source) | 38MURAQ36AB3* |  |  | CAP**4221AL* | PG80ES(A,L)A60110C** | 35400 | 16 | 8.1 | 38500 | 35000 | 90.91% | 1.88 | 0 | 10 |  |  |  |  | R-410A | 2.95 | Residential & Commercial | USHP | Ducted CEE Tier 1
215425857 | Central HP <5.4 tons | LUXAIRE | HRCU-A-CB (Split System: Heat Pump with Remote Outdoor Unit-Air-Source) | HH824E2S11 | ADP |  | H,YE32*30+TXV-BLEED | TM8E100B12MP11 | 22200 | 17 | 8.65 | 21200 | 17700 | 83.49% | 1.94 | 0 | 11.5 |  |  |  |  | R-454B | 1.85 | Residential & Commercial | USHP | Ducted CEE Tier 1
214776311 | Central HP <5.4 tons | YORK | HRCU-A-CB (Split System: Heat Pump with Remote Outdoor Unit-Air-Source) | HH824E2S11 | ADP |  | CH360B*C+TXV | TL9E060B12UH11 | 22200 | 17 | 8.65 | 21200 | 17700 | 83.49% | 1.94 | 0 | 11 |  |  |  |  | R-454B | 1.85 | Residential & Commercial | USHP | Ducted CEE Tier 1
214776316 | Central HP <5.4 tons | YORK | HRCU-A-CB (Split System: Heat Pump with Remote Outdoor Unit-Air-Source) | HH824E2S11 | ADP |  | CV240**C+TXV | TM9E026A08MP12 | 21800 | 16 | 8.5 | 21200 | 17200 | 81.13% | 1.9 | 0 | 10 |  |  |  |  | R-454B | 1.8167 | Residential & Commercial | USHP | Ducted CEE Tier 1
213333621 | Central HP <5.4 tons | SAMSUNG | HRCU-A-CB (Split System: Heat Pump with Remote Outdoor Unit-Air-Source) | AC060BXUPCH | ADP |  | CV602*9+AEF60*XP* | 0 | 57000 | 17 | 9 | 51000 | 47500 | 93.14% | 1.8 | 0 | 8.5 |  |  |  |  | R-410A | 4.75 | Residential & Commercial | USHP
211226613 | Central HP <5.4 tons | PAYNE HEATING AND COOLING | HRCU-A-CB (Split System: Heat Pump with Remote Outdoor Unit-Air-Source) | 38MURAQ36AB3* |  |  | CAP**3717AL* | PG92ESAA36060A** | 36200 | 15.2 | 8.5 | 38500 | 35000 | 90.91% | 2.02 | 0 | 10 |  |  |  |  | R-410A | 3.0167 | Residential & Commercial | USHP | Ducted CEE Tier 1
213305966 | Central HP <5.4 tons | TEMPSTAR | HRCU-A-CB (Split System: Heat Pump with Remote Outdoor Unit-Air-Source) | DLCURAH18ABK | ADP |  | CE1801C+TXV | 0 | 17400 | 17 | 8.6 | 17000 | 19300 | 113.5% | 2.3 | 0 | 10.5 |  |  |  |  | R-410A | 1.45 | Residential & Commercial | USHP | Ducted CEE Tier 1
216733613 | Central HP <5.4 tons | SMART COMFORT | HRCU-A-CB (Split System: Heat Pump with Remote Outdoor Unit-Air-Source) | D5CUHAH24AAK |  |  | EA*5X25M17A* | *97VTN0601716A* | 23000 | 16.5 | 8.5 | 20600 | 18400 | 89.32% | 1.98 | 0 | 11 |  |  |  |  | R-454B | 1.9167 | Residential & Commercial | USHP | Ducted CEE Tier 1
216733978 | Central HP <5.4 tons | SMART COMFORT | HRCU-A-CB (Split System: Heat Pump with Remote Outdoor Unit-Air-Source) | D5CUHAH24AAK |  |  | EA*5X30M17A* | *80CTL0901716B* | 22000 | 16 | 8.1 | 20800 | 18700 | 89.9% | 1.9 | 0 | 10.5 |  |  |  |  | R-454B | 1.8333 | Residential & Commercial | USHP | Ducted CEE Tier 1
216644167 | Central HP <5.4 tons | SMART COMFORT | HRCU-A-CB (Split System: Heat Pump with Remote Outdoor Unit-Air-Source) | D5CUHAH18AAK |  |  | EA*5X19M17A* | *96VSN0601412B* | 18000 | 15.2 | 9 | 19800 | 17700 | 89.39% | 1.9 | 0 | 11 |  |  |  |  | R-454B | 1.5 | Residential & Commercial | USHP | Ducted CEE Tier 1
216738768 | Central HP <5.4 tons | SMART COMFORT | HRCU-A-CB (Split System: Heat Pump with Remote Outdoor Unit-Air-Source) | D5CUHAH24AAK |  |  | ESH5X36M12A* | *96CTN0801714B* | 22600 | 16 | 8.1 | 20800 | 18400 | 88.46% | 1.85 | 0 | 10.5 |  |  |  |  | R-454B | 1.8833 | Residential & Commercial | USHP | Ducted CEE Tier 1
216733988 | Central HP <5.4 tons | SMART COMFORT | HRCU-A-CB (Split System: Heat Pump with Remote Outdoor Unit-Air-Source) | D5CUHAH24AAK |  |  | EA*5X30M17A* | *80VTL0451412B* | 22200 | 16.5 | 8.1 | 20800 | 18700 | 89.9% | 1.85 | 0 | 10.5 |  |  |  |  | R-454B | 1.85 | Residential & Commercial | USHP | Ducted CEE Tier 1
216733151 | Central HP <5.4 tons | SMART COMFORT | HRCU-A-CB (Split System: Heat Pump with Remote Outdoor Unit-Air-Source) | D5CUHAH24AAK |  |  | EA*5X25M17A* | *80CSU0601716A* | 23600 | 17 | 8.5 | 21200 | 18700 | 88.21% | 1.96 | 0 | 11 |  |  |  |  | R-454B | 1.9667 | Residential & Commercial | USHP | Ducted CEE Tier 1
216733552 | Central HP <5.4 tons | SMART COMFORT | HRCU-A-CB (Split System: Heat Pump with Remote Outdoor Unit-Air-Source) | D5CUHAH24AAK |  |  | EA*5X25M17A* | *96CTN0601714B* | 23000 | 16.5 | 8.5 | 20800 | 18500 | 88.94% | 1.96 | 0 | 11 |  |  |  |  | R-454B | 1.9167 | Residential & Commercial | USHP | Ducted CEE Tier 1
216732819 | Central HP <5.4 tons | SMART COMFORT | HRCU-A-CB (Split System: Heat Pump with Remote Outdoor Unit-Air-Source) | D5CUHAH24AAK |  |  | EA*5X24M17A* | *80VTL0451412B* | 22000 | 16 | 8.5 | 21000 | 19100 | 90.95% | 1.96 | 0 | 10.5 |  |  |  |  | R-454B | 1.8333 | Residential & Commercial | USHP | Ducted CEE Tier 1
216732751 | Central HP <5.4 tons | SMART COMFORT | HRCU-A-CB (Split System: Heat Pump with Remote Outdoor Unit-Air-Source) | D5CUHAH24AAK |  |  | EA*5X24M17A* | *80VSL0901716B* | 21800 | 16 | 8.5 | 21000 | 19100 | 90.95% | 1.98 | 0 | 10.5 |  |  |  |  | R-454B | 1.8167 | Residential & Commercial | USHP | Ducted CEE Tier 1
216732534 | Central HP <5.4 tons | SMART COMFORT | HRCU-A-CB (Split System: Heat Pump with Remote Outdoor Unit-Air-Source) | D5CUHAH24AAK |  |  | EA*5X24M14A* | *80VSL0701412B* | 22200 | 16.5 | 8.5 | 21000 | 19200 | 91.43% | 1.96 | 0 | 10.5 |  |  |  |  | R-454B | 1.85 | Residential & Commercial | USHP | Ducted CEE Tier 1
213623740 | Central HP <5.4 tons | RUNTRU | HRCU-A-CB (Split System: Heat Pump with Remote Outdoor Unit-Air-Source) | E4HL5024A1000A | ADP |  | PL36H210P179 | A801X060BM4SCA | 24000 | 15.2 | 8.5 | 22400 | 20600 | 91.96% | 1.85 | 0 | 9 |  |  |  |  | R-410A | 2 | Residential & Commercial | USHP
211226284 | Central HP <5.4 tons | PAYNE HEATING AND COOLING | HRCU-A-CB (Split System: Heat Pump with Remote Outdoor Unit-Air-Source) | 38MURAQ36AB3* |  |  | CAP**3621AL* | PG80ES(A,L)A60110C** | 35200 | 16 | 8.1 | 38500 | 35200 | 91.43% | 1.82 | 0 | 9.5 |  |  |  |  | R-410A | 2.9333 | Residential & Commercial | USHP
214665276 | Central HP <5.4 tons | TEMPSTAR | HRCU-A-C (Split System: Heat Pump with Remote Outdoor Unit with No Indoor Fan --Air Source) | DLCURAH24ABK | ADP |  | H,GE31930+TD | 0 | 24000 | 16 | 9.2 | 23400 | 19600 | 83.76% | 1.9 | 0 | 10.5 |  |  |  |  | R-410A | 2 | Residential & Commercial | USHP | Ducted CEE Tier 1
215726316 | Central HP <5.4 tons | YORK | HRCU-A-CB (Split System: Heat Pump with Remote Outdoor Unit-Air-Source) | HH836E2S11 | ADP |  | H,YG81*36+TXV-BLEED | TM8V080B12MP12 | 32400 | 17 | 8.5 | 28800 | 24800 | 86.11% | 2 | 0 | 11 |  |  |  |  | R-454B | 2.7 | Residential & Commercial | USHP | Ducted CEE Tier 1
215726333 | Central HP <5.4 tons | YORK | HRCU-A-CB (Split System: Heat Pump with Remote Outdoor Unit-Air-Source) | HH836E2S11 | ADP |  | H,YG81*36+TXV | TM8V100C16MP12 | 33600 | 18 | 8.5 | 29600 | 25000 | 84.46% | 2 | 0 | 11 |  |  |  |  | R-454B | 2.8 | Residential & Commercial | USHP | Ducted CEE Tier 1
215726366 | Central HP <5.4 tons | YORK | HRCU-A-CB (Split System: Heat Pump with Remote Outdoor Unit-Air-Source) | HH836E2S11 | ADP |  | H,YG80*36+TXV | TM9Y080C16MP11 | 32800 | 19 | 8.5 | 29400 | 23800 | 80.95% | 2 | 0 | 11 |  |  |  |  | R-454B | 2.7333 | Residential & Commercial | USHP | Ducted CEE Tier 1
215726417 | Central HP <5.4 tons | YORK | HRCU-A-CB (Split System: Heat Pump with Remote Outdoor Unit-Air-Source) | HH836E2S11 | ADP |  | H,YG37*36+TXV-BLEED | Y81E100C16SMPS1 | 33400 | 19 | 8.5 | 29600 | 24800 | 83.78% | 2 | 0 | 11 |  |  |  |  | R-454B | 2.7833 | Residential & Commercial | USHP | Ducted CEE Tier 1
215726434 | Central HP <5.4 tons | YORK | HRCU-A-CB (Split System: Heat Pump with Remote Outdoor Unit-Air-Source) | HH836E2S11 | ADP |  | H,YG37*36+TXV | Y81E120C16SMPS1 | 33400 | 19 | 8.5 | 29600 | 24800 | 83.78% | 2 | 0 | 11.7 |  |  |  |  | R-454B | 2.7833 | Residential & Commercial | USHP | Ducted CEE Tier 1
213623723 | Central HP <5.4 tons | RUNTRU | HRCU-A-CB (Split System: Heat Pump with Remote Outdoor Unit-Air-Source) | E4HL5018A1000A | ADP |  | FG47936 | A952V040BU3SAD | 20000 | 15.2 | 8.5 | 18400 | 17600 | 95.65% | 1.85 | 0 | 9 |  |  |  |  | R-410A | 1.6667 | Residential & Commercial | USHP
216680547 | Central HP <5.4 tons | SMART COMFORT | HRCU-A-CB (Split System: Heat Pump with Remote Outdoor Unit-Air-Source) | DLCURAH24ABK |  |  | EA*4X36L21A* | *97VTN0801716A* | 23600 | 17 | 9 | 25600 | 23200 | 90.62% | 1.84 | 0 | 10 |  |  |  |  | R-410A | 1.9667 | Residential & Commercial | USHP | Ducted CEE Tier 1
213613876 | Central HP <5.4 tons | KEEPRITE | HRCU-A-C (Split System: Heat Pump with Remote Outdoor Unit with No Indoor Fan --Air Source) | DLCURAH30ABK | ADP |  | H,GE32936+TD | 0 | 29000 | 15.2 | 9.2 | 31200 | 26600 | 85.26% | 1.78 | 0 | 10 |  |  |  |  | R-410A | 2.4167 | Residential & Commercial | USHP | Ducted CEE Tier 1
213088489 | Central HP <5.4 tons | TEMPSTAR | HRCU-A-CB (Split System: Heat Pump with Remote Outdoor Unit-Air-Source) | DLCURAH30ABK | ADP |  | V,R36H175P159+AEFE4B* | 0 | 31200 | 15.2 | 8.5 | 33800 | 26400 | 78.11% | 1.86 | 0 | 9 |  |  |  |  | R-410A | 2.6 | Residential & Commercial | USHP
214776336 | Central HP <5.4 tons | YORK | HRCU-A-CB (Split System: Heat Pump with Remote Outdoor Unit-Air-Source) | HH824E2S11 | ADP |  | CV360**C+TXV | TM9E060B12MP12 | 22400 | 16 | 8.7 | 21400 | 17900 | 83.64% | 1.94 | 0 | 11 |  |  |  |  | R-454B | 1.8667 | Residential & Commercial | USHP | Ducted CEE Tier 1
213301662 | Central HP <5.4 tons | YORK | HRCU-A-CB (Split System: Heat Pump with Remote Outdoor Unit-Air-Source) | HMH72B341 | ADP |  | AD-32(P,U)*****9 | TM9Y080B12MP11 | 34000 | 18 | 8.1 | 32400 | 24000 | 74.07% | 2.06 | 0 | 9.5 |  |  |  |  | R-410A | 2.8333 | Residential & Commercial | USHP
215297505 | Central HP <5.4 tons | YORK | HRCU-A-CB (Split System: Heat Pump with Remote Outdoor Unit-Air-Source) | HMH72B341 | ADP |  | V,Y36H210P177 | Y81E080C16SMPS1 | 34000 | 18 | 8.5 | 31800 | 23800 | 74.84% | 2.14 | 0 | 10 |  |  |  |  | R-410A | 2.8333 | Residential & Commercial | USHP | Ducted CEE Tier 1
214776350 | Central HP <5.4 tons | YORK | HRCU-A-CB (Split System: Heat Pump with Remote Outdoor Unit-Air-Source) | HH824E2S11 | ADP |  | CH360**C+TXV | TM9V060B12MP12 | 22200 | 17 | 8.65 | 21200 | 17200 | 81.13% | 1.94 | 0 | 11 |  |  |  |  | R-454B | 1.85 | Residential & Commercial | USHP | Ducted CEE Tier 1
216751473 | Central HP <5.4 tons | YORK | HRCU-A-CB (Split System: Heat Pump with Remote Outdoor Unit-Air-Source) | HH824E2S11 | ADP |  | H,YG34*36+TXV-BLEED | TM8V080B12MP12 | 22800 | 17 | 8.9 | 21400 | 18100 | 84.58% | 1.98 | 0 | 11.7 |  |  |  |  | R-454B | 1.9 | Residential & Commercial | USHP | Ducted CEE Tier 1
216751489 | Central HP <5.4 tons | YORK | HRCU-A-CB (Split System: Heat Pump with Remote Outdoor Unit-Air-Source) | HH824E2S11 | ADP |  | H,YG8J*36+TXV-BLEED | TM9E026A08MP12 | 22600 | 16 | 8.9 | 21400 | 17900 | 83.64% | 1.98 | 0 | 11.7 |  |  |  |  | R-454B | 1.8833 | Residential & Commercial | USHP | Ducted CEE Tier 1
216751505 | Central HP <5.4 tons | YORK | HRCU-A-CB (Split System: Heat Pump with Remote Outdoor Unit-Air-Source) | HH824E2S11 | ADP |  | H,YG9J*36+TXV-BLEED | TM9E060A10MP12 | 23000 | 16 | 9 | 21400 | 17700 | 82.71% | 2 | 0 | 12 |  |  |  |  | R-454B | 1.9167 | Residential & Commercial | USHP | Ducted CEE Tier 1
216751523 | Central HP <5.4 tons | YORK | HRCU-A-CB (Split System: Heat Pump with Remote Outdoor Unit-Air-Source) | HH824E2S11 | ADP |  | H,YG7J*36+TXV-BLEED | TM9Y040A10MP11 | 22400 | 16 | 8.8 | 21400 | 17600 | 82.24% | 1.96 | 0 | 11.5 |  |  |  |  | R-454B | 1.8667 | Residential & Commercial | USHP | Ducted CEE Tier 1
216738229 | Central HP <5.4 tons | SMART COMFORT | HRCU-A-CB (Split System: Heat Pump with Remote Outdoor Unit-Air-Source) | D5CUHAH24AAK |  |  | ESH5X36M12A* | *80MSU0802120A* | 22600 | 16 | 8.1 | 20600 | 18400 | 89.32% | 1.85 | 0 | 11 |  |  |  |  | R-454B | 1.8833 | Residential & Commercial | USHP | Ducted CEE Tier 1
216738836 | Central HP <5.4 tons | SMART COMFORT | HRCU-A-CB (Split System: Heat Pump with Remote Outdoor Unit-Air-Source) | D5CUHAH24AAK |  |  | ESH5X36M12A* | *96VTN0601716B* | 22600 | 16 | 8.1 | 20800 | 18500 | 88.94% | 1.85 | 0 | 11 |  |  |  |  | R-454B | 1.8833 | Residential & Commercial | USHP | Ducted CEE Tier 1
216738554 | Central HP <5.4 tons | SMART COMFORT | HRCU-A-CB (Split System: Heat Pump with Remote Outdoor Unit-Air-Source) | D5CUHAH24AAK |  |  | ESH5X36M12A* | *96MSM0601716A* | 22400 | 15.2 | 8.1 | 20800 | 18400 | 88.46% | 1.85 | 0 | 10.5 |  |  |  |  | R-454B | 1.8667 | Residential & Commercial | USHP | Ducted CEE Tier 1
216738588 | Central HP <5.4 tons | SMART COMFORT | HRCU-A-CB (Split System: Heat Pump with Remote Outdoor Unit-Air-Source) | D5CUHAH24AAK |  |  | ESH5X36M12A* | *96MSN1002120A* | 23000 | 15.5 | 8.1 | 21000 | 18600 | 88.57% | 1.9 | 0 | 10.5 |  |  |  |  | R-454B | 1.9167 | Residential & Commercial | USHP | Ducted CEE Tier 1
216738940 | Central HP <5.4 tons | SMART COMFORT | HRCU-A-CB (Split System: Heat Pump with Remote Outdoor Unit-Air-Source) | D5CUHAH24AAK |  |  | ESH5X36M12A* | *97VTN1002122A* | 23000 | 16 | 8.1 | 21000 | 18600 | 88.57% | 1.85 | 0 | 11 |  |  |  |  | R-454B | 1.9167 | Residential & Commercial | USHP | Ducted CEE Tier 1
213356041 | Central HP <5.4 tons | PAYNE HEATING AND COOLING | HRCU-A-CB (Split System: Heat Pump with Remote Outdoor Unit-Air-Source) | 38MURAQ24AB3* | ADP |  | A24VBA+TXV+CBPE4B* | 0 | 23800 | 18 | 8.7 | 24800 | 22600 | 91.13% | 1.86 | 0 | 10 |  |  |  |  | R-410A | 1.9833 | Residential & Commercial | USHP | Ducted CEE Tier 1
216679719 | Central HP <5.4 tons | SMART COMFORT | HRCU-A-CB (Split System: Heat Pump with Remote Outdoor Unit-Air-Source) | DLCURAH18ABK |  |  | EA*4X24L17A* | *97VTN0601716A* | 17400 | 16 | 8.5 | 18300 | 19100 | 104.4% | 2.18 | 0 | 10.5 |  |  |  |  | R-410A | 1.45 | Residential & Commercial | USHP | Ducted CEE Tier 1
216733318 | Central HP <5.4 tons | SMART COMFORT | HRCU-A-CB (Split System: Heat Pump with Remote Outdoor Unit-Air-Source) | D5CUHAH24AAK |  |  | EA*5X25M17A* | *80VTL0451412B* | 22800 | 16.5 | 8.5 | 20600 | 18400 | 89.32% | 1.98 | 0 | 11 |  |  |  |  | R-454B | 1.9 | Residential & Commercial | USHP | Ducted CEE Tier 1
216733503 | Central HP <5.4 tons | SMART COMFORT | HRCU-A-CB (Split System: Heat Pump with Remote Outdoor Unit-Air-Source) | D5CUHAH24AAK |  |  | EA*5X25M17A* | *96VSN0601716B* | 23000 | 16.5 | 8.5 | 20600 | 18400 | 89.32% | 1.98 | 0 | 11 |  |  |  |  | R-454B | 1.9167 | Residential & Commercial | USHP | Ducted CEE Tier 1
216733001 | Central HP <5.4 tons | SMART COMFORT | HRCU-A-CB (Split System: Heat Pump with Remote Outdoor Unit-Air-Source) | D5CUHAH24AAK |  |  | EA*5X24M17A* | *95MSU0401712A* | 22000 | 16 | 8.5 | 21200 | 19200 | 90.57% | 1.96 | 0 | 10.5 |  |  |  |  | R-454B | 1.8333 | Residential & Commercial | USHP | Ducted CEE Tier 1
216733050 | Central HP <5.4 tons | SMART COMFORT | HRCU-A-CB (Split System: Heat Pump with Remote Outdoor Unit-Air-Source) | D5CUHAH24AAK |  |  | EA*5X24M17A* | *96VTN0401410B* | 21800 | 15.2 | 8.1 | 21000 | 19200 | 91.43% | 1.9 | 0 | 10 |  |  |  |  | R-454B | 1.8167 | Residential & Commercial | USHP | Ducted CEE Tier 1
216733103 | Central HP <5.4 tons | SMART COMFORT | HRCU-A-CB (Split System: Heat Pump with Remote Outdoor Unit-Air-Source) | D5CUHAH24AAK |  |  | EA*5X24M17A* | *97VTN0601716A* | 22000 | 16 | 8.5 | 21000 | 19100 | 90.95% | 1.96 | 0 | 10.5 |  |  |  |  | R-454B | 1.8333 | Residential & Commercial | USHP | Ducted CEE Tier 1
213146641 | Central HP <5.4 tons | PAYNE HEATING AND COOLING | HRCU-A-CB (Split System: Heat Pump with Remote Outdoor Unit-Air-Source) | 38MURAQ36AB3* | ADP |  | V,C36H175P159+AEFE4B* | 0 | 37000 | 16 | 8.1 | 36800 | 34400 | 93.48% | 2 | 0 | 10 |  |  |  |  | R-410A | 3.0833 | Residential & Commercial | USHP | Ducted CEE Tier 1
211752604 | Central HP <5.4 tons | SAMSUNG | HRCU-A-CB (Split System: Heat Pump with Remote Outdoor Unit-Air-Source) | AC060BXUPCH | ADP |  | AX602CT | 0 | 57000 | 17.5 | 9 | 53000 | 48000 | 90.57% | 1.8 | 0 | 8.5 |  |  |  |  | R-410A | 4.75 | Residential & Commercial | USHP
214595967 | Central HP <5.4 tons | INNOVAIR | HRCU-A-CB (Split System: Heat Pump with Remote Outdoor Unit-Air-Source) | SEV24H2R19 | ADP |  | HG21924+AEFE3A* | 0 | 23400 | 15.2 | 9.05 | 23600 | 18000 | 76.27% | 2.06 | 0 | 9.5 |  |  |  |  | R-410A | 1.95 | Residential & Commercial | USHP
216676399 | Central HP <5.4 tons | PAYNE HEATING AND COOLING | HRCU-A-CB (Split System: Heat Pump with Remote Outdoor Unit-Air-Source) | 37MURAQ24AA3 |  |  | CAA**2417AM* | PG80MSUA36040B** | 23400 | 15.2 | 9 | 24600 | 19600 | 79.67% | 2 | 0 | 9.8 |  |  |  |  | R-454B | 1.95 | Residential & Commercial | USHP
214776318 | Central HP <5.4 tons | YORK | HRCU-A-CB (Split System: Heat Pump with Remote Outdoor Unit-Air-Source) | HH824E2S11 | ADP |  | CH360**C+TXV | TM9E026A08MP12 | 22200 | 16 | 8.65 | 21200 | 17200 | 81.13% | 1.94 | 0 | 10.5 |  |  |  |  | R-454B | 1.85 | Residential & Commercial | USHP | Ducted CEE Tier 1
211227067 | Central HP <5.4 tons | PAYNE HEATING AND COOLING | HRCU-A-CB (Split System: Heat Pump with Remote Outdoor Unit-Air-Source) | 38MURAQ36AB3* |  |  | CAP**3721AL* | PG95ESAA60100C** | 37000 | 15.5 | 8.5 | 38500 | 34800 | 90.39% | 2.1 | 0 | 10 |  |  |  |  | R-410A | 3.0833 | Residential & Commercial | USHP | Ducted CEE Tier 1
211227308 | Central HP <5.4 tons | PAYNE HEATING AND COOLING | HRCU-A-CB (Split System: Heat Pump with Remote Outdoor Unit-Air-Source) | 38MURAQ36AB3* |  |  | CAP**4221AL* | PG80ES(A,L)A48070B** | 35200 | 16 | 8.1 | 38500 | 35000 | 90.91% | 1.88 | 0 | 9.5 |  |  |  |  | R-410A | 2.9333 | Residential & Commercial | USHP
215308405 | Central HP <5.4 tons | RUNTRU | HRCU-A-CB (Split System: Heat Pump with Remote Outdoor Unit-Air-Source) | E4HL5036A1000A | ADP |  | F,PE*E31925 | 0 | 24000 | 15.2 | 8.5 | 22400 | 17600 | 78.57% | 1.9 | 0 | 11 |  |  |  |  | R-410A | 2 | Residential & Commercial | USHP | Ducted CEE Tier 1
216680631 | Central HP <5.4 tons | SMART COMFORT | HRCU-A-CB (Split System: Heat Pump with Remote Outdoor Unit-Air-Source) | DLCURAH24ABK |  |  | EN(A,D)4X30L17** | *97VTN0801716A* | 23400 | 16.5 | 9 | 25800 | 23800 | 92.25% | 1.78 | 0 | 10 |  |  |  |  | R-410A | 1.95 | Residential & Commercial | USHP | Ducted CEE Tier 1
213249277 | Central HP <5.4 tons | SMART COMFORT | HRCU-A-CB (Split System: Heat Pump with Remote Outdoor Unit-Air-Source) | DLCURAH24ABK |  |  | FEVA0024**+NAVA43601CK | 0 | 24200 | 17 | 9 | 25800 | 22200 | 86.05% | 1.84 | 0 | 10 |  |  |  |  | R-410A | 2.0167 | Residential & Commercial | USHP | Ducted CEE Tier 1
214861365 | Central HP <5.4 tons | SAMSUNG | HRCU-A-CB (Split System: Heat Pump with Remote Outdoor Unit-Air-Source) | AC060BXUPCH | ADP |  | F,PE*CC7(1,2)60+TXV | 0 | 57000 | 17 | 9 | 51000 | 47500 | 93.14% | 1.8 | 0 | 8.5 |  |  |  |  | R-410A | 4.75 | Residential & Commercial | USHP
216678728 | Central HP <5.4 tons | PAYNE HEATING AND COOLING | HRCU-A-CB (Split System: Heat Pump with Remote Outdoor Unit-Air-Source) | 38MURAQ36AB3* |  |  | CAP**4321AL* | PG97VTAA48060B** | 36200 | 15.5 | 8.5 | 38000 | 34400 | 90.53% | 1.96 | 0 | 10 |  |  |  |  | R-410A | 3.0167 | Residential & Commercial | USHP | Ducted CEE Tier 1
211226369 | Central HP <5.4 tons | PAYNE HEATING AND COOLING | HRCU-A-CB (Split System: Heat Pump with Remote Outdoor Unit-Air-Source) | 38MURAQ36AB3* |  |  | CAP**3621AL* | PG95ESAA60100C** | 35600 | 15.5 | 8.1 | 39500 | 35200 | 89.11% | 1.84 | 0 | 9.5 |  |  |  |  | R-410A | 2.9667 | Residential & Commercial | USHP
211227003 | Central HP <5.4 tons | PAYNE HEATING AND COOLING | HRCU-A-CB (Split System: Heat Pump with Remote Outdoor Unit-Air-Source) | 38MURAQ36AB3* |  |  | CAP**3721AL* | PG92ESAA48080B** | 36200 | 16 | 8.5 | 38500 | 34800 | 90.39% | 2.08 | 0 | 10 |  |  |  |  | R-410A | 3.0167 | Residential & Commercial | USHP | Ducted CEE Tier 1
211227471 | Central HP <5.4 tons | PAYNE HEATING AND COOLING | HRCU-A-CB (Split System: Heat Pump with Remote Outdoor Unit-Air-Source) | 38MURAQ36AB3* |  |  | CAP**4221AL* | PG80VTLA60090C** | 35000 | 16 | 8.1 | 38500 | 35000 | 90.91% | 1.86 | 0 | 9.5 |  |  |  |  | R-410A | 2.9167 | Residential & Commercial | USHP
211227520 | Central HP <5.4 tons | PAYNE HEATING AND COOLING | HRCU-A-CB (Split System: Heat Pump with Remote Outdoor Unit-Air-Source) | 38MURAQ36AB3* |  |  | CAP**4221AL* | PG92ESAA48080B** | 35400 | 16 | 8.1 | 38500 | 35000 | 90.91% | 1.88 | 0 | 10 |  |  |  |  | R-410A | 2.95 | Residential & Commercial | USHP | Ducted CEE Tier 1
213623936 | Central HP <5.4 tons | RUNTRU | HRCU-A-CB (Split System: Heat Pump with Remote Outdoor Unit-Air-Source) | E4HL5060A1000A | ADP |  | PL48H210P199 | A801X080CM5SCA | 48000 | 15.2 | 8.1 | 43000 | 33000 | 76.74% | 1.75 | 0 | 9.5 |  |  |  |  | R-410A | 4 | Residential & Commercial | USHP
212407332 | Central HP <5.4 tons | PAYNE HEATING AND COOLING | HRCU-A-CB (Split System: Heat Pump with Remote Outdoor Unit-Air-Source) | 38MURAQ24AB3* | ADP |  | H,PG81936 | PG92ESAA30040A** | 24400 | 15.2 | 8.5 | 24400 | 21200 | 86.89% | 1.78 | 0 | 10 |  |  |  |  | R-410A | 2.0333 | Residential & Commercial | USHP | Ducted CEE Tier 1
213147605 | Central HP <5.4 tons | PAYNE HEATING AND COOLING | HRCU-A-CB (Split System: Heat Pump with Remote Outdoor Unit-Air-Source) | 38MURAQ24AB3* | ADP |  | C36A***L139+AEFE4B* | 0 | 23800 | 18 | 8.75 | 25000 | 22600 | 90.4% | 1.88 | 0 | 10 |  |  |  |  | R-410A | 1.9833 | Residential & Commercial | USHP | Ducted CEE Tier 1
211289597 | Central HP <5.4 tons | SAMSUNG | HRCU-A-CB (Split System: Heat Pump with Remote Outdoor Unit-Air-Source) | AC060BXUPCH | ADP |  | F,PE*CC7960 | 0 | 57000 | 17.5 | 9 | 53000 | 48000 | 90.57% | 1.8 | 0 | 8.5 |  |  |  |  | R-410A | 4.75 | Residential & Commercial | USHP
211752606 | Central HP <5.4 tons | SAMSUNG | HRCU-A-CB (Split System: Heat Pump with Remote Outdoor Unit-Air-Source) | AC060BXUPCH | ADP |  | AX602CT-A | 0 | 57000 | 17.5 | 9 | 53000 | 48000 | 90.57% | 1.8 | 0 | 8.5 |  |  |  |  | R-410A | 4.75 | Residential & Commercial | USHP
212509277 | Central HP <5.4 tons | PAYNE HEATING AND COOLING | HRCU-A-CB (Split System: Heat Pump with Remote Outdoor Unit-Air-Source) | 38MURAQ24AB3* | ADP |  | H,PG81936 | PG95ESUA36040B** | 23800 | 17 | 8.5 | 24200 | 22800 | 94.21% | 1.92 | 0 | 10 |  |  |  |  | R-410A | 1.9833 | Residential & Commercial | USHP | Ducted CEE Tier 1
212498328 | Central HP <5.4 tons | PAYNE HEATING AND COOLING | HRCU-A-CB (Split System: Heat Pump with Remote Outdoor Unit-Air-Source) | 38MURAQ24AB3* | ADP |  | CE2903C+TXV | 0 | 23800 | 17 | 8.85 | 25600 | 25400 | 99.22% | 2.14 | 0 | 10 |  |  |  |  | R-410A | 1.9833 | Residential & Commercial | USHP | Ducted CEE Tier 1
212974752 | Central HP <5.4 tons | SMART COMFORT | HRCU-A-CB (Split System: Heat Pump with Remote Outdoor Unit-Air-Source) | DLCURAH18ABK |  |  | EN(A,D)4X30L17** | *96VTN0401410B* | 17400 | 16 | 8.1 | 18000 | 18700 | 103.9% | 2.24 | 0 | 10.5 |  |  |  |  | R-410A | 1.45 | Residential & Commercial | USHP | Ducted CEE Tier 1
215565333 | Central HP <5.4 tons | COLEMAN | HRCU-A-CB (Split System: Heat Pump with Remote Outdoor Unit-Air-Source) | HH860E2S11 | ASPEN |  | D(A,C,E)61A3J+TDR | Z8ES130D20SMPS1 | 42000 | 18 | 9 | 44500 | 33600 | 75.51% | 2 | 0 | 11.7 |  |  |  |  | R-454B | 3.5 | Residential & Commercial | USHP | Ducted CEE Tier 1
212973600 | Central HP <5.4 tons | SMART COMFORT | HRCU-A-CB (Split System: Heat Pump with Remote Outdoor Unit-Air-Source) | DLCURAH24ABK |  |  | EN(A,D)4X24L14** | *96VSN0601412B* | 23200 | 16.5 | 8.5 | 26800 | 25400 | 94.78% | 2.12 | 0 | 10 |  |  |  |  | R-410A | 1.9333 | Residential & Commercial | USHP | Ducted CEE Tier 1
212974100 | Central HP <5.4 tons | SMART COMFORT | HRCU-A-CB (Split System: Heat Pump with Remote Outdoor Unit-Air-Source) | DLCURAH24ABK |  |  | EA*4X36L21A* | *96VSN0802120B* | 24000 | 17 | 8.5 | 26400 | 23400 | 88.64% | 1.94 | 0 | 10 |  |  |  |  | R-410A | 2 | Residential & Commercial | USHP | Ducted CEE Tier 1
213623940 | Central HP <5.4 tons | RUNTRU | HRCU-A-CB (Split System: Heat Pump with Remote Outdoor Unit-Air-Source) | E4HL5060A1000A | ADP |  | V,T60H210P199 | A801X080CM5SCA | 48000 | 15.2 | 8.1 | 43000 | 33000 | 76.74% | 1.75 | 0 | 9.5 |  |  |  |  | R-410A | 4 | Residential & Commercial | USHP
212987528 | Central HP <5.4 tons | SMART COMFORT | HRCU-A-CB (Split System: Heat Pump with Remote Outdoor Unit-Air-Source) | DLCURAH18ABK |  |  | EA*4X25L17A* | *96MSN0801716A* | 18200 | 16.5 | 8.5 | 18100 | 17600 | 97.24% | 2.14 | 0 | 11 |  |  |  |  | R-410A | 1.5167 | Residential & Commercial | USHP | Ducted CEE Tier 1
212988814 | Central HP <5.4 tons | SMART COMFORT | HRCU-A-CB (Split System: Heat Pump with Remote Outdoor Unit-Air-Source) | DLCURAH18ABK |  |  | EA*4X30L17A* | *95MSU0401712A* | 17400 | 16 | 8.5 | 18000 | 18800 | 104.4% | 2.26 | 0 | 10.5 |  |  |  |  | R-410A | 1.45 | Residential & Commercial | USHP | Ducted CEE Tier 1
212973070 | Central HP <5.4 tons | SMART COMFORT | HRCU-A-CB (Split System: Heat Pump with Remote Outdoor Unit-Air-Source) | DLCURAH18ABK |  |  | EN(A,D)4X30L17** | *96VSN0401712B* | 17300 | 16 | 8.1 | 17900 | 18600 | 103.9% | 2.22 | 0 | 10.5 |  |  |  |  | R-410A | 1.4417 | Residential & Commercial | USHP | Ducted CEE Tier 1
211244642 | Central HP <5.4 tons | PAYNE HEATING AND COOLING | HRCU-A-CB (Split System: Heat Pump with Remote Outdoor Unit-Air-Source) | 38MURAQ24AB3* |  |  | CNPV*3017AL* | PG96VTAA36060A** | 23600 | 16.5 | 8.1 | 25800 | 23800 | 92.25% | 1.98 | 0 | 10 |  |  |  |  | R-410A | 1.9667 | Residential & Commercial | USHP | Ducted CEE Tier 1
211226695 | Central HP <5.4 tons | PAYNE HEATING AND COOLING | HRCU-A-CB (Split System: Heat Pump with Remote Outdoor Unit-Air-Source) | 38MURAQ36AB3* |  |  | CAP**3717AL* | PG95ESUA48060B** | 36200 | 15.5 | 8.5 | 38500 | 35000 | 90.91% | 2.02 | 0 | 10 |  |  |  |  | R-410A | 3.0167 | Residential & Commercial | USHP | Ducted CEE Tier 1
211227448 | Central HP <5.4 tons | PAYNE HEATING AND COOLING | HRCU-A-CB (Split System: Heat Pump with Remote Outdoor Unit-Air-Source) | 38MURAQ36AB3* |  |  | CAP**4221AL* | PG80ESUA60100C** | 35400 | 16 | 8.1 | 38500 | 35000 | 90.91% | 1.88 | 0 | 10 |  |  |  |  | R-410A | 2.95 | Residential & Commercial | USHP | Ducted CEE Tier 1
213613878 | Central HP <5.4 tons | KEEPRITE | HRCU-A-C (Split System: Heat Pump with Remote Outdoor Unit with No Indoor Fan --Air Source) | DLCURAH36ABK | ADP |  | H,GE33936+TD | 0 | 35400 | 15.2 | 8.35 | 36200 | 31200 | 86.19% | 1.8 | 0 | 9.5 |  |  |  |  | R-410A | 2.95 | Residential & Commercial | USHP
216681083 | Central HP <5.4 tons | SMART COMFORT | HRCU-A-CB (Split System: Heat Pump with Remote Outdoor Unit-Air-Source) | DLCURAH36ABK |  |  | EA*4X48L24A* | *97VTN0802120A* | 35400 | 16.5 | 8.5 | 37400 | 34200 | 91.44% | 1.94 | 0 | 10 |  |  |  |  | R-410A | 2.95 | Residential & Commercial | USHP | Ducted CEE Tier 1
213305968 | Central HP <5.4 tons | TEMPSTAR | HRCU-A-CB (Split System: Heat Pump with Remote Outdoor Unit-Air-Source) | DLCURAH18ABK | ADP |  | CE2403C+TXV | 0 | 17700 | 17 | 8.7 | 17000 | 19400 | 114.1% | 2.32 | 0 | 11 |  |  |  |  | R-410A | 1.475 | Residential & Commercial | USHP | Ducted CEE Tier 1
214595971 | Central HP <5.4 tons | INNOVAIR | HRCU-A-CB (Split System: Heat Pump with Remote Outdoor Unit-Air-Source) | SHV24H2R20 | ADP |  | HG21924+AEFE3A* | 0 | 23400 | 16 | 8.8 | 23000 | 19600 | 85.22% | 1.84 | 0 | 10.5 |  |  |  |  | R-410A | 1.95 | Residential & Commercial | USHP | Ducted CEE Tier 1
216675937 | Central HP <5.4 tons | PAYNE HEATING AND COOLING | HRCU-A-CB (Split System: Heat Pump with Remote Outdoor Unit-Air-Source) | 37MURAQ24AA3 |  |  | CAA**3721AM* | PG80MS(A,L)A48070B** | 24400 | 15.5 | 8.5 | 23000 | 19000 | 82.61% | 1.96 | 0 | 10 |  |  |  |  | R-454B | 2.0333 | Residential & Commercial | USHP | Ducted CEE Tier 1
216676070 | Central HP <5.4 tons | PAYNE HEATING AND COOLING | HRCU-A-CB (Split System: Heat Pump with Remote Outdoor Unit-Air-Source) | 37MURAQ24AA3 |  |  | CAA**3721AM* | PG80MS(A,L)A60110C** | 25000 | 15.5 | 9 | 23200 | 19100 | 82.33% | 2.1 | 0 | 10 |  |  |  |  | R-454B | 2.0833 | Residential & Commercial | USHP | Ducted CEE Tier 1
212383011 | Central HP <5.4 tons | PAYNE HEATING AND COOLING | HRCU-A-CB (Split System: Heat Pump with Remote Outdoor Unit-Air-Source) | 38MURAQ36AB3* |  |  | CAP**3617AL* | PG92ESAA36060A** | 35400 | 15.2 | 8.1 | 39500 | 35400 | 89.62% | 1.82 | 0 | 9.5 |  |  |  |  | R-410A | 2.95 | Residential & Commercial | USHP
212383436 | Central HP <5.4 tons | PAYNE HEATING AND COOLING | HRCU-A-CB (Split System: Heat Pump with Remote Outdoor Unit-Air-Source) | 38MURAQ36AB3* |  |  | CAP**3721AL* | PG92ESAA60100C** | 37200 | 16 | 8.5 | 39000 | 34800 | 89.23% | 2.12 | 0 | 10 |  |  |  |  | R-410A | 3.1 | Residential & Commercial | USHP | Ducted CEE Tier 1
216677877 | Central HP <5.4 tons | PAYNE HEATING AND COOLING | HRCU-A-CB (Split System: Heat Pump with Remote Outdoor Unit-Air-Source) | 37MURAQ24AA3 |  |  | CSAH*3012AM* | PG95MSUA60080C** | 24200 | 15.2 | 8.5 | 24400 | 19600 | 80.33% | 1.9 | 0 | 9.8 |  |  |  |  | R-454B | 2.0167 | Residential & Commercial | USHP
216678608 | Central HP <5.4 tons | PAYNE HEATING AND COOLING | HRCU-A-CB (Split System: Heat Pump with Remote Outdoor Unit-Air-Source) | 37MURAQ24AA3 |  |  | PF5TNXC36L* | 0 | 24600 | 16 | 9 | 24200 | 19400 | 80.17% | 2.02 | 0 | 10 |  |  |  |  | R-454B | 2.05 | Residential & Commercial | USHP | Ducted CEE Tier 1
216438264 | Central HP <5.4 tons | YORK | HRCU-A-CB (Split System: Heat Pump with Remote Outdoor Unit-Air-Source) | HH824E2S11 | ADP |  | SM7*25+TXV-BLEED | 0 | 23000 | 19 | 9.45 | 22400 | 16600 | 74.11% | 2.08 | 0 | 12 |  |  |  |  | R-454B | 1.9167 | Residential & Commercial | USHP | Ducted CEE Tier 1
216751497 | Central HP <5.4 tons | YORK | HRCU-A-CB (Split System: Heat Pump with Remote Outdoor Unit-Air-Source) | HH824E2S11 | ADP |  | H,YG9J*30+TXV-BLEED | TM9E040A10MP12 | 22800 | 16 | 9 | 21400 | 17600 | 82.24% | 2 | 0 | 11.7 |  |  |  |  | R-454B | 1.9 | Residential & Commercial | USHP | Ducted CEE Tier 1
215389821 | Central HP <5.4 tons | SMART COMFORT | HRCU-A-CB (Split System: Heat Pump with Remote Outdoor Unit-Air-Source) | DLCURAH36ABK |  |  | END4X42L17** | *96VTN0601716B* | 35400 | 15.5 | 8.5 | 38500 | 35000 | 90.91% | 1.94 | 0 | 10 |  |  |  |  | R-410A | 2.95 | Residential & Commercial | USHP | Ducted CEE Tier 1
211752601 | Central HP <5.4 tons | SAMSUNG | HRCU-A-CB (Split System: Heat Pump with Remote Outdoor Unit-Air-Source) | AC036BXUPCH | ADP |  | AX360CT | 0 | 36000 | 18.5 | 8.4 | 34600 | 34600 | 100% | 1.8 | 0 | 10.5 |  |  |  |  | R-410A | 3 | Residential & Commercial | USHP | Ducted CEE Tier 1
213968915 | Central HP <5.4 tons | SAMSUNG | HRCU-A-CB (Split System: Heat Pump with Remote Outdoor Unit-Air-Source) | AC048BXUPCH | ADP |  | A60VGA+TXV+AEFE5* | 0 | 48000 | 17 | 8.5 | 42000 | 41500 | 98.81% | 1.8 | 0 | 8.5 |  |  |  |  | R-410A | 4 | Residential & Commercial | USHP
212411411 | Central HP <5.4 tons | SAMSUNG | HRCU-A-CB (Split System: Heat Pump with Remote Outdoor Unit-Air-Source) | AC048BXUPCH | ADP |  | AX481CT | 0 | 48000 | 17 | 8.5 | 44000 | 42000 | 95.45% | 1.8 | 0 | 8.6 |  |  |  |  | R-410A | 4 | Residential & Commercial | USHP
216734616 | Central HP <5.4 tons | SMART COMFORT | HRCU-A-CB (Split System: Heat Pump with Remote Outdoor Unit-Air-Source) | D5CUHAH24AAK |  |  | EA*5X36M17A* | *92MSN0801716A* | 22400 | 16.5 | 8.1 | 20800 | 18600 | 89.42% | 1.9 | 0 | 11 |  |  |  |  | R-454B | 1.8667 | Residential & Commercial | USHP | Ducted CEE Tier 1
212970915 | Central HP <5.4 tons | SMART COMFORT | HRCU-A-CB (Split System: Heat Pump with Remote Outdoor Unit-Air-Source) | DLCURAH18ABK |  |  | EN(A,D)4X18L14** | *80VTL0451412B* | 17400 | 16 | 8.5 | 18600 | 19700 | 105.9% | 2.38 | 0 | 10.5 |  |  |  |  | R-410A | 1.45 | Residential & Commercial | USHP | Ducted CEE Tier 1
212969564 | Central HP <5.4 tons | SMART COMFORT | HRCU-A-CB (Split System: Heat Pump with Remote Outdoor Unit-Air-Source) | DLCURAH18ABK |  |  | EN(A,D)4X18L14** | *80VSL0451412B* | 17400 | 16 | 8.5 | 18600 | 19700 | 105.9% | 2.38 | 0 | 10.5 |  |  |  |  | R-410A | 1.45 | Residential & Commercial | USHP | Ducted CEE Tier 1
212975362 | Central HP <5.4 tons | SMART COMFORT | HRCU-A-CB (Split System: Heat Pump with Remote Outdoor Unit-Air-Source) | DLCURAH24ABK |  |  | EN(A,D,W)4X36L17** | *96VTN0401712B* | 23200 | 16 | 8.1 | 26200 | 24800 | 94.66% | 2.06 | 0 | 10 |  |  |  |  | R-410A | 1.9333 | Residential & Commercial | USHP | Ducted CEE Tier 1
212975747 | Central HP <5.4 tons | SMART COMFORT | HRCU-A-CB (Split System: Heat Pump with Remote Outdoor Unit-Air-Source) | DLCURAH24ABK |  |  | EN(A,D)4X30L17** | *96VTN0601412B* | 23400 | 16.5 | 8.1 | 26200 | 24600 | 93.89% | 2.04 | 0 | 10 |  |  |  |  | R-410A | 1.95 | Residential & Commercial | USHP | Ducted CEE Tier 1
216984651 | Central HP <5.4 tons | BRYANT HEATING AND COOLING SYSTEMS | HRCU-A-CB (Split System: Heat Pump with Remote Outdoor Unit-Air-Source) | 293VAN048**AA* | ADP |  | C60A***L18*+TXV | 987TA66100C21*** | 44500 | 21 | 9.5 | 46000 | 36000 | 78.26% | 2 | 0 | 11 |  |  |  |  | R-454B | 3.7083 | Residential & Commercial | USHP | Ducted CEE Tier 1
213250264 | Central HP <5.4 tons | COMFORT-AIRE | HRCU-A-C (Split System: Heat Pump with Remote Outdoor Unit with No Indoor Fan --Air Source) | A-VCD30SA-1 | ADP |  | *G33936+TD | 0 | 29400 | 15.2 | 9.35 | 31200 | 26600 | 85.26% | 1.8 | 0 | 10 |  |  |  |  | R-410A | 2.45 | Residential & Commercial | USHP | Ducted CEE Tier 1
216682330 | Central HP <5.4 tons | SMART COMFORT | HRCU-A-CB (Split System: Heat Pump with Remote Outdoor Unit-Air-Source) | DLCURAH24ABK |  |  | EHD4X24AAL | *97VTN1002120A* | 23800 | 16 | 9 | 26200 | 23400 | 89.31% | 1.8 | 0 | 10 |  |  |  |  | R-410A | 1.9833 | Residential & Commercial | USHP | Ducted CEE Tier 1
213623697 | Central HP <5.4 tons | RUNTRU | HRCU-A-CB (Split System: Heat Pump with Remote Outdoor Unit-Air-Source) | E4HL5018A1000A | ADP |  | PL36H175P159 | A951X040BU3SAB | 20000 | 15.2 | 8.5 | 18400 | 17600 | 95.65% | 1.85 | 0 | 9 |  |  |  |  | R-410A | 1.6667 | Residential & Commercial | USHP
213623715 | Central HP <5.4 tons | RUNTRU | HRCU-A-CB (Split System: Heat Pump with Remote Outdoor Unit-Air-Source) | E4HL5018A1000A | ADP |  | PL36H175P159 | A952V040BU3SAD | 20000 | 15.2 | 8.5 | 18400 | 17600 | 95.65% | 1.85 | 0 | 9 |  |  |  |  | R-410A | 1.6667 | Residential & Commercial | USHP
216679419 | Central HP <5.4 tons | SMART COMFORT | HRCU-A-CB (Split System: Heat Pump with Remote Outdoor Unit-Air-Source) | DLCURAH24ABK |  |  | EA*4X36L17A* | *97VTN0601716A* | 23600 | 17 | 9 | 25800 | 23200 | 89.92% | 1.82 | 0 | 10 |  |  |  |  | R-410A | 1.9667 | Residential & Commercial | USHP | Ducted CEE Tier 1
212509276 | Central HP <5.4 tons | PAYNE HEATING AND COOLING | HRCU-A-CB (Split System: Heat Pump with Remote Outdoor Unit-Air-Source) | 38MURAQ24AB3* | ADP |  | H,PG7J936 | PG95ESUA36040B** | 23200 | 17 | 8.5 | 24200 | 22800 | 94.21% | 1.92 | 0 | 9.5 |  |  |  |  | R-410A | 1.9333 | Residential & Commercial | USHP
216681644 | Central HP <5.4 tons | SMART COMFORT | HRCU-A-CB (Split System: Heat Pump with Remote Outdoor Unit-Air-Source) | DLCURAH18ABK |  |  | EHD4X30AAL | *97VTN0802120A* | 17600 | 15.5 | 8.5 | 18100 | 18000 | 99.45% | 1.96 | 0 | 10.5 |  |  |  |  | R-410A | 1.4667 | Residential & Commercial | USHP | Ducted CEE Tier 1
216737297 | Central HP <5.4 tons | SMART COMFORT | HRCU-A-CB (Split System: Heat Pump with Remote Outdoor Unit-Air-Source) | D5CUHAH24AAK |  |  | ESH5X30M12A* | *80CTL0901716B* | 22200 | 15.2 | 8.1 | 21000 | 18800 | 89.52% | 1.9 | 0 | 10.5 |  |  |  |  | R-454B | 1.85 | Residential & Commercial | USHP | Ducted CEE Tier 1
212975120 | Central HP <5.4 tons | SMART COMFORT | HRCU-A-CB (Split System: Heat Pump with Remote Outdoor Unit-Air-Source) | DLCURAH18ABK |  |  | EN(A,D)4X24L17** | *96VTN0401712B* | 17500 | 15.5 | 8.5 | 18600 | 19200 | 103.2% | 2.3 | 0 | 10.5 |  |  |  |  | R-410A | 1.4583 | Residential & Commercial | USHP | Ducted CEE Tier 1
211228248 | Central HP <5.4 tons | PAYNE HEATING AND COOLING | HRCU-A-CB (Split System: Heat Pump with Remote Outdoor Unit-Air-Source) | 38MURAQ36AB3* |  |  | CAP**4321AL* | PG80ES(A,L)A42090B** | 37000 | 16 | 8.5 | 38500 | 34800 | 90.39% | 2.1 | 0 | 10 |  |  |  |  | R-410A | 3.0833 | Residential & Commercial | USHP | Ducted CEE Tier 1
211228284 | Central HP <5.4 tons | PAYNE HEATING AND COOLING | HRCU-A-CB (Split System: Heat Pump with Remote Outdoor Unit-Air-Source) | 38MURAQ36AB3* |  |  | CAP**4321AL* | PG80ES(A,L)A60110C** | 37000 | 16 | 8.5 | 38500 | 34800 | 90.39% | 2.12 | 0 | 10 |  |  |  |  | R-410A | 3.0833 | Residential & Commercial | USHP | Ducted CEE Tier 1
213623879 | Central HP <5.4 tons | RUNTRU | HRCU-A-CB (Split System: Heat Pump with Remote Outdoor Unit-Air-Source) | E4HL5036A1000A | ADP |  | FG47936 | A801X080BM4SCA | 30000 | 15.2 | 8.1 | 25400 | 18600 | 73.23% | 1.75 | 0 | 9.5 |  |  |  |  | R-410A | 2.5 | Residential & Commercial | USHP
211261853 | Central HP <5.4 tons | SMART COMFORT | HRCU-A-CB (Split System: Heat Pump with Remote Outdoor Unit-Air-Source) | DLCURAH18ABK |  |  | EA*4X30L17A* | *95ESN0401410A* | 17900 | 15.5 | 8.5 | 18500 | 18500 | 100% | 2.22 | 0 | 10.5 |  |  |  |  | R-410A | 1.4917 | Residential & Commercial | USHP | Ducted CEE Tier 1
211261028 | Central HP <5.4 tons | SMART COMFORT | HRCU-A-CB (Split System: Heat Pump with Remote Outdoor Unit-Air-Source) | DLCURAH18ABK |  |  | EA*4X25L17A* | *92ESN0601412A* | 18700 | 16.5 | 8.5 | 18500 | 17400 | 94.05% | 2.12 | 0 | 11 |  |  |  |  | R-410A | 1.5583 | Residential & Commercial | USHP | Ducted CEE Tier 1
211262128 | Central HP <5.4 tons | SMART COMFORT | HRCU-A-CB (Split System: Heat Pump with Remote Outdoor Unit-Air-Source) | DLCURAH18ABK |  |  | EA*4X30L17A* | *92ESN0401410A* | 18000 | 15.5 | 8.5 | 18700 | 18500 | 98.93% | 2.22 | 0 | 10.5 |  |  |  |  | R-410A | 1.5 | Residential & Commercial | USHP | Ducted CEE Tier 1
211261962 | Central HP <5.4 tons | SMART COMFORT | HRCU-A-CB (Split System: Heat Pump with Remote Outdoor Unit-Air-Source) | DLCURAH18ABK |  |  | EA*4X30L17A* | *95ESN0261410A* | 18200 | 15.5 | 8.5 | 18800 | 18400 | 97.87% | 2.22 | 0 | 10.5 |  |  |  |  | R-410A | 1.5167 | Residential & Commercial | USHP | Ducted CEE Tier 1
212970024 | Central HP <5.4 tons | SMART COMFORT | HRCU-A-CB (Split System: Heat Pump with Remote Outdoor Unit-Air-Source) | DLCURAH18ABK |  |  | EN(A,D)4X30L17** | *80VSL0701716B* | 17500 | 16 | 8.1 | 18000 | 18600 | 103.3% | 2.24 | 0 | 11 |  |  |  |  | R-410A | 1.4583 | Residential & Commercial | USHP | Ducted CEE Tier 1
216735412 | Central HP <5.4 tons | SMART COMFORT | HRCU-A-CB (Split System: Heat Pump with Remote Outdoor Unit-Air-Source) | D5CUHAH24AAK |  |  | EA*5X37M17A* | OMV112K14A | 23400 | 15.5 | 8.5 | 21400 | 18900 | 88.32% | 1.96 | 0 | 10.5 |  |  |  |  | R-454B | 1.95 | Residential & Commercial | USHP | Ducted CEE Tier 1
216737334 | Central HP <5.4 tons | SMART COMFORT | HRCU-A-CB (Split System: Heat Pump with Remote Outdoor Unit-Air-Source) | D5CUHAH24AAK |  |  | ESH5X30M12A* | *80VTL0451412B* | 22200 | 15.5 | 8.1 | 20800 | 18700 | 89.9% | 1.85 | 0 | 10.5 |  |  |  |  | R-454B | 1.85 | Residential & Commercial | USHP | Ducted CEE Tier 1
216676603 | Central HP <5.4 tons | PAYNE HEATING AND COOLING | HRCU-A-CB (Split System: Heat Pump with Remote Outdoor Unit-Air-Source) | 37MURAQ24AA3 |  |  | CAA**3014AM* | PG80VTLB36070A** | 23600 | 15.2 | 8.5 | 24200 | 19400 | 80.17% | 1.9 | 0 | 9.8 |  |  |  |  | R-454B | 1.9667 | Residential & Commercial | USHP
216677992 | Central HP <5.4 tons | PAYNE HEATING AND COOLING | HRCU-A-CB (Split System: Heat Pump with Remote Outdoor Unit-Air-Source) | 37MURAQ24AA3 |  |  | CAA**3617AM* | PG96VTAB36060A** | 23600 | 15.2 | 8.5 | 24000 | 19400 | 80.83% | 1.9 | 0 | 9.8 |  |  |  |  | R-454B | 1.9667 | Residential & Commercial | USHP
213305984 | Central HP <5.4 tons | TEMPSTAR | HRCU-A-CB (Split System: Heat Pump with Remote Outdoor Unit-Air-Source) | DLCURAH30ABK | ADP |  | CE2903C+TXV | 0 | 29400 | 15.2 | 8.15 | 33200 | 27000 | 81.33% | 1.76 | 0 | 8.5 |  |  |  |  | R-410A | 2.45 | Residential & Commercial | USHP
216734681 | Central HP <5.4 tons | SMART COMFORT | HRCU-A-CB (Split System: Heat Pump with Remote Outdoor Unit-Air-Source) | D5CUHAH24AAK |  |  | EA*5X36M17A* | *96MSN0801716A* | 22600 | 16 | 8.5 | 21000 | 18800 | 89.52% | 1.96 | 0 | 10.5 |  |  |  |  | R-454B | 1.8833 | Residential & Commercial | USHP | Ducted CEE Tier 1
216734748 | Central HP <5.4 tons | SMART COMFORT | HRCU-A-CB (Split System: Heat Pump with Remote Outdoor Unit-Air-Source) | D5CUHAH24AAK |  |  | EA*5X36M17A* | *95MSU0601716A* | 22400 | 16.5 | 8.5 | 20800 | 18700 | 89.9% | 1.96 | 0 | 10.5 |  |  |  |  | R-454B | 1.8667 | Residential & Commercial | USHP | Ducted CEE Tier 1
216734797 | Central HP <5.4 tons | SMART COMFORT | HRCU-A-CB (Split System: Heat Pump with Remote Outdoor Unit-Air-Source) | D5CUHAH24AAK |  |  | EA*5X36M17A* | *96VTN0401712B* | 22200 | 15.5 | 8.1 | 20800 | 18700 | 89.9% | 1.85 | 0 | 10.5 |  |  |  |  | R-454B | 1.85 | Residential & Commercial | USHP | Ducted CEE Tier 1
216735199 | Central HP <5.4 tons | SMART COMFORT | HRCU-A-CB (Split System: Heat Pump with Remote Outdoor Unit-Air-Source) | D5CUHAH24AAK |  |  | EA*5X37M17A* | *96MSN0601716A* | 23000 | 15.5 | 8.5 | 20800 | 18600 | 89.42% | 1.98 | 0 | 11 |  |  |  |  | R-454B | 1.9167 | Residential & Commercial | USHP | Ducted CEE Tier 1
216735200 | Central HP <5.4 tons | SMART COMFORT | HRCU-A-CB (Split System: Heat Pump with Remote Outdoor Unit-Air-Source) | D5CUHAH24AAK |  |  | EA*5X37M17A* | *96MSM0601716A* | 23000 | 15.5 | 8.5 | 20800 | 18600 | 89.42% | 1.98 | 0 | 11 |  |  |  |  | R-454B | 1.9167 | Residential & Commercial | USHP | Ducted CEE Tier 1
216735347 | Central HP <5.4 tons | SMART COMFORT | HRCU-A-CB (Split System: Heat Pump with Remote Outdoor Unit-Air-Source) | D5CUHAH24AAK |  |  | EA*5X37M17A* | *96VTN0601716B* | 22800 | 16 | 8.5 | 20600 | 18400 | 89.32% | 1.96 | 0 | 11 |  |  |  |  | R-454B | 1.9 | Residential & Commercial | USHP | Ducted CEE Tier 1
216734002 | Central HP <5.4 tons | SMART COMFORT | HRCU-A-CB (Split System: Heat Pump with Remote Outdoor Unit-Air-Source) | D5CUHAH24AAK |  |  | EA*5X30M17A* | *80VTL0701716B* | 22400 | 16 | 8.5 | 21000 | 18800 | 89.52% | 1.96 | 0 | 10.5 |  |  |  |  | R-454B | 1.8667 | Residential & Commercial | USHP | Ducted CEE Tier 1
216734139 | Central HP <5.4 tons | SMART COMFORT | HRCU-A-CB (Split System: Heat Pump with Remote Outdoor Unit-Air-Source) | D5CUHAH24AAK |  |  | EA*5X30M17A* | *96MSN0801716A* | 22400 | 15.5 | 8.1 | 21000 | 18900 | 90% | 1.9 | 0 | 10.5 |  |  |  |  | R-454B | 1.8667 | Residential & Commercial | USHP | Ducted CEE Tier 1
216734206 | Central HP <5.4 tons | SMART COMFORT | HRCU-A-CB (Split System: Heat Pump with Remote Outdoor Unit-Air-Source) | D5CUHAH24AAK |  |  | EA*5X30M17A* | *95MSU0601716A* | 22200 | 16.5 | 8.5 | 20800 | 18800 | 90.38% | 1.94 | 0 | 10.5 |  |  |  |  | R-454B | 1.85 | Residential & Commercial | USHP | Ducted CEE Tier 1
216734286 | Central HP <5.4 tons | SMART COMFORT | HRCU-A-CB (Split System: Heat Pump with Remote Outdoor Unit-Air-Source) | D5CUHAH24AAK |  |  | EA*5X30M17A* | *96VTN0801716B* | 22000 | 16 | 8.1 | 20800 | 18800 | 90.38% | 1.85 | 0 | 10.5 |  |  |  |  | R-454B | 1.8333 | Residential & Commercial | USHP | Ducted CEE Tier 1
216733701 | Central HP <5.4 tons | SMART COMFORT | HRCU-A-CB (Split System: Heat Pump with Remote Outdoor Unit-Air-Source) | D5CUHAH24AAK |  |  | EA*5X30M14A* | *80CTL0701412B* | 22000 | 16.5 | 8.1 | 20800 | 18700 | 89.9% | 1.85 | 0 | 10.5 |  |  |  |  | R-454B | 1.8333 | Residential & Commercial | USHP | Ducted CEE Tier 1
216733872 | Central HP <5.4 tons | SMART COMFORT | HRCU-A-CB (Split System: Heat Pump with Remote Outdoor Unit-Air-Source) | D5CUHAH24AAK |  |  | EA*5X30M17A* | *80MS(N,L)0701716A* | 22200 | 16 | 8.1 | 20800 | 18800 | 90.38% | 1.85 | 0 | 10.5 |  |  |  |  | R-454B | 1.85 | Residential & Commercial | USHP | Ducted CEE Tier 1
216733652 | Central HP <5.4 tons | SMART COMFORT | HRCU-A-CB (Split System: Heat Pump with Remote Outdoor Unit-Air-Source) | D5CUHAH24AAK |  |  | EA*5X25M17A* | OMV112K14A | 23400 | 16 | 8.5 | 21200 | 18800 | 88.68% | 1.96 | 0 | 11 |  |  |  |  | R-454B | 1.95 | Residential & Commercial | USHP | Ducted CEE Tier 1
216733454 | Central HP <5.4 tons | SMART COMFORT | HRCU-A-CB (Split System: Heat Pump with Remote Outdoor Unit-Air-Source) | D5CUHAH24AAK |  |  | EA*5X25M17A* | *96MSN0601716A* | 23200 | 15.5 | 8.5 | 20800 | 18500 | 88.94% | 1.98 | 0 | 11 |  |  |  |  | R-454B | 1.9333 | Residential & Commercial | USHP | Ducted CEE Tier 1
216733485 | Central HP <5.4 tons | SMART COMFORT | HRCU-A-CB (Split System: Heat Pump with Remote Outdoor Unit-Air-Source) | D5CUHAH24AAK |  |  | EA*5X25M17A* | *96VSN0401712B* | 23000 | 16 | 8.5 | 20800 | 18600 | 89.42% | 1.98 | 0 | 11 |  |  |  |  | R-454B | 1.9167 | Residential & Commercial | USHP | Ducted CEE Tier 1
216733402 | Central HP <5.4 tons | SMART COMFORT | HRCU-A-CB (Split System: Heat Pump with Remote Outdoor Unit-Air-Source) | D5CUHAH24AAK |  |  | EA*5X25M17A* | *92MSN0601714A* | 23000 | 16 | 8.5 | 20600 | 18400 | 89.32% | 1.98 | 0 | 11 |  |  |  |  | R-454B | 1.9167 | Residential & Commercial | USHP | Ducted CEE Tier 1
216751485 | Central HP <5.4 tons | YORK | HRCU-A-CB (Split System: Heat Pump with Remote Outdoor Unit-Air-Source) | HH824E2S11 | ADP |  | H,YG7J*36+TXV-BLEED | TM8Y080B12MP11 | 23000 | 17 | 9.5 | 21400 | 18400 | 85.98% | 2 | 0 | 12 |  |  |  |  | R-454B | 1.9167 | Residential & Commercial | USHP | Ducted CEE Tier 1
216751500 | Central HP <5.4 tons | YORK | HRCU-A-CB (Split System: Heat Pump with Remote Outdoor Unit-Air-Source) | HH824E2S11 | ADP |  | H,YG33*36+TXV-BLEED | TM9E060A10MP12 | 22400 | 16 | 8.8 | 21400 | 17700 | 82.71% | 1.96 | 0 | 11.5 |  |  |  |  | R-454B | 1.8667 | Residential & Commercial | USHP | Ducted CEE Tier 1
216751570 | Central HP <5.4 tons | YORK | HRCU-A-CB (Split System: Heat Pump with Remote Outdoor Unit-Air-Source) | HH860E2S11 | ADP |  | H,YG37*60+TXV-BLEED | TM8Y080C16MP11 | 44000 | 17 | 9 | 42000 | 33000 | 78.57% | 2 | 0 | 11.7 |  |  |  |  | R-454B | 3.6667 | Residential & Commercial | USHP | Ducted CEE Tier 1
216734384 | Central HP <5.4 tons | SMART COMFORT | HRCU-A-CB (Split System: Heat Pump with Remote Outdoor Unit-Air-Source) | D5CUHAH24AAK |  |  | EA*5X36M17A* | *80MS(N,L)0701412A* | 22400 | 16.5 | 8.5 | 20800 | 18700 | 89.9% | 1.96 | 0 | 11 |  |  |  |  | R-454B | 1.8667 | Residential & Commercial | USHP | Ducted CEE Tier 1
216734727 | Central HP <5.4 tons | SMART COMFORT | HRCU-A-CB (Split System: Heat Pump with Remote Outdoor Unit-Air-Source) | D5CUHAH24AAK |  |  | EA*5X36M17A* | *96VSN0801716B* | 22200 | 16 | 8.1 | 20800 | 18700 | 89.9% | 1.85 | 0 | 10.5 |  |  |  |  | R-454B | 1.85 | Residential & Commercial | USHP | Ducted CEE Tier 1
216734786 | Central HP <5.4 tons | SMART COMFORT | HRCU-A-CB (Split System: Heat Pump with Remote Outdoor Unit-Air-Source) | D5CUHAH24AAK |  |  | EA*5X36M17A* | *96VTN0401410B* | 22200 | 15.5 | 8.1 | 20800 | 18800 | 90.38% | 1.85 | 0 | 10.5 |  |  |  |  | R-454B | 1.85 | Residential & Commercial | USHP | Ducted CEE Tier 1
216735570 | Central HP <5.4 tons | SMART COMFORT | HRCU-A-CB (Split System: Heat Pump with Remote Outdoor Unit-Air-Source) | D5CUHAH24AAK |  |  | EA*5X37M21A* | *80MSU0601716A* | 23000 | 16.5 | 8.5 | 20400 | 18300 | 89.71% | 1.98 | 0 | 11 |  |  |  |  | R-454B | 1.9167 | Residential & Commercial | USHP | Ducted CEE Tier 1
213623799 | Central HP <5.4 tons | RUNTRU | HRCU-A-CB (Split System: Heat Pump with Remote Outdoor Unit-Air-Source) | E4HL5024A1000A | ADP |  | FG81936 | A952V040BU3SAD | 24000 | 15.2 | 8.5 | 22400 | 20600 | 91.96% | 1.85 | 0 | 9 |  |  |  |  | R-410A | 2 | Residential & Commercial | USHP
216735327 | Central HP <5.4 tons | SMART COMFORT | HRCU-A-CB (Split System: Heat Pump with Remote Outdoor Unit-Air-Source) | D5CUHAH24AAK |  |  | EA*5X37M17A* | *96VTN0401712B* | 22800 | 16 | 8.5 | 20800 | 18600 | 89.42% | 1.96 | 0 | 10.5 |  |  |  |  | R-454B | 1.9 | Residential & Commercial | USHP | Ducted CEE Tier 1
216735288 | Central HP <5.4 tons | SMART COMFORT | HRCU-A-CB (Split System: Heat Pump with Remote Outdoor Unit-Air-Source) | D5CUHAH24AAK |  |  | EA*5X37M17A* | *96CTN0401410B* | 22800 | 15.2 | 8.5 | 20800 | 18600 | 89.42% | 1.96 | 0 | 10.5 |  |  |  |  | R-454B | 1.9 | Residential & Commercial | USHP | Ducted CEE Tier 1
213311145 | Central HP <5.4 tons | PAYNE HEATING AND COOLING | HRCU-A-CB (Split System: Heat Pump with Remote Outdoor Unit-Air-Source) | 38MURAQ24AB3* | ADP |  | PL36H175P149+CBPE4B* | 0 | 24200 | 18 | 8.9 | 25000 | 22600 | 90.4% | 1.9 | 0 | 10.5 |  |  |  |  | R-410A | 2.0167 | Residential & Commercial | USHP | Ducted CEE Tier 1
213356042 | Central HP <5.4 tons | PAYNE HEATING AND COOLING | HRCU-A-CB (Split System: Heat Pump with Remote Outdoor Unit-Air-Source) | 38MURAQ24AB3* | ADP |  | A24VBA+TXV+CBPE3A* | 0 | 23600 | 18 | 8.7 | 24800 | 22600 | 91.13% | 1.86 | 0 | 10 |  |  |  |  | R-410A | 1.9667 | Residential & Commercial | USHP | Ducted CEE Tier 1
216736847 | Central HP <5.4 tons | SMART COMFORT | HRCU-A-CB (Split System: Heat Pump with Remote Outdoor Unit-Air-Source) | D5CUHAH24AAK |  |  | ESH5X24M12A* | *96VTN0601716B* | 22400 | 15.2 | 8.1 | 21200 | 19100 | 90.09% | 1.85 | 0 | 10.5 |  |  |  |  | R-454B | 1.8667 | Residential & Commercial | USHP | Ducted CEE Tier 1
216736147 | Central HP <5.4 tons | SMART COMFORT | HRCU-A-CB (Split System: Heat Pump with Remote Outdoor Unit-Air-Source) | D5CUHAH24AAK |  |  | ESH5X24M12A* | *80CSU1002120A* | 23000 | 15.2 | 8.5 | 21800 | 19500 | 89.45% | 1.96 | 0 | 10 |  |  |  |  | R-454B | 1.9167 | Residential & Commercial | USHP | Ducted CEE Tier 1
216736799 | Central HP <5.4 tons | SMART COMFORT | HRCU-A-CB (Split System: Heat Pump with Remote Outdoor Unit-Air-Source) | D5CUHAH24AAK |  |  | ESH5X24M12A* | *96CTN0801714B* | 22200 | 15.2 | 8.1 | 21000 | 19000 | 90.48% | 1.85 | 0 | 10.5 |  |  |  |  | R-454B | 1.85 | Residential & Commercial | USHP | Ducted CEE Tier 1
214385660 | Central HP <5.4 tons | COMFORTMAKER | HRCU-A-CB (Split System: Heat Pump with Remote Outdoor Unit-Air-Source) | DLCURAH36ABK | ADP |  | H,YA10936 | *80MSU0401712A* | 33600 | 16 | 8.1 | 36800 | 34600 | 94.02% | 1.88 | 0 | 9.5 |  |  |  |  | R-410A | 2.8 | Residential & Commercial | USHP
215726485 | Central HP <5.4 tons | YORK | HRCU-A-CB (Split System: Heat Pump with Remote Outdoor Unit-Air-Source) | HH860E2S11 | ADP |  | H,YG49*60+TXV-BLEED | TM8V100C16MP12 | 43500 | 18 | 8.5 | 42000 | 32800 | 78.1% | 2 | 0 | 11.7 |  |  |  |  | R-454B | 3.625 | Residential & Commercial | USHP | Ducted CEE Tier 1
215726486 | Central HP <5.4 tons | YORK | HRCU-A-CB (Split System: Heat Pump with Remote Outdoor Unit-Air-Source) | HH860E2S11 | ADP |  | H,YG49*48+TXV | TM8V100C16MP12 | 43500 | 18 | 8.5 | 42000 | 32800 | 78.1% | 2 | 0 | 11.7 |  |  |  |  | R-454B | 3.625 | Residential & Commercial | USHP | Ducted CEE Tier 1
215726500 | Central HP <5.4 tons | YORK | HRCU-A-CB (Split System: Heat Pump with Remote Outdoor Unit-Air-Source) | HH860E2S11 | ADP |  | H,YG88*60+TXV | TM8V100C16MP12 | 43500 | 18 | 8.5 | 42000 | 32800 | 78.1% | 2 | 0 | 11.7 |  |  |  |  | R-454B | 3.625 | Residential & Commercial | USHP | Ducted CEE Tier 1
215726566 | Central HP <5.4 tons | YORK | HRCU-A-CB (Split System: Heat Pump with Remote Outdoor Unit-Air-Source) | HH860E2S11 | ADP |  | H,YG88*60+TXV | TM9Y080C16MP11 | 44000 | 17 | 8.5 | 42500 | 33400 | 78.59% | 2 | 0 | 11 |  |  |  |  | R-454B | 3.6667 | Residential & Commercial | USHP | Ducted CEE Tier 1
215726567 | Central HP <5.4 tons | YORK | HRCU-A-CB (Split System: Heat Pump with Remote Outdoor Unit-Air-Source) | HH860E2S11 | ADP |  | H,YG37*48+TXV-BLEED | TM9Y100C16MP11 | 44000 | 16 | 8.5 | 42500 | 33400 | 78.59% | 2 | 0 | 11 |  |  |  |  | R-454B | 3.6667 | Residential & Commercial | USHP | Ducted CEE Tier 1
215726584 | Central HP <5.4 tons | YORK | HRCU-A-CB (Split System: Heat Pump with Remote Outdoor Unit-Air-Source) | HH860E2S11 | ADP |  | H,YG84*60+TXV | TM9Y100C16MP11 | 44000 | 17 | 8.5 | 42500 | 33400 | 78.59% | 2 | 0 | 11 |  |  |  |  | R-454B | 3.6667 | Residential & Commercial | USHP | Ducted CEE Tier 1
216676619 | Central HP <5.4 tons | PAYNE HEATING AND COOLING | HRCU-A-CB (Split System: Heat Pump with Remote Outdoor Unit-Air-Source) | 37MURAQ24AA3 |  |  | CAA**3617AM* | PG80VTLB36070A** | 23800 | 15.5 | 8.5 | 24000 | 19400 | 80.83% | 1.92 | 0 | 10 |  |  |  |  | R-454B | 1.9833 | Residential & Commercial | USHP | Ducted CEE Tier 1
216676692 | Central HP <5.4 tons | PAYNE HEATING AND COOLING | HRCU-A-CB (Split System: Heat Pump with Remote Outdoor Unit-Air-Source) | 37MURAQ24AA3 |  |  | CAA**3721AM* | PG80VTLB48070B** | 24400 | 15.5 | 8.5 | 23000 | 19000 | 82.61% | 1.96 | 0 | 10 |  |  |  |  | R-454B | 2.0333 | Residential & Commercial | USHP | Ducted CEE Tier 1
216676719 | Central HP <5.4 tons | PAYNE HEATING AND COOLING | HRCU-A-CB (Split System: Heat Pump with Remote Outdoor Unit-Air-Source) | 37MURAQ24AA3 |  |  | CAA**3721AM* | PG80VTLB60090C** | 25000 | 15.2 | 8.5 | 23200 | 19100 | 82.33% | 1.96 | 0 | 10 |  |  |  |  | R-454B | 2.0833 | Residential & Commercial | USHP | Ducted CEE Tier 1
216678557 | Central HP <5.4 tons | PAYNE HEATING AND COOLING | HRCU-A-CB (Split System: Heat Pump with Remote Outdoor Unit-Air-Source) | 37MURAQ24AA3 |  |  | FM(C,U)5Z30**AL* | 0 | 24800 | 16 | 9.5 | 24800 | 19600 | 79.03% | 2.14 | 0 | 10 |  |  |  |  | R-454B | 2.0667 | Residential & Commercial | USHP | Ducted CEE Tier 1
214776325 | Central HP <5.4 tons | YORK | HRCU-A-CB (Split System: Heat Pump with Remote Outdoor Unit-Air-Source) | HH824E2S11 | ADP |  | CH360**C+TXV | TM9E040A10MP12 | 22200 | 16 | 8.65 | 21200 | 17700 | 83.49% | 1.94 | 0 | 10.5 |  |  |  |  | R-454B | 1.85 | Residential & Commercial | USHP | Ducted CEE Tier 1
214776334 | Central HP <5.4 tons | YORK | HRCU-A-CB (Split System: Heat Pump with Remote Outdoor Unit-Air-Source) | HH824E2S11 | ADP |  | CH368A*C+TXV | TM9E060A10MP12 | 22800 | 16 | 8.9 | 21400 | 17700 | 82.71% | 1.98 | 0 | 10.5 |  |  |  |  | R-454B | 1.9 | Residential & Commercial | USHP | Ducted CEE Tier 1
214776534 | Central HP <5.4 tons | YORK | HRCU-A-CB (Split System: Heat Pump with Remote Outdoor Unit-Air-Source) | HH860E2S11 | ADP |  | CH600C*C+TXV | TM9E120D20MP12 | 52000 | 18 | 8.3 | 52500 | 39000 | 74.29% | 1.96 | 0 | 10.5 |  |  |  |  | R-454B | 4.3333 | Residential & Commercial | USHP | Ducted CEE Tier 1
214776543 | Central HP <5.4 tons | YORK | HRCU-A-CB (Split System: Heat Pump with Remote Outdoor Unit-Air-Source) | HH860E2S11 | ADP |  | CV603**A+TXV | TM9E120D20MP12 | 53000 | 19 | 8.5 | 52500 | 39000 | 74.29% | 2 | 0 | 11 |  |  |  |  | R-454B | 4.4167 | Residential & Commercial | USHP | Ducted CEE Tier 1
216737858 | Central HP <5.4 tons | SMART COMFORT | HRCU-A-CB (Split System: Heat Pump with Remote Outdoor Unit-Air-Source) | D5CUHAH24AAK |  |  | ESH5X30M12A* | *96VTN0802120B* | 22600 | 15.5 | 8.1 | 21000 | 18900 | 90% | 1.85 | 0 | 10.5 |  |  |  |  | R-454B | 1.8833 | Residential & Commercial | USHP | Ducted CEE Tier 1
216738710 | Central HP <5.4 tons | SMART COMFORT | HRCU-A-CB (Split System: Heat Pump with Remote Outdoor Unit-Air-Source) | D5CUHAH24AAK |  |  | ESH5X36M12A* | *95MSU0601716A* | 22600 | 16 | 8.1 | 20800 | 18500 | 88.94% | 1.85 | 0 | 11 |  |  |  |  | R-454B | 1.8833 | Residential & Commercial | USHP | Ducted CEE Tier 1
216738826 | Central HP <5.4 tons | SMART COMFORT | HRCU-A-CB (Split System: Heat Pump with Remote Outdoor Unit-Air-Source) | D5CUHAH24AAK |  |  | ESH5X36M12A* | *96VTN0601412B* | 22600 | 16 | 8.1 | 20800 | 18500 | 88.94% | 1.85 | 0 | 11 |  |  |  |  | R-454B | 1.8833 | Residential & Commercial | USHP | Ducted CEE Tier 1
216739059 | Central HP <5.4 tons | SMART COMFORT | HRCU-A-CB (Split System: Heat Pump with Remote Outdoor Unit-Air-Source) | D5CUHAH24AAK |  |  | F5MA5*30L*B* | 0 | 23400 | 16 | 8.5 | 21200 | 18800 | 88.68% | 1.96 | 0 | 11 |  |  |  |  | R-454B | 1.95 | Residential & Commercial | USHP | Ducted CEE Tier 1
216679431 | Central HP <5.4 tons | SMART COMFORT | HRCU-A-CB (Split System: Heat Pump with Remote Outdoor Unit-Air-Source) | DLCURAH24ABK |  |  | EA*4X36L21A* | *97VTN0601716A* | 23800 | 17 | 9 | 25800 | 23000 | 89.15% | 1.82 | 0 | 10 |  |  |  |  | R-410A | 1.9833 | Residential & Commercial | USHP | Ducted CEE Tier 1
213623704 | Central HP <5.4 tons | RUNTRU | HRCU-A-CB (Split System: Heat Pump with Remote Outdoor Unit-Air-Source) | E4HL5018A1000A | ADP |  | PL36H210P179 | A951X040BU3SAB | 20000 | 15.2 | 8.5 | 18400 | 17600 | 95.65% | 1.85 | 0 | 9 |  |  |  |  | R-410A | 1.6667 | Residential & Commercial | USHP
216737505 | Central HP <5.4 tons | SMART COMFORT | HRCU-A-CB (Split System: Heat Pump with Remote Outdoor Unit-Air-Source) | D5CUHAH24AAK |  |  | ESH5X30M12A* | *92MSN1002120A* | 22400 | 16 | 8.1 | 21000 | 18800 | 89.52% | 1.85 | 0 | 11 |  |  |  |  | R-454B | 1.8667 | Residential & Commercial | USHP | Ducted CEE Tier 1
216738323 | Central HP <5.4 tons | SMART COMFORT | HRCU-A-CB (Split System: Heat Pump with Remote Outdoor Unit-Air-Source) | D5CUHAH24AAK |  |  | ESH5X36M12A* | *80VTL0451412B* | 22600 | 16 | 8.1 | 20800 | 18400 | 88.46% | 1.85 | 0 | 11 |  |  |  |  | R-454B | 1.8833 | Residential & Commercial | USHP | Ducted CEE Tier 1
213250263 | Central HP <5.4 tons | COMFORT-AIRE | HRCU-A-C (Split System: Heat Pump with Remote Outdoor Unit with No Indoor Fan --Air Source) | A-VCD30SA-1 | ADP |  | *E31930+TD | 0 | 28600 | 15.2 | 9.05 | 31000 | 26600 | 85.81% | 1.76 | 0 | 10 |  |  |  |  | R-410A | 2.3833 | Residential & Commercial | USHP | Ducted CEE Tier 1
213088488 | Central HP <5.4 tons | TEMPSTAR | HRCU-A-CB (Split System: Heat Pump with Remote Outdoor Unit-Air-Source) | DLCURAH30ABK | ADP |  | V,R36H175P149+AEFE4B* | 0 | 30400 | 15.2 | 8.4 | 33400 | 27000 | 80.84% | 1.8 | 0 | 9 |  |  |  |  | R-410A | 2.5333 | Residential & Commercial | USHP
212509285 | Central HP <5.4 tons | PAYNE HEATING AND COOLING | HRCU-A-CB (Split System: Heat Pump with Remote Outdoor Unit-Air-Source) | 38MURAQ24AB3* | ADP |  | H,PG81936 | PG96VTAA60100C** | 24000 | 17 | 8.5 | 24400 | 22400 | 91.8% | 1.9 | 0 | 10 |  |  |  |  | R-410A | 2 | Residential & Commercial | USHP | Ducted CEE Tier 1
216679731 | Central HP <5.4 tons | SMART COMFORT | HRCU-A-CB (Split System: Heat Pump with Remote Outdoor Unit-Air-Source) | DLCURAH18ABK |  |  | EA*4X30L17A* | *97VTN0601716A* | 17600 | 16 | 8.5 | 18100 | 18300 | 101.1% | 2.12 | 0 | 10.5 |  |  |  |  | R-410A | 1.4667 | Residential & Commercial | USHP | Ducted CEE Tier 1
213088490 | Central HP <5.4 tons | TEMPSTAR | HRCU-A-CB (Split System: Heat Pump with Remote Outdoor Unit-Air-Source) | DLCURAH30ABK | ADP |  | V,R36H***P449+AEFE3A* | 0 | 30400 | 15.2 | 8.5 | 33400 | 27000 | 80.84% | 1.82 | 0 | 9 |  |  |  |  | R-410A | 2.5333 | Residential & Commercial | USHP
213305983 | Central HP <5.4 tons | TEMPSTAR | HRCU-A-CB (Split System: Heat Pump with Remote Outdoor Unit-Air-Source) | DLCURAH30ABK | ADP |  | CE2903A+TXV | 0 | 29400 | 15.2 | 8.15 | 33200 | 27000 | 81.33% | 1.76 | 0 | 8.5 |  |  |  |  | R-410A | 2.45 | Residential & Commercial | USHP
214717454 | Central HP <5.4 tons | TEMPSTAR | HRCU-A-C (Split System: Heat Pump with Remote Outdoor Unit with No Indoor Fan --Air Source) | DLCURAH24ABK | ADP |  | H,GE30924+TD | 0 | 24000 | 16 | 9.1 | 23200 | 19600 | 84.48% | 1.88 | 0 | 10.5 |  |  |  |  | R-410A | 2 | Residential & Commercial | USHP | Ducted CEE Tier 1
216678585 | Central HP <5.4 tons | PAYNE HEATING AND COOLING | HRCU-A-CB (Split System: Heat Pump with Remote Outdoor Unit-Air-Source) | 37MURAQ24AA3 |  |  | PF5MN*B30L* | 0 | 25000 | 15.2 | 9 | 24000 | 19400 | 80.83% | 2.04 | 0 | 10 |  |  |  |  | R-454B | 2.0833 | Residential & Commercial | USHP | Ducted CEE Tier 1
216733920 | Central HP <5.4 tons | SMART COMFORT | HRCU-A-CB (Split System: Heat Pump with Remote Outdoor Unit-Air-Source) | D5CUHAH24AAK |  |  | EA*5X30M17A* | *80VSL0901716B* | 22200 | 16 | 8.1 | 20800 | 18800 | 90.38% | 1.85 | 0 | 10.5 |  |  |  |  | R-454B | 1.85 | Residential & Commercial | USHP | Ducted CEE Tier 1
216733969 | Central HP <5.4 tons | SMART COMFORT | HRCU-A-CB (Split System: Heat Pump with Remote Outdoor Unit-Air-Source) | D5CUHAH24AAK |  |  | EA*5X30M17A* | *80CTL0701716B* | 22400 | 16.5 | 8.5 | 21000 | 18800 | 89.52% | 1.96 | 0 | 10.5 |  |  |  |  | R-454B | 1.8667 | Residential & Commercial | USHP | Ducted CEE Tier 1
216732933 | Central HP <5.4 tons | SMART COMFORT | HRCU-A-CB (Split System: Heat Pump with Remote Outdoor Unit-Air-Source) | D5CUHAH24AAK |  |  | EA*5X24M17A* | *96MSN0601716A* | 22200 | 15.2 | 8.5 | 21200 | 19300 | 91.04% | 1.98 | 0 | 10.5 |  |  |  |  | R-454B | 1.85 | Residential & Commercial | USHP | Ducted CEE Tier 1
211752602 | Central HP <5.4 tons | SAMSUNG | HRCU-A-CB (Split System: Heat Pump with Remote Outdoor Unit-Air-Source) | AC060BXUPCH | ADP |  | AX601CT | 0 | 57000 | 17.5 | 9 | 53000 | 48000 | 90.57% | 1.8 | 0 | 8.5 |  |  |  |  | R-410A | 4.75 | Residential & Commercial | USHP
214776306 | Central HP <5.4 tons | YORK | HRCU-A-CB (Split System: Heat Pump with Remote Outdoor Unit-Air-Source) | HH824E2S11 | ADP |  | CV363**C+TXV | TL8E060A12UH11 | 22600 | 17 | 8.8 | 21400 | 17500 | 81.78% | 1.96 | 0 | 11.5 |  |  |  |  | R-454B | 1.8833 | Residential & Commercial | USHP | Ducted CEE Tier 1
216732604 | Central HP <5.4 tons | SMART COMFORT | HRCU-A-CB (Split System: Heat Pump with Remote Outdoor Unit-Air-Source) | D5CUHAH24AAK |  |  | EA*5X24M14A* | *96VSN0401410B* | 21800 | 15.5 | 8.5 | 21000 | 19200 | 91.43% | 1.96 | 0 | 10 |  |  |  |  | R-454B | 1.8167 | Residential & Commercial | USHP | Ducted CEE Tier 1
216732863 | Central HP <5.4 tons | SMART COMFORT | HRCU-A-CB (Split System: Heat Pump with Remote Outdoor Unit-Air-Source) | D5CUHAH24AAK |  |  | EA*5X24M17A* | *97CMN0801714B* | 21800 | 15.5 | 8.5 | 21000 | 19100 | 90.95% | 1.98 | 0 | 10.5 |  |  |  |  | R-454B | 1.8167 | Residential & Commercial | USHP | Ducted CEE Tier 1
216733022 | Central HP <5.4 tons | SMART COMFORT | HRCU-A-CB (Split System: Heat Pump with Remote Outdoor Unit-Air-Source) | D5CUHAH24AAK |  |  | EA*5X24M17A* | *96CTN0401410B* | 21800 | 15.2 | 8.5 | 21200 | 19300 | 91.04% | 1.96 | 0 | 10 |  |  |  |  | R-454B | 1.8167 | Residential & Commercial | USHP | Ducted CEE Tier 1
213623895 | Central HP <5.4 tons | RUNTRU | HRCU-A-CB (Split System: Heat Pump with Remote Outdoor Unit-Air-Source) | E4HL5036A1000A | ADP |  | FG47936 | A951X080BU4SAB | 30000 | 15.2 | 8.1 | 25400 | 18600 | 73.23% | 1.75 | 0 | 9.5 |  |  |  |  | R-410A | 2.5 | Residential & Commercial | USHP
216675571 | Central HP <5.4 tons | SMART COMFORT | HRCU-A-CB (Split System: Heat Pump with Remote Outdoor Unit-Air-Source) | D5CURAH24AAK |  |  | ESH5X36M12A* | *80CSU1002120A* | 25000 | 15.2 | 8.5 | 24200 | 19500 | 80.58% | 1.92 | 0 | 10 |  |  |  |  | R-454B | 2.0833 | Residential & Commercial | USHP | Ducted CEE Tier 1
214848907 | Central HP <5.4 tons | YORK | HRCU-A-CB (Split System: Heat Pump with Remote Outdoor Unit-Air-Source) | HH824E2S11 | ADP |  | H,YG8J*36+TXV | TM9E080B12MP12 | 23000 | 17 | 9 | 21400 | 18300 | 85.51% | 2 | 0 | 11.7 |  |  |  |  | R-454B | 1.9167 | Residential & Commercial | USHP | Ducted CEE Tier 1
216737578 | Central HP <5.4 tons | SMART COMFORT | HRCU-A-CB (Split System: Heat Pump with Remote Outdoor Unit-Air-Source) | D5CUHAH24AAK |  |  | ESH5X30M12A* | *96MSM0802120A* | 22400 | 15.2 | 8.1 | 21000 | 18800 | 89.52% | 1.9 | 0 | 10.5 |  |  |  |  | R-454B | 1.8667 | Residential & Commercial | USHP | Ducted CEE Tier 1
212986653 | Central HP <5.4 tons | SMART COMFORT | HRCU-A-CB (Split System: Heat Pump with Remote Outdoor Unit-Air-Source) | DLCURAH24ABK |  |  | EN(A,D)4X36L21** | *96MSM0401712A* | 23200 | 15.5 | 8.1 | 26000 | 24400 | 93.85% | 2.02 | 0 | 10 |  |  |  |  | R-410A | 1.9333 | Residential & Commercial | USHP | Ducted CEE Tier 1
213623676 | Central HP <5.4 tons | RUNTRU | HRCU-A-CB (Split System: Heat Pump with Remote Outdoor Unit-Air-Source) | E4HL5018A1000A | ADP |  | PL36H210P299 | A801X040BM2SCA | 20000 | 15.2 | 8.5 | 18400 | 17600 | 95.65% | 1.85 | 0 | 9 |  |  |  |  | R-410A | 1.6667 | Residential & Commercial | USHP
212498317 | Central HP <5.4 tons | PAYNE HEATING AND COOLING | HRCU-A-CB (Split System: Heat Pump with Remote Outdoor Unit-Air-Source) | 38MURAQ24AB3* | ADP |  | CP2903A+TXV+TD | 0 | 23000 | 16 | 8.5 | 24800 | 22600 | 91.13% | 1.84 | 0 | 10 |  |  |  |  | R-410A | 1.9167 | Residential & Commercial | USHP | Ducted CEE Tier 1
212509270 | Central HP <5.4 tons | PAYNE HEATING AND COOLING | HRCU-A-CB (Split System: Heat Pump with Remote Outdoor Unit-Air-Source) | 38MURAQ24AB3* | ADP |  | H,PG81936 | PG95ESAA36060A** | 24800 | 16 | 8.5 | 24400 | 20800 | 85.25% | 1.76 | 0 | 10 |  |  |  |  | R-410A | 2.0667 | Residential & Commercial | USHP | Ducted CEE Tier 1
213796573 | Central HP <5.4 tons | PAYNE HEATING AND COOLING | HRCU-A-CB (Split System: Heat Pump with Remote Outdoor Unit-Air-Source) | 38MURAQ24AB3* | ADP |  | V,C36H***P039+CBPE3A* | 0 | 22800 | 16 | 8.6 | 25400 | 25400 | 100% | 2.1 | 0 | 9.5 |  |  |  |  | R-410A | 1.9 | Residential & Commercial | USHP
213796575 | Central HP <5.4 tons | PAYNE HEATING AND COOLING | HRCU-A-CB (Split System: Heat Pump with Remote Outdoor Unit-Air-Source) | 38MURAQ24AB3* | ADP |  | V,C36H175P149+CBPE4B* | 0 | 24000 | 16 | 8.9 | 25000 | 22600 | 90.4% | 1.9 | 0 | 10 |  |  |  |  | R-410A | 2 | Residential & Commercial | USHP | Ducted CEE Tier 1
216734216 | Central HP <5.4 tons | SMART COMFORT | HRCU-A-CB (Split System: Heat Pump with Remote Outdoor Unit-Air-Source) | D5CUHAH24AAK |  |  | EA*5X30M17A* | *96CTN0401410B* | 22000 | 15.2 | 8.1 | 21000 | 18900 | 90% | 1.85 | 0 | 10.5 |  |  |  |  | R-454B | 1.8333 | Residential & Commercial | USHP | Ducted CEE Tier 1
216733941 | Central HP <5.4 tons | SMART COMFORT | HRCU-A-CB (Split System: Heat Pump with Remote Outdoor Unit-Air-Source) | D5CUHAH24AAK |  |  | EA*5X30M17A* | *80MSU0601716A* | 22200 | 16.5 | 8.1 | 20800 | 18700 | 89.9% | 1.85 | 0 | 10.5 |  |  |  |  | R-454B | 1.85 | Residential & Commercial | USHP | Ducted CEE Tier 1
216733773 | Central HP <5.4 tons | SMART COMFORT | HRCU-A-CB (Split System: Heat Pump with Remote Outdoor Unit-Air-Source) | D5CUHAH24AAK |  |  | EA*5X30M14A* | *96VSN0601412B* | 22000 | 16 | 8.1 | 20800 | 18800 | 90.38% | 1.85 | 0 | 10.5 |  |  |  |  | R-454B | 1.8333 | Residential & Commercial | USHP | Ducted CEE Tier 1
216733782 | Central HP <5.4 tons | SMART COMFORT | HRCU-A-CB (Split System: Heat Pump with Remote Outdoor Unit-Air-Source) | D5CUHAH24AAK |  |  | EA*5X30M14A* | *96CTN0401410B* | 22000 | 15.2 | 8.1 | 21000 | 18900 | 90% | 1.85 | 0 | 10.5 |  |  |  |  | R-454B | 1.8333 | Residential & Commercial | USHP | Ducted CEE Tier 1
216733114 | Central HP <5.4 tons | SMART COMFORT | HRCU-A-CB (Split System: Heat Pump with Remote Outdoor Unit-Air-Source) | D5CUHAH24AAK |  |  | EA*5X24M17A* | *97VTN0801716A* | 22200 | 16 | 8.5 | 21200 | 19200 | 90.57% | 1.96 | 0 | 10.5 |  |  |  |  | R-454B | 1.85 | Residential & Commercial | USHP | Ducted CEE Tier 1
216733223 | Central HP <5.4 tons | SMART COMFORT | HRCU-A-CB (Split System: Heat Pump with Remote Outdoor Unit-Air-Source) | D5CUHAH24AAK |  |  | EA*5X25M17A* | *80VSL0451412B* | 22800 | 16.5 | 8.5 | 20600 | 18400 | 89.32% | 1.98 | 0 | 11 |  |  |  |  | R-454B | 1.9 | Residential & Commercial | USHP | Ducted CEE Tier 1
216681138 | Central HP <5.4 tons | SMART COMFORT | HRCU-A-CB (Split System: Heat Pump with Remote Outdoor Unit-Air-Source) | DLCURAH36ABK |  |  | EN(A,D,W)4X42L21** | *97VTN0802120A* | 35600 | 15.5 | 8.5 | 39000 | 34800 | 89.23% | 1.75 | 0 | 10 |  |  |  |  | R-410A | 2.9667 | Residential & Commercial | USHP | Ducted CEE Tier 1
216751506 | Central HP <5.4 tons | YORK | HRCU-A-CB (Split System: Heat Pump with Remote Outdoor Unit-Air-Source) | HH824E2S11 | ADP |  | H,YG80*36+TXV-BLEED | TM9E060A10MP12 | 23000 | 17 | 9 | 21400 | 17700 | 82.71% | 2 | 0 | 12 |  |  |  |  | R-454B | 1.9167 | Residential & Commercial | USHP | Ducted CEE Tier 1
216751531 | Central HP <5.4 tons | YORK | HRCU-A-CB (Split System: Heat Pump with Remote Outdoor Unit-Air-Source) | HH824E2S11 | ADP |  | H,YG7J*36+TXV-BLEED | TM9Y080B12MP11 | 22400 | 17 | 9.25 | 21400 | 18200 | 85.05% | 1.96 | 0 | 11.5 |  |  |  |  | R-454B | 1.8667 | Residential & Commercial | USHP | Ducted CEE Tier 1
216751558 | Central HP <5.4 tons | YORK | HRCU-A-CB (Split System: Heat Pump with Remote Outdoor Unit-Air-Source) | HH824E2S11 | ADP |  | H,YG9J*36+TXV-BLEED | Y91E040A10SMPS1 | 22800 | 17 | 9 | 21400 | 17300 | 80.84% | 2 | 0 | 11.7 |  |  |  |  | R-454B | 1.9 | Residential & Commercial | USHP | Ducted CEE Tier 1
216752106 | Central HP <5.4 tons | YORK | HRCU-A-CB (Split System: Heat Pump with Remote Outdoor Unit-Air-Source) | HH824E2S11 | ADP |  | H,YG8J*30+TXV-BLEED | Y91E040A10SMPS1 | 22600 | 17 | 8.9 | 21400 | 17300 | 80.84% | 1.98 | 0 | 11.7 |  |  |  |  | R-454B | 1.8833 | Residential & Commercial | USHP | Ducted CEE Tier 1
216752108 | Central HP <5.4 tons | YORK | HRCU-A-CB (Split System: Heat Pump with Remote Outdoor Unit-Air-Source) | HH824E2S11 | ADP |  | H,YG33*30+TXV-BLEED | Y91E060A10SMPS1 | 22400 | 18 | 8.8 | 21400 | 18100 | 84.58% | 1.96 | 0 | 11.5 |  |  |  |  | R-454B | 1.8667 | Residential & Commercial | USHP | Ducted CEE Tier 1
213305964 | Central HP <5.4 tons | TEMPSTAR | HRCU-A-CB (Split System: Heat Pump with Remote Outdoor Unit-Air-Source) | DLCURAH18ABK | ADP |  | CE1801A+TXV | 0 | 17400 | 17 | 8.6 | 17000 | 19300 | 113.5% | 2.3 | 0 | 10.5 |  |  |  |  | R-410A | 1.45 | Residential & Commercial | USHP | Ducted CEE Tier 1
216752015 | Central HP <5.4 tons | YORK | HRCU-A-CB (Split System: Heat Pump with Remote Outdoor Unit-Air-Source) | HH836E2S11 | ADP |  | H,YG81*36+TXV-BLEED | Y91E080B12SMPS1 | 33600 | 18 | 8.5 | 29800 | 25200 | 84.56% | 2 | 0 | 11 |  |  |  |  | R-454B | 2.8 | Residential & Commercial | USHP | Ducted CEE Tier 1
216752026 | Central HP <5.4 tons | YORK | HRCU-A-CB (Split System: Heat Pump with Remote Outdoor Unit-Air-Source) | HH836E2S11 | ADP |  | H,YG36*36+TXV-BLEED | Y91E100C16SMPS1 | 35000 | 18 | 9 | 31000 | 25400 | 81.94% | 2 | 0 | 11 |  |  |  |  | R-454B | 2.9167 | Residential & Commercial | USHP | Ducted CEE Tier 1
215726586 | Central HP <5.4 tons | YORK | HRCU-A-CB (Split System: Heat Pump with Remote Outdoor Unit-Air-Source) | HH860E2S11 | ADP |  | H,YG86*60+TXV | TM9Y100C16MP11 | 44000 | 17 | 8.5 | 42500 | 33400 | 78.59% | 2 | 0 | 11 |  |  |  |  | R-454B | 3.6667 | Residential & Commercial | USHP | Ducted CEE Tier 1
215726620 | Central HP <5.4 tons | YORK | HRCU-A-CB (Split System: Heat Pump with Remote Outdoor Unit-Air-Source) | HH860E2S11 | ADP |  | H,YG48*60+TXV | Y81E080C16SMPS1 | 44500 | 18 | 8.5 | 42500 | 33000 | 77.65% | 2 | 0 | 12 |  |  |  |  | R-454B | 3.7083 | Residential & Commercial | USHP | Ducted CEE Tier 1
215726634 | Central HP <5.4 tons | YORK | HRCU-A-CB (Split System: Heat Pump with Remote Outdoor Unit-Air-Source) | HH860E2S11 | ADP |  | H,YG86*60+TXV-BLEED | Y81E080C16SMPS1 | 44500 | 18 | 8.5 | 42500 | 33000 | 77.65% | 2 | 0 | 12 |  |  |  |  | R-454B | 3.7083 | Residential & Commercial | USHP | Ducted CEE Tier 1
215726636 | Central HP <5.4 tons | YORK | HRCU-A-CB (Split System: Heat Pump with Remote Outdoor Unit-Air-Source) | HH860E2S11 | ADP |  | H,YG88*60+TXV-BLEED | Y81E080C16SMPS1 | 44500 | 18 | 8.5 | 42500 | 33000 | 77.65% | 2 | 0 | 12 |  |  |  |  | R-454B | 3.7083 | Residential & Commercial | USHP | Ducted CEE Tier 1
215726650 | Central HP <5.4 tons | YORK | HRCU-A-CB (Split System: Heat Pump with Remote Outdoor Unit-Air-Source) | HH860E2S11 | ADP |  | H,YG86*60+TXV | Y81E080C20SMPS1 | 53000 | 19 | 8.5 | 52000 | 38500 | 74.04% | 2 | 0 | 11 |  |  |  |  | R-454B | 4.4167 | Residential & Commercial | USHP | Ducted CEE Tier 1
215726653 | Central HP <5.4 tons | YORK | HRCU-A-CB (Split System: Heat Pump with Remote Outdoor Unit-Air-Source) | HH860E2S11 | ADP |  | H,YG37*48+TXV-BLEED | Y81E100C16SMPS1 | 44000 | 17 | 8.5 | 42000 | 32800 | 78.1% | 2 | 0 | 12 |  |  |  |  | R-454B | 3.6667 | Residential & Commercial | USHP | Ducted CEE Tier 1
215726668 | Central HP <5.4 tons | YORK | HRCU-A-CB (Split System: Heat Pump with Remote Outdoor Unit-Air-Source) | HH860E2S11 | ADP |  | H,YG52*60+TXV | Y81E100C16SMPS1 | 44000 | 18 | 8.5 | 42000 | 32800 | 78.1% | 2 | 0 | 12 |  |  |  |  | R-454B | 3.6667 | Residential & Commercial | USHP | Ducted CEE Tier 1
215726683 | Central HP <5.4 tons | YORK | HRCU-A-CB (Split System: Heat Pump with Remote Outdoor Unit-Air-Source) | HH860E2S11 | ADP |  | H,YG50*60+TXV | Y81E100C20SMPS1 | 53000 | 19 | 8.5 | 51500 | 38000 | 73.79% | 2 | 0 | 11.7 |  |  |  |  | R-454B | 4.4167 | Residential & Commercial | USHP | Ducted CEE Tier 1
214596109 | Central HP <5.4 tons | INNOVAIR | HRCU-A-CB (Split System: Heat Pump with Remote Outdoor Unit-Air-Source) | SHV36H2R20 | ADP |  | HG24936+AEFE4B* | 0 | 33600 | 15.2 | 9.35 | 36800 | 31600 | 85.87% | 1.9 | 0 | 9.5 |  |  |  |  | R-410A | 2.8 | Residential & Commercial | USHP
211226410 | Central HP <5.4 tons | PAYNE HEATING AND COOLING | HRCU-A-CB (Split System: Heat Pump with Remote Outdoor Unit-Air-Source) | 38MURAQ36AB3* |  |  | CAP**3621AL* | PG96VTAA60100C** | 35600 | 15.5 | 8.1 | 39500 | 35200 | 89.11% | 1.84 | 0 | 9.5 |  |  |  |  | R-410A | 2.9667 | Residential & Commercial | USHP
212632698 | Central HP <5.4 tons | LENNOX | HRCU-A-CB (Split System: Heat Pump with Remote Outdoor Unit-Air-Source) | SL25XPV-036-230A** | ADP |  | LD24/35Y9 | EL296DF045XV36B* | 33200 | 21 | 8.7 | 34400 | 29600 | 86.05% | 1.76 | 0 | 12.5 |  |  |  |  | R-410A | 2.7667 | Residential & Commercial | USHP | Ducted CEE Tier 1
212632713 | Central HP <5.4 tons | LENNOX | HRCU-A-CB (Split System: Heat Pump with Remote Outdoor Unit-Air-Source) | SL25XPV-036-230A** | ADP |  | LD31/36Z9 | EL296DF090XV60C* | 33400 | 20 | 8.7 | 34400 | 29400 | 85.47% | 1.76 | 0 | 13 |  |  |  |  | R-410A | 2.7833 | Residential & Commercial | USHP | Ducted CEE Tier 1
212632714 | Central HP <5.4 tons | LENNOX | HRCU-A-CB (Split System: Heat Pump with Remote Outdoor Unit-Air-Source) | SL25XPV-036-230A** | ADP |  | LD31/36Y9 | EL296DF090XV60C* | 33400 | 20 | 8.7 | 34400 | 29400 | 85.47% | 1.76 | 0 | 13 |  |  |  |  | R-410A | 2.7833 | Residential & Commercial | USHP | Ducted CEE Tier 1
212632715 | Central HP <5.4 tons | LENNOX | HRCU-A-CB (Split System: Heat Pump with Remote Outdoor Unit-Air-Source) | SL25XPV-036-230A** | ADP |  | LD19/36Y9 | EL296DF110XV60C* | 33000 | 20 | 8.7 | 34400 | 29400 | 85.47% | 1.76 | 0 | 12.5 |  |  |  |  | R-410A | 2.75 | Residential & Commercial | USHP | Ducted CEE Tier 1
212632716 | Central HP <5.4 tons | LENNOX | HRCU-A-CB (Split System: Heat Pump with Remote Outdoor Unit-Air-Source) | SL25XPV-036-230A** | ADP |  | LD24/35Y9 | EL296DF110XV60C* | 33400 | 20 | 8.7 | 34400 | 29400 | 85.47% | 1.76 | 0 | 13 |  |  |  |  | R-410A | 2.7833 | Residential & Commercial | USHP | Ducted CEE Tier 1
212632732 | Central HP <5.4 tons | LENNOX | HRCU-A-CB (Split System: Heat Pump with Remote Outdoor Unit-Air-Source) | SL25XPV-036-230A** | ADP |  | LD31/36Y9 | SL280DF080NV60C* | 33400 | 20 | 8.6 | 34400 | 28800 | 83.72% | 1.76 | 0 | 13 |  |  |  |  | R-410A | 2.7833 | Residential & Commercial | USHP | Ducted CEE Tier 1
214776545 | Central HP <5.4 tons | YORK | HRCU-A-CB (Split System: Heat Pump with Remote Outdoor Unit-Air-Source) | HH860E2S11 | ADP |  | CH602**A+TXV | TM9E120D20MP12 | 53000 | 19 | 8.5 | 52500 | 39000 | 74.29% | 2 | 0 | 11 |  |  |  |  | R-454B | 4.4167 | Residential & Commercial | USHP | Ducted CEE Tier 1
214776577 | Central HP <5.4 tons | YORK | HRCU-A-CB (Split System: Heat Pump with Remote Outdoor Unit-Air-Source) | HH860E2S11 | ADP |  | CV603**A+TXV | TM9V100C16MP12 | 43500 | 18 | 8.5 | 42000 | 32800 | 78.1% | 2 | 0 | 11.7 |  |  |  |  | R-454B | 3.625 | Residential & Commercial | USHP | Ducted CEE Tier 1
214776586 | Central HP <5.4 tons | YORK | HRCU-A-CB (Split System: Heat Pump with Remote Outdoor Unit-Air-Source) | HH860E2S11 | ADP |  | CV601**C+TXV | TM9V100C20MP12 | 51000 | 18 | 8.35 | 51500 | 38000 | 73.79% | 1.98 | 0 | 10.5 |  |  |  |  | R-454B | 4.25 | Residential & Commercial | USHP | Ducted CEE Tier 1
214776593 | Central HP <5.4 tons | YORK | HRCU-A-CB (Split System: Heat Pump with Remote Outdoor Unit-Air-Source) | HH860E2S11 | ADP |  | CH602**A+TXV | TM9V100C20MP12 | 52000 | 19 | 8.5 | 51500 | 38000 | 73.79% | 2 | 0 | 11 |  |  |  |  | R-454B | 4.3333 | Residential & Commercial | USHP | Ducted CEE Tier 1
214776595 | Central HP <5.4 tons | YORK | HRCU-A-CB (Split System: Heat Pump with Remote Outdoor Unit-Air-Source) | HH860E2S11 | ADP |  | CV609**A+TXV | TM9V100C20MP12 | 52000 | 19 | 8.5 | 51500 | 38000 | 73.79% | 2 | 0 | 11 |  |  |  |  | R-454B | 4.3333 | Residential & Commercial | USHP | Ducted CEE Tier 1
214776611 | Central HP <5.4 tons | YORK | HRCU-A-CB (Split System: Heat Pump with Remote Outdoor Unit-Air-Source) | HH860E2S11 | ADP |  | CH604**C+TXV | TMLE080C16MP11 | 44500 | 18 | 8.5 | 43500 | 33800 | 77.7% | 2 | 0 | 11 |  |  |  |  | R-454B | 3.7083 | Residential & Commercial | USHP | Ducted CEE Tier 1
214776400 | Central HP <5.4 tons | YORK | HRCU-A-CB (Split System: Heat Pump with Remote Outdoor Unit-Air-Source) | HH836E2S11 | ADP |  | CX361B*35+TXV | TMLE080B12MP11 | 33200 | 18 | 8.5 | 29800 | 25000 | 83.89% | 2 | 0 | 11 |  |  |  |  | R-454B | 2.7667 | Residential & Commercial | USHP | Ducted CEE Tier 1
216751930 | Central HP <5.4 tons | YORK | HRCU-A-CB (Split System: Heat Pump with Remote Outdoor Unit-Air-Source) | HH836E2S11 | ADP |  | H,YG81*36+TXV-BLEED | TM8Y060A12MP11 | 32600 | 18 | 8.5 | 29000 | 24800 | 85.52% | 2 | 0 | 11 |  |  |  |  | R-454B | 2.7167 | Residential & Commercial | USHP | Ducted CEE Tier 1
216974721 | Central HP <5.4 tons | BRYANT HEATING AND COOLING SYSTEMS | HRCU-A-CB (Split System: Heat Pump with Remote Outdoor Unit-Air-Source) | 291VAN054**AA* | ADP |  | C48A***L16*+TXV | 83*CB60080C21*** | 48500 | 19 | 10.5 | 50000 | 52000 | 104% | 1.98 | 0 | 11.7 |  |  |  |  | R-454B | 4.0417 | Residential & Commercial | USHP | Ducted CEE Tier 1
216013770 | Central HP <5.4 tons | YORK | HRCU-A-CB (Split System: Heat Pump with Remote Outdoor Unit-Air-Source) | HH824E2S11 | ADP |  | H,YG80*36+TXV-BLEED | Y81E080B12SMPS1 | 23000 | 19 | 9.5 | 21400 | 17500 | 81.78% | 2 | 0 | 11.7 |  |  |  |  | R-454B | 1.9167 | Residential & Commercial | USHP | Ducted CEE Tier 1
216738143 | Central HP <5.4 tons | SMART COMFORT | HRCU-A-CB (Split System: Heat Pump with Remote Outdoor Unit-Air-Source) | D5CUHAH24AAK |  |  | ESH5X36M12A* | *80VSL0451412B* | 22600 | 16 | 8.1 | 20800 | 18400 | 88.46% | 1.85 | 0 | 11 |  |  |  |  | R-454B | 1.8833 | Residential & Commercial | USHP | Ducted CEE Tier 1
216736157 | Central HP <5.4 tons | SMART COMFORT | HRCU-A-CB (Split System: Heat Pump with Remote Outdoor Unit-Air-Source) | D5CUHAH24AAK |  |  | ESH5X24M12A* | *80MS(N,L)0701412A* | 22400 | 15.2 | 8.1 | 21200 | 19000 | 89.62% | 1.85 | 0 | 10.5 |  |  |  |  | R-454B | 1.8667 | Residential & Commercial | USHP | Ducted CEE Tier 1
216735580 | Central HP <5.4 tons | SMART COMFORT | HRCU-A-CB (Split System: Heat Pump with Remote Outdoor Unit-Air-Source) | D5CUHAH24AAK |  |  | EA*5X37M21A* | *80MSU0802120A* | 22800 | 16.5 | 8.5 | 20400 | 18300 | 89.71% | 1.98 | 0 | 11 |  |  |  |  | R-454B | 1.9 | Residential & Commercial | USHP | Ducted CEE Tier 1
216736339 | Central HP <5.4 tons | SMART COMFORT | HRCU-A-CB (Split System: Heat Pump with Remote Outdoor Unit-Air-Source) | D5CUHAH24AAK |  |  | ESH5X24M12A* | *80MSU0401712A* | 22400 | 15.5 | 8.1 | 21200 | 19000 | 89.62% | 1.85 | 0 | 10.5 |  |  |  |  | R-454B | 1.8667 | Residential & Commercial | USHP | Ducted CEE Tier 1
216737016 | Central HP <5.4 tons | SMART COMFORT | HRCU-A-CB (Split System: Heat Pump with Remote Outdoor Unit-Air-Source) | D5CUHAH24AAK |  |  | ESH5X30M12A* | *80MS(N,L)0451412A* | 22400 | 15.2 | 8.1 | 21000 | 18800 | 89.52% | 1.9 | 0 | 10.5 |  |  |  |  | R-454B | 1.8667 | Residential & Commercial | USHP | Ducted CEE Tier 1
216737968 | Central HP <5.4 tons | SMART COMFORT | HRCU-A-CB (Split System: Heat Pump with Remote Outdoor Unit-Air-Source) | D5CUHAH24AAK |  |  | ESH5X36M12A* | *80CSU0401712A* | 23400 | 17 | 8.5 | 21200 | 18800 | 88.68% | 1.94 | 0 | 11 |  |  |  |  | R-454B | 1.95 | Residential & Commercial | USHP | Ducted CEE Tier 1
216737986 | Central HP <5.4 tons | SMART COMFORT | HRCU-A-CB (Split System: Heat Pump with Remote Outdoor Unit-Air-Source) | D5CUHAH24AAK |  |  | ESH5X36M12A* | *80CSU0802120A* | 23600 | 15.2 | 8.5 | 21200 | 18900 | 89.15% | 1.98 | 0 | 11 |  |  |  |  | R-454B | 1.9667 | Residential & Commercial | USHP | Ducted CEE Tier 1
216751532 | Central HP <5.4 tons | YORK | HRCU-A-CB (Split System: Heat Pump with Remote Outdoor Unit-Air-Source) | HH824E2S11 | ADP |  | H,YG34*36+TXV-BLEED | Y81E040A12SMPS1 | 22800 | 17 | 9.4 | 21400 | 18500 | 86.45% | 1.98 | 0 | 11.7 |  |  |  |  | R-454B | 1.9 | Residential & Commercial | USHP | Ducted CEE Tier 1
216751539 | Central HP <5.4 tons | YORK | HRCU-A-CB (Split System: Heat Pump with Remote Outdoor Unit-Air-Source) | HH824E2S11 | ADP |  | H,YG7J*36+TXV-BLEED | Y81E100B12SMPS1 | 23000 | 18 | 9.5 | 21400 | 19000 | 88.79% | 2 | 0 | 12 |  |  |  |  | R-454B | 1.9167 | Residential & Commercial | USHP | Ducted CEE Tier 1
216751546 | Central HP <5.4 tons | YORK | HRCU-A-CB (Split System: Heat Pump with Remote Outdoor Unit-Air-Source) | HH824E2S11 | ADP |  | H,YG33*36+TXV-BLEED | Y91E026A08SMPS1 | 22400 | 17 | 8.8 | 21400 | 17700 | 82.71% | 1.96 | 0 | 11.5 |  |  |  |  | R-454B | 1.8667 | Residential & Commercial | USHP | Ducted CEE Tier 1
216751548 | Central HP <5.4 tons | YORK | HRCU-A-CB (Split System: Heat Pump with Remote Outdoor Unit-Air-Source) | HH824E2S11 | ADP |  | H,YG7J*36+TXV-BLEED | Y91E026A08SMPS1 | 22400 | 17 | 8.8 | 21400 | 17700 | 82.71% | 1.96 | 0 | 11.5 |  |  |  |  | R-454B | 1.8667 | Residential & Commercial | USHP | Ducted CEE Tier 1
216751566 | Central HP <5.4 tons | YORK | HRCU-A-CB (Split System: Heat Pump with Remote Outdoor Unit-Air-Source) | HH824E2S11 | ADP |  | H,YG80*36+TXV-BLEED | Y91E060A10SMPS1 | 23000 | 19 | 9 | 21400 | 18100 | 84.58% | 2 | 0 | 12 |  |  |  |  | R-454B | 1.9167 | Residential & Commercial | USHP | Ducted CEE Tier 1
212925412 | Central HP <5.4 tons | COMFORT-AIRE | HRCU-A-C (Split System: Heat Pump with Remote Outdoor Unit with No Indoor Fan --Air Source) | A-VCD36SA-1 | ADP |  | H,A,DG8J936+TD | 0 | 34600 | 15.2 | 9.8 | 37400 | 31600 | 84.49% | 1.96 | 0 | 9.5 |  |  |  |  | R-410A | 2.8833 | Residential & Commercial | USHP
216676435 | Central HP <5.4 tons | PAYNE HEATING AND COOLING | HRCU-A-CB (Split System: Heat Pump with Remote Outdoor Unit-Air-Source) | 37MURAQ24AA3 |  |  | CAA**3717AM* | PG80MSUA48060B** | 24800 | 16 | 9 | 23600 | 19200 | 81.36% | 2.06 | 0 | 10 |  |  |  |  | R-454B | 2.0667 | Residential & Commercial | USHP | Ducted CEE Tier 1
216735316 | Central HP <5.4 tons | SMART COMFORT | HRCU-A-CB (Split System: Heat Pump with Remote Outdoor Unit-Air-Source) | D5CUHAH24AAK |  |  | EA*5X37M17A* | *96VTN0401410B* | 22600 | 15.5 | 8.1 | 20800 | 18500 | 88.94% | 1.85 | 0 | 10.5 |  |  |  |  | R-454B | 1.8833 | Residential & Commercial | USHP | Ducted CEE Tier 1
216735901 | Central HP <5.4 tons | SMART COMFORT | HRCU-A-CB (Split System: Heat Pump with Remote Outdoor Unit-Air-Source) | D5CUHAH24AAK |  |  | EA*5X37M21A* | *96VSN1002120B* | 23400 | 16.5 | 8.5 | 20800 | 18500 | 88.94% | 1.96 | 0 | 11 |  |  |  |  | R-454B | 1.95 | Residential & Commercial | USHP | Ducted CEE Tier 1
216736419 | Central HP <5.4 tons | SMART COMFORT | HRCU-A-CB (Split System: Heat Pump with Remote Outdoor Unit-Air-Source) | D5CUHAH24AAK |  |  | ESH5X24M12A* | *80VTL0451412B* | 22200 | 15.2 | 8.1 | 21000 | 19000 | 90.48% | 1.85 | 0 | 10.5 |  |  |  |  | R-454B | 1.85 | Residential & Commercial | USHP | Ducted CEE Tier 1
216735297 | Central HP <5.4 tons | SMART COMFORT | HRCU-A-CB (Split System: Heat Pump with Remote Outdoor Unit-Air-Source) | D5CUHAH24AAK |  |  | EA*5X37M17A* | *96CTN0601714B* | 23000 | 16.5 | 8.5 | 20800 | 18500 | 88.94% | 1.96 | 0 | 11 |  |  |  |  | R-454B | 1.9167 | Residential & Commercial | USHP | Ducted CEE Tier 1
216736684 | Central HP <5.4 tons | SMART COMFORT | HRCU-A-CB (Split System: Heat Pump with Remote Outdoor Unit-Air-Source) | D5CUHAH24AAK |  |  | ESH5X24M12A* | *96VSN0601412B* | 22400 | 15.2 | 8.1 | 21200 | 19100 | 90.09% | 1.9 | 0 | 10.5 |  |  |  |  | R-454B | 1.8667 | Residential & Commercial | USHP | Ducted CEE Tier 1
216736468 | Central HP <5.4 tons | SMART COMFORT | HRCU-A-CB (Split System: Heat Pump with Remote Outdoor Unit-Air-Source) | D5CUHAH24AAK |  |  | ESH5X24M12A* | *95CSU0601716B* | 22200 | 15.2 | 8.1 | 21000 | 19000 | 90.48% | 1.85 | 0 | 10.5 |  |  |  |  | R-454B | 1.85 | Residential & Commercial | USHP | Ducted CEE Tier 1
216737371 | Central HP <5.4 tons | SMART COMFORT | HRCU-A-CB (Split System: Heat Pump with Remote Outdoor Unit-Air-Source) | D5CUHAH24AAK |  |  | ESH5X30M12A* | *80VTL1102122B* | 22400 | 15.2 | 8.1 | 21000 | 18900 | 90% | 1.85 | 0 | 10.5 |  |  |  |  | R-454B | 1.8667 | Residential & Commercial | USHP | Ducted CEE Tier 1
213333626 | Central HP <5.4 tons | SAMSUNG | HRCU-A-CB (Split System: Heat Pump with Remote Outdoor Unit-Air-Source) | AC060BXUPCH | ADP |  | HE88960+AEFE5* | 0 | 57000 | 17 | 9 | 51000 | 47500 | 93.14% | 1.8 | 0 | 8.5 |  |  |  |  | R-410A | 4.75 | Residential & Commercial | USHP
211226635 | Central HP <5.4 tons | PAYNE HEATING AND COOLING | HRCU-A-CB (Split System: Heat Pump with Remote Outdoor Unit-Air-Source) | 38MURAQ36AB3* |  |  | CAP**3717AL* | PG92ESAA48080B** | 36800 | 15.2 | 8.5 | 39500 | 35000 | 88.61% | 2.06 | 0 | 10 |  |  |  |  | R-410A | 3.0667 | Residential & Commercial | USHP | Ducted CEE Tier 1
216757962 | Central HP <5.4 tons | SMART COMFORT | HRCU-A-CB (Split System: Heat Pump with Remote Outdoor Unit-Air-Source) | D5CUHAH30AAK |  |  | EA*5X43M21A* | *95MSU1002120A* | 31200 | 15.5 | 9 | 34200 | 30200 | 88.3% | 1.8 | 0 | 9.5 |  |  |  |  | R-454B | 2.6 | Residential & Commercial | USHP
213164364 | Central HP <5.4 tons | YORK | HRCU-A-CB (Split System: Heat Pump with Remote Outdoor Unit-Air-Source) | HMH72B341 | ADP |  | CX360B935+AEF48BXP* | 0 | 32800 | 18 | 8.45 | 31400 | 22800 | 72.61% | 1.96 | 0 | 10 |  |  |  |  | R-410A | 2.7333 | Residential & Commercial | USHP | Ducted CEE Tier 1
211712903 | Central HP <5.4 tons | SMART COMFORT | HRCU-A-CB (Split System: Heat Pump with Remote Outdoor Unit-Air-Source) | DLCURAH30ABK |  |  | EA*4X42L24A* | *92ESN0802120A* | 30600 | 15.2 | 8.1 | 34200 | 26800 | 78.36% | 1.82 | 0 | 9 |  |  |  |  | R-410A | 2.55 | Residential & Commercial | USHP
214229230 | Central HP <5.4 tons | SMART COMFORT | HRCU-A-CB (Split System: Heat Pump with Remote Outdoor Unit-Air-Source) | DLCURAH30ABK |  |  | EA*4X36L17A* | *80MSU0601716A* | 29400 | 15.2 | 8.1 | 34000 | 27800 | 81.76% | 1.76 | 0 | 9 |  |  |  |  | R-410A | 2.45 | Residential & Commercial | USHP
216751584 | Central HP <5.4 tons | YORK | HRCU-A-CB (Split System: Heat Pump with Remote Outdoor Unit-Air-Source) | HH860E2S11 | ADP |  | H,YG50*48+TXV-BLEED | TM8Y080C16MP11 | 44000 | 18 | 9 | 42000 | 33000 | 78.57% | 2 | 0 | 11.7 |  |  |  |  | R-454B | 3.6667 | Residential & Commercial | USHP | Ducted CEE Tier 1
216751617 | Central HP <5.4 tons | YORK | HRCU-A-CB (Split System: Heat Pump with Remote Outdoor Unit-Air-Source) | HH860E2S11 | ADP |  | H,YG52*48+TXV-BLEED | TM8Y100C16MP11 | 44000 | 18 | 9 | 42000 | 33000 | 78.57% | 2 | 0 | 11.7 |  |  |  |  | R-454B | 3.6667 | Residential & Commercial | USHP | Ducted CEE Tier 1
216751634 | Central HP <5.4 tons | YORK | HRCU-A-CB (Split System: Heat Pump with Remote Outdoor Unit-Air-Source) | HH860E2S11 | ADP |  | H,YG50*60+TXV-BLEED | TM8Y100C20MP11 | 54000 | 19 | 9 | 53000 | 39000 | 73.58% | 2 | 0 | 11 |  |  |  |  | R-454B | 4.5 | Residential & Commercial | USHP | Ducted CEE Tier 1
216751636 | Central HP <5.4 tons | YORK | HRCU-A-CB (Split System: Heat Pump with Remote Outdoor Unit-Air-Source) | HH860E2S11 | ADP |  | H,YG74*60+TXV-BLEED | TM8Y100C20MP11 | 54000 | 19 | 9 | 53000 | 39000 | 73.58% | 2 | 0 | 11 |  |  |  |  | R-454B | 4.5 | Residential & Commercial | USHP | Ducted CEE Tier 1
216751651 | Central HP <5.4 tons | YORK | HRCU-A-CB (Split System: Heat Pump with Remote Outdoor Unit-Air-Source) | HH860E2S11 | ADP |  | H,YG51*60+TXV-BLEED | TM8Y120C20MP11 | 54000 | 19 | 9 | 53000 | 39000 | 73.58% | 2 | 0 | 11 |  |  |  |  | R-454B | 4.5 | Residential & Commercial | USHP | Ducted CEE Tier 1
216751667 | Central HP <5.4 tons | YORK | HRCU-A-CB (Split System: Heat Pump with Remote Outdoor Unit-Air-Source) | HH860E2S11 | ADP |  | H,YG55*48+TXV-BLEED | TM9E080C16MP12 | 44500 | 18 | 9 | 43500 | 34000 | 78.16% | 2 | 0 | 11 |  |  |  |  | R-454B | 3.7083 | Residential & Commercial | USHP | Ducted CEE Tier 1
216751670 | Central HP <5.4 tons | YORK | HRCU-A-CB (Split System: Heat Pump with Remote Outdoor Unit-Air-Source) | HH860E2S11 | ADP |  | H,YG49*48+TXV-BLEED | TM9E080C16MP12 | 44500 | 18 | 9 | 43500 | 34000 | 78.16% | 2 | 0 | 11 |  |  |  |  | R-454B | 3.7083 | Residential & Commercial | USHP | Ducted CEE Tier 1
216751685 | Central HP <5.4 tons | YORK | HRCU-A-CB (Split System: Heat Pump with Remote Outdoor Unit-Air-Source) | HH860E2S11 | ADP |  | H,YG72*60+TXV-BLEED | TM9E080C20MP12 | 54000 | 19 | 8.5 | 53000 | 39000 | 73.58% | 2 | 0 | 11 |  |  |  |  | R-454B | 4.5 | Residential & Commercial | USHP | Ducted CEE Tier 1
216751687 | Central HP <5.4 tons | YORK | HRCU-A-CB (Split System: Heat Pump with Remote Outdoor Unit-Air-Source) | HH860E2S11 | ADP |  | H,YG48*60+TXV-BLEED | TM9E080C20MP12 | 54000 | 18 | 8.5 | 53000 | 39000 | 73.58% | 2 | 0 | 11 |  |  |  |  | R-454B | 4.5 | Residential & Commercial | USHP | Ducted CEE Tier 1
216751518 | Central HP <5.4 tons | YORK | HRCU-A-CB (Split System: Heat Pump with Remote Outdoor Unit-Air-Source) | HH824E2S11 | ADP |  | H,YG33*36+TXV-BLEED | TM9V080B12MP12 | 22600 | 17 | 9.25 | 21400 | 18000 | 84.11% | 1.96 | 0 | 11.7 |  |  |  |  | R-454B | 1.8833 | Residential & Commercial | USHP | Ducted CEE Tier 1
216751536 | Central HP <5.4 tons | YORK | HRCU-A-CB (Split System: Heat Pump with Remote Outdoor Unit-Air-Source) | HH824E2S11 | ADP |  | H,YG7J*36+TXV-BLEED | Y81E060A12SMPS1 | 22400 | 17 | 9.25 | 21400 | 17600 | 82.24% | 1.96 | 0 | 11.5 |  |  |  |  | R-454B | 1.8667 | Residential & Commercial | USHP | Ducted CEE Tier 1
216751720 | Central HP <5.4 tons | YORK | HRCU-A-CB (Split System: Heat Pump with Remote Outdoor Unit-Air-Source) | HH860E2S11 | ADP |  | H,YG86*48+TXV-BLEED | TM9E100C16MP12 | 44500 | 18 | 9 | 44000 | 34000 | 77.27% | 2 | 0 | 11 |  |  |  |  | R-454B | 3.7083 | Residential & Commercial | USHP | Ducted CEE Tier 1
213613871 | Central HP <5.4 tons | KEEPRITE | HRCU-A-C (Split System: Heat Pump with Remote Outdoor Unit with No Indoor Fan --Air Source) | DLCURAH18ABK | ADP |  | H,GE30924+TD | 0 | 18000 | 16 | 9.1 | 17300 | 14600 | 84.39% | 2.12 | 0 | 11.7 |  |  |  |  | R-410A | 1.5 | Residential & Commercial | USHP | Ducted CEE Tier 1
216676517 | Central HP <5.4 tons | PAYNE HEATING AND COOLING | HRCU-A-CB (Split System: Heat Pump with Remote Outdoor Unit-Air-Source) | 37MURAQ24AA3 |  |  | CAA**3721AM* | PG80MSUA60100C** | 24600 | 15.5 | 8.5 | 23200 | 19100 | 82.33% | 1.94 | 0 | 10 |  |  |  |  | R-454B | 2.05 | Residential & Commercial | USHP | Ducted CEE Tier 1
216676876 | Central HP <5.4 tons | PAYNE HEATING AND COOLING | HRCU-A-CB (Split System: Heat Pump with Remote Outdoor Unit-Air-Source) | 37MURAQ24AA3 |  |  | CAA**3617AM* | PG92MSAA36060A** | 24000 | 15.2 | 8.5 | 24000 | 19400 | 80.83% | 1.92 | 0 | 10 |  |  |  |  | R-454B | 2 | Residential & Commercial | USHP | Ducted CEE Tier 1
216677721 | Central HP <5.4 tons | PAYNE HEATING AND COOLING | HRCU-A-CB (Split System: Heat Pump with Remote Outdoor Unit-Air-Source) | 37MURAQ24AA3 |  |  | CAA**3721AM* | PG95MSUA36040B** | 24400 | 15.5 | 8.5 | 23000 | 19100 | 83.04% | 1.96 | 0 | 10 |  |  |  |  | R-454B | 2.0333 | Residential & Commercial | USHP | Ducted CEE Tier 1
216678330 | Central HP <5.4 tons | PAYNE HEATING AND COOLING | HRCU-A-CB (Split System: Heat Pump with Remote Outdoor Unit-Air-Source) | 37MURAQ24AA3 |  |  | CAA**3717AM* | PG97VTAA48080B** | 24400 | 15.5 | 8.5 | 23600 | 19300 | 81.78% | 1.94 | 0 | 10 |  |  |  |  | R-454B | 2.0333 | Residential & Commercial | USHP | Ducted CEE Tier 1
216751934 | Central HP <5.4 tons | YORK | HRCU-A-CB (Split System: Heat Pump with Remote Outdoor Unit-Air-Source) | HH836E2S11 | ADP |  | H,YG80*36+TXV-BLEED | TM8Y080B12MP11 | 33400 | 18 | 8.5 | 29600 | 25200 | 85.14% | 2 | 0 | 11 |  |  |  |  | R-454B | 2.7833 | Residential & Commercial | USHP | Ducted CEE Tier 1
216751941 | Central HP <5.4 tons | YORK | HRCU-A-CB (Split System: Heat Pump with Remote Outdoor Unit-Air-Source) | HH836E2S11 | ADP |  | H,YG36*36+TXV-BLEED | TM8Y100C16MP11 | 33800 | 19 | 9 | 30200 | 25000 | 82.78% | 2 | 0 | 11 |  |  |  |  | R-454B | 2.8167 | Residential & Commercial | USHP | Ducted CEE Tier 1
216751948 | Central HP <5.4 tons | YORK | HRCU-A-CB (Split System: Heat Pump with Remote Outdoor Unit-Air-Source) | HH836E2S11 | ADP |  | H,YG48*36+TXV-BLEED | TM8Y100C20MP11 | 34600 | 19 | 9 | 31000 | 25400 | 81.94% | 2 | 0 | 11 |  |  |  |  | R-454B | 2.8833 | Residential & Commercial | USHP | Ducted CEE Tier 1
216751975 | Central HP <5.4 tons | YORK | HRCU-A-CB (Split System: Heat Pump with Remote Outdoor Unit-Air-Source) | HH836E2S11 | ADP |  | H,YG81*36+TXV-BLEED | TM9E080C20MP12 | 34000 | 17 | 9 | 30400 | 25000 | 82.24% | 2 | 0 | 11 |  |  |  |  | R-454B | 2.8333 | Residential & Commercial | USHP | Ducted CEE Tier 1
216751989 | Central HP <5.4 tons | YORK | HRCU-A-CB (Split System: Heat Pump with Remote Outdoor Unit-Air-Source) | HH836E2S11 | ADP |  | H,YG80*36+TXV-BLEED | TM9V080C16MP12 | 32800 | 19 | 9 | 29600 | 24800 | 83.78% | 2 | 0 | 11 |  |  |  |  | R-454B | 2.7333 | Residential & Commercial | USHP | Ducted CEE Tier 1
216752014 | Central HP <5.4 tons | YORK | HRCU-A-CB (Split System: Heat Pump with Remote Outdoor Unit-Air-Source) | HH836E2S11 | ADP |  | H,YG80*36+TXV-BLEED | Y91E080B12SMPS1 | 33600 | 18 | 8.5 | 29800 | 25200 | 84.56% | 2 | 0 | 11 |  |  |  |  | R-454B | 2.8 | Residential & Commercial | USHP | Ducted CEE Tier 1
214776427 | Central HP <5.4 tons | YORK | HRCU-A-CB (Split System: Heat Pump with Remote Outdoor Unit-Air-Source) | HH860E2S11 | ADP |  | CH600C*C+TXV | TL8E100C20UH11 | 51000 | 18 | 8.3 | 51500 | 38000 | 73.79% | 1.96 | 0 | 10.5 |  |  |  |  | R-454B | 4.25 | Residential & Commercial | USHP | Ducted CEE Tier 1
214776452 | Central HP <5.4 tons | YORK | HRCU-A-CB (Split System: Heat Pump with Remote Outdoor Unit-Air-Source) | HH860E2S11 | ADP |  | CV606**C+TXV | TL9E080C16UH11 | 44500 | 18 | 8.5 | 44000 | 34000 | 77.27% | 2 | 0 | 11 |  |  |  |  | R-454B | 3.7083 | Residential & Commercial | USHP | Ducted CEE Tier 1
214776372 | Central HP <5.4 tons | YORK | HRCU-A-CB (Split System: Heat Pump with Remote Outdoor Unit-Air-Source) | HH824E2S11 | ADP |  | CH360**C+TXV | Y81E060A12SMPS1 | 22200 | 17 | 8.65 | 20800 | 16900 | 81.25% | 1.94 | 0 | 11.5 |  |  |  |  | R-454B | 1.85 | Residential & Commercial | USHP | Ducted CEE Tier 1
216679887 | Central HP <5.4 tons | SMART COMFORT | HRCU-A-CB (Split System: Heat Pump with Remote Outdoor Unit-Air-Source) | DLCURAH36ABK |  |  | EA*4X48L21A* | *97VTN0801716A* | 35400 | 16 | 8.5 | 37400 | 34200 | 91.44% | 1.94 | 0 | 9.5 |  |  |  |  | R-410A | 2.95 | Residential & Commercial | USHP
216751734 | Central HP <5.4 tons | YORK | HRCU-A-CB (Split System: Heat Pump with Remote Outdoor Unit-Air-Source) | HH860E2S11 | ADP |  | H,YG52*60+TXV-BLEED | TM9E100C20MP12 | 54000 | 19 | 8.5 | 53000 | 39000 | 73.58% | 2 | 0 | 11 |  |  |  |  | R-454B | 4.5 | Residential & Commercial | USHP | Ducted CEE Tier 1
216751767 | Central HP <5.4 tons | YORK | HRCU-A-CB (Split System: Heat Pump with Remote Outdoor Unit-Air-Source) | HH860E2S11 | ADP |  | H,YG51*48+TXV-BLEED | TM9V080C16MP12 | 43500 | 18 | 9 | 42000 | 33600 | 80% | 2 | 0 | 11 |  |  |  |  | R-454B | 3.625 | Residential & Commercial | USHP | Ducted CEE Tier 1
216751768 | Central HP <5.4 tons | YORK | HRCU-A-CB (Split System: Heat Pump with Remote Outdoor Unit-Air-Source) | HH860E2S11 | ADP |  | H,YG51*60+TXV-BLEED | TM9V080C16MP12 | 43500 | 18 | 9 | 42000 | 33600 | 80% | 2 | 0 | 11 |  |  |  |  | R-454B | 3.625 | Residential & Commercial | USHP | Ducted CEE Tier 1
216751537 | Central HP <5.4 tons | YORK | HRCU-A-CB (Split System: Heat Pump with Remote Outdoor Unit-Air-Source) | HH824E2S11 | ADP |  | H,YG8J*36+TXV-BLEED | Y81E060A12SMPS1 | 22600 | 17 | 9.4 | 21400 | 17600 | 82.24% | 1.98 | 0 | 11.7 |  |  |  |  | R-454B | 1.8833 | Residential & Commercial | USHP | Ducted CEE Tier 1
216751550 | Central HP <5.4 tons | YORK | HRCU-A-CB (Split System: Heat Pump with Remote Outdoor Unit-Air-Source) | HH824E2S11 | ADP |  | H,YG9J*30+TXV-BLEED | Y91E026A08SMPS1 | 23000 | 17 | 9 | 21400 | 17700 | 82.71% | 2 | 0 | 12 |  |  |  |  | R-454B | 1.9167 | Residential & Commercial | USHP | Ducted CEE Tier 1
216751770 | Central HP <5.4 tons | YORK | HRCU-A-CB (Split System: Heat Pump with Remote Outdoor Unit-Air-Source) | HH860E2S11 | ADP |  | H,YG52*48+TXV-BLEED | TM9V080C16MP12 | 43500 | 18 | 9 | 42000 | 33600 | 80% | 2 | 0 | 11 |  |  |  |  | R-454B | 3.625 | Residential & Commercial | USHP | Ducted CEE Tier 1
216751801 | Central HP <5.4 tons | YORK | HRCU-A-CB (Split System: Heat Pump with Remote Outdoor Unit-Air-Source) | HH860E2S11 | ADP |  | H,YG86*60+TXV-BLEED | TM9V100C16MP12 | 43500 | 18 | 9 | 42000 | 32800 | 78.1% | 2 | 0 | 11.7 |  |  |  |  | R-454B | 3.625 | Residential & Commercial | USHP | Ducted CEE Tier 1
216751834 | Central HP <5.4 tons | YORK | HRCU-A-CB (Split System: Heat Pump with Remote Outdoor Unit-Air-Source) | HH860E2S11 | ADP |  | H,YG55*60+TXV-BLEED | Y91E080C16SMPS1 | 45000 | 18 | 9 | 44000 | 33400 | 75.91% | 2 | 0 | 11.7 |  |  |  |  | R-454B | 3.75 | Residential & Commercial | USHP | Ducted CEE Tier 1
216676942 | Central HP <5.4 tons | PAYNE HEATING AND COOLING | HRCU-A-CB (Split System: Heat Pump with Remote Outdoor Unit-Air-Source) | 37MURAQ24AA3 |  |  | CAA**3721AM* | PG92MSAA42060B** | 24400 | 15.5 | 8.5 | 23000 | 19000 | 82.61% | 1.96 | 0 | 10 |  |  |  |  | R-454B | 2.0333 | Residential & Commercial | USHP | Ducted CEE Tier 1
216678105 | Central HP <5.4 tons | PAYNE HEATING AND COOLING | HRCU-A-CB (Split System: Heat Pump with Remote Outdoor Unit-Air-Source) | 37MURAQ24AA3 |  |  | CAA**3617AM* | PG96VTAB48080B** | 23600 | 15.2 | 8.5 | 24000 | 19400 | 80.83% | 1.9 | 0 | 9.8 |  |  |  |  | R-454B | 1.9667 | Residential & Commercial | USHP
215293575 | Central HP <5.4 tons | AIRQUEST | HRCU-A-CB (Split System: Heat Pump with Remote Outdoor Unit-Air-Source) | DLCURAH30ABK | ADP |  | HE35936 | *92MSN0802120A* | 30200 | 15.2 | 8.1 | 32600 | 27000 | 82.82% | 1.8 | 0 | 9 |  |  |  |  | R-410A | 2.5167 | Residential & Commercial | USHP
215293634 | Central HP <5.4 tons | AIRQUEST | HRCU-A-CB (Split System: Heat Pump with Remote Outdoor Unit-Air-Source) | DLCURAH30ABK | ADP |  | H,GE8J936 | *92MSN1002120A* | 30000 | 15.2 | 8.1 | 32600 | 27000 | 82.82% | 1.8 | 0 | 9 |  |  |  |  | R-410A | 2.5 | Residential & Commercial | USHP
215293661 | Central HP <5.4 tons | AIRQUEST | HRCU-A-CB (Split System: Heat Pump with Remote Outdoor Unit-Air-Source) | DLCURAH30ABK | ADP |  | H,GG33936 | *92MSN1202420A* | 29600 | 15.2 | 8.1 | 32600 | 27200 | 83.44% | 1.8 | 0 | 8.5 |  |  |  |  | R-410A | 2.4667 | Residential & Commercial | USHP
215293677 | Central HP <5.4 tons | AIRQUEST | HRCU-A-CB (Split System: Heat Pump with Remote Outdoor Unit-Air-Source) | DLCURAH30ABK | ADP |  | H,GG48936 | *92MSN1202420A* | 30000 | 15.2 | 8.1 | 32600 | 27200 | 83.44% | 1.8 | 0 | 9 |  |  |  |  | R-410A | 2.5 | Residential & Commercial | USHP
215293679 | Central HP <5.4 tons | AIRQUEST | HRCU-A-CB (Split System: Heat Pump with Remote Outdoor Unit-Air-Source) | DLCURAH30ABK | ADP |  | HG7J936 | *92MSN1202420A* | 29400 | 15.2 | 8.1 | 32600 | 27200 | 83.44% | 1.8 | 0 | 8.5 |  |  |  |  | R-410A | 2.45 | Residential & Commercial | USHP
215293686 | Central HP <5.4 tons | AIRQUEST | HRCU-A-CB (Split System: Heat Pump with Remote Outdoor Unit-Air-Source) | DLCURAH30ABK | ADP |  | HG9J936 | *92MSN1202420A* | 30000 | 15.2 | 8.1 | 32600 | 27200 | 83.44% | 1.8 | 0 | 9 |  |  |  |  | R-410A | 2.5 | Residential & Commercial | USHP
215293886 | Central HP <5.4 tons | AIRQUEST | HRCU-A-CB (Split System: Heat Pump with Remote Outdoor Unit-Air-Source) | DLCURAH30ABK | ADP |  | HG35936 | *96MSN0802120A* | 29800 | 15.2 | 8.1 | 32600 | 27200 | 83.44% | 1.8 | 0 | 9 |  |  |  |  | R-410A | 2.4833 | Residential & Commercial | USHP
215293927 | Central HP <5.4 tons | AIRQUEST | HRCU-A-CB (Split System: Heat Pump with Remote Outdoor Unit-Air-Source) | DLCURAH30ABK | ADP |  | HG33936 | *96MSN1002120A* | 29800 | 15.2 | 8.5 | 32400 | 27000 | 83.33% | 1.8 | 0 | 8.5 |  |  |  |  | R-410A | 2.4833 | Residential & Commercial | USHP
215293995 | Central HP <5.4 tons | AIRQUEST | HRCU-A-CB (Split System: Heat Pump with Remote Outdoor Unit-Air-Source) | DLCURAH30ABK | ADP |  | HE7J936 | *96MSN1202422A* | 29400 | 15.2 | 8.1 | 32600 | 27200 | 83.44% | 1.8 | 0 | 8.5 |  |  |  |  | R-410A | 2.45 | Residential & Commercial | USHP
215294211 | Central HP <5.4 tons | AIRQUEST | HRCU-A-CB (Split System: Heat Pump with Remote Outdoor Unit-Air-Source) | DLCURAH30ABK | ADP |  | H,GG35936 | *96VTN0802120A* | 29600 | 15.2 | 8.1 | 32000 | 27000 | 84.38% | 1.78 | 0 | 9 |  |  |  |  | R-410A | 2.4667 | Residential & Commercial | USHP
215294354 | Central HP <5.4 tons | AIRQUEST | HRCU-A-CB (Split System: Heat Pump with Remote Outdoor Unit-Air-Source) | DLCURAH30ABK | ADP |  | H,GG34936 | *96VTN1002120B* | 30200 | 15.2 | 8.5 | 32600 | 27200 | 83.44% | 1.8 | 0 | 9 |  |  |  |  | R-410A | 2.5167 | Residential & Commercial | USHP
215294356 | Central HP <5.4 tons | AIRQUEST | HRCU-A-CB (Split System: Heat Pump with Remote Outdoor Unit-Air-Source) | DLCURAH30ABK | ADP |  | H,GE34936 | *96VTN1002120B* | 30200 | 15.2 | 8.5 | 32600 | 27200 | 83.44% | 1.8 | 0 | 9 |  |  |  |  | R-410A | 2.5167 | Residential & Commercial | USHP
215294361 | Central HP <5.4 tons | AIRQUEST | HRCU-A-CB (Split System: Heat Pump with Remote Outdoor Unit-Air-Source) | DLCURAH30ABK | ADP |  | HE35936 | *96VTN1002120B* | 30200 | 15.2 | 8.5 | 32600 | 27200 | 83.44% | 1.8 | 0 | 9 |  |  |  |  | R-410A | 2.5167 | Residential & Commercial | USHP
216752031 | Central HP <5.4 tons | YORK | HRCU-A-CB (Split System: Heat Pump with Remote Outdoor Unit-Air-Source) | HH836E2S11 | ADP |  | H,YG36*36+TXV-BLEED | Y91E100C20SMPS1 | 34800 | 18 | 8.5 | 31400 | 26800 | 85.35% | 2 | 0 | 11 |  |  |  |  | R-454B | 2.9 | Residential & Commercial | USHP | Ducted CEE Tier 1
214229267 | Central HP <5.4 tons | PAYNE HEATING AND COOLING | HRCU-A-CB (Split System: Heat Pump with Remote Outdoor Unit-Air-Source) | 38MURAQ30AB3* |  |  | CNPV*4217AL* | PG80MSUA48060B** | 29800 | 15.2 | 8.1 | 34000 | 27000 | 79.41% | 1.82 | 0 | 9 |  |  |  |  | R-410A | 2.4833 | Residential & Commercial | USHP
212985284 | Central HP <5.4 tons | SMART COMFORT | HRCU-A-CB (Split System: Heat Pump with Remote Outdoor Unit-Air-Source) | DLCURAH30ABK |  |  | EA*4X42L21A* | *92MSN1002120A* | 30200 | 15.2 | 8.1 | 34200 | 27400 | 80.12% | 1.8 | 0 | 9 |  |  |  |  | R-410A | 2.5167 | Residential & Commercial | USHP
213145651 | Central HP <5.4 tons | TEMPSTAR | HRCU-A-CB (Split System: Heat Pump with Remote Outdoor Unit-Air-Source) | DLCURAH30ABK | ADP |  | PL36H***P449+AEFE3A* | 0 | 30400 | 15.2 | 8.5 | 33400 | 27000 | 80.84% | 1.82 | 0 | 9 |  |  |  |  | R-410A | 2.5333 | Residential & Commercial | USHP
216751574 | Central HP <5.4 tons | YORK | HRCU-A-CB (Split System: Heat Pump with Remote Outdoor Unit-Air-Source) | HH860E2S11 | ADP |  | H,YG3K*60+TXV-BLEED | TM8Y080C16MP11 | 44000 | 17 | 9 | 42000 | 33000 | 78.57% | 2 | 0 | 11.7 |  |  |  |  | R-454B | 3.6667 | Residential & Commercial | USHP | Ducted CEE Tier 1
216751647 | Central HP <5.4 tons | YORK | HRCU-A-CB (Split System: Heat Pump with Remote Outdoor Unit-Air-Source) | HH860E2S11 | ADP |  | H,YG54*60+TXV-BLEED | TM8Y120C20MP11 | 54000 | 19 | 9 | 53000 | 39000 | 73.58% | 2 | 0 | 11 |  |  |  |  | R-454B | 4.5 | Residential & Commercial | USHP | Ducted CEE Tier 1
216751649 | Central HP <5.4 tons | YORK | HRCU-A-CB (Split System: Heat Pump with Remote Outdoor Unit-Air-Source) | HH860E2S11 | ADP |  | H,YG49*60+TXV-BLEED | TM8Y120C20MP11 | 54000 | 19 | 9 | 53000 | 39000 | 73.58% | 2 | 0 | 11 |  |  |  |  | R-454B | 4.5 | Residential & Commercial | USHP | Ducted CEE Tier 1
216751663 | Central HP <5.4 tons | YORK | HRCU-A-CB (Split System: Heat Pump with Remote Outdoor Unit-Air-Source) | HH860E2S11 | ADP |  | H,YG48*48+TXV-BLEED | TM9E080C16MP12 | 44500 | 18 | 9 | 43500 | 34000 | 78.16% | 2 | 0 | 11 |  |  |  |  | R-454B | 3.7083 | Residential & Commercial | USHP | Ducted CEE Tier 1
216751475 | Central HP <5.4 tons | YORK | HRCU-A-CB (Split System: Heat Pump with Remote Outdoor Unit-Air-Source) | HH824E2S11 | ADP |  | H,YG8J*36+TXV-BLEED | TM8V080B12MP12 | 22600 | 17 | 8.9 | 21400 | 18100 | 84.58% | 1.98 | 0 | 11.7 |  |  |  |  | R-454B | 1.8833 | Residential & Commercial | USHP | Ducted CEE Tier 1
216751478 | Central HP <5.4 tons | YORK | HRCU-A-CB (Split System: Heat Pump with Remote Outdoor Unit-Air-Source) | HH824E2S11 | ADP |  | H,YG34*36+TXV-BLEED | TM8Y060A12MP11 | 22800 | 17 | 8.9 | 21400 | 17800 | 83.18% | 1.98 | 0 | 11.7 |  |  |  |  | R-454B | 1.9 | Residential & Commercial | USHP | Ducted CEE Tier 1
216751525 | Central HP <5.4 tons | YORK | HRCU-A-CB (Split System: Heat Pump with Remote Outdoor Unit-Air-Source) | HH824E2S11 | ADP |  | H,YG9J*30+TXV-BLEED | TM9Y040A10MP11 | 22800 | 16 | 9 | 21400 | 17600 | 82.24% | 2 | 0 | 11.7 |  |  |  |  | R-454B | 1.9 | Residential & Commercial | USHP | Ducted CEE Tier 1
214665274 | Central HP <5.4 tons | TEMPSTAR | HRCU-A-C (Split System: Heat Pump with Remote Outdoor Unit with No Indoor Fan --Air Source) | DLCURAH36ABK | ADP |  | H,GE32936+TD | 0 | 34800 | 15.2 | 8.2 | 36200 | 31200 | 86.19% | 1.78 | 0 | 9.5 |  |  |  |  | R-410A | 2.9 | Residential & Commercial | USHP
212383408 | Central HP <5.4 tons | SMART COMFORT | HRCU-A-CB (Split System: Heat Pump with Remote Outdoor Unit-Air-Source) | DLCURAH36ABK |  |  | EA*4X37L21A* | *80ES(N,L)0701716A* | 36600 | 15.5 | 8.5 | 39000 | 34800 | 89.23% | 2.1 | 0 | 10 |  |  |  |  | R-410A | 3.05 | Residential & Commercial | USHP | Ducted CEE Tier 1
212384309 | Central HP <5.4 tons | SMART COMFORT | HRCU-A-CB (Split System: Heat Pump with Remote Outdoor Unit-Air-Source) | DLCURAH36ABK |  |  | END4X42L17** | *92ESN0601412A* | 36000 | 15.2 | 8.1 | 39500 | 35000 | 88.61% | 1.96 | 0 | 10 |  |  |  |  | R-410A | 3 | Residential & Commercial | USHP | Ducted CEE Tier 1
214665277 | Central HP <5.4 tons | TEMPSTAR | HRCU-A-C (Split System: Heat Pump with Remote Outdoor Unit with No Indoor Fan --Air Source) | DLCURAH30ABK | ADP |  | H,GE32936+TD | 0 | 29000 | 15.2 | 9.2 | 31200 | 26600 | 85.26% | 1.78 | 0 | 10 |  |  |  |  | R-410A | 2.4167 | Residential & Commercial | USHP | Ducted CEE Tier 1
216751576 | Central HP <5.4 tons | YORK | HRCU-A-CB (Split System: Heat Pump with Remote Outdoor Unit-Air-Source) | HH860E2S11 | ADP |  | H,YG48*60+TXV-BLEED | TM8Y080C16MP11 | 44000 | 18 | 9 | 42000 | 33000 | 78.57% | 2 | 0 | 11.7 |  |  |  |  | R-454B | 3.6667 | Residential & Commercial | USHP | Ducted CEE Tier 1
216751577 | Central HP <5.4 tons | YORK | HRCU-A-CB (Split System: Heat Pump with Remote Outdoor Unit-Air-Source) | HH860E2S11 | ADP |  | H,YG54*48+TXV-BLEED | TM8Y080C16MP11 | 44000 | 18 | 9 | 42000 | 33000 | 78.57% | 2 | 0 | 11.7 |  |  |  |  | R-454B | 3.6667 | Residential & Commercial | USHP | Ducted CEE Tier 1
216751611 | Central HP <5.4 tons | YORK | HRCU-A-CB (Split System: Heat Pump with Remote Outdoor Unit-Air-Source) | HH860E2S11 | ADP |  | H,YG49*60+TXV-BLEED | TM8Y100C16MP11 | 44000 | 18 | 9 | 42000 | 33000 | 78.57% | 2 | 0 | 11.7 |  |  |  |  | R-454B | 3.6667 | Residential & Commercial | USHP | Ducted CEE Tier 1
216751612 | Central HP <5.4 tons | YORK | HRCU-A-CB (Split System: Heat Pump with Remote Outdoor Unit-Air-Source) | HH860E2S11 | ADP |  | H,YG50*48+TXV-BLEED | TM8Y100C16MP11 | 44000 | 18 | 9 | 42000 | 33000 | 78.57% | 2 | 0 | 11.7 |  |  |  |  | R-454B | 3.6667 | Residential & Commercial | USHP | Ducted CEE Tier 1
216751627 | Central HP <5.4 tons | YORK | HRCU-A-CB (Split System: Heat Pump with Remote Outdoor Unit-Air-Source) | HH860E2S11 | ADP |  | H,YG3K*48+TXV-BLEED | TM8Y100C20MP11 | 44500 | 18 | 9 | 43000 | 33400 | 77.67% | 2 | 0 | 11.7 |  |  |  |  | R-454B | 3.7083 | Residential & Commercial | USHP | Ducted CEE Tier 1
216751644 | Central HP <5.4 tons | YORK | HRCU-A-CB (Split System: Heat Pump with Remote Outdoor Unit-Air-Source) | HH860E2S11 | ADP |  | H,YG3K*60+TXV-BLEED | TM8Y120C20MP11 | 44500 | 18 | 9 | 43000 | 33400 | 77.67% | 2 | 0 | 11.7 |  |  |  |  | R-454B | 3.7083 | Residential & Commercial | USHP | Ducted CEE Tier 1
216751661 | Central HP <5.4 tons | YORK | HRCU-A-CB (Split System: Heat Pump with Remote Outdoor Unit-Air-Source) | HH860E2S11 | ADP |  | H,YG3K*48+TXV-BLEED | TM9E080C16MP12 | 44500 | 18 | 9 | 43500 | 34000 | 78.16% | 2 | 0 | 11 |  |  |  |  | R-454B | 3.7083 | Residential & Commercial | USHP | Ducted CEE Tier 1
216751692 | Central HP <5.4 tons | YORK | HRCU-A-CB (Split System: Heat Pump with Remote Outdoor Unit-Air-Source) | HH860E2S11 | ADP |  | H,YG51*60+TXV-BLEED | TM9E080C20MP12 | 54000 | 19 | 8.5 | 53000 | 39000 | 73.58% | 2 | 0 | 11 |  |  |  |  | R-454B | 4.5 | Residential & Commercial | USHP | Ducted CEE Tier 1
216751836 | Central HP <5.4 tons | YORK | HRCU-A-CB (Split System: Heat Pump with Remote Outdoor Unit-Air-Source) | HH860E2S11 | ADP |  | H,YG49*48+TXV-BLEED | Y91E080C16SMPS1 | 45000 | 18 | 9 | 44000 | 33400 | 75.91% | 2 | 0 | 11.7 |  |  |  |  | R-454B | 3.75 | Residential & Commercial | USHP | Ducted CEE Tier 1
216752053 | Central HP <5.4 tons | YORK | HRCU-A-CB (Split System: Heat Pump with Remote Outdoor Unit-Air-Source) | HH824E2S11 | ADP |  | H,YG33*30+TXV-BLEED | TM9E040A10MP12 | 22400 | 16 | 8.8 | 21400 | 17600 | 82.24% | 1.96 | 0 | 11.5 |  |  |  |  | R-454B | 1.8667 | Residential & Commercial | USHP | Ducted CEE Tier 1
216752085 | Central HP <5.4 tons | YORK | HRCU-A-CB (Split System: Heat Pump with Remote Outdoor Unit-Air-Source) | HH824E2S11 | ADP |  | H,YG7J*30+TXV-BLEED | TM9Y080B12MP11 | 22400 | 17 | 9.25 | 21400 | 18200 | 85.05% | 1.96 | 0 | 11.5 |  |  |  |  | R-454B | 1.8667 | Residential & Commercial | USHP | Ducted CEE Tier 1
216752087 | Central HP <5.4 tons | YORK | HRCU-A-CB (Split System: Heat Pump with Remote Outdoor Unit-Air-Source) | HH824E2S11 | ADP |  | H,YG33*30+TXV-BLEED | Y81E060A12SMPS1 | 22400 | 17 | 9.25 | 21400 | 17600 | 82.24% | 1.96 | 0 | 11.5 |  |  |  |  | R-454B | 1.8667 | Residential & Commercial | USHP | Ducted CEE Tier 1
216752105 | Central HP <5.4 tons | YORK | HRCU-A-CB (Split System: Heat Pump with Remote Outdoor Unit-Air-Source) | HH824E2S11 | ADP |  | H,YG7J*30+TXV-BLEED | Y91E040A10SMPS1 | 22400 | 17 | 8.8 | 21400 | 17300 | 80.84% | 1.96 | 0 | 11.5 |  |  |  |  | R-454B | 1.8667 | Residential & Commercial | USHP | Ducted CEE Tier 1
216751921 | Central HP <5.4 tons | YORK | HRCU-A-CB (Split System: Heat Pump with Remote Outdoor Unit-Air-Source) | HH836E2S11 | ADP |  | H,YG36*36+TXV-BLEED | TM8V060A12MP12 | 32800 | 17 | 8.5 | 29000 | 24800 | 85.52% | 2 | 0 | 11 |  |  |  |  | R-454B | 2.7333 | Residential & Commercial | USHP | Ducted CEE Tier 1
216751938 | Central HP <5.4 tons | YORK | HRCU-A-CB (Split System: Heat Pump with Remote Outdoor Unit-Air-Source) | HH836E2S11 | ADP |  | H,YG48*36+TXV-BLEED | TM8Y080C16MP11 | 33800 | 19 | 9 | 30200 | 25000 | 82.78% | 2 | 0 | 11 |  |  |  |  | R-454B | 2.8167 | Residential & Commercial | USHP | Ducted CEE Tier 1
216751837 | Central HP <5.4 tons | YORK | HRCU-A-CB (Split System: Heat Pump with Remote Outdoor Unit-Air-Source) | HH860E2S11 | ADP |  | H,YG49*60+TXV-BLEED | Y91E080C16SMPS1 | 45000 | 18 | 9 | 44000 | 33400 | 75.91% | 2 | 0 | 11.7 |  |  |  |  | R-454B | 3.75 | Residential & Commercial | USHP | Ducted CEE Tier 1
216751851 | Central HP <5.4 tons | YORK | HRCU-A-CB (Split System: Heat Pump with Remote Outdoor Unit-Air-Source) | HH860E2S11 | ADP |  | H,YG72*60+TXV-BLEED | Y91E080C20SMPS1 | 44500 | 18 | 9 | 43500 | 33000 | 75.86% | 2 | 0 | 12 |  |  |  |  | R-454B | 3.7083 | Residential & Commercial | USHP | Ducted CEE Tier 1
216751884 | Central HP <5.4 tons | YORK | HRCU-A-CB (Split System: Heat Pump with Remote Outdoor Unit-Air-Source) | HH860E2S11 | ADP |  | H,YG52*48+TXV-BLEED | Y91E100C16SMPS1 | 45500 | 18 | 9 | 44000 | 33400 | 75.91% | 2 | 0 | 11.7 |  |  |  |  | R-454B | 3.7917 | Residential & Commercial | USHP | Ducted CEE Tier 1
216751887 | Central HP <5.4 tons | YORK | HRCU-A-CB (Split System: Heat Pump with Remote Outdoor Unit-Air-Source) | HH860E2S11 | ADP |  | H,YG86*48+TXV-BLEED | Y91E100C16SMPS1 | 45500 | 18 | 9 | 44000 | 33400 | 75.91% | 2 | 0 | 11.7 |  |  |  |  | R-454B | 3.7917 | Residential & Commercial | USHP | Ducted CEE Tier 1
216751971 | Central HP <5.4 tons | YORK | HRCU-A-CB (Split System: Heat Pump with Remote Outdoor Unit-Air-Source) | HH836E2S11 | ADP |  | H,YG36*36+TXV-BLEED | TM9E080C20MP12 | 34000 | 17 | 9 | 30400 | 25000 | 82.24% | 2 | 0 | 11 |  |  |  |  | R-454B | 2.8333 | Residential & Commercial | USHP | Ducted CEE Tier 1
216751987 | Central HP <5.4 tons | YORK | HRCU-A-CB (Split System: Heat Pump with Remote Outdoor Unit-Air-Source) | HH836E2S11 | ADP |  | H,YG37*36+TXV-BLEED | TM9V080C16MP12 | 32800 | 19 | 9 | 29600 | 24800 | 83.78% | 2 | 0 | 11 |  |  |  |  | R-454B | 2.7333 | Residential & Commercial | USHP | Ducted CEE Tier 1
214776320 | Central HP <5.4 tons | YORK | HRCU-A-CB (Split System: Heat Pump with Remote Outdoor Unit-Air-Source) | HH824E2S11 | ADP |  | CH368A*C+TXV | TM9E026A08MP12 | 22800 | 16 | 8.9 | 21400 | 17200 | 80.37% | 1.98 | 0 | 10.5 |  |  |  |  | R-454B | 1.9 | Residential & Commercial | USHP | Ducted CEE Tier 1
214776323 | Central HP <5.4 tons | YORK | HRCU-A-CB (Split System: Heat Pump with Remote Outdoor Unit-Air-Source) | HH824E2S11 | ADP |  | CV240**C+TXV | TM9E040A10MP12 | 21800 | 16 | 8.5 | 21200 | 17700 | 83.49% | 1.9 | 0 | 10 |  |  |  |  | R-454B | 1.8167 | Residential & Commercial | USHP | Ducted CEE Tier 1
214776324 | Central HP <5.4 tons | YORK | HRCU-A-CB (Split System: Heat Pump with Remote Outdoor Unit-Air-Source) | HH824E2S11 | ADP |  | CX360A*35+TXV | TM9E040A10MP12 | 22200 | 16 | 8.65 | 21200 | 17700 | 83.49% | 1.94 | 0 | 10.5 |  |  |  |  | R-454B | 1.85 | Residential & Commercial | USHP | Ducted CEE Tier 1
216751538 | Central HP <5.4 tons | YORK | HRCU-A-CB (Split System: Heat Pump with Remote Outdoor Unit-Air-Source) | HH824E2S11 | ADP |  | H,YG7J*36+TXV-BLEED | Y81E080B12SMPS1 | 23000 | 18 | 9.5 | 21400 | 18700 | 87.38% | 2 | 0 | 12 |  |  |  |  | R-454B | 1.9167 | Residential & Commercial | USHP | Ducted CEE Tier 1
216751540 | Central HP <5.4 tons | YORK | HRCU-A-CB (Split System: Heat Pump with Remote Outdoor Unit-Air-Source) | HH824E2S11 | ADP |  | H,YG33*36+TXV-BLEED | Y82E060A12LMPS1 | 22600 | 18 | 9.25 | 21400 | 18100 | 84.58% | 1.96 | 0 | 11.7 |  |  |  |  | R-454B | 1.8833 | Residential & Commercial | USHP | Ducted CEE Tier 1
216751547 | Central HP <5.4 tons | YORK | HRCU-A-CB (Split System: Heat Pump with Remote Outdoor Unit-Air-Source) | HH824E2S11 | ADP |  | H,YG34*36+TXV-BLEED | Y91E026A08SMPS1 | 22800 | 17 | 8.9 | 21400 | 17700 | 82.71% | 1.98 | 0 | 11.7 |  |  |  |  | R-454B | 1.9 | Residential & Commercial | USHP | Ducted CEE Tier 1
216751549 | Central HP <5.4 tons | YORK | HRCU-A-CB (Split System: Heat Pump with Remote Outdoor Unit-Air-Source) | HH824E2S11 | ADP |  | H,YG8J*36+TXV-BLEED | Y91E026A08SMPS1 | 22600 | 17 | 8.9 | 21400 | 17700 | 82.71% | 1.98 | 0 | 11.7 |  |  |  |  | R-454B | 1.8833 | Residential & Commercial | USHP | Ducted CEE Tier 1
216751565 | Central HP <5.4 tons | YORK | HRCU-A-CB (Split System: Heat Pump with Remote Outdoor Unit-Air-Source) | HH824E2S11 | ADP |  | H,YG9J*36+TXV-BLEED | Y91E060A10SMPS1 | 23000 | 18 | 9 | 21400 | 18100 | 84.58% | 2 | 0 | 12 |  |  |  |  | R-454B | 1.9167 | Residential & Commercial | USHP | Ducted CEE Tier 1
212988044 | Central HP <5.4 tons | SMART COMFORT | HRCU-A-CB (Split System: Heat Pump with Remote Outdoor Unit-Air-Source) | DLCURAH30ABK |  |  | EA*4X37L21A* | *96MSN1002120A* | 30800 | 15.2 | 8.5 | 33200 | 26200 | 78.92% | 1.84 | 0 | 9 |  |  |  |  | R-410A | 2.5667 | Residential & Commercial | USHP
212925411 | Central HP <5.4 tons | COMFORT-AIRE | HRCU-A-C (Split System: Heat Pump with Remote Outdoor Unit with No Indoor Fan --Air Source) | A-VCD30SA-1 | ADP |  | H,A,DG8J936+TD | 0 | 29800 | 15.2 | 9.5 | 31400 | 26600 | 84.71% | 1.82 | 0 | 10.5 |  |  |  |  | R-410A | 2.4833 | Residential & Commercial | USHP | Ducted CEE Tier 1
213088494 | Central HP <5.4 tons | TEMPSTAR | HRCU-A-CB (Split System: Heat Pump with Remote Outdoor Unit-Air-Source) | DLCURAH30ABK | ADP |  | H,RG80936+AEFE3A* | 0 | 30400 | 15.2 | 8.5 | 33400 | 27000 | 80.84% | 1.82 | 0 | 9 |  |  |  |  | R-410A | 2.5333 | Residential & Commercial | USHP
216751571 | Central HP <5.4 tons | YORK | HRCU-A-CB (Split System: Heat Pump with Remote Outdoor Unit-Air-Source) | HH860E2S11 | ADP |  | H,YG72*48+TXV-BLEED | TM8Y080C16MP11 | 44000 | 18 | 9 | 42000 | 33000 | 78.57% | 2 | 0 | 11.7 |  |  |  |  | R-454B | 3.6667 | Residential & Commercial | USHP | Ducted CEE Tier 1
216751580 | Central HP <5.4 tons | YORK | HRCU-A-CB (Split System: Heat Pump with Remote Outdoor Unit-Air-Source) | HH860E2S11 | ADP |  | H,YG55*60+TXV-BLEED | TM8Y080C16MP11 | 44000 | 18 | 9 | 42000 | 33000 | 78.57% | 2 | 0 | 11.7 |  |  |  |  | R-454B | 3.6667 | Residential & Commercial | USHP | Ducted CEE Tier 1
216751646 | Central HP <5.4 tons | YORK | HRCU-A-CB (Split System: Heat Pump with Remote Outdoor Unit-Air-Source) | HH860E2S11 | ADP |  | H,YG48*60+TXV-BLEED | TM8Y120C20MP11 | 44500 | 18 | 9 | 43000 | 33400 | 77.67% | 2 | 0 | 11.7 |  |  |  |  | R-454B | 3.7083 | Residential & Commercial | USHP | Ducted CEE Tier 1
216751664 | Central HP <5.4 tons | YORK | HRCU-A-CB (Split System: Heat Pump with Remote Outdoor Unit-Air-Source) | HH860E2S11 | ADP |  | H,YG48*60+TXV-BLEED | TM9E080C16MP12 | 44500 | 18 | 9 | 43500 | 34000 | 78.16% | 2 | 0 | 11 |  |  |  |  | R-454B | 3.7083 | Residential & Commercial | USHP | Ducted CEE Tier 1
216751666 | Central HP <5.4 tons | YORK | HRCU-A-CB (Split System: Heat Pump with Remote Outdoor Unit-Air-Source) | HH860E2S11 | ADP |  | H,YG54*60+TXV-BLEED | TM9E080C16MP12 | 44500 | 18 | 9 | 43500 | 34000 | 78.16% | 2 | 0 | 11 |  |  |  |  | R-454B | 3.7083 | Residential & Commercial | USHP | Ducted CEE Tier 1
216751671 | Central HP <5.4 tons | YORK | HRCU-A-CB (Split System: Heat Pump with Remote Outdoor Unit-Air-Source) | HH860E2S11 | ADP |  | H,YG49*60+TXV-BLEED | TM9E080C16MP12 | 44500 | 18 | 9 | 43500 | 34000 | 78.16% | 2 | 0 | 11 |  |  |  |  | R-454B | 3.7083 | Residential & Commercial | USHP | Ducted CEE Tier 1
215375085 | Central HP <5.4 tons | RUUD | HRCU-A-CB (Split System: Heat Pump with Remote Outdoor Unit-Air-Source) | RD17AZ24AJ3N | ASPEN |  | D(A,C,E)30B36+TDR | R802V0503A14UHS | 21600 | 17 | 8.1 | 22600 | 19000 | 84.07% | 2 | 0 | 10 |  |  |  |  | R-410A | 1.8 | Residential & Commercial | USHP | Ducted CEE Tier 1
211714360 | Central HP <5.4 tons | SMART COMFORT | HRCU-A-CB (Split System: Heat Pump with Remote Outdoor Unit-Air-Source) | DLCURAH30ABK |  |  | EN(A,D,W)4X42L21** | *96VTN1002122A* | 30000 | 15.2 | 8.1 | 34000 | 27200 | 80% | 1.8 | 0 | 9 |  |  |  |  | R-410A | 2.5 | Residential & Commercial | USHP
214776484 | Central HP <5.4 tons | YORK | HRCU-A-CB (Split System: Heat Pump with Remote Outdoor Unit-Air-Source) | HH860E2S11 | ADP |  | CV603**A+TXV | TM9E080C16MP12 | 44500 | 18 | 8.5 | 43500 | 34000 | 78.16% | 2 | 0 | 11 |  |  |  |  | R-454B | 3.7083 | Residential & Commercial | USHP | Ducted CEE Tier 1
216751630 | Central HP <5.4 tons | YORK | HRCU-A-CB (Split System: Heat Pump with Remote Outdoor Unit-Air-Source) | HH860E2S11 | ADP |  | H,YG48*60+TXV-BLEED | TM8Y100C20MP11 | 44500 | 18 | 9 | 43000 | 33400 | 77.67% | 2 | 0 | 11.7 |  |  |  |  | R-454B | 3.7083 | Residential & Commercial | USHP | Ducted CEE Tier 1
216751648 | Central HP <5.4 tons | YORK | HRCU-A-CB (Split System: Heat Pump with Remote Outdoor Unit-Air-Source) | HH860E2S11 | ADP |  | H,YG55*60+TXV-BLEED | TM8Y120C20MP11 | 54000 | 19 | 9 | 53000 | 39000 | 73.58% | 2 | 0 | 11 |  |  |  |  | R-454B | 4.5 | Residential & Commercial | USHP | Ducted CEE Tier 1
216751698 | Central HP <5.4 tons | YORK | HRCU-A-CB (Split System: Heat Pump with Remote Outdoor Unit-Air-Source) | HH860E2S11 | ADP |  | H,YG37*60+TXV-BLEED | TM9E100C16MP12 | 44500 | 17 | 9 | 44000 | 34000 | 77.27% | 2 | 0 | 11 |  |  |  |  | R-454B | 3.7083 | Residential & Commercial | USHP | Ducted CEE Tier 1
216751714 | Central HP <5.4 tons | YORK | HRCU-A-CB (Split System: Heat Pump with Remote Outdoor Unit-Air-Source) | HH860E2S11 | ADP |  | H,YG51*48+TXV-BLEED | TM9E100C16MP12 | 44500 | 18 | 9 | 44000 | 34000 | 77.27% | 2 | 0 | 11 |  |  |  |  | R-454B | 3.7083 | Residential & Commercial | USHP | Ducted CEE Tier 1
216751730 | Central HP <5.4 tons | YORK | HRCU-A-CB (Split System: Heat Pump with Remote Outdoor Unit-Air-Source) | HH860E2S11 | ADP |  | H,YG49*60+TXV-BLEED | TM9E100C20MP12 | 54000 | 19 | 8.5 | 53000 | 39000 | 73.58% | 2 | 0 | 11 |  |  |  |  | R-454B | 4.5 | Residential & Commercial | USHP | Ducted CEE Tier 1
216751791 | Central HP <5.4 tons | YORK | HRCU-A-CB (Split System: Heat Pump with Remote Outdoor Unit-Air-Source) | HH860E2S11 | ADP |  | H,YG49*60+TXV-BLEED | TM9V100C16MP12 | 43500 | 18 | 9 | 42000 | 32800 | 78.1% | 2 | 0 | 11.7 |  |  |  |  | R-454B | 3.625 | Residential & Commercial | USHP | Ducted CEE Tier 1
216751805 | Central HP <5.4 tons | YORK | HRCU-A-CB (Split System: Heat Pump with Remote Outdoor Unit-Air-Source) | HH860E2S11 | ADP |  | H,YG72*48+TXV-BLEED | TM9V100C20MP12 | 44000 | 18 | 9 | 42500 | 33200 | 78.12% | 2 | 0 | 11.7 |  |  |  |  | R-454B | 3.6667 | Residential & Commercial | USHP | Ducted CEE Tier 1
216683411 | Central HP <5.4 tons | SMART COMFORT | HRCU-A-CB (Split System: Heat Pump with Remote Outdoor Unit-Air-Source) | DLCURAH24ABK |  |  | EHD4X36AAL | *97VTN1202422A* | 23800 | 16 | 8.5 | 25400 | 22400 | 88.19% | 1.75 | 0 | 10 |  |  |  |  | R-410A | 1.9833 | Residential & Commercial | USHP | Ducted CEE Tier 1
212498316 | Central HP <5.4 tons | PAYNE HEATING AND COOLING | HRCU-A-CB (Split System: Heat Pump with Remote Outdoor Unit-Air-Source) | 38MURAQ24AB3* | ADP |  | CP2403A+TXV+TD | 0 | 23000 | 16 | 8.5 | 24800 | 22600 | 91.13% | 1.84 | 0 | 10 |  |  |  |  | R-410A | 1.9167 | Residential & Commercial | USHP | Ducted CEE Tier 1
211244621 | Central HP <5.4 tons | PAYNE HEATING AND COOLING | HRCU-A-CB (Split System: Heat Pump with Remote Outdoor Unit-Air-Source) | 38MURAQ24AB3* |  |  | CNPV*3017AL* | PG95ESAA36060A** | 24400 | 15.5 | 8.1 | 26600 | 22600 | 84.96% | 1.86 | 0 | 10 |  |  |  |  | R-410A | 2.0333 | Residential & Commercial | USHP | Ducted CEE Tier 1
215726701 | Central HP <5.4 tons | YORK | HRCU-A-CB (Split System: Heat Pump with Remote Outdoor Unit-Air-Source) | HH860E2S11 | ADP |  | H,YG50*48+TXV-BLEED | Y81E120C16SMPS1 | 44000 | 18 | 8.5 | 41500 | 32600 | 78.55% | 2 | 0 | 12 |  |  |  |  | R-454B | 3.6667 | Residential & Commercial | USHP | Ducted CEE Tier 1
215726702 | Central HP <5.4 tons | YORK | HRCU-A-CB (Split System: Heat Pump with Remote Outdoor Unit-Air-Source) | HH860E2S11 | ADP |  | H,YG50*60+TXV-BLEED | Y81E120C16SMPS1 | 44000 | 18 | 8.5 | 41500 | 32600 | 78.55% | 2 | 0 | 12 |  |  |  |  | R-454B | 3.6667 | Residential & Commercial | USHP | Ducted CEE Tier 1
215726717 | Central HP <5.4 tons | YORK | HRCU-A-CB (Split System: Heat Pump with Remote Outdoor Unit-Air-Source) | HH860E2S11 | ADP |  | H,YG49*60+TXV | Y81E120C20SMPS1 | 52500 | 19 | 8.5 | 51500 | 38000 | 73.79% | 2 | 0 | 11.7 |  |  |  |  | R-454B | 4.375 | Residential & Commercial | USHP | Ducted CEE Tier 1
215726735 | Central HP <5.4 tons | YORK | HRCU-A-CB (Split System: Heat Pump with Remote Outdoor Unit-Air-Source) | HH860E2S11 | ADP |  | H,YG52*60+TXV-BLEED | Y81E130D20SMPS1 | 54000 | 19 | 8.5 | 52500 | 39000 | 74.29% | 2 | 0 | 11.7 |  |  |  |  | R-454B | 4.5 | Residential & Commercial | USHP | Ducted CEE Tier 1
212383120 | Central HP <5.4 tons | SMART COMFORT | HRCU-A-CB (Split System: Heat Pump with Remote Outdoor Unit-Air-Source) | DLCURAH36ABK |  |  | EA*4X36L21A* | *96VSN0802120A* | 35400 | 16 | 8.1 | 39500 | 35200 | 89.11% | 1.82 | 0 | 9.5 |  |  |  |  | R-410A | 2.95 | Residential & Commercial | USHP
212383238 | Central HP <5.4 tons | SMART COMFORT | HRCU-A-CB (Split System: Heat Pump with Remote Outdoor Unit-Air-Source) | DLCURAH36ABK |  |  | EA*4X36L21A* | *95ESN0802120A* | 35800 | 15.5 | 8.1 | 39500 | 35400 | 89.62% | 1.84 | 0 | 9.5 |  |  |  |  | R-410A | 2.9833 | Residential & Commercial | USHP
212383489 | Central HP <5.4 tons | SMART COMFORT | HRCU-A-CB (Split System: Heat Pump with Remote Outdoor Unit-Air-Source) | DLCURAH36ABK |  |  | EA*4X48L21A* | *80ES(N,L)0701716A* | 35600 | 16 | 8.5 | 37800 | 34600 | 91.53% | 2.04 | 0 | 10 |  |  |  |  | R-410A | 2.9667 | Residential & Commercial | USHP | Ducted CEE Tier 1
212384358 | Central HP <5.4 tons | SMART COMFORT | HRCU-A-CB (Split System: Heat Pump with Remote Outdoor Unit-Air-Source) | DLCURAH36ABK |  |  | END4X42L17** | *80ESU0601716A | 36400 | 15.5 | 8.1 | 39500 | 35000 | 88.61% | 1.98 | 0 | 10 |  |  |  |  | R-410A | 3.0333 | Residential & Commercial | USHP | Ducted CEE Tier 1
214776338 | Central HP <5.4 tons | YORK | HRCU-A-CB (Split System: Heat Pump with Remote Outdoor Unit-Air-Source) | HH824E2S11 | ADP |  | CH360B*C+TXV | TM9E060B12MP12 | 22800 | 16 | 8.9 | 21400 | 17900 | 83.64% | 1.98 | 0 | 11.5 |  |  |  |  | R-454B | 1.9 | Residential & Commercial | USHP | Ducted CEE Tier 1
216751903 | Central HP <5.4 tons | YORK | HRCU-A-CB (Split System: Heat Pump with Remote Outdoor Unit-Air-Source) | HH860E2S11 | ADP |  | H,YG52*60+TXV-BLEED | Y91E100C20SMPS1 | 53000 | 19 | 8.5 | 52000 | 38000 | 73.08% | 2 | 0 | 11 |  |  |  |  | R-454B | 4.4167 | Residential & Commercial | USHP | Ducted CEE Tier 1
216751918 | Central HP <5.4 tons | YORK | HRCU-A-CB (Split System: Heat Pump with Remote Outdoor Unit-Air-Source) | HH860E2S11 | ADP |  | H,YG52*60+TXV-BLEED | Y91E120D20SMPS1 | 53500 | 19 | 8.5 | 51500 | 38000 | 73.79% | 2 | 0 | 11.7 |  |  |  |  | R-454B | 4.4583 | Residential & Commercial | USHP | Ducted CEE Tier 1
214776357 | Central HP <5.4 tons | YORK | HRCU-A-CB (Split System: Heat Pump with Remote Outdoor Unit-Air-Source) | HH824E2S11 | ADP |  | CX360A*35+TXV | TMLE040A12MP11 | 22200 | 16 | 8.65 | 20800 | 16800 | 80.77% | 1.94 | 0 | 11.5 |  |  |  |  | R-454B | 1.85 | Residential & Commercial | USHP | Ducted CEE Tier 1
214776373 | Central HP <5.4 tons | YORK | HRCU-A-CB (Split System: Heat Pump with Remote Outdoor Unit-Air-Source) | HH824E2S11 | ADP |  | CV363**C+TXV | Y81E060A12SMPS1 | 22400 | 17 | 8.8 | 21000 | 16900 | 80.48% | 1.96 | 0 | 11.5 |  |  |  |  | R-454B | 1.8667 | Residential & Commercial | USHP | Ducted CEE Tier 1
216752020 | Central HP <5.4 tons | YORK | HRCU-A-CB (Split System: Heat Pump with Remote Outdoor Unit-Air-Source) | HH836E2S11 | ADP |  | H,YG81*36+TXV-BLEED | Y91E080C16SMPS1 | 34400 | 19 | 9 | 31000 | 25400 | 81.94% | 2 | 0 | 11 |  |  |  |  | R-454B | 2.8667 | Residential & Commercial | USHP | Ducted CEE Tier 1
216738207 | Central HP <5.4 tons | SMART COMFORT | HRCU-A-CB (Split System: Heat Pump with Remote Outdoor Unit-Air-Source) | D5CUHAH24AAK |  |  | ESH5X36M12A* | *80MSU0401712A* | 22800 | 16 | 8.1 | 20800 | 18500 | 88.94% | 1.85 | 0 | 10.5 |  |  |  |  | R-454B | 1.9 | Residential & Commercial | USHP | Ducted CEE Tier 1
216738909 | Central HP <5.4 tons | SMART COMFORT | HRCU-A-CB (Split System: Heat Pump with Remote Outdoor Unit-Air-Source) | D5CUHAH24AAK |  |  | ESH5X36M12A* | *97VTN0801716A* | 22600 | 16 | 8.1 | 20800 | 18400 | 88.46% | 1.85 | 0 | 11 |  |  |  |  | R-454B | 1.8833 | Residential & Commercial | USHP | Ducted CEE Tier 1
216738777 | Central HP <5.4 tons | SMART COMFORT | HRCU-A-CB (Split System: Heat Pump with Remote Outdoor Unit-Air-Source) | D5CUHAH24AAK |  |  | ESH5X36M12A* | *96CTN0802120B* | 23000 | 15.2 | 8.1 | 21000 | 18700 | 89.05% | 1.9 | 0 | 10.5 |  |  |  |  | R-454B | 1.9167 | Residential & Commercial | USHP | Ducted CEE Tier 1
216732991 | Central HP <5.4 tons | SMART COMFORT | HRCU-A-CB (Split System: Heat Pump with Remote Outdoor Unit-Air-Source) | D5CUHAH24AAK |  |  | EA*5X24M17A* | *96VSN0801716B* | 22200 | 16 | 8.5 | 21200 | 19200 | 90.57% | 1.96 | 0 | 10.5 |  |  |  |  | R-454B | 1.85 | Residential & Commercial | USHP | Ducted CEE Tier 1
216732543 | Central HP <5.4 tons | SMART COMFORT | HRCU-A-CB (Split System: Heat Pump with Remote Outdoor Unit-Air-Source) | D5CUHAH24AAK |  |  | EA*5X24M14A* | *80CTL0701412B* | 22000 | 16 | 8.5 | 21000 | 19100 | 90.95% | 1.96 | 0 | 10.5 |  |  |  |  | R-454B | 1.8333 | Residential & Commercial | USHP | Ducted CEE Tier 1
216732724 | Central HP <5.4 tons | SMART COMFORT | HRCU-A-CB (Split System: Heat Pump with Remote Outdoor Unit-Air-Source) | D5CUHAH24AAK |  |  | EA*5X24M17A* | *80VSL0451412B* | 22000 | 16 | 8.5 | 21000 | 19100 | 90.95% | 1.96 | 0 | 10.5 |  |  |  |  | R-454B | 1.8333 | Residential & Commercial | USHP | Ducted CEE Tier 1
216732809 | Central HP <5.4 tons | SMART COMFORT | HRCU-A-CB (Split System: Heat Pump with Remote Outdoor Unit-Air-Source) | D5CUHAH24AAK |  |  | EA*5X24M17A* | *80CTL0901716B* | 21800 | 15.5 | 8.5 | 21000 | 19100 | 90.95% | 1.98 | 0 | 10.5 |  |  |  |  | R-454B | 1.8167 | Residential & Commercial | USHP | Ducted CEE Tier 1
215294363 | Central HP <5.4 tons | AIRQUEST | HRCU-A-CB (Split System: Heat Pump with Remote Outdoor Unit-Air-Source) | DLCURAH30ABK | ADP |  | H,GE36936 | *96VTN1002120B* | 30200 | 15.2 | 8.5 | 32600 | 27200 | 83.44% | 1.8 | 0 | 9 |  |  |  |  | R-410A | 2.5167 | Residential & Commercial | USHP
213305956 | Central HP <5.4 tons | TEMPSTAR | HRCU-A-CB (Split System: Heat Pump with Remote Outdoor Unit-Air-Source) | DLCURAH18ABK | ADP |  | CP2403A+TXV+TD | 0 | 17400 | 15.2 | 8.7 | 17000 | 19400 | 114.1% | 2.32 | 0 | 10.5 |  |  |  |  | R-410A | 1.45 | Residential & Commercial | USHP | Ducted CEE Tier 1
215726313 | Central HP <5.4 tons | YORK | HRCU-A-CB (Split System: Heat Pump with Remote Outdoor Unit-Air-Source) | HH836E2S11 | ADP |  | H,YG37*36+TXV | TM8V080B12MP12 | 32400 | 17 | 8.5 | 28800 | 24800 | 86.11% | 2 | 0 | 11 |  |  |  |  | R-454B | 2.7 | Residential & Commercial | USHP | Ducted CEE Tier 1
215726322 | Central HP <5.4 tons | YORK | HRCU-A-CB (Split System: Heat Pump with Remote Outdoor Unit-Air-Source) | HH836E2S11 | ADP |  | H,YG80*36+TXV-BLEED | TM8V080C16MP12 | 33600 | 18 | 8.5 | 30000 | 25200 | 84% | 2 | 0 | 11 |  |  |  |  | R-454B | 2.8 | Residential & Commercial | USHP | Ducted CEE Tier 1
215726336 | Central HP <5.4 tons | YORK | HRCU-A-CB (Split System: Heat Pump with Remote Outdoor Unit-Air-Source) | HH836E2S11 | ADP |  | H,YG37*36+TXV | TM9V060B12MP12 | 32600 | 17 | 8.5 | 29000 | 24800 | 85.52% | 2 | 0 | 11 |  |  |  |  | R-454B | 2.7167 | Residential & Commercial | USHP | Ducted CEE Tier 1
215726381 | Central HP <5.4 tons | YORK | HRCU-A-CB (Split System: Heat Pump with Remote Outdoor Unit-Air-Source) | HH836E2S11 | ADP |  | H,YG81*36+TXV-BLEED | TM9Y100C20MP11 | 33800 | 17 | 8.5 | 30800 | 25600 | 83.12% | 2 | 0 | 10 |  |  |  |  | R-454B | 2.8167 | Residential & Commercial | USHP | Ducted CEE Tier 1
215726404 | Central HP <5.4 tons | YORK | HRCU-A-CB (Split System: Heat Pump with Remote Outdoor Unit-Air-Source) | HH836E2S11 | ADP |  | H,YG80*36+TXV | Y81E080C20SMPS1 | 34600 | 19 | 8.5 | 30800 | 25400 | 82.47% | 2 | 0 | 11 |  |  |  |  | R-454B | 2.8833 | Residential & Commercial | USHP | Ducted CEE Tier 1
215726406 | Central HP <5.4 tons | YORK | HRCU-A-CB (Split System: Heat Pump with Remote Outdoor Unit-Air-Source) | HH836E2S11 | ADP |  | H,YG81*36+TXV | Y81E080C20SMPS1 | 34600 | 19 | 8.5 | 30800 | 25400 | 82.47% | 2 | 0 | 11 |  |  |  |  | R-454B | 2.8833 | Residential & Commercial | USHP | Ducted CEE Tier 1
216751864 | Central HP <5.4 tons | YORK | HRCU-A-CB (Split System: Heat Pump with Remote Outdoor Unit-Air-Source) | HH860E2S11 | ADP |  | H,YG37*48+TXV-BLEED | Y91E100C16SMPS1 | 45500 | 17 | 9 | 44000 | 33400 | 75.91% | 2 | 0 | 11.7 |  |  |  |  | R-454B | 3.7917 | Residential & Commercial | USHP | Ducted CEE Tier 1
216751866 | Central HP <5.4 tons | YORK | HRCU-A-CB (Split System: Heat Pump with Remote Outdoor Unit-Air-Source) | HH860E2S11 | ADP |  | H,YG72*48+TXV-BLEED | Y91E100C16SMPS1 | 45500 | 18 | 9 | 44000 | 33400 | 75.91% | 2 | 0 | 11.7 |  |  |  |  | R-454B | 3.7917 | Residential & Commercial | USHP | Ducted CEE Tier 1
214776250 | Central HP <5.4 tons | ECOER | HRCU-A-CB (Split System: Heat Pump with Remote Outdoor Unit-Air-Source) | EODA18H-2436B | ADP |  | HG82936+AEFE3A* | 0 | 34200 | 17 | 9 | 34400 | 24800 | 72.09% | 2 | 0 | 11.2 |  |  |  |  | R-410A | 2.85 | Residential & Commercial | USHP | Ducted CEE Tier 1
212983938 | Central HP <5.4 tons | SMART COMFORT | HRCU-A-CB (Split System: Heat Pump with Remote Outdoor Unit-Air-Source) | DLCURAH30ABK |  |  | EA*4X37L21A* | *92MSN0601714A* | 30200 | 15.2 | 8.1 | 33400 | 26400 | 79.04% | 1.84 | 0 | 9 |  |  |  |  | R-410A | 2.5167 | Residential & Commercial | USHP
212498608 | Central HP <5.4 tons | BRYANT HEATING AND COOLING SYSTEMS | HRCU-A-CB (Split System: Heat Pump with Remote Outdoor Unit-Air-Source) | 38MURAQ30AB3* | ADP |  | CE3005A+TXV | 0 | 29800 | 15.2 | 8.2 | 33200 | 27000 | 81.33% | 1.78 | 0 | 8.5 |  |  |  |  | R-410A | 2.4833 | Residential & Commercial | USHP
212984442 | Central HP <5.4 tons | SMART COMFORT | HRCU-A-CB (Split System: Heat Pump with Remote Outdoor Unit-Air-Source) | DLCURAH30ABK |  |  | EA*4X36L17A* | *92MSN0801716A* | 29400 | 15.2 | 8.1 | 34000 | 28000 | 82.35% | 1.76 | 0 | 9 |  |  |  |  | R-410A | 2.45 | Residential & Commercial | USHP
216751914 | Central HP <5.4 tons | YORK | HRCU-A-CB (Split System: Heat Pump with Remote Outdoor Unit-Air-Source) | HH860E2S11 | ADP |  | H,YG49*60+TXV-BLEED | Y91E120D20SMPS1 | 53500 | 19 | 8.5 | 51500 | 38000 | 73.79% | 2 | 0 | 11.7 |  |  |  |  | R-454B | 4.4583 | Residential & Commercial | USHP | Ducted CEE Tier 1
216751621 | Central HP <5.4 tons | YORK | HRCU-A-CB (Split System: Heat Pump with Remote Outdoor Unit-Air-Source) | HH860E2S11 | ADP |  | H,YG86*48+TXV-BLEED | TM8Y100C16MP11 | 44000 | 18 | 9 | 42000 | 33000 | 78.57% | 2 | 0 | 11.7 |  |  |  |  | R-454B | 3.6667 | Residential & Commercial | USHP | Ducted CEE Tier 1
216751673 | Central HP <5.4 tons | YORK | HRCU-A-CB (Split System: Heat Pump with Remote Outdoor Unit-Air-Source) | HH860E2S11 | ADP |  | H,YG50*60+TXV-BLEED | TM9E080C16MP12 | 44500 | 18 | 9 | 43500 | 34000 | 78.16% | 2 | 0 | 11 |  |  |  |  | R-454B | 3.7083 | Residential & Commercial | USHP | Ducted CEE Tier 1
216751689 | Central HP <5.4 tons | YORK | HRCU-A-CB (Split System: Heat Pump with Remote Outdoor Unit-Air-Source) | HH860E2S11 | ADP |  | H,YG55*60+TXV-BLEED | TM9E080C20MP12 | 54000 | 19 | 8.5 | 53000 | 39000 | 73.58% | 2 | 0 | 11 |  |  |  |  | R-454B | 4.5 | Residential & Commercial | USHP | Ducted CEE Tier 1
216751696 | Central HP <5.4 tons | YORK | HRCU-A-CB (Split System: Heat Pump with Remote Outdoor Unit-Air-Source) | HH860E2S11 | ADP |  | H,YG88*60+TXV-BLEED | TM9E080C20MP12 | 54000 | 19 | 8.5 | 53000 | 39000 | 73.58% | 2 | 0 | 11 |  |  |  |  | R-454B | 4.5 | Residential & Commercial | USHP | Ducted CEE Tier 1
215294420 | Central HP <5.4 tons | AIRQUEST | HRCU-A-CB (Split System: Heat Pump with Remote Outdoor Unit-Air-Source) | DLCURAH30ABK | ADP |  | HG8J936 | *96VTN1002122A* | 29600 | 15.2 | 8.1 | 32200 | 27400 | 85.09% | 1.76 | 0 | 9 |  |  |  |  | R-410A | 2.4667 | Residential & Commercial | USHP
212985260 | Central HP <5.4 tons | SMART COMFORT | HRCU-A-CB (Split System: Heat Pump with Remote Outdoor Unit-Air-Source) | DLCURAH30ABK |  |  | EA*4X36L21A* | *92MSN1002120A* | 30000 | 15.2 | 8.1 | 34400 | 28000 | 81.4% | 1.78 | 0 | 9 |  |  |  |  | R-410A | 2.5 | Residential & Commercial | USHP
215731347 | Central HP <5.4 tons | YORK | HRCU-A-CB (Split System: Heat Pump with Remote Outdoor Unit-Air-Source) | HH860E2S11 | ADP |  | H,YG53*48+TXV | TM8V080C16MP12 | 43500 | 18 | 8.5 | 42000 | 32800 | 78.1% | 2 | 0 | 11.7 |  |  |  |  | R-454B | 3.625 | Residential & Commercial | USHP | Ducted CEE Tier 1
215731382 | Central HP <5.4 tons | YORK | HRCU-A-CB (Split System: Heat Pump with Remote Outdoor Unit-Air-Source) | HH860E2S11 | ADP |  | H,YG3K*48+TXV-BLEED | TM8V100C16MP12 | 43500 | 17 | 8.5 | 42000 | 32800 | 78.1% | 2 | 0 | 11.7 |  |  |  |  | R-454B | 3.625 | Residential & Commercial | USHP | Ducted CEE Tier 1
215731414 | Central HP <5.4 tons | YORK | HRCU-A-CB (Split System: Heat Pump with Remote Outdoor Unit-Air-Source) | HH860E2S11 | ADP |  | H,YG74*60+TXV-BLEED | TM8V100C16MP12 | 43500 | 18 | 8.5 | 42000 | 32800 | 78.1% | 2 | 0 | 11.7 |  |  |  |  | R-454B | 3.625 | Residential & Commercial | USHP | Ducted CEE Tier 1
215731431 | Central HP <5.4 tons | YORK | HRCU-A-CB (Split System: Heat Pump with Remote Outdoor Unit-Air-Source) | HH860E2S11 | ADP |  | H,YG37*60+TXV | TM8V100C20MP12 | 52000 | 18 | 8.35 | 52000 | 38500 | 74.04% | 1.98 | 0 | 10.5 |  |  |  |  | R-454B | 4.3333 | Residential & Commercial | USHP | Ducted CEE Tier 1
215731483 | Central HP <5.4 tons | YORK | HRCU-A-CB (Split System: Heat Pump with Remote Outdoor Unit-Air-Source) | HH860E2S11 | ADP |  | H,YG51*60+TXV-BLEED | TM8V120C20MP12 | 53000 | 19 | 8.5 | 52000 | 38500 | 74.04% | 2 | 0 | 11 |  |  |  |  | R-454B | 4.4167 | Residential & Commercial | USHP | Ducted CEE Tier 1
215731532 | Central HP <5.4 tons | YORK | HRCU-A-CB (Split System: Heat Pump with Remote Outdoor Unit-Air-Source) | HH860E2S11 | ADP |  | H,YG86*48+TXV | TM9Y080C16MP11 | 44000 | 17 | 8.5 | 42500 | 33400 | 78.59% | 2 | 0 | 11 |  |  |  |  | R-454B | 3.6667 | Residential & Commercial | USHP | Ducted CEE Tier 1
215731563 | Central HP <5.4 tons | YORK | HRCU-A-CB (Split System: Heat Pump with Remote Outdoor Unit-Air-Source) | HH860E2S11 | ADP |  | H,YG52*48+TXV-BLEED | TM9Y100C16MP11 | 44000 | 17 | 8.5 | 42500 | 33400 | 78.59% | 2 | 0 | 11 |  |  |  |  | R-454B | 3.6667 | Residential & Commercial | USHP | Ducted CEE Tier 1
215731581 | Central HP <5.4 tons | YORK | HRCU-A-CB (Split System: Heat Pump with Remote Outdoor Unit-Air-Source) | HH860E2S11 | ADP |  | H,YG51*60+TXV-BLEED | TM9Y100C20MP11 | 52500 | 18 | 8.5 | 52500 | 39000 | 74.29% | 2 | 0 | 11 |  |  |  |  | R-454B | 4.375 | Residential & Commercial | USHP | Ducted CEE Tier 1
211226316 | Central HP <5.4 tons | PAYNE HEATING AND COOLING | HRCU-A-CB (Split System: Heat Pump with Remote Outdoor Unit-Air-Source) | 38MURAQ36AB3* |  |  | CAP**3621AL* | PG80VTLA48090B** | 35400 | 16 | 8.1 | 39500 | 35200 | 89.11% | 1.82 | 0 | 9.5 |  |  |  |  | R-410A | 2.95 | Residential & Commercial | USHP
211227143 | Central HP <5.4 tons | PAYNE HEATING AND COOLING | HRCU-A-CB (Split System: Heat Pump with Remote Outdoor Unit-Air-Source) | 38MURAQ36AB3* |  |  | CAP**3721AL* | PG95ESUA60100C** | 36600 | 16 | 8.5 | 38500 | 34800 | 90.39% | 2.1 | 0 | 10 |  |  |  |  | R-410A | 3.05 | Residential & Commercial | USHP | Ducted CEE Tier 1
215726326 | Central HP <5.4 tons | YORK | HRCU-A-CB (Split System: Heat Pump with Remote Outdoor Unit-Air-Source) | HH836E2S11 | ADP |  | H,YG36*36+TXV-BLEED | TM8V100C16MP12 | 33600 | 18 | 8.5 | 30000 | 25200 | 84% | 2 | 0 | 11 |  |  |  |  | R-454B | 2.8 | Residential & Commercial | USHP | Ducted CEE Tier 1
215726342 | Central HP <5.4 tons | YORK | HRCU-A-CB (Split System: Heat Pump with Remote Outdoor Unit-Air-Source) | HH836E2S11 | ADP |  | H,YG37*36+TXV-BLEED | TM9V080B12MP12 | 33000 | 18 | 8.5 | 29200 | 24800 | 84.93% | 2 | 0 | 11 |  |  |  |  | R-454B | 2.75 | Residential & Commercial | USHP | Ducted CEE Tier 1
215726359 | Central HP <5.4 tons | YORK | HRCU-A-CB (Split System: Heat Pump with Remote Outdoor Unit-Air-Source) | HH836E2S11 | ADP |  | H,YG80*36+TXV | TM9Y080B12MP11 | 33000 | 18 | 8.5 | 29400 | 25000 | 85.03% | 2 | 0 | 11 |  |  |  |  | R-454B | 2.75 | Residential & Commercial | USHP | Ducted CEE Tier 1
215726377 | Central HP <5.4 tons | YORK | HRCU-A-CB (Split System: Heat Pump with Remote Outdoor Unit-Air-Source) | HH836E2S11 | ADP |  | H,YG37*36+TXV-BLEED | TM9Y100C20MP11 | 33800 | 17 | 8.5 | 30800 | 25600 | 83.12% | 2 | 0 | 10 |  |  |  |  | R-454B | 2.8167 | Residential & Commercial | USHP | Ducted CEE Tier 1
215726407 | Central HP <5.4 tons | YORK | HRCU-A-CB (Split System: Heat Pump with Remote Outdoor Unit-Air-Source) | HH836E2S11 | ADP |  | H,YG36*36+TXV-BLEED | Y81E100B12SMPS1 | 33000 | 18 | 8.5 | 28800 | 24400 | 84.72% | 2 | 0 | 11.7 |  |  |  |  | R-454B | 2.75 | Residential & Commercial | USHP | Ducted CEE Tier 1
215726427 | Central HP <5.4 tons | YORK | HRCU-A-CB (Split System: Heat Pump with Remote Outdoor Unit-Air-Source) | HH836E2S11 | ADP |  | H,YG80*36+TXV-BLEED | Y81E100C20SMPS1 | 33800 | 19 | 8.5 | 30000 | 25000 | 83.33% | 2 | 0 | 11 |  |  |  |  | R-454B | 2.8167 | Residential & Commercial | USHP | Ducted CEE Tier 1
213732713 | Central HP <5.4 tons | YORK | HRCU-A-CB (Split System: Heat Pump with Remote Outdoor Unit-Air-Source) | HMH72B341 | ADP |  | AD-34(P,U)*****9 | Y81E080B12LMPS1 | 33200 | 18 | 8.5 | 31400 | 23000 | 73.25% | 2.04 | 0 | 10 |  |  |  |  | R-410A | 2.7667 | Residential & Commercial | USHP | Ducted CEE Tier 1
215731288 | Central HP <5.4 tons | YORK | HRCU-A-CB (Split System: Heat Pump with Remote Outdoor Unit-Air-Source) | HH836E2S11 | ADP |  | H,YG48*36+TXV | TM8V080C16MP12 | 33600 | 18 | 8.5 | 29600 | 25000 | 84.46% | 2 | 0 | 11 |  |  |  |  | R-454B | 2.8 | Residential & Commercial | USHP | Ducted CEE Tier 1
213613879 | Central HP <5.4 tons | KEEPRITE | HRCU-A-C (Split System: Heat Pump with Remote Outdoor Unit with No Indoor Fan --Air Source) | DLCURAH36ABK | ADP |  | H,GE34936+TD | 0 | 35800 | 15.2 | 8.45 | 36400 | 31200 | 85.71% | 1.82 | 0 | 10 |  |  |  |  | R-410A | 2.9833 | Residential & Commercial | USHP | Ducted CEE Tier 1
212384795 | Central HP <5.4 tons | SMART COMFORT | HRCU-A-CB (Split System: Heat Pump with Remote Outdoor Unit-Air-Source) | DLCURAH36ABK |  |  | EN(A,D,W)4X48L21** | *92ESN0801716A* | 36200 | 16.5 | 8.1 | 39000 | 34800 | 89.23% | 2.02 | 0 | 10.5 |  |  |  |  | R-410A | 3.0167 | Residential & Commercial | USHP | Ducted CEE Tier 1
216751578 | Central HP <5.4 tons | YORK | HRCU-A-CB (Split System: Heat Pump with Remote Outdoor Unit-Air-Source) | HH860E2S11 | ADP |  | H,YG54*60+TXV-BLEED | TM8Y080C16MP11 | 44000 | 18 | 9 | 42000 | 33000 | 78.57% | 2 | 0 | 11.7 |  |  |  |  | R-454B | 3.6667 | Residential & Commercial | USHP | Ducted CEE Tier 1
216751628 | Central HP <5.4 tons | YORK | HRCU-A-CB (Split System: Heat Pump with Remote Outdoor Unit-Air-Source) | HH860E2S11 | ADP |  | H,YG3K*60+TXV-BLEED | TM8Y100C20MP11 | 44500 | 18 | 9 | 43000 | 33400 | 77.67% | 2 | 0 | 11.7 |  |  |  |  | R-454B | 3.7083 | Residential & Commercial | USHP | Ducted CEE Tier 1
216751629 | Central HP <5.4 tons | YORK | HRCU-A-CB (Split System: Heat Pump with Remote Outdoor Unit-Air-Source) | HH860E2S11 | ADP |  | H,YG48*48+TXV-BLEED | TM8Y100C20MP11 | 44500 | 18 | 9 | 43000 | 33400 | 77.67% | 2 | 0 | 11.7 |  |  |  |  | R-454B | 3.7083 | Residential & Commercial | USHP | Ducted CEE Tier 1
216751642 | Central HP <5.4 tons | YORK | HRCU-A-CB (Split System: Heat Pump with Remote Outdoor Unit-Air-Source) | HH860E2S11 | ADP |  | H,YG72*60+TXV-BLEED | TM8Y120C20MP11 | 54000 | 19 | 9 | 53000 | 39000 | 73.58% | 2 | 0 | 11 |  |  |  |  | R-454B | 4.5 | Residential & Commercial | USHP | Ducted CEE Tier 1
216751662 | Central HP <5.4 tons | YORK | HRCU-A-CB (Split System: Heat Pump with Remote Outdoor Unit-Air-Source) | HH860E2S11 | ADP |  | H,YG3K*60+TXV-BLEED | TM9E080C16MP12 | 44500 | 18 | 9 | 43500 | 34000 | 78.16% | 2 | 0 | 11 |  |  |  |  | R-454B | 3.7083 | Residential & Commercial | USHP | Ducted CEE Tier 1
216751676 | Central HP <5.4 tons | YORK | HRCU-A-CB (Split System: Heat Pump with Remote Outdoor Unit-Air-Source) | HH860E2S11 | ADP |  | H,YG74*60+TXV-BLEED | TM9E080C16MP12 | 44500 | 18 | 9 | 43500 | 34000 | 78.16% | 2 | 0 | 11 |  |  |  |  | R-454B | 3.7083 | Residential & Commercial | USHP | Ducted CEE Tier 1
215726447 | Central HP <5.4 tons | YORK | HRCU-A-CB (Split System: Heat Pump with Remote Outdoor Unit-Air-Source) | HH836E2S11 | ADP |  | H,YG36*36+TXV-BLEED | Y82E080B12LMPS1 | 32800 | 19 | 8.5 | 28400 | 24400 | 85.92% | 2 | 0 | 11.7 |  |  |  |  | R-454B | 2.7333 | Residential & Commercial | USHP | Ducted CEE Tier 1
215731286 | Central HP <5.4 tons | YORK | HRCU-A-CB (Split System: Heat Pump with Remote Outdoor Unit-Air-Source) | HH836E2S11 | ADP |  | H,YG48*36+TXV | TM8V080B12MP12 | 32400 | 17 | 8.5 | 28800 | 24800 | 86.11% | 2 | 0 | 11 |  |  |  |  | R-454B | 2.7 | Residential & Commercial | USHP | Ducted CEE Tier 1
215731302 | Central HP <5.4 tons | YORK | HRCU-A-CB (Split System: Heat Pump with Remote Outdoor Unit-Air-Source) | HH836E2S11 | ADP |  | H,YG48*36+TXV | Y81E080B12SMPS1 | 32800 | 18 | 8.5 | 28400 | 24400 | 85.92% | 2 | 0 | 11.7 |  |  |  |  | R-454B | 2.7333 | Residential & Commercial | USHP | Ducted CEE Tier 1
216960313 | Central HP <5.4 tons | TRANE | HRCU-A-CB (Split System: Heat Pump with Remote Outdoor Unit-Air-Source) | 5TWV0X24A1 | ASPEN |  | D(A,C,E)30A3J+TDR | *DHMB080CCV3+LRP | 18800 | 20.5 | 9.5 | 22800 | 27000 | 118.4% | 2.79 | 0 | 11 |  |  |  |  | R-454B | 1.5667 | Residential & Commercial | USHP | Ducted CEE Tier 1
215726465 | Central HP <5.4 tons | YORK | HRCU-A-CB (Split System: Heat Pump with Remote Outdoor Unit-Air-Source) | HH860E2S11 | ADP |  | H,YG50*48+TXV-BLEED | TM8V080C16MP12 | 43500 | 18 | 8.5 | 42000 | 32800 | 78.1% | 2 | 0 | 11.7 |  |  |  |  | R-454B | 3.625 | Residential & Commercial | USHP | Ducted CEE Tier 1
215726481 | Central HP <5.4 tons | YORK | HRCU-A-CB (Split System: Heat Pump with Remote Outdoor Unit-Air-Source) | HH860E2S11 | ADP |  | H,YG48*60+TXV-BLEED | TM8V100C16MP12 | 43500 | 18 | 8.5 | 42000 | 32800 | 78.1% | 2 | 0 | 11.7 |  |  |  |  | R-454B | 3.625 | Residential & Commercial | USHP | Ducted CEE Tier 1
215726488 | Central HP <5.4 tons | YORK | HRCU-A-CB (Split System: Heat Pump with Remote Outdoor Unit-Air-Source) | HH860E2S11 | ADP |  | H,YG50*48+TXV-BLEED | TM8V100C16MP12 | 43500 | 18 | 8.5 | 42000 | 32800 | 78.1% | 2 | 0 | 11.7 |  |  |  |  | R-454B | 3.625 | Residential & Commercial | USHP | Ducted CEE Tier 1
215726506 | Central HP <5.4 tons | YORK | HRCU-A-CB (Split System: Heat Pump with Remote Outdoor Unit-Air-Source) | HH860E2S11 | ADP |  | H,YG49*60+TXV | TM8V100C20MP12 | 53000 | 19 | 8.5 | 52000 | 38500 | 74.04% | 2 | 0 | 11 |  |  |  |  | R-454B | 4.4167 | Residential & Commercial | USHP | Ducted CEE Tier 1
216734195 | Central HP <5.4 tons | SMART COMFORT | HRCU-A-CB (Split System: Heat Pump with Remote Outdoor Unit-Air-Source) | D5CUHAH24AAK |  |  | EA*5X30M17A* | *95MSU0401712A* | 22200 | 16 | 8.1 | 21000 | 18900 | 90% | 1.85 | 0 | 10.5 |  |  |  |  | R-454B | 1.85 | Residential & Commercial | USHP | Ducted CEE Tier 1
216734244 | Central HP <5.4 tons | SMART COMFORT | HRCU-A-CB (Split System: Heat Pump with Remote Outdoor Unit-Air-Source) | D5CUHAH24AAK |  |  | EA*5X30M17A* | *96VTN0401410B* | 22000 | 15.5 | 8.1 | 21000 | 18900 | 90% | 1.85 | 0 | 10.5 |  |  |  |  | R-454B | 1.8333 | Residential & Commercial | USHP | Ducted CEE Tier 1
216734128 | Central HP <5.4 tons | SMART COMFORT | HRCU-A-CB (Split System: Heat Pump with Remote Outdoor Unit-Air-Source) | D5CUHAH24AAK |  |  | EA*5X30M17A* | *96MSM0601716A* | 22000 | 15.5 | 8.1 | 20800 | 18800 | 90.38% | 1.9 | 0 | 10.5 |  |  |  |  | R-454B | 1.8333 | Residential & Commercial | USHP | Ducted CEE Tier 1
212976015 | Central HP <5.4 tons | SMART COMFORT | HRCU-A-CB (Split System: Heat Pump with Remote Outdoor Unit-Air-Source) | DLCURAH24ABK |  |  | EA*4X25L17A* | *96VTN0801716B* | 24400 | 17 | 8.5 | 25400 | 21600 | 85.04% | 1.8 | 0 | 10 |  |  |  |  | R-410A | 2.0333 | Residential & Commercial | USHP | Ducted CEE Tier 1
216682354 | Central HP <5.4 tons | SMART COMFORT | HRCU-A-CB (Split System: Heat Pump with Remote Outdoor Unit-Air-Source) | DLCURAH24ABK |  |  | EHD4X36AAL | *97VTN1002120A* | 23800 | 16.5 | 8.5 | 25200 | 22400 | 88.89% | 1.75 | 0 | 10 |  |  |  |  | R-410A | 1.9833 | Residential & Commercial | USHP | Ducted CEE Tier 1
214801868 | Central HP <5.4 tons | TEMPSTAR | HRCU-A-C (Split System: Heat Pump with Remote Outdoor Unit with No Indoor Fan --Air Source) | DLCURAH24ABK | ADP |  | H,GG34936+TD | 0 | 24000 | 16 | 9.5 | 23400 | 19600 | 83.76% | 1.95 | 0 | 10.5 |  |  |  |  | R-410A | 2 | Residential & Commercial | USHP | Ducted CEE Tier 1
216751572 | Central HP <5.4 tons | YORK | HRCU-A-CB (Split System: Heat Pump with Remote Outdoor Unit-Air-Source) | HH860E2S11 | ADP |  | H,YG72*60+TXV-BLEED | TM8Y080C16MP11 | 44000 | 18 | 9 | 42000 | 33000 | 78.57% | 2 | 0 | 11.7 |  |  |  |  | R-454B | 3.6667 | Residential & Commercial | USHP | Ducted CEE Tier 1
216751588 | Central HP <5.4 tons | YORK | HRCU-A-CB (Split System: Heat Pump with Remote Outdoor Unit-Air-Source) | HH860E2S11 | ADP |  | H,YG74*60+TXV-BLEED | TM8Y080C16MP11 | 44000 | 18 | 9 | 42000 | 33000 | 78.57% | 2 | 0 | 11.7 |  |  |  |  | R-454B | 3.6667 | Residential & Commercial | USHP | Ducted CEE Tier 1
216751597 | Central HP <5.4 tons | YORK | HRCU-A-CB (Split System: Heat Pump with Remote Outdoor Unit-Air-Source) | HH860E2S11 | ADP |  | H,YG37*48+TXV-BLEED | TM8Y100C16MP11 | 44000 | 17 | 9 | 42000 | 33000 | 78.57% | 2 | 0 | 11.7 |  |  |  |  | R-454B | 3.6667 | Residential & Commercial | USHP | Ducted CEE Tier 1
216751622 | Central HP <5.4 tons | YORK | HRCU-A-CB (Split System: Heat Pump with Remote Outdoor Unit-Air-Source) | HH860E2S11 | ADP |  | H,YG86*60+TXV-BLEED | TM8Y100C16MP11 | 44000 | 18 | 9 | 42000 | 33000 | 78.57% | 2 | 0 | 11.7 |  |  |  |  | R-454B | 3.6667 | Residential & Commercial | USHP | Ducted CEE Tier 1
216751638 | Central HP <5.4 tons | YORK | HRCU-A-CB (Split System: Heat Pump with Remote Outdoor Unit-Air-Source) | HH860E2S11 | ADP |  | H,YG84*60+TXV-BLEED | TM8Y100C20MP11 | 54000 | 19 | 9 | 53000 | 39000 | 73.58% | 2 | 0 | 11 |  |  |  |  | R-454B | 4.5 | Residential & Commercial | USHP | Ducted CEE Tier 1
216751640 | Central HP <5.4 tons | YORK | HRCU-A-CB (Split System: Heat Pump with Remote Outdoor Unit-Air-Source) | HH860E2S11 | ADP |  | H,YG88*60+TXV-BLEED | TM8Y100C20MP11 | 54000 | 19 | 9 | 53000 | 39000 | 73.58% | 2 | 0 | 11 |  |  |  |  | R-454B | 4.5 | Residential & Commercial | USHP | Ducted CEE Tier 1
216751656 | Central HP <5.4 tons | YORK | HRCU-A-CB (Split System: Heat Pump with Remote Outdoor Unit-Air-Source) | HH860E2S11 | ADP |  | H,YG88*60+TXV-BLEED | TM8Y120C20MP11 | 54000 | 19 | 9 | 53000 | 39000 | 73.58% | 2 | 0 | 11 |  |  |  |  | R-454B | 4.5 | Residential & Commercial | USHP | Ducted CEE Tier 1
211262287 | Central HP <5.4 tons | PAYNE HEATING AND COOLING | HRCU-A-CB (Split System: Heat Pump with Remote Outdoor Unit-Air-Source) | 38MURAQ18AB3* |  |  | CNPV*1814AL* | PG80VTLA36045A** | 17400 | 16 | 8.5 | 18400 | 19400 | 105.4% | 2.34 | 0 | 10.5 |  |  |  |  | R-410A | 1.45 | Residential & Commercial | USHP | Ducted CEE Tier 1
212383130 | Central HP <5.4 tons | SMART COMFORT | HRCU-A-CB (Split System: Heat Pump with Remote Outdoor Unit-Air-Source) | DLCURAH36ABK |  |  | EA*4X36L21A* | *96VSN1002120A* | 35200 | 16 | 8.1 | 39000 | 35200 | 90.26% | 1.82 | 0 | 9.5 |  |  |  |  | R-410A | 2.9333 | Residential & Commercial | USHP
213738344 | Central HP <5.4 tons | DAY & NIGHT | HRCU-A-CB (Split System: Heat Pump with Remote Outdoor Unit-Air-Source) | DLCURAH30ABK | ADP |  | PL36H210P299 | *80MS(N,L)0701712A* | 30600 | 15.2 | 8.1 | 31800 | 26000 | 81.76% | 1.86 | 0 | 9 |  |  |  |  | R-410A | 2.55 | Residential & Commercial | USHP
211262443 | Central HP <5.4 tons | PAYNE HEATING AND COOLING | HRCU-A-CB (Split System: Heat Pump with Remote Outdoor Unit-Air-Source) | 38MURAQ18AB3* |  |  | CNPV*1814AL* | PG92ESAA36060A** | 17800 | 15.5 | 8.5 | 18900 | 19200 | 101.6% | 2.3 | 0 | 10.5 |  |  |  |  | R-410A | 1.4833 | Residential & Commercial | USHP | Ducted CEE Tier 1
215731582 | Central HP <5.4 tons | YORK | HRCU-A-CB (Split System: Heat Pump with Remote Outdoor Unit-Air-Source) | HH860E2S11 | ADP |  | H,YG51*60+TXV | TM9Y100C20MP11 | 52500 | 18 | 8.5 | 52500 | 39000 | 74.29% | 2 | 0 | 11 |  |  |  |  | R-454B | 4.375 | Residential & Commercial | USHP | Ducted CEE Tier 1
215731600 | Central HP <5.4 tons | YORK | HRCU-A-CB (Split System: Heat Pump with Remote Outdoor Unit-Air-Source) | HH860E2S11 | ADP |  | H,YG74*60+TXV | TM9Y120D20MP11 | 53000 | 19 | 8.5 | 52500 | 39000 | 74.29% | 2 | 0 | 11 |  |  |  |  | R-454B | 4.4167 | Residential & Commercial | USHP | Ducted CEE Tier 1
215731649 | Central HP <5.4 tons | YORK | HRCU-A-CB (Split System: Heat Pump with Remote Outdoor Unit-Air-Source) | HH860E2S11 | ADP |  | H,YG74*60+TXV-BLEED | Y81E080C20SMPS1 | 53000 | 19 | 8.5 | 52000 | 38500 | 74.04% | 2 | 0 | 11 |  |  |  |  | R-454B | 4.4167 | Residential & Commercial | USHP | Ducted CEE Tier 1
215731650 | Central HP <5.4 tons | YORK | HRCU-A-CB (Split System: Heat Pump with Remote Outdoor Unit-Air-Source) | HH860E2S11 | ADP |  | H,YG74*60+TXV | Y81E080C20SMPS1 | 53000 | 19 | 8.5 | 52000 | 38500 | 74.04% | 2 | 0 | 11 |  |  |  |  | R-454B | 4.4167 | Residential & Commercial | USHP | Ducted CEE Tier 1
215731665 | Central HP <5.4 tons | YORK | HRCU-A-CB (Split System: Heat Pump with Remote Outdoor Unit-Air-Source) | HH860E2S11 | ADP |  | H,YG55*48+TXV-BLEED | Y81E100C16SMPS1 | 44000 | 18 | 8.5 | 42000 | 32800 | 78.1% | 2 | 0 | 12 |  |  |  |  | R-454B | 3.6667 | Residential & Commercial | USHP | Ducted CEE Tier 1
215731667 | Central HP <5.4 tons | YORK | HRCU-A-CB (Split System: Heat Pump with Remote Outdoor Unit-Air-Source) | HH860E2S11 | ADP |  | H,YG55*48+TXV | Y81E100C16SMPS1 | 44000 | 18 | 8.5 | 42000 | 32800 | 78.1% | 2 | 0 | 12 |  |  |  |  | R-454B | 3.6667 | Residential & Commercial | USHP | Ducted CEE Tier 1
215731680 | Central HP <5.4 tons | YORK | HRCU-A-CB (Split System: Heat Pump with Remote Outdoor Unit-Air-Source) | HH860E2S11 | ADP |  | H,YG52*48+TXV | Y81E100C16SMPS1 | 44000 | 18 | 8.5 | 42000 | 32800 | 78.1% | 2 | 0 | 12 |  |  |  |  | R-454B | 3.6667 | Residential & Commercial | USHP | Ducted CEE Tier 1
215731681 | Central HP <5.4 tons | YORK | HRCU-A-CB (Split System: Heat Pump with Remote Outdoor Unit-Air-Source) | HH860E2S11 | ADP |  | H,YG86*48+TXV-BLEED | Y81E100C16SMPS1 | 44000 | 18 | 8.5 | 42000 | 32800 | 78.1% | 2 | 0 | 12 |  |  |  |  | R-454B | 3.6667 | Residential & Commercial | USHP | Ducted CEE Tier 1
216751745 | Central HP <5.4 tons | YORK | HRCU-A-CB (Split System: Heat Pump with Remote Outdoor Unit-Air-Source) | HH860E2S11 | ADP |  | H,YG51*60+TXV-BLEED | TM9E120D20MP12 | 53500 | 19 | 8.5 | 52500 | 39000 | 74.29% | 2 | 0 | 11 |  |  |  |  | R-454B | 4.4583 | Residential & Commercial | USHP | Ducted CEE Tier 1
216751746 | Central HP <5.4 tons | YORK | HRCU-A-CB (Split System: Heat Pump with Remote Outdoor Unit-Air-Source) | HH860E2S11 | ADP |  | H,YG74*60+TXV-BLEED | TM9E120D20MP12 | 53500 | 19 | 8.5 | 52500 | 39000 | 74.29% | 2 | 0 | 11 |  |  |  |  | R-454B | 4.4583 | Residential & Commercial | USHP | Ducted CEE Tier 1
216751760 | Central HP <5.4 tons | YORK | HRCU-A-CB (Split System: Heat Pump with Remote Outdoor Unit-Air-Source) | HH860E2S11 | ADP |  | H,YG55*48+TXV-BLEED | TM9V080C16MP12 | 43500 | 18 | 9 | 42000 | 33600 | 80% | 2 | 0 | 11 |  |  |  |  | R-454B | 3.625 | Residential & Commercial | USHP | Ducted CEE Tier 1
216751762 | Central HP <5.4 tons | YORK | HRCU-A-CB (Split System: Heat Pump with Remote Outdoor Unit-Air-Source) | HH860E2S11 | ADP |  | H,YG53*48+TXV-BLEED | TM9V080C16MP12 | 43500 | 18 | 9 | 42000 | 33600 | 80% | 2 | 0 | 11 |  |  |  |  | R-454B | 3.625 | Residential & Commercial | USHP | Ducted CEE Tier 1
216751809 | Central HP <5.4 tons | YORK | HRCU-A-CB (Split System: Heat Pump with Remote Outdoor Unit-Air-Source) | HH860E2S11 | ADP |  | H,YG48*48+TXV-BLEED | TM9V100C20MP12 | 44000 | 18 | 9 | 42500 | 33200 | 78.12% | 2 | 0 | 11.7 |  |  |  |  | R-454B | 3.6667 | Residential & Commercial | USHP | Ducted CEE Tier 1
216751827 | Central HP <5.4 tons | YORK | HRCU-A-CB (Split System: Heat Pump with Remote Outdoor Unit-Air-Source) | HH860E2S11 | ADP |  | H,YG3K*48+TXV-BLEED | Y91E080C16SMPS1 | 45000 | 18 | 9 | 44000 | 33400 | 75.91% | 2 | 0 | 11.7 |  |  |  |  | R-454B | 3.75 | Residential & Commercial | USHP | Ducted CEE Tier 1
216751843 | Central HP <5.4 tons | YORK | HRCU-A-CB (Split System: Heat Pump with Remote Outdoor Unit-Air-Source) | HH860E2S11 | ADP |  | H,YG52*48+TXV-BLEED | Y91E080C16SMPS1 | 45000 | 18 | 9 | 44000 | 33400 | 75.91% | 2 | 0 | 11.7 |  |  |  |  | R-454B | 3.75 | Residential & Commercial | USHP | Ducted CEE Tier 1
216751845 | Central HP <5.4 tons | YORK | HRCU-A-CB (Split System: Heat Pump with Remote Outdoor Unit-Air-Source) | HH860E2S11 | ADP |  | H,YG84*48+TXV-BLEED | Y91E080C16SMPS1 | 45000 | 18 | 9 | 44000 | 33400 | 75.91% | 2 | 0 | 11.7 |  |  |  |  | R-454B | 3.75 | Residential & Commercial | USHP | Ducted CEE Tier 1
215731307 | Central HP <5.4 tons | YORK | HRCU-A-CB (Split System: Heat Pump with Remote Outdoor Unit-Air-Source) | HH836E2S11 | ADP |  | H,YG48*36+TXV | Y81E100C16SMPS1 | 33400 | 19 | 8.5 | 29600 | 24800 | 83.78% | 2 | 0 | 11 |  |  |  |  | R-454B | 2.7833 | Residential & Commercial | USHP | Ducted CEE Tier 1
216751920 | Central HP <5.4 tons | YORK | HRCU-A-CB (Split System: Heat Pump with Remote Outdoor Unit-Air-Source) | HH860E2S11 | ADP |  | H,YG88*60+TXV-BLEED | Y91E120D20SMPS1 | 53500 | 19 | 8.5 | 51500 | 38000 | 73.79% | 2 | 0 | 11.7 |  |  |  |  | R-454B | 4.4583 | Residential & Commercial | USHP | Ducted CEE Tier 1
215726493 | Central HP <5.4 tons | YORK | HRCU-A-CB (Split System: Heat Pump with Remote Outdoor Unit-Air-Source) | HH860E2S11 | ADP |  | H,YG52*60+TXV | TM8V100C16MP12 | 43500 | 18 | 8.5 | 42000 | 32800 | 78.1% | 2 | 0 | 11.7 |  |  |  |  | R-454B | 3.625 | Residential & Commercial | USHP | Ducted CEE Tier 1
215726509 | Central HP <5.4 tons | YORK | HRCU-A-CB (Split System: Heat Pump with Remote Outdoor Unit-Air-Source) | HH860E2S11 | ADP |  | H,YG52*60+TXV-BLEED | TM8V100C20MP12 | 53000 | 19 | 8.5 | 52000 | 38500 | 74.04% | 2 | 0 | 11 |  |  |  |  | R-454B | 4.4167 | Residential & Commercial | USHP | Ducted CEE Tier 1
215726524 | Central HP <5.4 tons | YORK | HRCU-A-CB (Split System: Heat Pump with Remote Outdoor Unit-Air-Source) | HH860E2S11 | ADP |  | H,YG52*60+TXV-BLEED | TM8V120C20MP12 | 53000 | 19 | 8.5 | 52000 | 38500 | 74.04% | 2 | 0 | 11 |  |  |  |  | R-454B | 4.4167 | Residential & Commercial | USHP | Ducted CEE Tier 1
215726525 | Central HP <5.4 tons | YORK | HRCU-A-CB (Split System: Heat Pump with Remote Outdoor Unit-Air-Source) | HH860E2S11 | ADP |  | H,YG52*60+TXV | TM8V120C20MP12 | 53000 | 19 | 8.5 | 52000 | 38500 | 74.04% | 2 | 0 | 11 |  |  |  |  | R-454B | 4.4167 | Residential & Commercial | USHP | Ducted CEE Tier 1
215726526 | Central HP <5.4 tons | YORK | HRCU-A-CB (Split System: Heat Pump with Remote Outdoor Unit-Air-Source) | HH860E2S11 | ADP |  | H,YG84*60+TXV | TM8V120C20MP12 | 53000 | 19 | 8.5 | 52000 | 38500 | 74.04% | 2 | 0 | 11 |  |  |  |  | R-454B | 4.4167 | Residential & Commercial | USHP | Ducted CEE Tier 1
215726528 | Central HP <5.4 tons | YORK | HRCU-A-CB (Split System: Heat Pump with Remote Outdoor Unit-Air-Source) | HH860E2S11 | ADP |  | H,YG86*60+TXV | TM8V120C20MP12 | 53000 | 19 | 8.5 | 52000 | 38500 | 74.04% | 2 | 0 | 11 |  |  |  |  | R-454B | 4.4167 | Residential & Commercial | USHP | Ducted CEE Tier 1
215726531 | Central HP <5.4 tons | YORK | HRCU-A-CB (Split System: Heat Pump with Remote Outdoor Unit-Air-Source) | HH860E2S11 | ADP |  | H,YG48*48+TXV-BLEED | TM9V120D20MP12 | 44000 | 18 | 8.5 | 42500 | 33000 | 77.65% | 2 | 0 | 11.7 |  |  |  |  | R-454B | 3.6667 | Residential & Commercial | USHP | Ducted CEE Tier 1
215726556 | Central HP <5.4 tons | YORK | HRCU-A-CB (Split System: Heat Pump with Remote Outdoor Unit-Air-Source) | HH860E2S11 | ADP |  | H,YG50*48+TXV | TM9Y080C16MP11 | 44000 | 17 | 8.5 | 42500 | 33400 | 78.59% | 2 | 0 | 11 |  |  |  |  | R-454B | 3.6667 | Residential & Commercial | USHP | Ducted CEE Tier 1
215726563 | Central HP <5.4 tons | YORK | HRCU-A-CB (Split System: Heat Pump with Remote Outdoor Unit-Air-Source) | HH860E2S11 | ADP |  | H,YG86*60+TXV-BLEED | TM9Y080C16MP11 | 44000 | 17 | 8.5 | 42500 | 33400 | 78.59% | 2 | 0 | 11 |  |  |  |  | R-454B | 3.6667 | Residential & Commercial | USHP | Ducted CEE Tier 1
215726570 | Central HP <5.4 tons | YORK | HRCU-A-CB (Split System: Heat Pump with Remote Outdoor Unit-Air-Source) | HH860E2S11 | ADP |  | H,YG48*60+TXV-BLEED | TM9Y100C16MP11 | 44000 | 17 | 8.5 | 42500 | 33400 | 78.59% | 2 | 0 | 11 |  |  |  |  | R-454B | 3.6667 | Residential & Commercial | USHP | Ducted CEE Tier 1
215726604 | Central HP <5.4 tons | YORK | HRCU-A-CB (Split System: Heat Pump with Remote Outdoor Unit-Air-Source) | HH860E2S11 | ADP |  | H,YG49*60+TXV-BLEED | TM9Y120D20MP11 | 53000 | 19 | 8.5 | 52500 | 39000 | 74.29% | 2 | 0 | 11 |  |  |  |  | R-454B | 4.4167 | Residential & Commercial | USHP | Ducted CEE Tier 1
215726613 | Central HP <5.4 tons | YORK | HRCU-A-CB (Split System: Heat Pump with Remote Outdoor Unit-Air-Source) | HH860E2S11 | ADP |  | H,YG88*60+TXV-BLEED | TM9Y120D20MP11 | 53000 | 19 | 8.5 | 52500 | 39000 | 74.29% | 2 | 0 | 11 |  |  |  |  | R-454B | 4.4167 | Residential & Commercial | USHP | Ducted CEE Tier 1
215726615 | Central HP <5.4 tons | YORK | HRCU-A-CB (Split System: Heat Pump with Remote Outdoor Unit-Air-Source) | HH860E2S11 | ADP |  | H,YG37*48+TXV-BLEED | Y81E080C16SMPS1 | 44500 | 17 | 8.5 | 42500 | 33000 | 77.65% | 2 | 0 | 12 |  |  |  |  | R-454B | 3.7083 | Residential & Commercial | USHP | Ducted CEE Tier 1
215726713 | Central HP <5.4 tons | YORK | HRCU-A-CB (Split System: Heat Pump with Remote Outdoor Unit-Air-Source) | HH860E2S11 | ADP |  | H,YG88*60+TXV | Y81E120C16SMPS1 | 44000 | 18 | 8.5 | 42000 | 32600 | 77.62% | 2 | 0 | 12 |  |  |  |  | R-454B | 3.6667 | Residential & Commercial | USHP | Ducted CEE Tier 1
213334145 | Central HP <5.4 tons | SAMSUNG | HRCU-A-CB (Split System: Heat Pump with Remote Outdoor Unit-Air-Source) | AC036BXUPCH | ADP |  | HE81936+AEFE3A* | 0 | 36000 | 18 | 8.4 | 33000 | 34200 | 103.6% | 1.8 | 0 | 10.5 |  |  |  |  | R-410A | 3 | Residential & Commercial | USHP | Ducted CEE Tier 1
214861362 | Central HP <5.4 tons | SAMSUNG | HRCU-A-CB (Split System: Heat Pump with Remote Outdoor Unit-Air-Source) | AC036BXUDCH | ADP |  | F,PE*CC1(1,2)37+TXV | 0 | 36000 | 17 | 8.1 | 33000 | 31200 | 94.55% | 1.8 | 0 | 9 |  |  |  |  | R-410A | 3 | Residential & Commercial | USHP
212977619 | Central HP <5.4 tons | SMART COMFORT | HRCU-A-CB (Split System: Heat Pump with Remote Outdoor Unit-Air-Source) | DLCURAH24ABK |  |  | EA*4X30L17A* | *80MS(N,L)0451412A* | 23600 | 17 | 8.5 | 26000 | 24000 | 92.31% | 2 | 0 | 10 |  |  |  |  | R-410A | 1.9667 | Residential & Commercial | USHP | Ducted CEE Tier 1
212977667 | Central HP <5.4 tons | SMART COMFORT | HRCU-A-CB (Split System: Heat Pump with Remote Outdoor Unit-Air-Source) | DLCURAH24ABK |  |  | EN(A,D)4X24L17** | *80MS(N,L)0451412A* | 23200 | 16.5 | 8.5 | 26800 | 25000 | 93.28% | 2.08 | 0 | 10 |  |  |  |  | R-410A | 1.9333 | Residential & Commercial | USHP | Ducted CEE Tier 1
216681567 | Central HP <5.4 tons | SMART COMFORT | HRCU-A-CB (Split System: Heat Pump with Remote Outdoor Unit-Air-Source) | DLCURAH24ABK |  |  | EN(A,D)4X36L21** | *97VTN0802120A* | 23800 | 17 | 9 | 26000 | 23200 | 89.23% | 1.82 | 0 | 10.5 |  |  |  |  | R-410A | 1.9833 | Residential & Commercial | USHP | Ducted CEE Tier 1
216751677 | Central HP <5.4 tons | YORK | HRCU-A-CB (Split System: Heat Pump with Remote Outdoor Unit-Air-Source) | HH860E2S11 | ADP |  | H,YG52*48+TXV-BLEED | TM9E080C16MP12 | 44500 | 18 | 9 | 43500 | 34000 | 78.16% | 2 | 0 | 11 |  |  |  |  | R-454B | 3.7083 | Residential & Commercial | USHP | Ducted CEE Tier 1
216751694 | Central HP <5.4 tons | YORK | HRCU-A-CB (Split System: Heat Pump with Remote Outdoor Unit-Air-Source) | HH860E2S11 | ADP |  | H,YG52*60+TXV-BLEED | TM9E080C20MP12 | 54000 | 19 | 8.5 | 53000 | 39000 | 73.58% | 2 | 0 | 11 |  |  |  |  | R-454B | 4.5 | Residential & Commercial | USHP | Ducted CEE Tier 1
216751711 | Central HP <5.4 tons | YORK | HRCU-A-CB (Split System: Heat Pump with Remote Outdoor Unit-Air-Source) | HH860E2S11 | ADP |  | H,YG49*60+TXV-BLEED | TM9E100C16MP12 | 44500 | 18 | 9 | 44000 | 34000 | 77.27% | 2 | 0 | 11 |  |  |  |  | R-454B | 3.7083 | Residential & Commercial | USHP | Ducted CEE Tier 1
216751712 | Central HP <5.4 tons | YORK | HRCU-A-CB (Split System: Heat Pump with Remote Outdoor Unit-Air-Source) | HH860E2S11 | ADP |  | H,YG50*48+TXV-BLEED | TM9E100C16MP12 | 44500 | 18 | 9 | 44000 | 34000 | 77.27% | 2 | 0 | 11 |  |  |  |  | R-454B | 3.7083 | Residential & Commercial | USHP | Ducted CEE Tier 1
216751729 | Central HP <5.4 tons | YORK | HRCU-A-CB (Split System: Heat Pump with Remote Outdoor Unit-Air-Source) | HH860E2S11 | ADP |  | H,YG55*60+TXV-BLEED | TM9E100C20MP12 | 54000 | 19 | 8.5 | 53000 | 39000 | 73.58% | 2 | 0 | 11 |  |  |  |  | R-454B | 4.5 | Residential & Commercial | USHP | Ducted CEE Tier 1
216751742 | Central HP <5.4 tons | YORK | HRCU-A-CB (Split System: Heat Pump with Remote Outdoor Unit-Air-Source) | HH860E2S11 | ADP |  | H,YG55*60+TXV-BLEED | TM9E120D20MP12 | 53500 | 19 | 8.5 | 52500 | 39000 | 74.29% | 2 | 0 | 11 |  |  |  |  | R-454B | 4.4583 | Residential & Commercial | USHP | Ducted CEE Tier 1
216751779 | Central HP <5.4 tons | YORK | HRCU-A-CB (Split System: Heat Pump with Remote Outdoor Unit-Air-Source) | HH860E2S11 | ADP |  | H,YG72*48+TXV-BLEED | TM9V100C16MP12 | 43500 | 18 | 9 | 42000 | 32800 | 78.1% | 2 | 0 | 11.7 |  |  |  |  | R-454B | 3.625 | Residential & Commercial | USHP | Ducted CEE Tier 1
216751829 | Central HP <5.4 tons | YORK | HRCU-A-CB (Split System: Heat Pump with Remote Outdoor Unit-Air-Source) | HH860E2S11 | ADP |  | H,YG48*48+TXV-BLEED | Y91E080C16SMPS1 | 45000 | 18 | 9 | 44000 | 33400 | 75.91% | 2 | 0 | 11.7 |  |  |  |  | R-454B | 3.75 | Residential & Commercial | USHP | Ducted CEE Tier 1
215726594 | Central HP <5.4 tons | YORK | HRCU-A-CB (Split System: Heat Pump with Remote Outdoor Unit-Air-Source) | HH860E2S11 | ADP |  | H,YG52*60+TXV-BLEED | TM9Y100C20MP11 | 52500 | 18 | 8.5 | 52500 | 39000 | 74.29% | 2 | 0 | 11 |  |  |  |  | R-454B | 4.375 | Residential & Commercial | USHP | Ducted CEE Tier 1
215726625 | Central HP <5.4 tons | YORK | HRCU-A-CB (Split System: Heat Pump with Remote Outdoor Unit-Air-Source) | HH860E2S11 | ADP |  | H,YG50*48+TXV-BLEED | Y81E080C16SMPS1 | 44500 | 18 | 8.5 | 42500 | 33000 | 77.65% | 2 | 0 | 12 |  |  |  |  | R-454B | 3.7083 | Residential & Commercial | USHP | Ducted CEE Tier 1
215726626 | Central HP <5.4 tons | YORK | HRCU-A-CB (Split System: Heat Pump with Remote Outdoor Unit-Air-Source) | HH860E2S11 | ADP |  | H,YG50*60+TXV-BLEED | Y81E080C16SMPS1 | 44500 | 18 | 8.5 | 42500 | 33000 | 77.65% | 2 | 0 | 12 |  |  |  |  | R-454B | 3.7083 | Residential & Commercial | USHP | Ducted CEE Tier 1
212977056 | Central HP <5.4 tons | SMART COMFORT | HRCU-A-CB (Split System: Heat Pump with Remote Outdoor Unit-Air-Source) | DLCURAH30ABK |  |  | EA*4X43L21A* | *96VTN1002122B* | 30400 | 15.2 | 8.1 | 33000 | 26400 | 80% | 1.84 | 0 | 9 |  |  |  |  | R-410A | 2.5333 | Residential & Commercial | USHP
212977026 | Central HP <5.4 tons | SMART COMFORT | HRCU-A-CB (Split System: Heat Pump with Remote Outdoor Unit-Air-Source) | DLCURAH30ABK |  |  | EA*4X37L21A* | *96VTN1002122B* | 30400 | 15.2 | 8.1 | 33400 | 26400 | 79.04% | 1.84 | 0 | 9 |  |  |  |  | R-410A | 2.5333 | Residential & Commercial | USHP
215726676 | Central HP <5.4 tons | YORK | HRCU-A-CB (Split System: Heat Pump with Remote Outdoor Unit-Air-Source) | HH860E2S11 | ADP |  | H,YG48*48+TXV-BLEED | Y81E100C20SMPS1 | 44500 | 18 | 8.5 | 42500 | 33000 | 77.65% | 2 | 0 | 12 |  |  |  |  | R-454B | 3.7083 | Residential & Commercial | USHP | Ducted CEE Tier 1
215726710 | Central HP <5.4 tons | YORK | HRCU-A-CB (Split System: Heat Pump with Remote Outdoor Unit-Air-Source) | HH860E2S11 | ADP |  | H,YG86*60+TXV-BLEED | Y81E120C16SMPS1 | 44000 | 18 | 8.5 | 42000 | 32600 | 77.62% | 2 | 0 | 12 |  |  |  |  | R-454B | 3.6667 | Residential & Commercial | USHP | Ducted CEE Tier 1
215726711 | Central HP <5.4 tons | YORK | HRCU-A-CB (Split System: Heat Pump with Remote Outdoor Unit-Air-Source) | HH860E2S11 | ADP |  | H,YG86*60+TXV | Y81E120C16SMPS1 | 44000 | 18 | 8.5 | 42000 | 32600 | 77.62% | 2 | 0 | 12 |  |  |  |  | R-454B | 3.6667 | Residential & Commercial | USHP | Ducted CEE Tier 1
216676091 | Central HP <5.4 tons | PAYNE HEATING AND COOLING | HRCU-A-CB (Split System: Heat Pump with Remote Outdoor Unit-Air-Source) | 37MURAQ24AA3 |  |  | CSAH*3612AM* | PG80MS(A,L)A60110D** | 24400 | 15.2 | 8.5 | 23800 | 19300 | 81.09% | 1.94 | 0 | 10 |  |  |  |  | R-454B | 2.0333 | Residential & Commercial | USHP | Ducted CEE Tier 1
216676423 | Central HP <5.4 tons | PAYNE HEATING AND COOLING | HRCU-A-CB (Split System: Heat Pump with Remote Outdoor Unit-Air-Source) | 37MURAQ24AA3 |  |  | CAA**3017AM* | PG80MSUA48060B** | 23400 | 15.5 | 8.5 | 24000 | 19400 | 80.83% | 1.9 | 0 | 9.8 |  |  |  |  | R-454B | 1.95 | Residential & Commercial | USHP
216676459 | Central HP <5.4 tons | PAYNE HEATING AND COOLING | HRCU-A-CB (Split System: Heat Pump with Remote Outdoor Unit-Air-Source) | 37MURAQ24AA3 |  |  | CAA**3721AM* | PG80MSUA48060B** | 24200 | 15.5 | 8.5 | 22800 | 19000 | 83.33% | 1.96 | 0 | 10 |  |  |  |  | R-454B | 2.0167 | Residential & Commercial | USHP | Ducted CEE Tier 1
215726722 | Central HP <5.4 tons | YORK | HRCU-A-CB (Split System: Heat Pump with Remote Outdoor Unit-Air-Source) | HH860E2S11 | ADP |  | H,YG84*60+TXV | Y81E120C20SMPS1 | 52500 | 19 | 8.5 | 51500 | 38000 | 73.79% | 2 | 0 | 11.7 |  |  |  |  | R-454B | 4.375 | Residential & Commercial | USHP | Ducted CEE Tier 1
215731318 | Central HP <5.4 tons | YORK | HRCU-A-CB (Split System: Heat Pump with Remote Outdoor Unit-Air-Source) | HH860E2S11 | ADP |  | H,YG72*48+TXV-BLEED | TM8V080C16MP12 | 43500 | 18 | 8.5 | 42000 | 32800 | 78.1% | 2 | 0 | 11.7 |  |  |  |  | R-454B | 3.625 | Residential & Commercial | USHP | Ducted CEE Tier 1
215731320 | Central HP <5.4 tons | YORK | HRCU-A-CB (Split System: Heat Pump with Remote Outdoor Unit-Air-Source) | HH860E2S11 | ADP |  | H,YG72*60+TXV-BLEED | TM8V080C16MP12 | 43500 | 18 | 8.5 | 42000 | 32800 | 78.1% | 2 | 0 | 11.7 |  |  |  |  | R-454B | 3.625 | Residential & Commercial | USHP | Ducted CEE Tier 1
215731345 | Central HP <5.4 tons | YORK | HRCU-A-CB (Split System: Heat Pump with Remote Outdoor Unit-Air-Source) | HH860E2S11 | ADP |  | H,YG53*48+TXV-BLEED | TM8V080C16MP12 | 43500 | 18 | 8.5 | 42000 | 32800 | 78.1% | 2 | 0 | 11.7 |  |  |  |  | R-454B | 3.625 | Residential & Commercial | USHP | Ducted CEE Tier 1
215731350 | Central HP <5.4 tons | YORK | HRCU-A-CB (Split System: Heat Pump with Remote Outdoor Unit-Air-Source) | HH860E2S11 | ADP |  | H,YG51*60+TXV-BLEED | TM8V080C16MP12 | 43500 | 18 | 8.5 | 42000 | 32800 | 78.1% | 2 | 0 | 11.7 |  |  |  |  | R-454B | 3.625 | Residential & Commercial | USHP | Ducted CEE Tier 1
215389782 | Central HP <5.4 tons | SMART COMFORT | HRCU-A-CB (Split System: Heat Pump with Remote Outdoor Unit-Air-Source) | DLCURAH36ABK |  |  | EA*4X36L17A* | *96VTN0601716B* | 34800 | 15.2 | 8.1 | 38500 | 35200 | 91.43% | 1.8 | 0 | 9.5 |  |  |  |  | R-410A | 2.9 | Residential & Commercial | USHP
215294404 | Central HP <5.4 tons | AIRQUEST | HRCU-A-CB (Split System: Heat Pump with Remote Outdoor Unit-Air-Source) | DLCURAH30ABK | ADP |  | HG34936 | *96VTN1002122A* | 29600 | 15.2 | 8.1 | 32200 | 27400 | 85.09% | 1.76 | 0 | 9 |  |  |  |  | R-410A | 2.4667 | Residential & Commercial | USHP
216680499 | Central HP <5.4 tons | SMART COMFORT | HRCU-A-CB (Split System: Heat Pump with Remote Outdoor Unit-Air-Source) | DLCURAH24ABK |  |  | EA*4X24L17A* | *97VTN0801716A* | 23600 | 16.5 | 9.5 | 26600 | 24600 | 92.48% | 1.96 | 0 | 10 |  |  |  |  | R-410A | 1.9667 | Residential & Commercial | USHP | Ducted CEE Tier 1
214395068 | Central HP <5.4 tons | SMART COMFORT | HRCU-A-CB (Split System: Heat Pump with Remote Outdoor Unit-Air-Source) | DLCURAH18ABK |  |  | EN(A,D)4X24L17** | *96MSM0601716A* | 17500 | 15.5 | 8.5 | 18500 | 19000 | 102.7% | 2.28 | 0 | 10.5 |  |  |  |  | R-410A | 1.4583 | Residential & Commercial | USHP | Ducted CEE Tier 1
214279770 | Central HP <5.4 tons | SMART COMFORT | HRCU-A-CB (Split System: Heat Pump with Remote Outdoor Unit-Air-Source) | DLCURAH18ABK |  |  | EA*4X30L17A* | *96MSM0601716A* | 17400 | 16 | 8.5 | 18000 | 18700 | 103.9% | 2.24 | 0 | 10.5 |  |  |  |  | R-410A | 1.45 | Residential & Commercial | USHP | Ducted CEE Tier 1
216751674 | Central HP <5.4 tons | YORK | HRCU-A-CB (Split System: Heat Pump with Remote Outdoor Unit-Air-Source) | HH860E2S11 | ADP |  | H,YG51*48+TXV-BLEED | TM9E080C16MP12 | 44500 | 18 | 9 | 43500 | 34000 | 78.16% | 2 | 0 | 11 |  |  |  |  | R-454B | 3.7083 | Residential & Commercial | USHP | Ducted CEE Tier 1
216751788 | Central HP <5.4 tons | YORK | HRCU-A-CB (Split System: Heat Pump with Remote Outdoor Unit-Air-Source) | HH860E2S11 | ADP |  | H,YG55*60+TXV-BLEED | TM9V100C16MP12 | 43500 | 18 | 9 | 42000 | 32800 | 78.1% | 2 | 0 | 11.7 |  |  |  |  | R-454B | 3.625 | Residential & Commercial | USHP | Ducted CEE Tier 1
216751815 | Central HP <5.4 tons | YORK | HRCU-A-CB (Split System: Heat Pump with Remote Outdoor Unit-Air-Source) | HH860E2S11 | ADP |  | H,YG51*60+TXV-BLEED | TM9V100C20MP12 | 53000 | 19 | 8.5 | 51500 | 38000 | 73.79% | 2 | 0 | 11 |  |  |  |  | R-454B | 4.4167 | Residential & Commercial | USHP | Ducted CEE Tier 1
216751833 | Central HP <5.4 tons | YORK | HRCU-A-CB (Split System: Heat Pump with Remote Outdoor Unit-Air-Source) | HH860E2S11 | ADP |  | H,YG55*48+TXV-BLEED | Y91E080C16SMPS1 | 45000 | 18 | 9 | 44000 | 33400 | 75.91% | 2 | 0 | 11.7 |  |  |  |  | R-454B | 3.75 | Residential & Commercial | USHP | Ducted CEE Tier 1
216751840 | Central HP <5.4 tons | YORK | HRCU-A-CB (Split System: Heat Pump with Remote Outdoor Unit-Air-Source) | HH860E2S11 | ADP |  | H,YG51*48+TXV-BLEED | Y91E080C16SMPS1 | 45000 | 18 | 9 | 44000 | 33400 | 75.91% | 2 | 0 | 11.7 |  |  |  |  | R-454B | 3.75 | Residential & Commercial | USHP | Ducted CEE Tier 1
216751874 | Central HP <5.4 tons | YORK | HRCU-A-CB (Split System: Heat Pump with Remote Outdoor Unit-Air-Source) | HH860E2S11 | ADP |  | H,YG55*48+TXV-BLEED | Y91E100C16SMPS1 | 45500 | 18 | 9 | 44000 | 33400 | 75.91% | 2 | 0 | 11.7 |  |  |  |  | R-454B | 3.7917 | Residential & Commercial | USHP | Ducted CEE Tier 1
216751890 | Central HP <5.4 tons | YORK | HRCU-A-CB (Split System: Heat Pump with Remote Outdoor Unit-Air-Source) | HH860E2S11 | ADP |  | H,YG37*60+TXV-BLEED | Y91E100C20SMPS1 | 52000 | 18 | 8.35 | 52000 | 38000 | 73.08% | 1.98 | 0 | 10.5 |  |  |  |  | R-454B | 4.3333 | Residential & Commercial | USHP | Ducted CEE Tier 1
213607806 | Central HP <5.4 tons | SMART COMFORT | HRCU-A-CB (Split System: Heat Pump with Remote Outdoor Unit-Air-Source) | DLCURAH48ABK |  |  | FTMA4B60L0D* | 0 | 48500 | 17 | 8.5 | 48500 | 34000 | 70.1% | 2.02 | 0 | 10 |  |  |  |  | R-410A | 4.0417 | Residential & Commercial | USHP | Ducted CEE Tier 1
211712654 | Central HP <5.4 tons | SMART COMFORT | HRCU-A-CB (Split System: Heat Pump with Remote Outdoor Unit-Air-Source) | DLCURAH30ABK |  |  | EA*4X42L24A* | *96VTN1002122A* | 29600 | 15.2 | 8.1 | 33800 | 27200 | 80.47% | 1.78 | 0 | 9 |  |  |  |  | R-410A | 2.4667 | Residential & Commercial | USHP
214717456 | Central HP <5.4 tons | TEMPSTAR | HRCU-A-C (Split System: Heat Pump with Remote Outdoor Unit with No Indoor Fan --Air Source) | DLCURAH30ABK | ADP |  | H,GE31930+TD | 0 | 28600 | 15.2 | 9.05 | 31000 | 26600 | 85.81% | 1.76 | 0 | 10 |  |  |  |  | R-410A | 2.3833 | Residential & Commercial | USHP | Ducted CEE Tier 1
214848932 | Central HP <5.4 tons | YORK | HRCU-A-CB (Split System: Heat Pump with Remote Outdoor Unit-Air-Source) | HH860E2S11 | ADP |  | H,YG48*60+TXV | TM9E100C20MP12 | 53500 | 18 | 8.5 | 53000 | 39500 | 74.53% | 2 | 0 | 11 |  |  |  |  | R-454B | 4.4583 | Residential & Commercial | USHP | Ducted CEE Tier 1
211712336 | Central HP <5.4 tons | SMART COMFORT | HRCU-A-CB (Split System: Heat Pump with Remote Outdoor Unit-Air-Source) | DLCURAH30ABK |  |  | EA*4X42L21A* | *80ESU0401712A* | 30400 | 15.2 | 8.1 | 34200 | 27000 | 78.95% | 1.8 | 0 | 9 |  |  |  |  | R-410A | 2.5333 | Residential & Commercial | USHP
212979746 | Central HP <5.4 tons | SMART COMFORT | HRCU-A-CB (Split System: Heat Pump with Remote Outdoor Unit-Air-Source) | DLCURAH30ABK |  |  | EA*4X43L21A* | *80MS(N,L)0901714A* | 30400 | 15.2 | 8.1 | 33000 | 26400 | 80% | 1.84 | 0 | 9 |  |  |  |  | R-410A | 2.5333 | Residential & Commercial | USHP
214848941 | Central HP <5.4 tons | YORK | HRCU-A-CB (Split System: Heat Pump with Remote Outdoor Unit-Air-Source) | HH860E2S11 | ADP |  | H,YG48*60+TXV | Y91E100C20SMPS1 | 45500 | 18 | 8.5 | 45000 | 33600 | 74.67% | 2 | 0 | 11.7 |  |  |  |  | R-454B | 3.7917 | Residential & Commercial | USHP | Ducted CEE Tier 1
214848984 | Central HP <5.4 tons | YORK | HRCU-A-CB (Split System: Heat Pump with Remote Outdoor Unit-Air-Source) | HH860E2S11 | ADP |  | H,YG84*60+TXV-BLEED | TM8V120C20MP12 | 53000 | 19 | 8.5 | 52000 | 38500 | 74.04% | 2 | 0 | 11 |  |  |  |  | R-454B | 4.4167 | Residential & Commercial | USHP | Ducted CEE Tier 1
212974530 | Central HP <5.4 tons | SMART COMFORT | HRCU-A-CB (Split System: Heat Pump with Remote Outdoor Unit-Air-Source) | DLCURAH30ABK |  |  | EA*4X42L24A* | *96VSN1202422B* | 30200 | 15.2 | 8.1 | 34400 | 27400 | 79.65% | 1.8 | 0 | 9 |  |  |  |  | R-410A | 2.5167 | Residential & Commercial | USHP
214776422 | Central HP <5.4 tons | YORK | HRCU-A-CB (Split System: Heat Pump with Remote Outdoor Unit-Air-Source) | HH860E2S11 | ADP |  | CV603**A+TXV | TL8E080C16UH11 | 44500 | 18 | 8.5 | 43500 | 33800 | 77.7% | 2 | 0 | 11 |  |  |  |  | R-454B | 3.7083 | Residential & Commercial | USHP | Ducted CEE Tier 1
214776437 | Central HP <5.4 tons | YORK | HRCU-A-CB (Split System: Heat Pump with Remote Outdoor Unit-Air-Source) | HH860E2S11 | ADP |  | CV607**C+TXV | TL8E100C20UH11 | 52000 | 19 | 8.5 | 51500 | 38000 | 73.79% | 2 | 0 | 11 |  |  |  |  | R-454B | 4.3333 | Residential & Commercial | USHP | Ducted CEE Tier 1
214776454 | Central HP <5.4 tons | YORK | HRCU-A-CB (Split System: Heat Pump with Remote Outdoor Unit-Air-Source) | HH860E2S11 | ADP |  | CV607**C+TXV | TL9E080C16UH11 | 44500 | 18 | 8.5 | 44000 | 34000 | 77.27% | 2 | 0 | 11 |  |  |  |  | R-454B | 3.7083 | Residential & Commercial | USHP | Ducted CEE Tier 1
214776456 | Central HP <5.4 tons | YORK | HRCU-A-CB (Split System: Heat Pump with Remote Outdoor Unit-Air-Source) | HH860E2S11 | ADP |  | CV602D*A+TXV | TL9E080C16UH11 | 44500 | 18 | 8.5 | 44000 | 34000 | 77.27% | 2 | 0 | 11 |  |  |  |  | R-454B | 3.7083 | Residential & Commercial | USHP | Ducted CEE Tier 1
214776473 | Central HP <5.4 tons | YORK | HRCU-A-CB (Split System: Heat Pump with Remote Outdoor Unit-Air-Source) | HH860E2S11 | ADP |  | CV481**C+TXV | TM9E080C16MP12 | 43500 | 17 | 8.3 | 43500 | 34000 | 78.16% | 1.96 | 0 | 10.5 |  |  |  |  | R-454B | 3.625 | Residential & Commercial | USHP | Ducted CEE Tier 1
214776474 | Central HP <5.4 tons | YORK | HRCU-A-CB (Split System: Heat Pump with Remote Outdoor Unit-Air-Source) | HH860E2S11 | ADP |  | CH600C*C+TXV | TM9E080C16MP12 | 44000 | 17 | 8.45 | 43500 | 34000 | 78.16% | 1.98 | 0 | 10.5 |  |  |  |  | R-454B | 3.6667 | Residential & Commercial | USHP | Ducted CEE Tier 1
212984478 | Central HP <5.4 tons | SMART COMFORT | HRCU-A-CB (Split System: Heat Pump with Remote Outdoor Unit-Air-Source) | DLCURAH30ABK |  |  | EA*4X37L21A* | *92MSN0801716A* | 31000 | 15.2 | 8.5 | 33400 | 26200 | 78.44% | 1.86 | 0 | 9 |  |  |  |  | R-410A | 2.5833 | Residential & Commercial | USHP
215726726 | Central HP <5.4 tons | YORK | HRCU-A-CB (Split System: Heat Pump with Remote Outdoor Unit-Air-Source) | HH860E2S11 | ADP |  | H,YG88*60+TXV | Y81E120C20SMPS1 | 52500 | 19 | 8.5 | 51500 | 38000 | 73.79% | 2 | 0 | 11.7 |  |  |  |  | R-454B | 4.375 | Residential & Commercial | USHP | Ducted CEE Tier 1
215731323 | Central HP <5.4 tons | YORK | HRCU-A-CB (Split System: Heat Pump with Remote Outdoor Unit-Air-Source) | HH860E2S11 | ADP |  | H,YG72*60+TXV | TM8V080C16MP12 | 43500 | 18 | 8.5 | 42000 | 32800 | 78.1% | 2 | 0 | 11.7 |  |  |  |  | R-454B | 3.625 | Residential & Commercial | USHP | Ducted CEE Tier 1
215731471 | Central HP <5.4 tons | YORK | HRCU-A-CB (Split System: Heat Pump with Remote Outdoor Unit-Air-Source) | HH860E2S11 | ADP |  | H,YG3K*60+TXV-BLEED | TM8V120C20MP12 | 44500 | 18 | 8.5 | 43000 | 33400 | 77.67% | 2 | 0 | 11 |  |  |  |  | R-454B | 3.7083 | Residential & Commercial | USHP | Ducted CEE Tier 1
215731489 | Central HP <5.4 tons | YORK | HRCU-A-CB (Split System: Heat Pump with Remote Outdoor Unit-Air-Source) | HH860E2S11 | ADP |  | H,YG72*60+TXV-BLEED | TM9V120D20MP12 | 53000 | 19 | 8.5 | 52500 | 39000 | 74.29% | 2 | 0 | 11 |  |  |  |  | R-454B | 4.4167 | Residential & Commercial | USHP | Ducted CEE Tier 1
215731521 | Central HP <5.4 tons | YORK | HRCU-A-CB (Split System: Heat Pump with Remote Outdoor Unit-Air-Source) | HH860E2S11 | ADP |  | H,YG51*48+TXV-BLEED | TM9Y080C16MP11 | 44000 | 17 | 8.5 | 42500 | 33400 | 78.59% | 2 | 0 | 11 |  |  |  |  | R-454B | 3.6667 | Residential & Commercial | USHP | Ducted CEE Tier 1
215731525 | Central HP <5.4 tons | YORK | HRCU-A-CB (Split System: Heat Pump with Remote Outdoor Unit-Air-Source) | HH860E2S11 | ADP |  | H,YG74*48+TXV-BLEED | TM9Y080C16MP11 | 44000 | 17 | 8.5 | 42500 | 33400 | 78.59% | 2 | 0 | 11 |  |  |  |  | R-454B | 3.6667 | Residential & Commercial | USHP | Ducted CEE Tier 1
215731574 | Central HP <5.4 tons | YORK | HRCU-A-CB (Split System: Heat Pump with Remote Outdoor Unit-Air-Source) | HH860E2S11 | ADP |  | H,YG3K*60+TXV-BLEED | TM9Y100C20MP11 | 44500 | 17 | 8.5 | 44500 | 34400 | 77.3% | 2 | 0 | 11 |  |  |  |  | R-454B | 3.7083 | Residential & Commercial | USHP | Ducted CEE Tier 1
212988338 | Central HP <5.4 tons | SMART COMFORT | HRCU-A-CB (Split System: Heat Pump with Remote Outdoor Unit-Air-Source) | DLCURAH30ABK |  |  | EA*4X42L24A* | *96MSN1202422A* | 30000 | 15.2 | 8.1 | 34200 | 27600 | 80.7% | 1.8 | 0 | 9 |  |  |  |  | R-410A | 2.5 | Residential & Commercial | USHP
215294406 | Central HP <5.4 tons | AIRQUEST | HRCU-A-CB (Split System: Heat Pump with Remote Outdoor Unit-Air-Source) | DLCURAH30ABK | ADP |  | HE34936 | *96VTN1002122A* | 29600 | 15.2 | 8.1 | 32200 | 27400 | 85.09% | 1.76 | 0 | 9 |  |  |  |  | R-410A | 2.4667 | Residential & Commercial | USHP
215294447 | Central HP <5.4 tons | AIRQUEST | HRCU-A-CB (Split System: Heat Pump with Remote Outdoor Unit-Air-Source) | DLCURAH30ABK | ADP |  | HE32936 | *96VTN1002122B* | 29400 | 15.2 | 8.1 | 32600 | 27600 | 84.66% | 1.78 | 0 | 8.5 |  |  |  |  | R-410A | 2.45 | Residential & Commercial | USHP
215294454 | Central HP <5.4 tons | AIRQUEST | HRCU-A-CB (Split System: Heat Pump with Remote Outdoor Unit-Air-Source) | DLCURAH30ABK | ADP |  | H,GE34936 | *96VTN1002122B* | 29800 | 15.2 | 8.1 | 32600 | 27200 | 83.44% | 1.8 | 0 | 9 |  |  |  |  | R-410A | 2.4833 | Residential & Commercial | USHP
214771856 | Central HP <5.4 tons | ECOER | HRCU-A-CB (Split System: Heat Pump with Remote Outdoor Unit-Air-Source) | EODA18H-2436B | ADP |  | HG7J924+AEFE4B* | 0 | 23200 | 20 | 8.95 | 22400 | 19200 | 85.71% | 2.06 | 0 | 12.5 |  |  |  |  | R-410A | 1.9333 | Residential & Commercial | USHP | Ducted CEE Tier 1
215731377 | Central HP <5.4 tons | YORK | HRCU-A-CB (Split System: Heat Pump with Remote Outdoor Unit-Air-Source) | HH860E2S11 | ADP |  | H,YG72*60+TXV-BLEED | TM8V100C16MP12 | 43500 | 18 | 8.5 | 42000 | 32800 | 78.1% | 2 | 0 | 11.7 |  |  |  |  | R-454B | 3.625 | Residential & Commercial | USHP | Ducted CEE Tier 1
215731404 | Central HP <5.4 tons | YORK | HRCU-A-CB (Split System: Heat Pump with Remote Outdoor Unit-Air-Source) | HH860E2S11 | ADP |  | H,YG53*48+TXV | TM8V100C16MP12 | 43500 | 18 | 8.5 | 42000 | 32800 | 78.1% | 2 | 0 | 11.7 |  |  |  |  | R-454B | 3.625 | Residential & Commercial | USHP | Ducted CEE Tier 1
215731427 | Central HP <5.4 tons | YORK | HRCU-A-CB (Split System: Heat Pump with Remote Outdoor Unit-Air-Source) | HH860E2S11 | ADP |  | H,YG88*48+TXV | TM8V100C16MP12 | 43500 | 18 | 8.5 | 42000 | 32800 | 78.1% | 2 | 0 | 11.7 |  |  |  |  | R-454B | 3.625 | Residential & Commercial | USHP | Ducted CEE Tier 1
212969964 | Central HP <5.4 tons | SMART COMFORT | HRCU-A-CB (Split System: Heat Pump with Remote Outdoor Unit-Air-Source) | DLCURAH36ABK |  |  | END4X42L17** | *80VSL0451412B* | 35400 | 16 | 8.1 | 38500 | 35000 | 90.91% | 1.94 | 0 | 10 |  |  |  |  | R-410A | 2.95 | Residential & Commercial | USHP | Ducted CEE Tier 1
216683191 | Central HP <5.4 tons | SMART COMFORT | HRCU-A-CB (Split System: Heat Pump with Remote Outdoor Unit-Air-Source) | DLCURAH36ABK |  |  | EA*4X48L24A* | *97VTN1202422A* | 35600 | 16 | 8.5 | 37400 | 34200 | 91.44% | 1.96 | 0 | 10 |  |  |  |  | R-410A | 2.9667 | Residential & Commercial | USHP | Ducted CEE Tier 1
214280289 | Central HP <5.4 tons | SMART COMFORT | HRCU-A-CB (Split System: Heat Pump with Remote Outdoor Unit-Air-Source) | DLCURAH36ABK |  |  | EA*4X42L21A* | *96MSN0601716A* | 35200 | 15.5 | 8.5 | 38500 | 35200 | 91.43% | 1.88 | 0 | 9.5 |  |  |  |  | R-410A | 2.9333 | Residential & Commercial | USHP
216737995 | Central HP <5.4 tons | SMART COMFORT | HRCU-A-CB (Split System: Heat Pump with Remote Outdoor Unit-Air-Source) | D5CUHAH24AAK |  |  | ESH5X36M12A* | *80CSU1002120A* | 23400 | 16 | 8.5 | 21400 | 19000 | 88.79% | 1.94 | 0 | 10.5 |  |  |  |  | R-454B | 1.95 | Residential & Commercial | USHP | Ducted CEE Tier 1
213623945 | Central HP <5.4 tons | RUNTRU | HRCU-A-CB (Split System: Heat Pump with Remote Outdoor Unit-Air-Source) | E4HL5060A1000A | ADP |  | FG86960 | A801X120DM5SCA | 47500 | 15.2 | 8.1 | 43000 | 33000 | 76.74% | 1.75 | 0 | 9.5 |  |  |  |  | R-410A | 3.9583 | Residential & Commercial | USHP
212509280 | Central HP <5.4 tons | PAYNE HEATING AND COOLING | HRCU-A-CB (Split System: Heat Pump with Remote Outdoor Unit-Air-Source) | 38MURAQ24AB3* | ADP |  | H,PG7J936 | PG96VTAA30040A** | 22800 | 16 | 8.5 | 24200 | 23800 | 98.35% | 2.02 | 0 | 9.5 |  |  |  |  | R-410A | 1.9 | Residential & Commercial | USHP
212407334 | Central HP <5.4 tons | PAYNE HEATING AND COOLING | HRCU-A-CB (Split System: Heat Pump with Remote Outdoor Unit-Air-Source) | 38MURAQ24AB3* | ADP |  | H,PG81936 | PG92ESAA42060B** | 24600 | 17 | 8.5 | 24000 | 21000 | 87.5% | 1.8 | 0 | 10.5 |  |  |  |  | R-410A | 2.05 | Residential & Commercial | USHP | Ducted CEE Tier 1
212407336 | Central HP <5.4 tons | PAYNE HEATING AND COOLING | HRCU-A-CB (Split System: Heat Pump with Remote Outdoor Unit-Air-Source) | 38MURAQ24AB3* | ADP |  | H,PG81936 | PG92ESAA48080B** | 24600 | 17 | 8.5 | 24000 | 21000 | 87.5% | 1.8 | 0 | 10.5 |  |  |  |  | R-410A | 2.05 | Residential & Commercial | USHP | Ducted CEE Tier 1
214717450 | Central HP <5.4 tons | TEMPSTAR | HRCU-A-C (Split System: Heat Pump with Remote Outdoor Unit with No Indoor Fan --Air Source) | DLCURAH24ABK | ADP |  | H,GE31(1,2)30+TXV+TD | 0 | 24000 | 16 | 9.2 | 23400 | 19600 | 83.76% | 1.9 | 0 | 10.5 |  |  |  |  | R-410A | 2 | Residential & Commercial | USHP | Ducted CEE Tier 1
213305953 | Central HP <5.4 tons | TEMPSTAR | HRCU-A-CB (Split System: Heat Pump with Remote Outdoor Unit-Air-Source) | DLCURAH18ABK | ADP |  | CP1801A+TXV+TD | 0 | 17100 | 15.2 | 8.6 | 17000 | 19300 | 113.5% | 2.3 | 0 | 10.5 |  |  |  |  | R-410A | 1.425 | Residential & Commercial | USHP | Ducted CEE Tier 1
215407211 | Central HP <5.4 tons | YORK | HRCU-A-CB (Split System: Heat Pump with Remote Outdoor Unit-Air-Source) | HH836E2S11 | ADP |  | H,YG36*36+TXV | TM9V060B12MP12 | 32600 | 17 | 8.5 | 29000 | 24800 | 85.52% | 2 | 0 | 11 |  |  |  |  | R-454B | 2.7167 | Residential & Commercial | USHP | Ducted CEE Tier 1
214061421 | Central HP <5.4 tons | YORK | HRCU-A-CB (Split System: Heat Pump with Remote Outdoor Unit-Air-Source) | HMH72B341 | ADP |  | AD-34H*****9 | Y82E080C16LMPS1 | 32200 | 17 | 8.15 | 31000 | 22800 | 73.55% | 2 | 0 | 9 |  |  |  |  | R-410A | 2.6833 | Residential & Commercial | USHP
214061422 | Central HP <5.4 tons | YORK | HRCU-A-CB (Split System: Heat Pump with Remote Outdoor Unit-Air-Source) | HMH72B341 | ADP |  | AD-36(P,U)*****9 | Y82E080C16LMPS1 | 32000 | 17 | 8.15 | 31000 | 22800 | 73.55% | 2 | 0 | 9 |  |  |  |  | R-410A | 2.6667 | Residential & Commercial | USHP
214061423 | Central HP <5.4 tons | YORK | HRCU-A-CB (Split System: Heat Pump with Remote Outdoor Unit-Air-Source) | HMH72B341 | ADP |  | AD-35(P,U)*****1+TXV | Y82E080C16LMPS1 | 33600 | 18 | 8.5 | 31400 | 22800 | 72.61% | 2.08 | 0 | 9.5 |  |  |  |  | R-410A | 2.8 | Residential & Commercial | USHP
214061436 | Central HP <5.4 tons | YORK | HRCU-A-CB (Split System: Heat Pump with Remote Outdoor Unit-Air-Source) | HMH72B341 | ADP |  | AD-35(P,U)*****9 | Y82E100C16LMPS1 | 33400 | 18 | 8.5 | 31400 | 23000 | 73.25% | 2.06 | 0 | 9.5 |  |  |  |  | R-410A | 2.7833 | Residential & Commercial | USHP
214061455 | Central HP <5.4 tons | YORK | HRCU-A-CB (Split System: Heat Pump with Remote Outdoor Unit-Air-Source) | HMH72B341 | ADP |  | AD-35(P,U)*****1+TXV | Y82E120C20LMPS1 | 33600 | 18 | 8.5 | 31400 | 23000 | 73.25% | 2.06 | 0 | 9.5 |  |  |  |  | R-410A | 2.8 | Residential & Commercial | USHP
216678342 | Central HP <5.4 tons | PAYNE HEATING AND COOLING | HRCU-A-CB (Split System: Heat Pump with Remote Outdoor Unit-Air-Source) | 37MURAQ24AA3 |  |  | CAA**3721AM* | PG97VTAA48080B** | 24800 | 15.5 | 8.5 | 23200 | 19100 | 82.33% | 1.96 | 0 | 10 |  |  |  |  | R-454B | 2.0667 | Residential & Commercial | USHP | Ducted CEE Tier 1
216681050 | Central HP <5.4 tons | SMART COMFORT | HRCU-A-CB (Split System: Heat Pump with Remote Outdoor Unit-Air-Source) | DLCURAH36ABK |  |  | EA*4X42L24A* | *97VTN0802120A* | 35000 | 16 | 8.5 | 38500 | 34600 | 89.87% | 1.75 | 0 | 9.8 |  |  |  |  | R-410A | 2.9167 | Residential & Commercial | USHP
211229326 | Central HP <5.4 tons | SMART COMFORT | HRCU-A-CB (Split System: Heat Pump with Remote Outdoor Unit-Air-Source) | DLCURAH36ABK |  |  | EA*4X48L24A* | *80ES(N,L)1352420A* | 36200 | 16 | 8.5 | 38500 | 34600 | 89.87% | 2.06 | 0 | 10 |  |  |  |  | R-410A | 3.0167 | Residential & Commercial | USHP | Ducted CEE Tier 1
211228291 | Central HP <5.4 tons | SMART COMFORT | HRCU-A-CB (Split System: Heat Pump with Remote Outdoor Unit-Air-Source) | DLCURAH36ABK |  |  | EA*4X43L21A* | *80ES(N,L)1102120A* | 37000 | 16 | 8.5 | 38500 | 34800 | 90.39% | 2.12 | 0 | 10 |  |  |  |  | R-410A | 3.0833 | Residential & Commercial | USHP | Ducted CEE Tier 1
211228372 | Central HP <5.4 tons | SMART COMFORT | HRCU-A-CB (Split System: Heat Pump with Remote Outdoor Unit-Air-Source) | DLCURAH36ABK |  |  | EA*4X43L21A* | *80ESU1002120A* | 36400 | 16 | 8.5 | 38500 | 34800 | 90.39% | 2.08 | 0 | 10 |  |  |  |  | R-410A | 3.0333 | Residential & Commercial | USHP | Ducted CEE Tier 1
211228909 | Central HP <5.4 tons | SMART COMFORT | HRCU-A-CB (Split System: Heat Pump with Remote Outdoor Unit-Air-Source) | DLCURAH36ABK |  |  | EA*4X48L21A* | *80VTL0701716A* | 35800 | 16 | 8.5 | 38500 | 34600 | 89.87% | 2.04 | 0 | 10 |  |  |  |  | R-410A | 2.9833 | Residential & Commercial | USHP | Ducted CEE Tier 1
211230046 | Central HP <5.4 tons | SMART COMFORT | HRCU-A-CB (Split System: Heat Pump with Remote Outdoor Unit-Air-Source) | DLCURAH36ABK |  |  | EN(A,D,W)4X48L21** | *80ESU0802120A | 37400 | 15.5 | 8.5 | 39500 | 35000 | 88.61% | 2.1 | 0 | 10.5 |  |  |  |  | R-410A | 3.1167 | Residential & Commercial | USHP | Ducted CEE Tier 1
211229996 | Central HP <5.4 tons | SMART COMFORT | HRCU-A-CB (Split System: Heat Pump with Remote Outdoor Unit-Air-Source) | DLCURAH36ABK |  |  | EN(A,D,W)4X48L21** | *80VSL0701716A* | 35800 | 16 | 8.1 | 38500 | 34800 | 90.39% | 2 | 0 | 10 |  |  |  |  | R-410A | 2.9833 | Residential & Commercial | USHP | Ducted CEE Tier 1
211229676 | Central HP <5.4 tons | SMART COMFORT | HRCU-A-CB (Split System: Heat Pump with Remote Outdoor Unit-Air-Source) | DLCURAH36ABK |  |  | END4X42L17** | *80VTL0701716A* | 35600 | 16 | 8.1 | 38500 | 35000 | 90.91% | 1.96 | 0 | 10 |  |  |  |  | R-410A | 2.9667 | Residential & Commercial | USHP | Ducted CEE Tier 1
212979722 | Central HP <5.4 tons | SMART COMFORT | HRCU-A-CB (Split System: Heat Pump with Remote Outdoor Unit-Air-Source) | DLCURAH30ABK |  |  | EA*4X37L21A* | *80MS(N,L)0901714A* | 30400 | 15.2 | 8.1 | 33200 | 26400 | 79.52% | 1.84 | 0 | 9 |  |  |  |  | R-410A | 2.5333 | Residential & Commercial | USHP
212980979 | Central HP <5.4 tons | SMART COMFORT | HRCU-A-CB (Split System: Heat Pump with Remote Outdoor Unit-Air-Source) | DLCURAH30ABK |  |  | EN(A,D,W)4X42L21** | *80MS(N,L)1102120A* | 30200 | 15.2 | 8.1 | 34400 | 27600 | 80.23% | 1.8 | 0 | 9 |  |  |  |  | R-410A | 2.5167 | Residential & Commercial | USHP
216676016 | Central HP <5.4 tons | PAYNE HEATING AND COOLING | HRCU-A-CB (Split System: Heat Pump with Remote Outdoor Unit-Air-Source) | 37MURAQ24AA3 |  |  | CAA**2517AM* | PG80MS(A,L)A42090B** | 24400 | 15.5 | 8.5 | 23200 | 19100 | 82.33% | 1.96 | 0 | 10 |  |  |  |  | R-454B | 2.0333 | Residential & Commercial | USHP | Ducted CEE Tier 1
213091242 | Central HP <5.4 tons | COMFORT-AIRE | HRCU-A-C (Split System: Heat Pump with Remote Outdoor Unit with No Indoor Fan --Air Source) | A-VCD30SA-1 | ADP |  | H,A,DE32(1,2)30+TXV+TD | 0 | 29000 | 15.2 | 9.2 | 31200 | 26600 | 85.26% | 1.78 | 0 | 10 |  |  |  |  | R-410A | 2.4167 | Residential & Commercial | USHP | Ducted CEE Tier 1
213088491 | Central HP <5.4 tons | TEMPSTAR | HRCU-A-CB (Split System: Heat Pump with Remote Outdoor Unit-Air-Source) | DLCURAH30ABK | ADP |  | H,RG8J936+AEFE4B* | 0 | 30200 | 15.2 | 8.4 | 33400 | 27000 | 80.84% | 1.8 | 0 | 9 |  |  |  |  | R-410A | 2.5167 | Residential & Commercial | USHP
213623786 | Central HP <5.4 tons | RUNTRU | HRCU-A-CB (Split System: Heat Pump with Remote Outdoor Unit-Air-Source) | E4HL5024A1000A | ADP |  | FG33936 | A952V040BU3SAD | 24000 | 15.2 | 8.5 | 22400 | 20600 | 91.96% | 1.85 | 0 | 9 |  |  |  |  | R-410A | 2 | Residential & Commercial | USHP
215731461 | Central HP <5.4 tons | YORK | HRCU-A-CB (Split System: Heat Pump with Remote Outdoor Unit-Air-Source) | HH860E2S11 | ADP |  | H,YG37*60+TXV | TM8V120C20MP12 | 52000 | 18 | 8.35 | 52000 | 38500 | 74.04% | 1.98 | 0 | 10.5 |  |  |  |  | R-454B | 4.3333 | Residential & Commercial | USHP | Ducted CEE Tier 1
215731495 | Central HP <5.4 tons | YORK | HRCU-A-CB (Split System: Heat Pump with Remote Outdoor Unit-Air-Source) | HH860E2S11 | ADP |  | H,YG55*60+TXV-BLEED | TM9V120D20MP12 | 53000 | 19 | 8.5 | 52500 | 39000 | 74.29% | 2 | 0 | 11 |  |  |  |  | R-454B | 4.4167 | Residential & Commercial | USHP | Ducted CEE Tier 1
215731509 | Central HP <5.4 tons | YORK | HRCU-A-CB (Split System: Heat Pump with Remote Outdoor Unit-Air-Source) | HH860E2S11 | ADP |  | H,YG3K*48+TXV | TM9Y080C16MP11 | 44000 | 16 | 8.5 | 42500 | 33400 | 78.59% | 2 | 0 | 11 |  |  |  |  | R-454B | 3.6667 | Residential & Commercial | USHP | Ducted CEE Tier 1
215731561 | Central HP <5.4 tons | YORK | HRCU-A-CB (Split System: Heat Pump with Remote Outdoor Unit-Air-Source) | HH860E2S11 | ADP |  | H,YG74*48+TXV | TM9Y100C16MP11 | 44000 | 17 | 8.5 | 42500 | 33400 | 78.59% | 2 | 0 | 11 |  |  |  |  | R-454B | 3.6667 | Residential & Commercial | USHP | Ducted CEE Tier 1
215731577 | Central HP <5.4 tons | YORK | HRCU-A-CB (Split System: Heat Pump with Remote Outdoor Unit-Air-Source) | HH860E2S11 | ADP |  | H,YG54*60+TXV-BLEED | TM9Y100C20MP11 | 52500 | 18 | 8.5 | 52500 | 39000 | 74.29% | 2 | 0 | 11 |  |  |  |  | R-454B | 4.375 | Residential & Commercial | USHP | Ducted CEE Tier 1
215731604 | Central HP <5.4 tons | YORK | HRCU-A-CB (Split System: Heat Pump with Remote Outdoor Unit-Air-Source) | HH860E2S11 | ADP |  | H,YG72*60+TXV-BLEED | Y81E080C16SMPS1 | 44500 | 18 | 8.5 | 42500 | 33000 | 77.65% | 2 | 0 | 12 |  |  |  |  | R-454B | 3.7083 | Residential & Commercial | USHP | Ducted CEE Tier 1
215731611 | Central HP <5.4 tons | YORK | HRCU-A-CB (Split System: Heat Pump with Remote Outdoor Unit-Air-Source) | HH860E2S11 | ADP |  | H,YG54*48+TXV-BLEED | Y81E080C16SMPS1 | 44500 | 18 | 8.5 | 42500 | 33000 | 77.65% | 2 | 0 | 12 |  |  |  |  | R-454B | 3.7083 | Residential & Commercial | USHP | Ducted CEE Tier 1
215731661 | Central HP <5.4 tons | YORK | HRCU-A-CB (Split System: Heat Pump with Remote Outdoor Unit-Air-Source) | HH860E2S11 | ADP |  | H,YG54*48+TXV-BLEED | Y81E100C16SMPS1 | 44000 | 18 | 8.5 | 42000 | 32800 | 78.1% | 2 | 0 | 12 |  |  |  |  | R-454B | 3.6667 | Residential & Commercial | USHP | Ducted CEE Tier 1
212499711 | Central HP <5.4 tons | LENNOX | HRCU-A-CB (Split System: Heat Pump with Remote Outdoor Unit-Air-Source) | EL22XPV-024-230A** | ADP |  | L*18/36V9 | EL280UH070E36A* | 24000 | 21 | 8.5 | 22000 | 15400 | 70% | 1.92 | 0 | 13.5 |  |  |  |  | R-410A | 2 | Residential & Commercial | USHP | Ducted CEE Tier 1
212499736 | Central HP <5.4 tons | LENNOX | HRCU-A-CB (Split System: Heat Pump with Remote Outdoor Unit-Air-Source) | EL22XPV-024-230A** | ADP |  | L*19/36U9 | EL280UH090E36B* | 24000 | 21 | 8.5 | 22000 | 15400 | 70% | 1.92 | 0 | 13.5 |  |  |  |  | R-410A | 2 | Residential & Commercial | USHP | Ducted CEE Tier 1
212499738 | Central HP <5.4 tons | LENNOX | HRCU-A-CB (Split System: Heat Pump with Remote Outdoor Unit-Air-Source) | EL22XPV-024-230A** | ADP |  | LP25/36R9 | EL280UH090E36B* | 24000 | 21 | 8.5 | 22000 | 15400 | 70% | 1.92 | 0 | 13.5 |  |  |  |  | R-410A | 2 | Residential & Commercial | USHP | Ducted CEE Tier 1
212499822 | Central HP <5.4 tons | LENNOX | HRCU-A-CB (Split System: Heat Pump with Remote Outdoor Unit-Air-Source) | EL22XPV-024-230A** | ADP |  | LP18/37R9 | ML180UH045E36A* | 23400 | 21 | 8.5 | 21200 | 14900 | 70.28% | 1.86 | 0 | 13.5 |  |  |  |  | R-410A | 1.95 | Residential & Commercial | USHP | Ducted CEE Tier 1
212499829 | Central HP <5.4 tons | LENNOX | HRCU-A-CB (Split System: Heat Pump with Remote Outdoor Unit-Air-Source) | EL22XPV-024-230A** | ADP |  | L*19/36S9 | ML180UH045V36A* | 23600 | 21 | 8.5 | 21400 | 15000 | 70.09% | 1.88 | 0 | 13.5 |  |  |  |  | R-410A | 1.9667 | Residential & Commercial | USHP | Ducted CEE Tier 1
215731677 | Central HP <5.4 tons | YORK | HRCU-A-CB (Split System: Heat Pump with Remote Outdoor Unit-Air-Source) | HH860E2S11 | ADP |  | H,YG74*48+TXV | Y81E100C16SMPS1 | 44000 | 18 | 8.5 | 42000 | 32800 | 78.1% | 2 | 0 | 12 |  |  |  |  | R-454B | 3.6667 | Residential & Commercial | USHP | Ducted CEE Tier 1
215731686 | Central HP <5.4 tons | YORK | HRCU-A-CB (Split System: Heat Pump with Remote Outdoor Unit-Air-Source) | HH860E2S11 | ADP |  | H,YG37*60+TXV | Y81E100C20SMPS1 | 52000 | 18 | 8.35 | 51500 | 38000 | 73.79% | 1.98 | 0 | 11 |  |  |  |  | R-454B | 4.3333 | Residential & Commercial | USHP | Ducted CEE Tier 1
215731702 | Central HP <5.4 tons | YORK | HRCU-A-CB (Split System: Heat Pump with Remote Outdoor Unit-Air-Source) | HH860E2S11 | ADP |  | H,YG74*60+TXV | Y81E100C20SMPS1 | 53000 | 19 | 8.5 | 51500 | 38000 | 73.79% | 2 | 0 | 11.7 |  |  |  |  | R-454B | 4.4167 | Residential & Commercial | USHP | Ducted CEE Tier 1
215731743 | Central HP <5.4 tons | YORK | HRCU-A-CB (Split System: Heat Pump with Remote Outdoor Unit-Air-Source) | HH860E2S11 | ADP |  | H,YG3K*48+TXV | Y81E120C20SMPS1 | 45000 | 18 | 8.5 | 43500 | 33600 | 77.24% | 2 | 0 | 11.7 |  |  |  |  | R-454B | 3.75 | Residential & Commercial | USHP | Ducted CEE Tier 1
215731763 | Central HP <5.4 tons | YORK | HRCU-A-CB (Split System: Heat Pump with Remote Outdoor Unit-Air-Source) | HH860E2S11 | ADP |  | H,YG37*60+TXV-BLEED | Y81E130D20SMPS1 | 53000 | 18 | 8.35 | 52500 | 39000 | 74.29% | 1.98 | 0 | 11 |  |  |  |  | R-454B | 4.4167 | Residential & Commercial | USHP | Ducted CEE Tier 1
212984490 | Central HP <5.4 tons | SMART COMFORT | HRCU-A-CB (Split System: Heat Pump with Remote Outdoor Unit-Air-Source) | DLCURAH30ABK |  |  | EA*4X42L21A* | *92MSN0801716A* | 29800 | 15.2 | 8.1 | 34000 | 27600 | 81.18% | 1.8 | 0 | 9 |  |  |  |  | R-410A | 2.4833 | Residential & Commercial | USHP
212985308 | Central HP <5.4 tons | SMART COMFORT | HRCU-A-CB (Split System: Heat Pump with Remote Outdoor Unit-Air-Source) | DLCURAH30ABK |  |  | EA*4X43L21A* | *92MSN1002120A* | 30600 | 16 | 8.5 | 35000 | 26800 | 76.57% | 1.86 | 0 | 9 |  |  |  |  | R-410A | 2.55 | Residential & Commercial | USHP
215731768 | Central HP <5.4 tons | YORK | HRCU-A-CB (Split System: Heat Pump with Remote Outdoor Unit-Air-Source) | HH860E2S11 | ADP |  | H,YG72*60+TXV-BLEED | Y81E130D20SMPS1 | 54000 | 19 | 8.5 | 52500 | 39000 | 74.29% | 2 | 0 | 11.7 |  |  |  |  | R-454B | 4.5 | Residential & Commercial | USHP | Ducted CEE Tier 1
211227459 | Central HP <5.4 tons | PAYNE HEATING AND COOLING | HRCU-A-CB (Split System: Heat Pump with Remote Outdoor Unit-Air-Source) | 38MURAQ36AB3* |  |  | CAP**4221AL* | PG80VTLA48070B** | 35400 | 16 | 8.1 | 38500 | 35000 | 90.91% | 1.88 | 0 | 10 |  |  |  |  | R-410A | 2.95 | Residential & Commercial | USHP | Ducted CEE Tier 1
216676607 | Central HP <5.4 tons | PAYNE HEATING AND COOLING | HRCU-A-CB (Split System: Heat Pump with Remote Outdoor Unit-Air-Source) | 37MURAQ24AA3 |  |  | CAA**2417AM* | PG80VTLB36070A** | 23400 | 15.5 | 9 | 24800 | 19600 | 79.03% | 1.98 | 0 | 9.8 |  |  |  |  | R-454B | 1.95 | Residential & Commercial | USHP
216677027 | Central HP <5.4 tons | PAYNE HEATING AND COOLING | HRCU-A-CB (Split System: Heat Pump with Remote Outdoor Unit-Air-Source) | 37MURAQ24AA3 |  |  | CAA**3721AM* | PG92MSAA60100C** | 24400 | 16 | 8.5 | 23000 | 19000 | 82.61% | 1.96 | 0 | 10 |  |  |  |  | R-454B | 2.0333 | Residential & Commercial | USHP | Ducted CEE Tier 1
215297504 | Central HP <5.4 tons | YORK | HRCU-A-CB (Split System: Heat Pump with Remote Outdoor Unit-Air-Source) | HMH72B341 | ADP |  | V,Y36H175P387 | Y81E080B12SMPS1 | 33200 | 18 | 8.5 | 31400 | 23000 | 73.25% | 2.04 | 0 | 10 |  |  |  |  | R-410A | 2.7667 | Residential & Commercial | USHP | Ducted CEE Tier 1
215297506 | Central HP <5.4 tons | YORK | HRCU-A-CB (Split System: Heat Pump with Remote Outdoor Unit-Air-Source) | HMH72B341 | ADP |  | V,Y36H210P177 | Y81E100C16SMPS1 | 34000 | 18 | 8.5 | 31800 | 24000 | 75.47% | 2.12 | 0 | 9.5 |  |  |  |  | R-410A | 2.8333 | Residential & Commercial | USHP
216676886 | Central HP <5.4 tons | PAYNE HEATING AND COOLING | HRCU-A-CB (Split System: Heat Pump with Remote Outdoor Unit-Air-Source) | 37MURAQ24AA3 |  |  | CAA**3717AM* | PG92MSAA36060A** | 24400 | 15.2 | 8.5 | 23600 | 19200 | 81.36% | 1.96 | 0 | 10 |  |  |  |  | R-454B | 2.0333 | Residential & Commercial | USHP | Ducted CEE Tier 1
216678131 | Central HP <5.4 tons | PAYNE HEATING AND COOLING | HRCU-A-CB (Split System: Heat Pump with Remote Outdoor Unit-Air-Source) | 37MURAQ24AA3 |  |  | CAA**3717AM* | PG96VTAB48080B** | 24400 | 15.5 | 8.5 | 23600 | 19300 | 81.78% | 1.94 | 0 | 10 |  |  |  |  | R-454B | 2.0333 | Residential & Commercial | USHP | Ducted CEE Tier 1
216681028 | Central HP <5.4 tons | SMART COMFORT | HRCU-A-CB (Split System: Heat Pump with Remote Outdoor Unit-Air-Source) | DLCURAH36ABK |  |  | EA*4X37L21A* | *97VTN0802120A* | 36600 | 16 | 9 | 38500 | 34400 | 89.35% | 1.96 | 0 | 10 |  |  |  |  | R-410A | 3.05 | Residential & Commercial | USHP | Ducted CEE Tier 1
212987749 | Central HP <5.4 tons | PAYNE HEATING AND COOLING | HRCU-A-CB (Split System: Heat Pump with Remote Outdoor Unit-Air-Source) | 38MURAQ30AB3* |  |  | CAP**4224AL* | PG96MSAA60080C** | 29800 | 15.2 | 8.1 | 34200 | 27600 | 80.7% | 1.8 | 0 | 9 |  |  |  |  | R-410A | 2.4833 | Residential & Commercial | USHP
212988049 | Central HP <5.4 tons | PAYNE HEATING AND COOLING | HRCU-A-CB (Split System: Heat Pump with Remote Outdoor Unit-Air-Source) | 38MURAQ30AB3* |  |  | CAP**4221AL* | PG96MSAA60100C** | 30200 | 15.2 | 8.5 | 34000 | 27400 | 80.59% | 1.8 | 0 | 9 |  |  |  |  | R-410A | 2.5167 | Residential & Commercial | USHP
212989539 | Central HP <5.4 tons | PAYNE HEATING AND COOLING | HRCU-A-CB (Split System: Heat Pump with Remote Outdoor Unit-Air-Source) | 38MURAQ30AB3* |  |  | CAP**4221AL* | PG95MSUA60080C** | 30000 | 15.2 | 8.1 | 34200 | 27600 | 80.7% | 1.8 | 0 | 9 |  |  |  |  | R-410A | 2.5 | Residential & Commercial | USHP
212498334 | Central HP <5.4 tons | PAYNE HEATING AND COOLING | HRCU-A-CB (Split System: Heat Pump with Remote Outdoor Unit-Air-Source) | 38MURAQ30AB3* | ADP |  | CE2903C+TXV | 0 | 29400 | 15.2 | 8.15 | 33200 | 27000 | 81.33% | 1.76 | 0 | 8.5 |  |  |  |  | R-410A | 2.45 | Residential & Commercial | USHP
212989287 | Central HP <5.4 tons | PAYNE HEATING AND COOLING | HRCU-A-CB (Split System: Heat Pump with Remote Outdoor Unit-Air-Source) | 38MURAQ18AB3* |  |  | CAP**2517AL* | PG95MSUA48060B** | 17800 | 16.5 | 8.1 | 17700 | 17700 | 100% | 2.14 | 0 | 10.5 |  |  |  |  | R-410A | 1.4833 | Residential & Commercial | USHP | Ducted CEE Tier 1
211261903 | Central HP <5.4 tons | SMART COMFORT | HRCU-A-CB (Split System: Heat Pump with Remote Outdoor Unit-Air-Source) | DLCURAH18ABK |  |  | EA*4X30L17A* | *95ESN0601412A* | 18000 | 16 | 8.5 | 18500 | 18500 | 100% | 2.22 | 0 | 10.5 |  |  |  |  | R-410A | 1.5 | Residential & Commercial | USHP | Ducted CEE Tier 1
211262035 | Central HP <5.4 tons | SMART COMFORT | HRCU-A-CB (Split System: Heat Pump with Remote Outdoor Unit-Air-Source) | DLCURAH18ABK |  |  | EA*4X30L17A* | *80ES(N,L)0451712A* | 18000 | 16 | 8.5 | 18500 | 18500 | 100% | 2.22 | 0 | 10.5 |  |  |  |  | R-410A | 1.5 | Residential & Commercial | USHP | Ducted CEE Tier 1
211260326 | Central HP <5.4 tons | SMART COMFORT | HRCU-A-CB (Split System: Heat Pump with Remote Outdoor Unit-Air-Source) | DLCURAH18ABK |  |  | EA*4X24L17A* | *95ESU0401712A* | 17600 | 16 | 8.5 | 18500 | 19100 | 103.2% | 2.3 | 0 | 10.5 |  |  |  |  | R-410A | 1.4667 | Residential & Commercial | USHP | Ducted CEE Tier 1
216675855 | Central HP <5.4 tons | PAYNE HEATING AND COOLING | HRCU-A-CB (Split System: Heat Pump with Remote Outdoor Unit-Air-Source) | 37MURAQ24AA3 |  |  | CAA**3617AM* | PG80MS(A,L)A36070B** | 23600 | 15.5 | 8.5 | 23800 | 19300 | 81.09% | 1.92 | 0 | 9.8 |  |  |  |  | R-454B | 1.9667 | Residential & Commercial | USHP
216676050 | Central HP <5.4 tons | PAYNE HEATING AND COOLING | HRCU-A-CB (Split System: Heat Pump with Remote Outdoor Unit-Air-Source) | 37MURAQ24AA3 |  |  | CSAH*3612AM* | PG80MS(A,L)A48090C** | 24200 | 15.2 | 8.5 | 23800 | 19300 | 81.09% | 1.92 | 0 | 10 |  |  |  |  | R-454B | 2.0167 | Residential & Commercial | USHP | Ducted CEE Tier 1
211260476 | Central HP <5.4 tons | SMART COMFORT | HRCU-A-CB (Split System: Heat Pump with Remote Outdoor Unit-Air-Source) | DLCURAH18ABK |  |  | EA*4X24L17A* | *95ESN0601412A* | 17800 | 16 | 8.5 | 18700 | 19000 | 101.6% | 2.28 | 0 | 10.5 |  |  |  |  | R-410A | 1.4833 | Residential & Commercial | USHP | Ducted CEE Tier 1
211260742 | Central HP <5.4 tons | SMART COMFORT | HRCU-A-CB (Split System: Heat Pump with Remote Outdoor Unit-Air-Source) | DLCURAH18ABK |  |  | EA*4X25L17A* | *96VSN0601412A* | 18500 | 16 | 8.5 | 18300 | 17400 | 95.08% | 2.12 | 0 | 11 |  |  |  |  | R-410A | 1.5417 | Residential & Commercial | USHP | Ducted CEE Tier 1
211261312 | Central HP <5.4 tons | SMART COMFORT | HRCU-A-CB (Split System: Heat Pump with Remote Outdoor Unit-Air-Source) | DLCURAH18ABK |  |  | EA*4X30L14A* | *80VTL0451412A* | 17800 | 16.5 | 8.5 | 18200 | 18500 | 101.6% | 2.22 | 0 | 10.5 |  |  |  |  | R-410A | 1.4833 | Residential & Commercial | USHP | Ducted CEE Tier 1
211259804 | Central HP <5.4 tons | SMART COMFORT | HRCU-A-CB (Split System: Heat Pump with Remote Outdoor Unit-Air-Source) | DLCURAH18ABK |  |  | EA*4X19L17A* | *95ESN0401410A* | 18300 | 16 | 8.5 | 18300 | 17600 | 96.17% | 2.12 | 0 | 10.5 |  |  |  |  | R-410A | 1.525 | Residential & Commercial | USHP | Ducted CEE Tier 1
216676332 | Central HP <5.4 tons | PAYNE HEATING AND COOLING | HRCU-A-CB (Split System: Heat Pump with Remote Outdoor Unit-Air-Source) | 37MURAQ24AA3 |  |  | CAA**3617AM* | PG80MSUA36040B** | 23800 | 15.5 | 8.5 | 24000 | 19300 | 80.42% | 1.92 | 0 | 10 |  |  |  |  | R-454B | 1.9833 | Residential & Commercial | USHP | Ducted CEE Tier 1
216676575 | Central HP <5.4 tons | PAYNE HEATING AND COOLING | HRCU-A-CB (Split System: Heat Pump with Remote Outdoor Unit-Air-Source) | 37MURAQ24AA3 |  |  | CAA**3617AM* | PG80VTLB36045A** | 23600 | 15.5 | 8.5 | 24000 | 19300 | 80.42% | 1.92 | 0 | 9.8 |  |  |  |  | R-454B | 1.9667 | Residential & Commercial | USHP
216677343 | Central HP <5.4 tons | PAYNE HEATING AND COOLING | HRCU-A-CB (Split System: Heat Pump with Remote Outdoor Unit-Air-Source) | 37MURAQ24AA3 |  |  | CAA**3721AM* | PG96MSAA60100C** | 24800 | 15.5 | 8.5 | 23200 | 19100 | 82.33% | 1.96 | 0 | 10 |  |  |  |  | R-454B | 2.0667 | Residential & Commercial | USHP | Ducted CEE Tier 1
216678306 | Central HP <5.4 tons | PAYNE HEATING AND COOLING | HRCU-A-CB (Split System: Heat Pump with Remote Outdoor Unit-Air-Source) | 37MURAQ24AA3 |  |  | CAA**3617AM* | PG97VTAA48080B** | 23600 | 15.2 | 8.5 | 24000 | 19400 | 80.83% | 1.9 | 0 | 9.8 |  |  |  |  | R-454B | 1.9667 | Residential & Commercial | USHP
211713046 | Central HP <5.4 tons | SMART COMFORT | HRCU-A-CB (Split System: Heat Pump with Remote Outdoor Unit-Air-Source) | DLCURAH30ABK |  |  | EA*4X43L21A* | *96VTN1002122A* | 30600 | 15.2 | 8.1 | 33000 | 26000 | 78.79% | 1.84 | 0 | 9 |  |  |  |  | R-410A | 2.55 | Residential & Commercial | USHP
213623834 | Central HP <5.4 tons | RUNTRU | HRCU-A-CB (Split System: Heat Pump with Remote Outdoor Unit-Air-Source) | E4HL5030A1000A | ADP |  | FG82936 | A801X060BM4SCA | 30000 | 15.2 | 8.1 | 23400 | 17600 | 75.21% | 1.75 | 0 | 9.5 |  |  |  |  | R-410A | 2.5 | Residential & Commercial | USHP
211244632 | Central HP <5.4 tons | PAYNE HEATING AND COOLING | HRCU-A-CB (Split System: Heat Pump with Remote Outdoor Unit-Air-Source) | 38MURAQ24AB3* |  |  | CNPV*3017AL* | PG96VTAA30040A** | 23400 | 16 | 8.1 | 25800 | 24000 | 93.02% | 2 | 0 | 10 |  |  |  |  | R-410A | 1.95 | Residential & Commercial | USHP | Ducted CEE Tier 1
211244732 | Central HP <5.4 tons | PAYNE HEATING AND COOLING | HRCU-A-CB (Split System: Heat Pump with Remote Outdoor Unit-Air-Source) | 38MURAQ24AB3* |  |  | CNPV*3017AL* | PG92ESAA42060B** | 24400 | 16.5 | 8.1 | 26400 | 22800 | 86.36% | 1.88 | 0 | 10.5 |  |  |  |  | R-410A | 2.0333 | Residential & Commercial | USHP | Ducted CEE Tier 1
216678054 | Central HP <5.4 tons | PAYNE HEATING AND COOLING | HRCU-A-CB (Split System: Heat Pump with Remote Outdoor Unit-Air-Source) | 37MURAQ24AA3 |  |  | CAA**2517AM* | PG96VTAB48060B** | 24400 | 15.5 | 8.5 | 23200 | 19100 | 82.33% | 1.94 | 0 | 10 |  |  |  |  | R-454B | 2.0333 | Residential & Commercial | USHP | Ducted CEE Tier 1
216678247 | Central HP <5.4 tons | PAYNE HEATING AND COOLING | HRCU-A-CB (Split System: Heat Pump with Remote Outdoor Unit-Air-Source) | 37MURAQ24AA3 |  |  | CAA**3617AM* | PG97VTAA48060B** | 23600 | 15.2 | 8.5 | 24000 | 19400 | 80.83% | 1.92 | 0 | 9.8 |  |  |  |  | R-454B | 1.9667 | Residential & Commercial | USHP
216678740 | Central HP <5.4 tons | PAYNE HEATING AND COOLING | HRCU-A-CB (Split System: Heat Pump with Remote Outdoor Unit-Air-Source) | 38MURAQ36AB3* |  |  | CAP**4821AL* | PG97VTAA48060B** | 35600 | 15.5 | 8.5 | 38000 | 34400 | 90.53% | 1.96 | 0 | 9.8 |  |  |  |  | R-410A | 2.9667 | Residential & Commercial | USHP
212985332 | Central HP <5.4 tons | SMART COMFORT | HRCU-A-CB (Split System: Heat Pump with Remote Outdoor Unit-Air-Source) | DLCURAH30ABK |  |  | EN(A,D,W)4X42L21** | *92MSN1002120A* | 30000 | 15.2 | 8.1 | 34400 | 27600 | 80.23% | 1.8 | 0 | 9 |  |  |  |  | R-410A | 2.5 | Residential & Commercial | USHP
213311122 | Central HP <5.4 tons | PAYNE HEATING AND COOLING | HRCU-A-CB (Split System: Heat Pump with Remote Outdoor Unit-Air-Source) | 38MURAQ18AB3* | ADP |  | V36H***P429+CBPE3A* | 0 | 17800 | 15.5 | 9 | 17100 | 19400 | 113.5% | 2.4 | 0 | 10.5 |  |  |  |  | R-410A | 1.4833 | Residential & Commercial | USHP | Ducted CEE Tier 1
213311124 | Central HP <5.4 tons | PAYNE HEATING AND COOLING | HRCU-A-CB (Split System: Heat Pump with Remote Outdoor Unit-Air-Source) | 38MURAQ18AB3* | ADP |  | C36A***L139+CBPE3A* | 0 | 17800 | 15.5 | 9 | 17100 | 19400 | 113.5% | 2.4 | 0 | 10.5 |  |  |  |  | R-410A | 1.4833 | Residential & Commercial | USHP | Ducted CEE Tier 1
211226943 | Central HP <5.4 tons | PAYNE HEATING AND COOLING | HRCU-A-CB (Split System: Heat Pump with Remote Outdoor Unit-Air-Source) | 38MURAQ36AB3* |  |  | CAP**3721AL* | PG80VTLA48070B** | 36200 | 16 | 8.5 | 38500 | 34800 | 90.39% | 2.08 | 0 | 10 |  |  |  |  | R-410A | 3.0167 | Residential & Commercial | USHP | Ducted CEE Tier 1
211263029 | Central HP <5.4 tons | PAYNE HEATING AND COOLING | HRCU-A-CB (Split System: Heat Pump with Remote Outdoor Unit-Air-Source) | 38MURAQ18AB3* |  |  | CNPV*2417AL* | PG80ESUA36040B** | 18400 | 16 | 8.5 | 19200 | 18500 | 96.35% | 2.24 | 0 | 11 |  |  |  |  | R-410A | 1.5333 | Residential & Commercial | USHP | Ducted CEE Tier 1
211263226 | Central HP <5.4 tons | PAYNE HEATING AND COOLING | HRCU-A-CB (Split System: Heat Pump with Remote Outdoor Unit-Air-Source) | 38MURAQ18AB3* |  |  | CNPV*2417AL* | PG96VTAA36060A** | 17900 | 15.5 | 8.5 | 18800 | 18700 | 99.47% | 2.26 | 0 | 11 |  |  |  |  | R-410A | 1.4917 | Residential & Commercial | USHP | Ducted CEE Tier 1
211263293 | Central HP <5.4 tons | PAYNE HEATING AND COOLING | HRCU-A-CB (Split System: Heat Pump with Remote Outdoor Unit-Air-Source) | 38MURAQ18AB3* |  |  | CNPV*2417AL* | PG80ES(A,L)A36045A** | 18000 | 16 | 8.5 | 18900 | 18700 | 98.94% | 2.26 | 0 | 11 |  |  |  |  | R-410A | 1.5 | Residential & Commercial | USHP | Ducted CEE Tier 1
211245645 | Central HP <5.4 tons | PAYNE HEATING AND COOLING | HRCU-A-CB (Split System: Heat Pump with Remote Outdoor Unit-Air-Source) | 38MURAQ24AB3* |  |  | CNPV*3621AL* | PG80ES(A,L)A60110C** | 24800 | 16 | 8.5 | 26800 | 22200 | 82.84% | 1.82 | 0 | 10.5 |  |  |  |  | R-410A | 2.0667 | Residential & Commercial | USHP | Ducted CEE Tier 1
211245679 | Central HP <5.4 tons | PAYNE HEATING AND COOLING | HRCU-A-CB (Split System: Heat Pump with Remote Outdoor Unit-Air-Source) | 38MURAQ24AB3* |  |  | CNPV*3621AL* | PG92ESAA60080C** | 24800 | 16.5 | 8.5 | 26800 | 22200 | 82.84% | 1.84 | 0 | 10.5 |  |  |  |  | R-410A | 2.0667 | Residential & Commercial | USHP | Ducted CEE Tier 1
211712877 | Central HP <5.4 tons | SMART COMFORT | HRCU-A-CB (Split System: Heat Pump with Remote Outdoor Unit-Air-Source) | DLCURAH30ABK |  |  | EA*4X42L24A* | *80ES(N,L)1102420A* | 30000 | 15.2 | 8.1 | 33800 | 27200 | 80.47% | 1.8 | 0 | 9 |  |  |  |  | R-410A | 2.5 | Residential & Commercial | USHP
211712544 | Central HP <5.4 tons | SMART COMFORT | HRCU-A-CB (Split System: Heat Pump with Remote Outdoor Unit-Air-Source) | DLCURAH30ABK |  |  | EA*4X42L21A* | *92ESN0802120A* | 30600 | 15.2 | 8.1 | 34200 | 27000 | 78.95% | 1.82 | 0 | 9 |  |  |  |  | R-410A | 2.55 | Residential & Commercial | USHP
212985296 | Central HP <5.4 tons | SMART COMFORT | HRCU-A-CB (Split System: Heat Pump with Remote Outdoor Unit-Air-Source) | DLCURAH30ABK |  |  | EA*4X42L24A* | *92MSN1002120A* | 30200 | 15.2 | 8.1 | 34200 | 27400 | 80.12% | 1.8 | 0 | 9 |  |  |  |  | R-410A | 2.5167 | Residential & Commercial | USHP
212983962 | Central HP <5.4 tons | SMART COMFORT | HRCU-A-CB (Split System: Heat Pump with Remote Outdoor Unit-Air-Source) | DLCURAH30ABK |  |  | EA*4X43L21A* | *92MSN0601714A* | 30400 | 15.2 | 8.1 | 33400 | 26400 | 79.04% | 1.84 | 0 | 9 |  |  |  |  | R-410A | 2.5333 | Residential & Commercial | USHP
213623832 | Central HP <5.4 tons | RUNTRU | HRCU-A-CB (Split System: Heat Pump with Remote Outdoor Unit-Air-Source) | E4HL5030A1000A | ADP |  | FG81936 | A801X060BM4SCA | 30000 | 15.2 | 8.1 | 23400 | 17600 | 75.21% | 1.75 | 0 | 9.5 |  |  |  |  | R-410A | 2.5 | Residential & Commercial | USHP
212498335 | Central HP <5.4 tons | PAYNE HEATING AND COOLING | HRCU-A-CB (Split System: Heat Pump with Remote Outdoor Unit-Air-Source) | 38MURAQ30AB3* | ADP |  | CE3005A+TXV | 0 | 29800 | 15.2 | 8.2 | 33200 | 27000 | 81.33% | 1.78 | 0 | 8.5 |  |  |  |  | R-410A | 2.4833 | Residential & Commercial | USHP
211245201 | Central HP <5.4 tons | PAYNE HEATING AND COOLING | HRCU-A-CB (Split System: Heat Pump with Remote Outdoor Unit-Air-Source) | 38MURAQ24AB3* |  |  | CNPV*3617AL* | PG95ESAA48080B** | 24600 | 15.5 | 8.1 | 26800 | 22200 | 82.84% | 1.82 | 0 | 10 |  |  |  |  | R-410A | 2.05 | Residential & Commercial | USHP | Ducted CEE Tier 1
211245367 | Central HP <5.4 tons | PAYNE HEATING AND COOLING | HRCU-A-CB (Split System: Heat Pump with Remote Outdoor Unit-Air-Source) | 38MURAQ24AB3* |  |  | CNPV*3621AL* | PG80ES(A,L)A48070B** | 24800 | 16 | 8.1 | 26800 | 22200 | 82.84% | 1.82 | 0 | 10.5 |  |  |  |  | R-410A | 2.0667 | Residential & Commercial | USHP | Ducted CEE Tier 1
211245565 | Central HP <5.4 tons | PAYNE HEATING AND COOLING | HRCU-A-CB (Split System: Heat Pump with Remote Outdoor Unit-Air-Source) | 38MURAQ24AB3* |  |  | CNPV*3621AL* | PG96VTAA60100C** | 23800 | 16.5 | 8.1 | 26000 | 23400 | 90% | 1.94 | 0 | 10.5 |  |  |  |  | R-410A | 1.9833 | Residential & Commercial | USHP | Ducted CEE Tier 1
216682114 | Central HP <5.4 tons | SMART COMFORT | HRCU-A-CB (Split System: Heat Pump with Remote Outdoor Unit-Air-Source) | DLCURAH30ABK |  |  | EA*4X43L21A* | *97VTN1002120A* | 30600 | 15.2 | 9 | 33200 | 26000 | 78.31% | 1.8 | 0 | 9 |  |  |  |  | R-410A | 2.55 | Residential & Commercial | USHP
216752058 | Central HP <5.4 tons | YORK | HRCU-A-CB (Split System: Heat Pump with Remote Outdoor Unit-Air-Source) | HH824E2S11 | ADP |  | H,YG33*30+TXV-BLEED | TM9E060A10MP12 | 22400 | 16 | 8.8 | 21400 | 17700 | 82.71% | 1.96 | 0 | 11.5 |  |  |  |  | R-454B | 1.8667 | Residential & Commercial | USHP | Ducted CEE Tier 1
213623800 | Central HP <5.4 tons | RUNTRU | HRCU-A-CB (Split System: Heat Pump with Remote Outdoor Unit-Air-Source) | E4HL5024A1000A | ADP |  | FG82936 | A952V040BU3SAD | 24000 | 15.2 | 8.5 | 22400 | 20600 | 91.96% | 1.85 | 0 | 9 |  |  |  |  | R-410A | 2 | Residential & Commercial | USHP
213623802 | Central HP <5.4 tons | RUNTRU | HRCU-A-CB (Split System: Heat Pump with Remote Outdoor Unit-Air-Source) | E4HL5024A1000A | ADP |  | PL36H210P299 | A952V060BU4SAD | 24000 | 15.2 | 8.5 | 22400 | 20600 | 91.96% | 1.85 | 0 | 9 |  |  |  |  | R-410A | 2 | Residential & Commercial | USHP
213250271 | Central HP <5.4 tons | COMFORT-AIRE | HRCU-A-C (Split System: Heat Pump with Remote Outdoor Unit with No Indoor Fan --Air Source) | A-VCD18SA-1 | ADP |  | *G21924+TD | 0 | 17700 | 16 | 8.85 | 17100 | 14600 | 85.38% | 2.06 | 0 | 11.5 |  |  |  |  | R-410A | 1.475 | Residential & Commercial | USHP | Ducted CEE Tier 1
211263180 | Central HP <5.4 tons | PAYNE HEATING AND COOLING | HRCU-A-CB (Split System: Heat Pump with Remote Outdoor Unit-Air-Source) | 38MURAQ18AB3* |  |  | CNPV*2417AL* | PG95ESAA36060A** | 17800 | 16 | 8.5 | 18700 | 18800 | 100.5% | 2.26 | 0 | 11 |  |  |  |  | R-410A | 1.4833 | Residential & Commercial | USHP | Ducted CEE Tier 1
211245025 | Central HP <5.4 tons | PAYNE HEATING AND COOLING | HRCU-A-CB (Split System: Heat Pump with Remote Outdoor Unit-Air-Source) | 38MURAQ24AB3* |  |  | CNPV*3617AL* | PG80VTLA48070B** | 24200 | 17 | 8.1 | 26200 | 23000 | 87.79% | 1.9 | 0 | 10.5 |  |  |  |  | R-410A | 2.0167 | Residential & Commercial | USHP | Ducted CEE Tier 1
211245223 | Central HP <5.4 tons | PAYNE HEATING AND COOLING | HRCU-A-CB (Split System: Heat Pump with Remote Outdoor Unit-Air-Source) | 38MURAQ24AB3* |  |  | CNPV*3617AL* | PG92ESAA36040B** | 23600 | 15.5 | 8.1 | 26200 | 23400 | 89.31% | 1.92 | 0 | 10 |  |  |  |  | R-410A | 1.9667 | Residential & Commercial | USHP | Ducted CEE Tier 1
211245657 | Central HP <5.4 tons | PAYNE HEATING AND COOLING | HRCU-A-CB (Split System: Heat Pump with Remote Outdoor Unit-Air-Source) | 38MURAQ24AB3* |  |  | CNPV*3621AL* | PG92ESAA42060B** | 24400 | 16.5 | 8.1 | 26400 | 22800 | 86.36% | 1.88 | 0 | 10.5 |  |  |  |  | R-410A | 2.0333 | Residential & Commercial | USHP | Ducted CEE Tier 1
211245734 | Central HP <5.4 tons | PAYNE HEATING AND COOLING | HRCU-A-CB (Split System: Heat Pump with Remote Outdoor Unit-Air-Source) | 38MURAQ24AB3* |  |  | CNPV*3621AL* | PG80ESUA60080C** | 24400 | 17 | 8.5 | 26200 | 22800 | 87.02% | 1.88 | 0 | 10.5 |  |  |  |  | R-410A | 2.0333 | Residential & Commercial | USHP | Ducted CEE Tier 1
216751860 | Central HP <5.4 tons | YORK | HRCU-A-CB (Split System: Heat Pump with Remote Outdoor Unit-Air-Source) | HH860E2S11 | ADP |  | H,YG74*60+TXV-BLEED | Y91E080C20SMPS1 | 53500 | 19 | 8.5 | 52000 | 38500 | 74.04% | 2 | 0 | 11 |  |  |  |  | R-454B | 4.4583 | Residential & Commercial | USHP | Ducted CEE Tier 1
214392679 | Central HP <5.4 tons | RUUD | HRCU-A-CB (Split System: Heat Pump with Remote Outdoor Unit-Air-Source) | RD17AZ24AJ3N | ASPEN |  | D(A,C,E)24C34+TDR | U97MV0703A17DHS | 21600 | 19 | 8.1 | 22600 | 16900 | 74.78% | 2 | 0 | 10 |  |  |  |  | R-410A | 1.8 | Residential & Commercial | USHP | Ducted CEE Tier 1
211289593 | Central HP <5.4 tons | SAMSUNG | HRCU-A-CB (Split System: Heat Pump with Remote Outdoor Unit-Air-Source) | AC024BXUPCH | ADP |  | F,PE*BB9931 | 0 | 24000 | 16.5 | 8.1 | 26000 | 26000 | 100% | 1.8 | 0 | 10.1 |  |  |  |  | R-410A | 2 | Residential & Commercial | USHP | Ducted CEE Tier 1
211245121 | Central HP <5.4 tons | PAYNE HEATING AND COOLING | HRCU-A-CB (Split System: Heat Pump with Remote Outdoor Unit-Air-Source) | 38MURAQ24AB3* |  |  | CNPV*3617AL* | PG80ES(A,L)A36045B** | 24000 | 16.5 | 8.1 | 26200 | 23000 | 87.79% | 1.9 | 0 | 10.5 |  |  |  |  | R-410A | 2 | Residential & Commercial | USHP | Ducted CEE Tier 1
211245701 | Central HP <5.4 tons | PAYNE HEATING AND COOLING | HRCU-A-CB (Split System: Heat Pump with Remote Outdoor Unit-Air-Source) | 38MURAQ24AB3* |  |  | CNPV*3621AL* | PG95ESAA42060B** | 24600 | 16 | 8.1 | 26600 | 22400 | 84.21% | 1.84 | 0 | 10.5 |  |  |  |  | R-410A | 2.05 | Residential & Commercial | USHP | Ducted CEE Tier 1
211245817 | Central HP <5.4 tons | PAYNE HEATING AND COOLING | HRCU-A-CB (Split System: Heat Pump with Remote Outdoor Unit-Air-Source) | 38MURAQ24AB3* |  |  | PF4MNP030L* | 0 | 24000 | 17 | 8.5 | 26200 | 23400 | 89.31% | 1.94 | 0 | 10 |  |  |  |  | R-410A | 2 | Residential & Commercial | USHP | Ducted CEE Tier 1
211245883 | Central HP <5.4 tons | PAYNE HEATING AND COOLING | HRCU-A-CB (Split System: Heat Pump with Remote Outdoor Unit-Air-Source) | 38MURAQ24AB3* |  |  | FMA4X24**AL* | 0 | 23600 | 17 | 9 | 27200 | 25600 | 94.12% | 2.14 | 0 | 10 |  |  |  |  | R-410A | 1.9667 | Residential & Commercial | USHP | Ducted CEE Tier 1
216751705 | Central HP <5.4 tons | YORK | HRCU-A-CB (Split System: Heat Pump with Remote Outdoor Unit-Air-Source) | HH860E2S11 | ADP |  | H,YG54*48+TXV-BLEED | TM9E100C16MP12 | 44500 | 18 | 9 | 44000 | 34000 | 77.27% | 2 | 0 | 11 |  |  |  |  | R-454B | 3.7083 | Residential & Commercial | USHP | Ducted CEE Tier 1
216751741 | Central HP <5.4 tons | YORK | HRCU-A-CB (Split System: Heat Pump with Remote Outdoor Unit-Air-Source) | HH860E2S11 | ADP |  | H,YG54*60+TXV-BLEED | TM9E120D20MP12 | 53500 | 19 | 8.5 | 52500 | 39000 | 74.29% | 2 | 0 | 11 |  |  |  |  | R-454B | 4.4583 | Residential & Commercial | USHP | Ducted CEE Tier 1
216751764 | Central HP <5.4 tons | YORK | HRCU-A-CB (Split System: Heat Pump with Remote Outdoor Unit-Air-Source) | HH860E2S11 | ADP |  | H,YG49*60+TXV-BLEED | TM9V080C16MP12 | 43500 | 18 | 9 | 42000 | 33600 | 80% | 2 | 0 | 11 |  |  |  |  | R-454B | 3.625 | Residential & Commercial | USHP | Ducted CEE Tier 1
216751782 | Central HP <5.4 tons | YORK | HRCU-A-CB (Split System: Heat Pump with Remote Outdoor Unit-Air-Source) | HH860E2S11 | ADP |  | H,YG3K*60+TXV-BLEED | TM9V100C16MP12 | 43500 | 17 | 9 | 42000 | 32800 | 78.1% | 2 | 0 | 11.7 |  |  |  |  | R-454B | 3.625 | Residential & Commercial | USHP | Ducted CEE Tier 1
216751798 | Central HP <5.4 tons | YORK | HRCU-A-CB (Split System: Heat Pump with Remote Outdoor Unit-Air-Source) | HH860E2S11 | ADP |  | H,YG52*60+TXV-BLEED | TM9V100C16MP12 | 43500 | 18 | 9 | 42000 | 32800 | 78.1% | 2 | 0 | 11.7 |  |  |  |  | R-454B | 3.625 | Residential & Commercial | USHP | Ducted CEE Tier 1
215731788 | Central HP <5.4 tons | YORK | HRCU-A-CB (Split System: Heat Pump with Remote Outdoor Unit-Air-Source) | HH860E2S11 | ADP |  | H,YG51*60+TXV | Y81E130D20SMPS1 | 54000 | 19 | 8.5 | 52500 | 39000 | 74.29% | 2 | 0 | 11.7 |  |  |  |  | R-454B | 4.5 | Residential & Commercial | USHP | Ducted CEE Tier 1
211264801 | Central HP <5.4 tons | PAYNE HEATING AND COOLING | HRCU-A-CB (Split System: Heat Pump with Remote Outdoor Unit-Air-Source) | 38MURAQ18AB3* |  |  | FB4CNP018L | 0 | 17400 | 16 | 8.5 | 18300 | 19400 | 106% | 2.34 | 0 | 10.5 |  |  |  |  | R-410A | 1.45 | Residential & Commercial | USHP | Ducted CEE Tier 1
211264826 | Central HP <5.4 tons | PAYNE HEATING AND COOLING | HRCU-A-CB (Split System: Heat Pump with Remote Outdoor Unit-Air-Source) | 38MURAQ18AB3* |  |  | FB4CNP024L | 0 | 17300 | 16 | 8.5 | 18200 | 19400 | 106.6% | 2.34 | 0 | 10.5 |  |  |  |  | R-410A | 1.4417 | Residential & Commercial | USHP | Ducted CEE Tier 1
216772740 | Central HP <5.4 tons | SMART COMFORT | HRCU-A-CB (Split System: Heat Pump with Remote Outdoor Unit-Air-Source) | D5CUHAH48AAK |  |  | FTMA5B60L0D* | 0 | 47500 | 15.2 | 9 | 49000 | 44000 | 89.8% | 1.8 | 0 | 9 |  |  |  |  | R-454B | 3.9583 | Residential & Commercial | USHP
214849118 | Central HP <5.4 tons | YORK | HRCU-A-CB (Split System: Heat Pump with Remote Outdoor Unit-Air-Source) | HMH72B341 | ADP |  | CX360A935 | Y81E040A12LMPS1 | 33200 | 18 | 8.5 | 31400 | 23000 | 73.25% | 2.06 | 0 | 10 |  |  |  |  | R-410A | 2.7667 | Residential & Commercial | USHP | Ducted CEE Tier 1
216681105 | Central HP <5.4 tons | SMART COMFORT | HRCU-A-CB (Split System: Heat Pump with Remote Outdoor Unit-Air-Source) | DLCURAH36ABK |  |  | EHD4X42AAL | *97VTN0802120A* | 36400 | 15.5 | 8.5 | 38500 | 34600 | 89.87% | 1.8 | 0 | 10 |  |  |  |  | R-410A | 3.0333 | Residential & Commercial | USHP | Ducted CEE Tier 1
216953685 | Central HP <5.4 tons | NAPOLEON | HRCU-A-C (Split System: Heat Pump with Remote Outdoor Unit with No Indoor Fan --Air Source) | WSEHV2436RA1-N | ADP |  | A36VDC+TXV+TD | 0 | 23000 | 15.2 | 8.5 | 22400 | 21200 | 94.64% | 1.8 | 0 | 11 |  |  |  |  | R-410A | 1.9167 | Residential & Commercial | USHP | Ducted CEE Tier 1
213613874 | Central HP <5.4 tons | KEEPRITE | HRCU-A-C (Split System: Heat Pump with Remote Outdoor Unit with No Indoor Fan --Air Source) | DLCURAH24ABK | ADP |  | H,GE31930+TD | 0 | 24000 | 16 | 9.2 | 23400 | 19600 | 83.76% | 1.9 | 0 | 10.5 |  |  |  |  | R-410A | 2 | Residential & Commercial | USHP | Ducted CEE Tier 1
213613897 | Central HP <5.4 tons | KEEPRITE | HRCU-A-C (Split System: Heat Pump with Remote Outdoor Unit with No Indoor Fan --Air Source) | DLCURAH24ABK | ADP |  | H,GE21924+TD | 0 | 23000 | 16 | 8.8 | 23000 | 19600 | 85.22% | 1.84 | 0 | 10 |  |  |  |  | R-410A | 1.9167 | Residential & Commercial | USHP | Ducted CEE Tier 1
213312707 | Central HP <5.4 tons | PAYNE HEATING AND COOLING | HRCU-A-CB (Split System: Heat Pump with Remote Outdoor Unit-Air-Source) | 38MURAQ24AB3* | ADP |  | V36H175P139+CBPE4B* | 0 | 24000 | 18 | 8.85 | 25000 | 22600 | 90.4% | 1.9 | 0 | 10.5 |  |  |  |  | R-410A | 2 | Residential & Commercial | USHP | Ducted CEE Tier 1
212509271 | Central HP <5.4 tons | PAYNE HEATING AND COOLING | HRCU-A-CB (Split System: Heat Pump with Remote Outdoor Unit-Air-Source) | 38MURAQ24AB3* | ADP |  | H,PG7J936 | PG95ESAA42060B** | 24400 | 16 | 8.1 | 25000 | 22000 | 88% | 1.84 | 0 | 10.5 |  |  |  |  | R-410A | 2.0333 | Residential & Commercial | USHP | Ducted CEE Tier 1
216751814 | Central HP <5.4 tons | YORK | HRCU-A-CB (Split System: Heat Pump with Remote Outdoor Unit-Air-Source) | HH860E2S11 | ADP |  | H,YG50*60+TXV-BLEED | TM9V100C20MP12 | 53000 | 19 | 8.5 | 51500 | 38000 | 73.79% | 2 | 0 | 11 |  |  |  |  | R-454B | 4.4167 | Residential & Commercial | USHP | Ducted CEE Tier 1
216752041 | Central HP <5.4 tons | YORK | HRCU-A-CB (Split System: Heat Pump with Remote Outdoor Unit-Air-Source) | HH824E2S11 | ADP |  | H,YG8J*30+TXV-BLEED | TM8V080B12MP12 | 22600 | 17 | 8.9 | 21400 | 18100 | 84.58% | 1.98 | 0 | 11.7 |  |  |  |  | R-454B | 1.8833 | Residential & Commercial | USHP | Ducted CEE Tier 1
216752050 | Central HP <5.4 tons | YORK | HRCU-A-CB (Split System: Heat Pump with Remote Outdoor Unit-Air-Source) | HH824E2S11 | ADP |  | H,YG7J*30+TXV-BLEED | TM9E026A08MP12 | 22400 | 16 | 8.8 | 21400 | 17900 | 83.64% | 1.96 | 0 | 11.5 |  |  |  |  | R-454B | 1.8667 | Residential & Commercial | USHP | Ducted CEE Tier 1
216751923 | Central HP <5.4 tons | YORK | HRCU-A-CB (Split System: Heat Pump with Remote Outdoor Unit-Air-Source) | HH836E2S11 | ADP |  | H,YG48*36+TXV-BLEED | TM8V060A12MP12 | 32800 | 17 | 8.5 | 29000 | 24800 | 85.52% | 2 | 0 | 11 |  |  |  |  | R-454B | 2.7333 | Residential & Commercial | USHP | Ducted CEE Tier 1
216751939 | Central HP <5.4 tons | YORK | HRCU-A-CB (Split System: Heat Pump with Remote Outdoor Unit-Air-Source) | HH836E2S11 | ADP |  | H,YG80*36+TXV-BLEED | TM8Y080C16MP11 | 33800 | 19 | 9 | 30200 | 25000 | 82.78% | 2 | 0 | 11 |  |  |  |  | R-454B | 2.8167 | Residential & Commercial | USHP | Ducted CEE Tier 1
216751823 | Central HP <5.4 tons | YORK | HRCU-A-CB (Split System: Heat Pump with Remote Outdoor Unit-Air-Source) | HH860E2S11 | ADP |  | H,YG37*48+TXV-BLEED | Y91E080C16SMPS1 | 45000 | 17 | 9 | 44000 | 33400 | 75.91% | 2 | 0 | 11.7 |  |  |  |  | R-454B | 3.75 | Residential & Commercial | USHP | Ducted CEE Tier 1
216751830 | Central HP <5.4 tons | YORK | HRCU-A-CB (Split System: Heat Pump with Remote Outdoor Unit-Air-Source) | HH860E2S11 | ADP |  | H,YG48*60+TXV-BLEED | Y91E080C16SMPS1 | 45000 | 18 | 9 | 44000 | 33400 | 75.91% | 2 | 0 | 11.7 |  |  |  |  | R-454B | 3.75 | Residential & Commercial | USHP | Ducted CEE Tier 1
216751841 | Central HP <5.4 tons | YORK | HRCU-A-CB (Split System: Heat Pump with Remote Outdoor Unit-Air-Source) | HH860E2S11 | ADP |  | H,YG51*60+TXV-BLEED | Y91E080C16SMPS1 | 45000 | 18 | 9 | 44000 | 33400 | 75.91% | 2 | 0 | 11.7 |  |  |  |  | R-454B | 3.75 | Residential & Commercial | USHP | Ducted CEE Tier 1
216680619 | Central HP <5.4 tons | SMART COMFORT | HRCU-A-CB (Split System: Heat Pump with Remote Outdoor Unit-Air-Source) | DLCURAH24ABK |  |  | EN(A,D)4X24L17** | *97VTN0801716A* | 23400 | 16.5 | 9 | 26600 | 23800 | 89.47% | 1.82 | 0 | 10 |  |  |  |  | R-410A | 1.95 | Residential & Commercial | USHP | Ducted CEE Tier 1
213623684 | Central HP <5.4 tons | RUNTRU | HRCU-A-CB (Split System: Heat Pump with Remote Outdoor Unit-Air-Source) | E4HL5018A1000A | ADP |  | FG35936 | A801X040BM2SCA | 20000 | 15.2 | 8.5 | 18400 | 17600 | 95.65% | 1.85 | 0 | 9 |  |  |  |  | R-410A | 1.6667 | Residential & Commercial | USHP
213623702 | Central HP <5.4 tons | RUNTRU | HRCU-A-CB (Split System: Heat Pump with Remote Outdoor Unit-Air-Source) | E4HL5018A1000A | ADP |  | FG35936 | A951X040BU3SAB | 20000 | 15.2 | 8.5 | 18400 | 17600 | 95.65% | 1.85 | 0 | 9 |  |  |  |  | R-410A | 1.6667 | Residential & Commercial | USHP
213623709 | Central HP <5.4 tons | RUNTRU | HRCU-A-CB (Split System: Heat Pump with Remote Outdoor Unit-Air-Source) | E4HL5018A1000A | ADP |  | FG81936 | A951X040BU3SAB | 20000 | 15.2 | 8.5 | 18400 | 17600 | 95.65% | 1.85 | 0 | 9 |  |  |  |  | R-410A | 1.6667 | Residential & Commercial | USHP
213623727 | Central HP <5.4 tons | RUNTRU | HRCU-A-CB (Split System: Heat Pump with Remote Outdoor Unit-Air-Source) | E4HL5018A1000A | ADP |  | FG81936 | A952V040BU3SAD | 20000 | 15.2 | 8.5 | 18400 | 17600 | 95.65% | 1.85 | 0 | 9 |  |  |  |  | R-410A | 1.6667 | Residential & Commercial | USHP
214717457 | Central HP <5.4 tons | TEMPSTAR | HRCU-A-C (Split System: Heat Pump with Remote Outdoor Unit with No Indoor Fan --Air Source) | DLCURAH30ABK | ADP |  | H,GE32(1,2)36+TXV+TD | 0 | 29000 | 15.2 | 9.2 | 31200 | 26600 | 85.26% | 1.78 | 0 | 10 |  |  |  |  | R-410A | 2.4167 | Residential & Commercial | USHP | Ducted CEE Tier 1
213088493 | Central HP <5.4 tons | TEMPSTAR | HRCU-A-CB (Split System: Heat Pump with Remote Outdoor Unit-Air-Source) | DLCURAH30ABK | ADP |  | H,RG80936+AEFE4B* | 0 | 31200 | 15.2 | 8.5 | 33800 | 26400 | 78.11% | 1.86 | 0 | 9 |  |  |  |  | R-410A | 2.6 | Residential & Commercial | USHP
213305955 | Central HP <5.4 tons | TEMPSTAR | HRCU-A-CB (Split System: Heat Pump with Remote Outdoor Unit-Air-Source) | DLCURAH18ABK | ADP |  | CP1903A+TXV+TD | 0 | 17400 | 15.2 | 8.7 | 17000 | 19400 | 114.1% | 2.32 | 0 | 10.5 |  |  |  |  | R-410A | 1.45 | Residential & Commercial | USHP | Ducted CEE Tier 1
216755693 | Central HP <5.4 tons | SMART COMFORT | HRCU-A-CB (Split System: Heat Pump with Remote Outdoor Unit-Air-Source) | D5CUHAH30AAK |  |  | EA*5X43M21A* | *80MSU0802120A* | 31200 | 15.5 | 9 | 34200 | 30000 | 87.72% | 1.8 | 0 | 9.5 |  |  |  |  | R-454B | 2.6 | Residential & Commercial | USHP
211244544 | Central HP <5.4 tons | PAYNE HEATING AND COOLING | HRCU-A-CB (Split System: Heat Pump with Remote Outdoor Unit-Air-Source) | 38MURAQ24AB3* |  |  | CNPV*3017AL* | PG80ESUA36040B** | 24000 | 17 | 8.1 | 26000 | 23200 | 89.23% | 1.94 | 0 | 10.5 |  |  |  |  | R-410A | 2 | Residential & Commercial | USHP | Ducted CEE Tier 1
211244743 | Central HP <5.4 tons | PAYNE HEATING AND COOLING | HRCU-A-CB (Split System: Heat Pump with Remote Outdoor Unit-Air-Source) | 38MURAQ24AB3* |  |  | CNPV*3017AL* | PG92ESAA48080B** | 24200 | 17 | 8.1 | 26200 | 22800 | 87.02% | 1.88 | 0 | 10.5 |  |  |  |  | R-410A | 2.0167 | Residential & Commercial | USHP | Ducted CEE Tier 1
211240682 | Central HP <5.4 tons | SMART COMFORT | HRCU-A-CB (Split System: Heat Pump with Remote Outdoor Unit-Air-Source) | DLCURAH24ABK |  |  | EA*4X24L17A* | *92ESN0601412A* | 23200 | 16.5 | 8.5 | 26400 | 25800 | 97.73% | 2.18 | 0 | 10 |  |  |  |  | R-410A | 1.9333 | Residential & Commercial | USHP | Ducted CEE Tier 1
211240550 | Central HP <5.4 tons | SMART COMFORT | HRCU-A-CB (Split System: Heat Pump with Remote Outdoor Unit-Air-Source) | DLCURAH24ABK |  |  | EA*4X24L17A* | *80VTL0701716A* | 23800 | 16.5 | 8.5 | 26800 | 24000 | 89.55% | 2 | 0 | 10 |  |  |  |  | R-410A | 1.9833 | Residential & Commercial | USHP | Ducted CEE Tier 1
211244911 | Central HP <5.4 tons | PAYNE HEATING AND COOLING | HRCU-A-CB (Split System: Heat Pump with Remote Outdoor Unit-Air-Source) | 38MURAQ24AB3* |  |  | CNPV*3617AL* | PG95ESUA36040B** | 23600 | 16.5 | 8.1 | 25800 | 23600 | 91.47% | 1.96 | 0 | 10 |  |  |  |  | R-410A | 1.9667 | Residential & Commercial | USHP | Ducted CEE Tier 1
211245712 | Central HP <5.4 tons | PAYNE HEATING AND COOLING | HRCU-A-CB (Split System: Heat Pump with Remote Outdoor Unit-Air-Source) | 38MURAQ24AB3* |  |  | CNPV*3621AL* | PG95ESAA48080B** | 24600 | 15.5 | 8.1 | 26800 | 22200 | 82.84% | 1.82 | 0 | 10 |  |  |  |  | R-410A | 2.05 | Residential & Commercial | USHP | Ducted CEE Tier 1
214849132 | Central HP <5.4 tons | YORK | HRCU-A-CB (Split System: Heat Pump with Remote Outdoor Unit-Air-Source) | HMH72B341 | ADP |  | CH368A9 | Y81E040A12SMPS1 | 33200 | 18 | 8.5 | 31400 | 23000 | 73.25% | 2.06 | 0 | 10 |  |  |  |  | R-410A | 2.7667 | Residential & Commercial | USHP | Ducted CEE Tier 1
212978317 | Central HP <5.4 tons | SMART COMFORT | HRCU-A-CB (Split System: Heat Pump with Remote Outdoor Unit-Air-Source) | DLCURAH18ABK |  |  | EN(A,D)4X24L14** | *80MS(N,L)0701412A* | 17600 | 16.5 | 8.5 | 18500 | 19100 | 103.2% | 2.3 | 0 | 11 |  |  |  |  | R-410A | 1.4667 | Residential & Commercial | USHP | Ducted CEE Tier 1
212979962 | Central HP <5.4 tons | SMART COMFORT | HRCU-A-CB (Split System: Heat Pump with Remote Outdoor Unit-Air-Source) | DLCURAH18ABK |  |  | EA*4X24L17A* | *80MS(N,L)0901714A* | 17500 | 16 | 8.5 | 18500 | 19400 | 104.9% | 2.34 | 0 | 10.5 |  |  |  |  | R-410A | 1.4583 | Residential & Commercial | USHP | Ducted CEE Tier 1
212982393 | Central HP <5.4 tons | SMART COMFORT | HRCU-A-CB (Split System: Heat Pump with Remote Outdoor Unit-Air-Source) | DLCURAH18ABK |  |  | EA*4X24L17A* | *80MSU0401712A* | 17200 | 16 | 8.5 | 18300 | 19100 | 104.4% | 2.3 | 0 | 10 |  |  |  |  | R-410A | 1.4333 | Residential & Commercial | USHP | Ducted CEE Tier 1
212981841 | Central HP <5.4 tons | SMART COMFORT | HRCU-A-CB (Split System: Heat Pump with Remote Outdoor Unit-Air-Source) | DLCURAH18ABK |  |  | EA*4X24L17A* | *80MSU1002120A* | 17200 | 15.5 | 8.5 | 18300 | 19400 | 106% | 2.32 | 0 | 10 |  |  |  |  | R-410A | 1.4333 | Residential & Commercial | USHP | Ducted CEE Tier 1
216678831 | Central HP <5.4 tons | SMART COMFORT | HRCU-A-CB (Split System: Heat Pump with Remote Outdoor Unit-Air-Source) | DLCURAH36ABK |  |  | EN(A,D,W)4X48L21** | *97VTN0601716A* | 35800 | 15.5 | 8.5 | 38500 | 34600 | 89.87% | 1.8 | 0 | 10 |  |  |  |  | R-410A | 2.9833 | Residential & Commercial | USHP | Ducted CEE Tier 1
212509282 | Central HP <5.4 tons | PAYNE HEATING AND COOLING | HRCU-A-CB (Split System: Heat Pump with Remote Outdoor Unit-Air-Source) | 38MURAQ24AB3* | ADP |  | H,PG81936 | PG96VTAA42060B** | 24000 | 16 | 8.5 | 24400 | 22400 | 91.8% | 1.88 | 0 | 10 |  |  |  |  | R-410A | 2 | Residential & Commercial | USHP | Ducted CEE Tier 1
215223252 | Central HP <5.4 tons | COMFORTMAKER | HRCU-A-C (Split System: Heat Pump with Remote Outdoor Unit with No Indoor Fan --Air Source) | DLCURAH24ABK | ADP |  | H,GG32924+TD | 0 | 24000 | 16 | 9.4 | 23400 | 19600 | 83.76% | 1.94 | 0 | 10.5 |  |  |  |  | R-410A | 2 | Residential & Commercial | USHP | Ducted CEE Tier 1
211241504 | Central HP <5.4 tons | SMART COMFORT | HRCU-A-CB (Split System: Heat Pump with Remote Outdoor Unit-Air-Source) | DLCURAH24ABK |  |  | EA*4X30L17A* | *95ESU0601716A* | 24200 | 16.5 | 8.5 | 26400 | 23000 | 87.12% | 1.9 | 0 | 10 |  |  |  |  | R-410A | 2.0167 | Residential & Commercial | USHP | Ducted CEE Tier 1
212984502 | Central HP <5.4 tons | SMART COMFORT | HRCU-A-CB (Split System: Heat Pump with Remote Outdoor Unit-Air-Source) | DLCURAH30ABK |  |  | EA*4X43L21A* | *92MSN0801716A* | 30400 | 15.5 | 8.1 | 33200 | 26400 | 79.52% | 1.84 | 0 | 9 |  |  |  |  | R-410A | 2.5333 | Residential & Commercial | USHP
212982129 | Central HP <5.4 tons | SMART COMFORT | HRCU-A-CB (Split System: Heat Pump with Remote Outdoor Unit-Air-Source) | DLCURAH30ABK |  |  | EA*4X36L21A* | *80MSU0401712A* | 29800 | 15.2 | 8.5 | 33800 | 27800 | 82.25% | 1.76 | 0 | 9 |  |  |  |  | R-410A | 2.4833 | Residential & Commercial | USHP
213623820 | Central HP <5.4 tons | RUNTRU | HRCU-A-CB (Split System: Heat Pump with Remote Outdoor Unit-Air-Source) | E4HL5030A1000A | ADP |  | PL36H210P299 | A801X060BM4SCA | 30000 | 15.2 | 8.1 | 23400 | 17600 | 75.21% | 1.75 | 0 | 9.5 |  |  |  |  | R-410A | 2.5 | Residential & Commercial | USHP
213146616 | Central HP <5.4 tons | PAYNE HEATING AND COOLING | HRCU-A-CB (Split System: Heat Pump with Remote Outdoor Unit-Air-Source) | 38MURAQ24AB3* | ADP |  | C36A***L159+AEFE3A* | 0 | 24200 | 18 | 9 | 25000 | 22600 | 90.4% | 1.92 | 0 | 10.5 |  |  |  |  | R-410A | 2.0167 | Residential & Commercial | USHP | Ducted CEE Tier 1
211244567 | Central HP <5.4 tons | PAYNE HEATING AND COOLING | HRCU-A-CB (Split System: Heat Pump with Remote Outdoor Unit-Air-Source) | 38MURAQ24AB3* |  |  | CNPV*3017AL* | PG80VTLA48090B** | 23800 | 17 | 8.1 | 26000 | 23400 | 90% | 1.94 | 0 | 10.5 |  |  |  |  | R-410A | 1.9833 | Residential & Commercial | USHP | Ducted CEE Tier 1
211245470 | Central HP <5.4 tons | PAYNE HEATING AND COOLING | HRCU-A-CB (Split System: Heat Pump with Remote Outdoor Unit-Air-Source) | 38MURAQ24AB3* |  |  | CNPV*3621AL* | PG80ESUA36040B** | 24000 | 17 | 8.1 | 26000 | 23200 | 89.23% | 1.92 | 0 | 10.5 |  |  |  |  | R-410A | 2 | Residential & Commercial | USHP | Ducted CEE Tier 1
211245690 | Central HP <5.4 tons | PAYNE HEATING AND COOLING | HRCU-A-CB (Split System: Heat Pump with Remote Outdoor Unit-Air-Source) | 38MURAQ24AB3* |  |  | CNPV*3621AL* | PG92ESAA60100C** | 24800 | 16.5 | 8.5 | 26800 | 22200 | 82.84% | 1.84 | 0 | 10.5 |  |  |  |  | R-410A | 2.0667 | Residential & Commercial | USHP | Ducted CEE Tier 1
211241195 | Central HP <5.4 tons | SMART COMFORT | HRCU-A-CB (Split System: Heat Pump with Remote Outdoor Unit-Air-Source) | DLCURAH24ABK |  |  | EA*4X25L17A* | *80ES(N,L)0701412A* | 25000 | 17 | 8.5 | 25600 | 21000 | 82.03% | 1.78 | 0 | 10.5 |  |  |  |  | R-410A | 2.0833 | Residential & Commercial | USHP | Ducted CEE Tier 1
211241272 | Central HP <5.4 tons | SMART COMFORT | HRCU-A-CB (Split System: Heat Pump with Remote Outdoor Unit-Air-Source) | DLCURAH24ABK |  |  | EA*4X30L14A* | *80VTL0451412A* | 24000 | 16.5 | 8.5 | 26200 | 23000 | 87.79% | 1.9 | 0 | 10 |  |  |  |  | R-410A | 2 | Residential & Commercial | USHP | Ducted CEE Tier 1
211241295 | Central HP <5.4 tons | SMART COMFORT | HRCU-A-CB (Split System: Heat Pump with Remote Outdoor Unit-Air-Source) | DLCURAH24ABK |  |  | EA*4X30L14A* | *95ESN0601412A* | 24200 | 15.5 | 8.5 | 26600 | 22800 | 85.71% | 1.86 | 0 | 10 |  |  |  |  | R-410A | 2.0167 | Residential & Commercial | USHP | Ducted CEE Tier 1
211241106 | Central HP <5.4 tons | SMART COMFORT | HRCU-A-CB (Split System: Heat Pump with Remote Outdoor Unit-Air-Source) | DLCURAH24ABK |  |  | EA*4X25L17A* | *80ES(N,L)0901714A* | 25200 | 17 | 8.5 | 25800 | 20800 | 80.62% | 1.76 | 0 | 10.5 |  |  |  |  | R-410A | 2.1 | Residential & Commercial | USHP | Ducted CEE Tier 1
216751665 | Central HP <5.4 tons | YORK | HRCU-A-CB (Split System: Heat Pump with Remote Outdoor Unit-Air-Source) | HH860E2S11 | ADP |  | H,YG54*48+TXV-BLEED | TM9E080C16MP12 | 44500 | 18 | 9 | 43500 | 34000 | 78.16% | 2 | 0 | 11 |  |  |  |  | R-454B | 3.7083 | Residential & Commercial | USHP | Ducted CEE Tier 1
216751683 | Central HP <5.4 tons | YORK | HRCU-A-CB (Split System: Heat Pump with Remote Outdoor Unit-Air-Source) | HH860E2S11 | ADP |  | H,YG88*60+TXV-BLEED | TM9E080C16MP12 | 44500 | 18 | 9 | 43500 | 34000 | 78.16% | 2 | 0 | 11 |  |  |  |  | R-454B | 3.7083 | Residential & Commercial | USHP | Ducted CEE Tier 1
212972250 | Central HP <5.4 tons | SMART COMFORT | HRCU-A-CB (Split System: Heat Pump with Remote Outdoor Unit-Air-Source) | DLCURAH36ABK |  |  | EA*4X48L24A* | *80VTL0902120B* | 35800 | 16.5 | 8.5 | 37800 | 34600 | 91.53% | 2.02 | 0 | 10 |  |  |  |  | R-410A | 2.9833 | Residential & Commercial | USHP | Ducted CEE Tier 1
216678499 | Central HP <5.4 tons | PAYNE HEATING AND COOLING | HRCU-A-CB (Split System: Heat Pump with Remote Outdoor Unit-Air-Source) | 37MURAQ24AA3 |  |  | FM(C,U)5Z24**AL* | 0 | 24200 | 15.5 | 9 | 25400 | 19800 | 77.95% | 2 | 0 | 10 |  |  |  |  | R-454B | 2.0167 | Residential & Commercial | USHP | Ducted CEE Tier 1
211241781 | Central HP <5.4 tons | SMART COMFORT | HRCU-A-CB (Split System: Heat Pump with Remote Outdoor Unit-Air-Source) | DLCURAH24ABK |  |  | EA*4X30L17A* | *80ESU0601716A | 24800 | 16.5 | 8.5 | 26800 | 22200 | 82.84% | 1.84 | 0 | 10 |  |  |  |  | R-410A | 2.0667 | Residential & Commercial | USHP | Ducted CEE Tier 1
211242281 | Central HP <5.4 tons | SMART COMFORT | HRCU-A-CB (Split System: Heat Pump with Remote Outdoor Unit-Air-Source) | DLCURAH24ABK |  |  | EA*4X36L21A* | *96VSN0601714A* | 23600 | 16.5 | 8.5 | 25600 | 23600 | 92.19% | 1.96 | 0 | 10 |  |  |  |  | R-410A | 1.9667 | Residential & Commercial | USHP | Ducted CEE Tier 1
211242683 | Central HP <5.4 tons | SMART COMFORT | HRCU-A-CB (Split System: Heat Pump with Remote Outdoor Unit-Air-Source) | DLCURAH24ABK |  |  | EA*4X36L21A* | *95ESN0801716A* | 24800 | 15.5 | 8.5 | 26800 | 22000 | 82.09% | 1.8 | 0 | 10 |  |  |  |  | R-410A | 2.0667 | Residential & Commercial | USHP | Ducted CEE Tier 1
212987769 | Central HP <5.4 tons | SMART COMFORT | HRCU-A-CB (Split System: Heat Pump with Remote Outdoor Unit-Air-Source) | DLCURAH30ABK |  |  | EA*4X43L21A* | *96MSM0802120A* | 30200 | 15.2 | 8.1 | 33400 | 26400 | 79.04% | 1.84 | 0 | 9 |  |  |  |  | R-410A | 2.5167 | Residential & Commercial | USHP
212988056 | Central HP <5.4 tons | SMART COMFORT | HRCU-A-CB (Split System: Heat Pump with Remote Outdoor Unit-Air-Source) | DLCURAH30ABK |  |  | EA*4X42L21A* | *96MSN1002120A* | 30200 | 15.2 | 8.5 | 34000 | 27400 | 80.59% | 1.8 | 0 | 9 |  |  |  |  | R-410A | 2.5167 | Residential & Commercial | USHP
213623831 | Central HP <5.4 tons | RUNTRU | HRCU-A-CB (Split System: Heat Pump with Remote Outdoor Unit-Air-Source) | E4HL5030A1000A | ADP |  | FG80936 | A801X060BM4SCA | 30000 | 15.2 | 8.1 | 23400 | 17600 | 75.21% | 1.75 | 0 | 9.5 |  |  |  |  | R-410A | 2.5 | Residential & Commercial | USHP
211262376 | Central HP <5.4 tons | PAYNE HEATING AND COOLING | HRCU-A-CB (Split System: Heat Pump with Remote Outdoor Unit-Air-Source) | 38MURAQ18AB3* |  |  | CNPV*1814AL* | PG96VTAA36060A** | 17600 | 15.5 | 8.5 | 18700 | 19300 | 103.2% | 2.32 | 0 | 10.5 |  |  |  |  | R-410A | 1.4667 | Residential & Commercial | USHP | Ducted CEE Tier 1
211262611 | Central HP <5.4 tons | PAYNE HEATING AND COOLING | HRCU-A-CB (Split System: Heat Pump with Remote Outdoor Unit-Air-Source) | 38MURAQ18AB3* |  |  | CNPV*2414AL* | PG95ESAA36060A** | 17800 | 16 | 8.5 | 18700 | 18800 | 100.5% | 2.26 | 0 | 11 |  |  |  |  | R-410A | 1.4833 | Residential & Commercial | USHP | Ducted CEE Tier 1
216751496 | Central HP <5.4 tons | YORK | HRCU-A-CB (Split System: Heat Pump with Remote Outdoor Unit-Air-Source) | HH824E2S11 | ADP |  | H,YG8J*36+TXV-BLEED | TM9E040A10MP12 | 22600 | 16 | 8.9 | 21400 | 17600 | 82.24% | 1.98 | 0 | 11.7 |  |  |  |  | R-454B | 1.8833 | Residential & Commercial | USHP | Ducted CEE Tier 1
214717458 | Central HP <5.4 tons | TEMPSTAR | HRCU-A-C (Split System: Heat Pump with Remote Outdoor Unit with No Indoor Fan --Air Source) | DLCURAH30ABK | ADP |  | H,GE8J(1,2)36+TXV+TD | 0 | 29800 | 15.2 | 9.5 | 31400 | 26600 | 84.71% | 1.82 | 0 | 10.5 |  |  |  |  | R-410A | 2.4833 | Residential & Commercial | USHP | Ducted CEE Tier 1
216751582 | Central HP <5.4 tons | YORK | HRCU-A-CB (Split System: Heat Pump with Remote Outdoor Unit-Air-Source) | HH860E2S11 | ADP |  | H,YG49*48+TXV-BLEED | TM8Y080C16MP11 | 44000 | 18 | 9 | 42000 | 33000 | 78.57% | 2 | 0 | 11.7 |  |  |  |  | R-454B | 3.6667 | Residential & Commercial | USHP | Ducted CEE Tier 1
211243470 | Central HP <5.4 tons | SMART COMFORT | HRCU-A-CB (Split System: Heat Pump with Remote Outdoor Unit-Air-Source) | DLCURAH24ABK |  |  | EA*4X37L21A* | *96VTN0802120A* | 24200 | 17 | 8.1 | 25000 | 21400 | 85.6% | 1.8 | 0 | 10 |  |  |  |  | R-410A | 2.0167 | Residential & Commercial | USHP | Ducted CEE Tier 1
211243670 | Central HP <5.4 tons | SMART COMFORT | HRCU-A-CB (Split System: Heat Pump with Remote Outdoor Unit-Air-Source) | DLCURAH24ABK |  |  | EA*4X37L21A* | OMV098J12* | 24400 | 17 | 8.5 | 25200 | 21200 | 84.13% | 1.78 | 0 | 10 |  |  |  |  | R-410A | 2.0333 | Residential & Commercial | USHP | Ducted CEE Tier 1
216751607 | Central HP <5.4 tons | YORK | HRCU-A-CB (Split System: Heat Pump with Remote Outdoor Unit-Air-Source) | HH860E2S11 | ADP |  | H,YG55*48+TXV-BLEED | TM8Y100C16MP11 | 44000 | 18 | 9 | 42000 | 33000 | 78.57% | 2 | 0 | 11.7 |  |  |  |  | R-454B | 3.6667 | Residential & Commercial | USHP | Ducted CEE Tier 1
216751623 | Central HP <5.4 tons | YORK | HRCU-A-CB (Split System: Heat Pump with Remote Outdoor Unit-Air-Source) | HH860E2S11 | ADP |  | H,YG88*48+TXV-BLEED | TM8Y100C16MP11 | 44000 | 18 | 9 | 42000 | 33000 | 78.57% | 2 | 0 | 11.7 |  |  |  |  | R-454B | 3.6667 | Residential & Commercial | USHP | Ducted CEE Tier 1
211241082 | Central HP <5.4 tons | SMART COMFORT | HRCU-A-CB (Split System: Heat Pump with Remote Outdoor Unit-Air-Source) | DLCURAH24ABK |  |  | EA*4X25L17A* | *80ES(N,L)0451712A* | 24800 | 17 | 8.5 | 25600 | 21200 | 82.81% | 1.78 | 0 | 10.5 |  |  |  |  | R-410A | 2.0667 | Residential & Commercial | USHP | Ducted CEE Tier 1
211241418 | Central HP <5.4 tons | SMART COMFORT | HRCU-A-CB (Split System: Heat Pump with Remote Outdoor Unit-Air-Source) | DLCURAH24ABK |  |  | EA*4X30L17A* | *96VSN0401712A* | 23200 | 16 | 8.5 | 25800 | 24200 | 93.8% | 2 | 0 | 9.5 |  |  |  |  | R-410A | 1.9333 | Residential & Commercial | USHP
211242393 | Central HP <5.4 tons | SMART COMFORT | HRCU-A-CB (Split System: Heat Pump with Remote Outdoor Unit-Air-Source) | DLCURAH24ABK |  |  | EA*4X36L21A* | *80VSL0451716A* | 23400 | 17 | 8.5 | 25600 | 23600 | 92.19% | 1.96 | 0 | 10 |  |  |  |  | R-410A | 1.95 | Residential & Commercial | USHP | Ducted CEE Tier 1
211242816 | Central HP <5.4 tons | SMART COMFORT | HRCU-A-CB (Split System: Heat Pump with Remote Outdoor Unit-Air-Source) | DLCURAH24ABK |  |  | EA*4X37L17A* | *96VSN0801716A* | 24600 | 16.5 | 8.5 | 25600 | 21400 | 83.59% | 1.8 | 0 | 10 |  |  |  |  | R-410A | 2.05 | Residential & Commercial | USHP | Ducted CEE Tier 1
211242884 | Central HP <5.4 tons | SMART COMFORT | HRCU-A-CB (Split System: Heat Pump with Remote Outdoor Unit-Air-Source) | DLCURAH24ABK |  |  | EA*4X37L17A* | *95ESU0601716A* | 24800 | 17 | 8.5 | 25600 | 21400 | 83.59% | 1.8 | 0 | 10.5 |  |  |  |  | R-410A | 2.0667 | Residential & Commercial | USHP | Ducted CEE Tier 1
211243261 | Central HP <5.4 tons | SMART COMFORT | HRCU-A-CB (Split System: Heat Pump with Remote Outdoor Unit-Air-Source) | DLCURAH24ABK |  |  | EA*4X37L21A* | *96VSN0801716A* | 24800 | 17 | 8.5 | 25600 | 21000 | 82.03% | 1.76 | 0 | 10.5 |  |  |  |  | R-410A | 2.0667 | Residential & Commercial | USHP | Ducted CEE Tier 1
216751639 | Central HP <5.4 tons | YORK | HRCU-A-CB (Split System: Heat Pump with Remote Outdoor Unit-Air-Source) | HH860E2S11 | ADP |  | H,YG86*60+TXV-BLEED | TM8Y100C20MP11 | 54000 | 19 | 9 | 53000 | 39000 | 73.58% | 2 | 0 | 11 |  |  |  |  | R-454B | 4.5 | Residential & Commercial | USHP | Ducted CEE Tier 1
216751655 | Central HP <5.4 tons | YORK | HRCU-A-CB (Split System: Heat Pump with Remote Outdoor Unit-Air-Source) | HH860E2S11 | ADP |  | H,YG86*60+TXV-BLEED | TM8Y120C20MP11 | 54000 | 19 | 9 | 53000 | 39000 | 73.58% | 2 | 0 | 11 |  |  |  |  | R-454B | 4.5 | Residential & Commercial | USHP | Ducted CEE Tier 1
216751682 | Central HP <5.4 tons | YORK | HRCU-A-CB (Split System: Heat Pump with Remote Outdoor Unit-Air-Source) | HH860E2S11 | ADP |  | H,YG88*48+TXV-BLEED | TM9E080C16MP12 | 44500 | 18 | 9 | 43500 | 34000 | 78.16% | 2 | 0 | 11 |  |  |  |  | R-454B | 3.7083 | Residential & Commercial | USHP | Ducted CEE Tier 1
216751723 | Central HP <5.4 tons | YORK | HRCU-A-CB (Split System: Heat Pump with Remote Outdoor Unit-Air-Source) | HH860E2S11 | ADP |  | H,YG88*60+TXV-BLEED | TM9E100C16MP12 | 44500 | 18 | 9 | 44000 | 34000 | 77.27% | 2 | 0 | 11 |  |  |  |  | R-454B | 3.7083 | Residential & Commercial | USHP | Ducted CEE Tier 1
216751880 | Central HP <5.4 tons | YORK | HRCU-A-CB (Split System: Heat Pump with Remote Outdoor Unit-Air-Source) | HH860E2S11 | ADP |  | H,YG50*60+TXV-BLEED | Y91E100C16SMPS1 | 45500 | 18 | 9 | 44000 | 33400 | 75.91% | 2 | 0 | 11.7 |  |  |  |  | R-454B | 3.7917 | Residential & Commercial | USHP | Ducted CEE Tier 1
216751882 | Central HP <5.4 tons | YORK | HRCU-A-CB (Split System: Heat Pump with Remote Outdoor Unit-Air-Source) | HH860E2S11 | ADP |  | H,YG51*60+TXV-BLEED | Y91E100C16SMPS1 | 45500 | 18 | 9 | 44000 | 33400 | 75.91% | 2 | 0 | 11.7 |  |  |  |  | R-454B | 3.7917 | Residential & Commercial | USHP | Ducted CEE Tier 1
216751916 | Central HP <5.4 tons | YORK | HRCU-A-CB (Split System: Heat Pump with Remote Outdoor Unit-Air-Source) | HH860E2S11 | ADP |  | H,YG51*60+TXV-BLEED | Y91E120D20SMPS1 | 53500 | 19 | 8.5 | 51500 | 38000 | 73.79% | 2 | 0 | 11.7 |  |  |  |  | R-454B | 4.4583 | Residential & Commercial | USHP | Ducted CEE Tier 1
216751982 | Central HP <5.4 tons | YORK | HRCU-A-CB (Split System: Heat Pump with Remote Outdoor Unit-Air-Source) | HH836E2S11 | ADP |  | H,YG37*36+TXV-BLEED | TM9E100C20MP12 | 34400 | 18 | 9 | 30800 | 25200 | 81.82% | 2 | 0 | 11 |  |  |  |  | R-454B | 2.8667 | Residential & Commercial | USHP | Ducted CEE Tier 1
216752023 | Central HP <5.4 tons | YORK | HRCU-A-CB (Split System: Heat Pump with Remote Outdoor Unit-Air-Source) | HH836E2S11 | ADP |  | H,YG48*36+TXV-BLEED | Y91E080C20SMPS1 | 34000 | 19 | 9 | 30400 | 25200 | 82.89% | 2 | 0 | 11 |  |  |  |  | R-454B | 2.8333 | Residential & Commercial | USHP | Ducted CEE Tier 1
216752057 | Central HP <5.4 tons | YORK | HRCU-A-CB (Split System: Heat Pump with Remote Outdoor Unit-Air-Source) | HH824E2S11 | ADP |  | H,YG1K*36+TXV-BLEED | TM9E040A10MP12 | 23000 | 17 | 9 | 21400 | 17600 | 82.24% | 2 | 0 | 12 |  |  |  |  | R-454B | 1.9167 | Residential & Commercial | USHP | Ducted CEE Tier 1
216751859 | Central HP <5.4 tons | YORK | HRCU-A-CB (Split System: Heat Pump with Remote Outdoor Unit-Air-Source) | HH860E2S11 | ADP |  | H,YG51*60+TXV-BLEED | Y91E080C20SMPS1 | 53500 | 19 | 8.5 | 52000 | 38500 | 74.04% | 2 | 0 | 11 |  |  |  |  | R-454B | 4.4583 | Residential & Commercial | USHP | Ducted CEE Tier 1
216751878 | Central HP <5.4 tons | YORK | HRCU-A-CB (Split System: Heat Pump with Remote Outdoor Unit-Air-Source) | HH860E2S11 | ADP |  | H,YG49*60+TXV-BLEED | Y91E100C16SMPS1 | 45500 | 18 | 9 | 44000 | 33400 | 75.91% | 2 | 0 | 11.7 |  |  |  |  | R-454B | 3.7917 | Residential & Commercial | USHP | Ducted CEE Tier 1
212984435 | Central HP <5.4 tons | PAYNE HEATING AND COOLING | HRCU-A-CB (Split System: Heat Pump with Remote Outdoor Unit-Air-Source) | 38MURAQ30AB3* |  |  | CAP**3617AL* | PG92MSAA48080B** | 29400 | 15.2 | 8.1 | 34000 | 28000 | 82.35% | 1.76 | 0 | 9 |  |  |  |  | R-410A | 2.45 | Residential & Commercial | USHP
215711561 | Central HP <5.4 tons | RUNTRU | HRCU-A-CB (Split System: Heat Pump with Remote Outdoor Unit-Air-Source) | E4HL5018A1000A | ADP |  | H,TE32936 | A951X040BU3SAB | 19800 | 15.2 | 8.5 | 18400 | 17600 | 95.65% | 1.85 | 0 | 9 |  |  |  |  | R-410A | 1.65 | Residential & Commercial | USHP
211240759 | Central HP <5.4 tons | SMART COMFORT | HRCU-A-CB (Split System: Heat Pump with Remote Outdoor Unit-Air-Source) | DLCURAH24ABK |  |  | EA*4X24L17A* | *80ES(N,L)0701412A* | 24000 | 16.5 | 8.5 | 26800 | 23800 | 88.81% | 1.96 | 0 | 10 |  |  |  |  | R-410A | 2 | Residential & Commercial | USHP | Ducted CEE Tier 1
211241725 | Central HP <5.4 tons | SMART COMFORT | HRCU-A-CB (Split System: Heat Pump with Remote Outdoor Unit-Air-Source) | DLCURAH24ABK |  |  | EA*4X30L17A* | *95ESN0601714A* | 24600 | 16 | 8.5 | 26800 | 22600 | 84.33% | 1.84 | 0 | 10 |  |  |  |  | R-410A | 2.05 | Residential & Commercial | USHP | Ducted CEE Tier 1
211241337 | Central HP <5.4 tons | SMART COMFORT | HRCU-A-CB (Split System: Heat Pump with Remote Outdoor Unit-Air-Source) | DLCURAH24ABK |  |  | EA*4X30L14A* | *80ES(N,L)0451412A* | 24400 | 16 | 8.5 | 26600 | 22600 | 84.96% | 1.86 | 0 | 10 |  |  |  |  | R-410A | 2.0333 | Residential & Commercial | USHP | Ducted CEE Tier 1
211241371 | Central HP <5.4 tons | SMART COMFORT | HRCU-A-CB (Split System: Heat Pump with Remote Outdoor Unit-Air-Source) | DLCURAH24ABK |  |  | EA*4X30L14A* | *80ES(N,L)0701412A* | 24200 | 16.5 | 8.5 | 26400 | 23000 | 87.12% | 1.9 | 0 | 10 |  |  |  |  | R-410A | 2.0167 | Residential & Commercial | USHP | Ducted CEE Tier 1
211240853 | Central HP <5.4 tons | SMART COMFORT | HRCU-A-CB (Split System: Heat Pump with Remote Outdoor Unit-Air-Source) | DLCURAH24ABK |  |  | EA*4X25L17A* | *96VSN0601412A* | 24000 | 16.5 | 8.1 | 25200 | 21600 | 85.71% | 1.82 | 0 | 10 |  |  |  |  | R-410A | 2 | Residential & Commercial | USHP | Ducted CEE Tier 1
211240646 | Central HP <5.4 tons | SMART COMFORT | HRCU-A-CB (Split System: Heat Pump with Remote Outdoor Unit-Air-Source) | DLCURAH24ABK |  |  | EA*4X24L17A* | *80ES(N,L)0451712A* | 23800 | 16.5 | 8.5 | 26800 | 24200 | 90.3% | 2 | 0 | 10 |  |  |  |  | R-410A | 1.9833 | Residential & Commercial | USHP | Ducted CEE Tier 1
211240296 | Central HP <5.4 tons | SMART COMFORT | HRCU-A-CB (Split System: Heat Pump with Remote Outdoor Unit-Air-Source) | DLCURAH24ABK |  |  | EA*4X24L14A* | *96VTN0401410A* | 23400 | 15.5 | 8.5 | 26800 | 24800 | 92.54% | 2.04 | 0 | 9.5 |  |  |  |  | R-410A | 1.95 | Residential & Commercial | USHP
216751739 | Central HP <5.4 tons | YORK | HRCU-A-CB (Split System: Heat Pump with Remote Outdoor Unit-Air-Source) | HH860E2S11 | ADP |  | H,YG3K*60+TXV-BLEED | TM9E120D20MP12 | 53000 | 18 | 8.45 | 52500 | 39000 | 74.29% | 1.98 | 0 | 10.5 |  |  |  |  | R-454B | 4.4167 | Residential & Commercial | USHP | Ducted CEE Tier 1
213623824 | Central HP <5.4 tons | RUNTRU | HRCU-A-CB (Split System: Heat Pump with Remote Outdoor Unit-Air-Source) | E4HL5030A1000A | ADP |  | V,T36H175P159 | A801X060BM4SCA | 30000 | 15.2 | 8.1 | 23400 | 17600 | 75.21% | 1.75 | 0 | 9.5 |  |  |  |  | R-410A | 2.5 | Residential & Commercial | USHP
211262332 | Central HP <5.4 tons | PAYNE HEATING AND COOLING | HRCU-A-CB (Split System: Heat Pump with Remote Outdoor Unit-Air-Source) | 38MURAQ18AB3* |  |  | CNPV*1814AL* | PG95ESAA36060A** | 17600 | 15.5 | 8.5 | 18700 | 19300 | 103.2% | 2.32 | 0 | 10.5 |  |  |  |  | R-410A | 1.4667 | Residential & Commercial | USHP | Ducted CEE Tier 1
214061403 | Central HP <5.4 tons | YORK | HRCU-A-CB (Split System: Heat Pump with Remote Outdoor Unit-Air-Source) | HMH72B241 | ADP |  | AD-35(P,U)*****1+TXV | Y82E080B12LMPS1 | 21800 | 17 | 8.1 | 22000 | 15600 | 70.91% | 1.86 | 0 | 9.5 |  |  |  |  | R-410A | 1.8167 | Residential & Commercial | USHP
214061404 | Central HP <5.4 tons | YORK | HRCU-A-CB (Split System: Heat Pump with Remote Outdoor Unit-Air-Source) | HMH72B241 | ADP |  | AD-35(P,U)*****9 | Y82E080B12LMPS1 | 21800 | 17 | 8.1 | 22000 | 15600 | 70.91% | 1.86 | 0 | 9.5 |  |  |  |  | R-410A | 1.8167 | Residential & Commercial | USHP
216682090 | Central HP <5.4 tons | SMART COMFORT | HRCU-A-CB (Split System: Heat Pump with Remote Outdoor Unit-Air-Source) | DLCURAH30ABK |  |  | EA*4X42L21A* | *97VTN1002120A* | 30000 | 15.2 | 8.5 | 34000 | 27000 | 79.41% | 1.75 | 0 | 9 |  |  |  |  | R-410A | 2.5 | Residential & Commercial | USHP
214776368 | Central HP <5.4 tons | YORK | HRCU-A-CB (Split System: Heat Pump with Remote Outdoor Unit-Air-Source) | HH824E2S11 | ADP |  | CV360**C+TXV | Y81E060A12SMPS1 | 21800 | 17 | 8.45 | 20800 | 16900 | 81.25% | 1.9 | 0 | 11 |  |  |  |  | R-454B | 1.8167 | Residential & Commercial | USHP | Ducted CEE Tier 1
216751507 | Central HP <5.4 tons | YORK | HRCU-A-CB (Split System: Heat Pump with Remote Outdoor Unit-Air-Source) | HH824E2S11 | ADP |  | H,YG7J*36+TXV-BLEED | TM9E060B12MP12 | 23000 | 16 | 9.5 | 21400 | 18500 | 86.45% | 2 | 0 | 11.7 |  |  |  |  | R-454B | 1.9167 | Residential & Commercial | USHP | Ducted CEE Tier 1
216752074 | Central HP <5.4 tons | YORK | HRCU-A-CB (Split System: Heat Pump with Remote Outdoor Unit-Air-Source) | HH824E2S11 | ADP |  | H,YG8J*30+TXV-BLEED | TM9V080B12MP12 | 22600 | 17 | 9.4 | 21400 | 18100 | 84.58% | 1.98 | 0 | 11.7 |  |  |  |  | R-454B | 1.8833 | Residential & Commercial | USHP | Ducted CEE Tier 1
213623700 | Central HP <5.4 tons | RUNTRU | HRCU-A-CB (Split System: Heat Pump with Remote Outdoor Unit-Air-Source) | E4HL5018A1000A | ADP |  | PL36H175P789 | A951X040BU3SAB | 20000 | 15.2 | 8.5 | 18400 | 17600 | 95.65% | 1.85 | 0 | 9 |  |  |  |  | R-410A | 1.6667 | Residential & Commercial | USHP
214849135 | Central HP <5.4 tons | YORK | HRCU-A-CB (Split System: Heat Pump with Remote Outdoor Unit-Air-Source) | HMH72B341 | ADP |  | CX360B935 | Y81E080B12LMPS1 | 33200 | 18 | 8.5 | 31400 | 23000 | 73.25% | 2.04 | 0 | 10 |  |  |  |  | R-410A | 2.7667 | Residential & Commercial | USHP | Ducted CEE Tier 1
214849142 | Central HP <5.4 tons | YORK | HRCU-A-CB (Split System: Heat Pump with Remote Outdoor Unit-Air-Source) | HMH72B341 | ADP |  | CX361B935 | Y81E080B12LMPS1 | 33200 | 18 | 8.5 | 31400 | 23000 | 73.25% | 2.04 | 0 | 10 |  |  |  |  | R-410A | 2.7667 | Residential & Commercial | USHP | Ducted CEE Tier 1
211244262 | Central HP <5.4 tons | SMART COMFORT | HRCU-A-CB (Split System: Heat Pump with Remote Outdoor Unit-Air-Source) | DLCURAH24ABK |  |  | EN(A,D)4X24L17** | OLV098A12* | 23000 | 16 | 8.5 | 26400 | 24600 | 93.18% | 2.04 | 0 | 10 |  |  |  |  | R-410A | 1.9167 | Residential & Commercial | USHP | Ducted CEE Tier 1
214849134 | Central HP <5.4 tons | YORK | HRCU-A-CB (Split System: Heat Pump with Remote Outdoor Unit-Air-Source) | HMH72B341 | ADP |  | CV367*9 | Y81E040A12SMPS1 | 34000 | 18 | 8.5 | 31800 | 23800 | 74.84% | 2.1 | 0 | 10 |  |  |  |  | R-410A | 2.8333 | Residential & Commercial | USHP | Ducted CEE Tier 1
214849152 | Central HP <5.4 tons | YORK | HRCU-A-CB (Split System: Heat Pump with Remote Outdoor Unit-Air-Source) | HMH72B341 | ADP |  | CX361B935 | Y81E080B12SMPS1 | 33200 | 18 | 8.5 | 31400 | 23000 | 73.25% | 2.04 | 0 | 10 |  |  |  |  | R-410A | 2.7667 | Residential & Commercial | USHP | Ducted CEE Tier 1
212978099 | Central HP <5.4 tons | SMART COMFORT | HRCU-A-CB (Split System: Heat Pump with Remote Outdoor Unit-Air-Source) | DLCURAH24ABK |  |  | EA*4X24L17A* | *80MS(N,L)0701412A* | 23400 | 17 | 9 | 26800 | 26400 | 98.51% | 2.24 | 0 | 10 |  |  |  |  | R-410A | 1.95 | Residential & Commercial | USHP | Ducted CEE Tier 1
215423231 | Central HP <5.4 tons | YORK | HRCU-A-CB (Split System: Heat Pump with Remote Outdoor Unit-Air-Source) | HH836E2S11 | ADP |  | H,YE34*36+TXV | TM8E120C16MP11 | 32400 | 18 | 8.35 | 29400 | 23800 | 80.95% | 1.98 | 0 | 10.5 |  |  |  |  | R-454B | 2.7 | Residential & Commercial | USHP | Ducted CEE Tier 1
215423240 | Central HP <5.4 tons | YORK | HRCU-A-CB (Split System: Heat Pump with Remote Outdoor Unit-Air-Source) | HH836E2S11 | ADP |  | H,YE80*36+TXV | TM8E120C20MP11 | 34000 | 17 | 8.5 | 30400 | 25200 | 82.89% | 2 | 0 | 11 |  |  |  |  | R-454B | 2.8333 | Residential & Commercial | USHP | Ducted CEE Tier 1
211240862 | Central HP <5.4 tons | SMART COMFORT | HRCU-A-CB (Split System: Heat Pump with Remote Outdoor Unit-Air-Source) | DLCURAH24ABK |  |  | EA*4X25L17A* | *96VSN0801716A* | 24800 | 17 | 8.5 | 25600 | 21200 | 82.81% | 1.78 | 0 | 10.5 |  |  |  |  | R-410A | 2.0667 | Residential & Commercial | USHP | Ducted CEE Tier 1
211240844 | Central HP <5.4 tons | SMART COMFORT | HRCU-A-CB (Split System: Heat Pump with Remote Outdoor Unit-Air-Source) | DLCURAH24ABK |  |  | EA*4X25L17A* | *96VSN0401712A* | 23800 | 16 | 8.1 | 25200 | 21800 | 86.51% | 1.82 | 0 | 10 |  |  |  |  | R-410A | 1.9833 | Residential & Commercial | USHP | Ducted CEE Tier 1
211245356 | Central HP <5.4 tons | PAYNE HEATING AND COOLING | HRCU-A-CB (Split System: Heat Pump with Remote Outdoor Unit-Air-Source) | 38MURAQ24AB3* |  |  | CNPV*3621AL* | PG95ESUA36040B** | 23600 | 16.5 | 8.1 | 26000 | 23600 | 90.77% | 1.96 | 0 | 10.5 |  |  |  |  | R-410A | 1.9667 | Residential & Commercial | USHP | Ducted CEE Tier 1
211245828 | Central HP <5.4 tons | PAYNE HEATING AND COOLING | HRCU-A-CB (Split System: Heat Pump with Remote Outdoor Unit-Air-Source) | 38MURAQ24AB3* |  |  | PF4MNB025L | 0 | 24000 | 17 | 8.5 | 26200 | 23400 | 89.31% | 1.94 | 0 | 10 |  |  |  |  | R-410A | 2 | Residential & Commercial | USHP | Ducted CEE Tier 1
211242961 | Central HP <5.4 tons | SMART COMFORT | HRCU-A-CB (Split System: Heat Pump with Remote Outdoor Unit-Air-Source) | DLCURAH24ABK |  |  | EA*4X37L17A* | *95ESN0401712A* | 24400 | 15.2 | 8.5 | 26000 | 21600 | 83.08% | 1.78 | 0 | 10 |  |  |  |  | R-410A | 2.0333 | Residential & Commercial | USHP | Ducted CEE Tier 1
211241747 | Central HP <5.4 tons | SMART COMFORT | HRCU-A-CB (Split System: Heat Pump with Remote Outdoor Unit-Air-Source) | DLCURAH24ABK |  |  | EA*4X30L17A* | *92ESN0401410A* | 24000 | 15.2 | 8.5 | 26600 | 23000 | 86.47% | 1.86 | 0 | 9.5 |  |  |  |  | R-410A | 2 | Residential & Commercial | USHP
211241940 | Central HP <5.4 tons | SMART COMFORT | HRCU-A-CB (Split System: Heat Pump with Remote Outdoor Unit-Air-Source) | DLCURAH24ABK |  |  | EA*4X36L17A* | *95ESU0601716A* | 24400 | 17 | 8.5 | 26200 | 22400 | 85.5% | 1.86 | 0 | 10 |  |  |  |  | R-410A | 2.0333 | Residential & Commercial | USHP | Ducted CEE Tier 1
216751688 | Central HP <5.4 tons | YORK | HRCU-A-CB (Split System: Heat Pump with Remote Outdoor Unit-Air-Source) | HH860E2S11 | ADP |  | H,YG54*60+TXV-BLEED | TM9E080C20MP12 | 54000 | 19 | 8.5 | 53000 | 39000 | 73.58% | 2 | 0 | 11 |  |  |  |  | R-454B | 4.5 | Residential & Commercial | USHP | Ducted CEE Tier 1
216751713 | Central HP <5.4 tons | YORK | HRCU-A-CB (Split System: Heat Pump with Remote Outdoor Unit-Air-Source) | HH860E2S11 | ADP |  | H,YG50*60+TXV-BLEED | TM9E100C16MP12 | 44500 | 18 | 9 | 44000 | 34000 | 77.27% | 2 | 0 | 11 |  |  |  |  | R-454B | 3.7083 | Residential & Commercial | USHP | Ducted CEE Tier 1
211242006 | Central HP <5.4 tons | SMART COMFORT | HRCU-A-CB (Split System: Heat Pump with Remote Outdoor Unit-Air-Source) | DLCURAH24ABK |  |  | EA*4X36L17A* | *95ESN0401410A* | 24400 | 15.2 | 8.5 | 26600 | 22400 | 84.21% | 1.82 | 0 | 10 |  |  |  |  | R-410A | 2.0333 | Residential & Commercial | USHP | Ducted CEE Tier 1
211242217 | Central HP <5.4 tons | SMART COMFORT | HRCU-A-CB (Split System: Heat Pump with Remote Outdoor Unit-Air-Source) | DLCURAH24ABK |  |  | EA*4X36L17A* | *80ESU0601716A | 25000 | 16.5 | 8.5 | 26600 | 21800 | 81.95% | 1.82 | 0 | 10 |  |  |  |  | R-410A | 2.0833 | Residential & Commercial | USHP | Ducted CEE Tier 1
211242290 | Central HP <5.4 tons | SMART COMFORT | HRCU-A-CB (Split System: Heat Pump with Remote Outdoor Unit-Air-Source) | DLCURAH24ABK |  |  | EA*4X36L21A* | *96VSN0802120A* | 24200 | 17 | 8.5 | 26000 | 22600 | 86.92% | 1.88 | 0 | 10 |  |  |  |  | R-410A | 2.0167 | Residential & Commercial | USHP | Ducted CEE Tier 1
211242308 | Central HP <5.4 tons | SMART COMFORT | HRCU-A-CB (Split System: Heat Pump with Remote Outdoor Unit-Air-Source) | DLCURAH24ABK |  |  | EA*4X36L21A* | *96VSN0401712A* | 23400 | 16 | 8.5 | 25800 | 23600 | 91.47% | 1.94 | 0 | 10 |  |  |  |  | R-410A | 1.95 | Residential & Commercial | USHP | Ducted CEE Tier 1
211245981 | Central HP <5.4 tons | PAYNE HEATING AND COOLING | HRCU-A-CB (Split System: Heat Pump with Remote Outdoor Unit-Air-Source) | 38MURAQ24AB3* |  |  | FV4CN(B,F)003L | 0 | 24400 | 17.5 | 8.5 | 26000 | 22400 | 86.15% | 1.88 | 0 | 10.5 |  |  |  |  | R-410A | 2.0333 | Residential & Commercial | USHP | Ducted CEE Tier 1
212978243 | Central HP <5.4 tons | SMART COMFORT | HRCU-A-CB (Split System: Heat Pump with Remote Outdoor Unit-Air-Source) | DLCURAH18ABK |  |  | EA*4X24L14A* | *80MS(N,L)0701412A* | 17600 | 16.5 | 8.5 | 18500 | 19400 | 104.9% | 2.34 | 0 | 10.5 |  |  |  |  | R-410A | 1.4667 | Residential & Commercial | USHP | Ducted CEE Tier 1
216751748 | Central HP <5.4 tons | YORK | HRCU-A-CB (Split System: Heat Pump with Remote Outdoor Unit-Air-Source) | HH860E2S11 | ADP |  | H,YG86*60+TXV-BLEED | TM9E120D20MP12 | 53500 | 19 | 8.5 | 52500 | 39000 | 74.29% | 2 | 0 | 11 |  |  |  |  | R-454B | 4.4583 | Residential & Commercial | USHP | Ducted CEE Tier 1
216751780 | Central HP <5.4 tons | YORK | HRCU-A-CB (Split System: Heat Pump with Remote Outdoor Unit-Air-Source) | HH860E2S11 | ADP |  | H,YG72*60+TXV-BLEED | TM9V100C16MP12 | 43500 | 18 | 9 | 42000 | 32800 | 78.1% | 2 | 0 | 11.7 |  |  |  |  | R-454B | 3.625 | Residential & Commercial | USHP | Ducted CEE Tier 1
216751800 | Central HP <5.4 tons | YORK | HRCU-A-CB (Split System: Heat Pump with Remote Outdoor Unit-Air-Source) | HH860E2S11 | ADP |  | H,YG86*48+TXV-BLEED | TM9V100C16MP12 | 43500 | 18 | 9 | 42000 | 32800 | 78.1% | 2 | 0 | 11.7 |  |  |  |  | R-454B | 3.625 | Residential & Commercial | USHP | Ducted CEE Tier 1
216751825 | Central HP <5.4 tons | YORK | HRCU-A-CB (Split System: Heat Pump with Remote Outdoor Unit-Air-Source) | HH860E2S11 | ADP |  | H,YG72*48+TXV-BLEED | Y91E080C16SMPS1 | 45000 | 18 | 9 | 44000 | 33400 | 75.91% | 2 | 0 | 11.7 |  |  |  |  | R-454B | 3.75 | Residential & Commercial | USHP | Ducted CEE Tier 1
216751832 | Central HP <5.4 tons | YORK | HRCU-A-CB (Split System: Heat Pump with Remote Outdoor Unit-Air-Source) | HH860E2S11 | ADP |  | H,YG54*60+TXV-BLEED | Y91E080C16SMPS1 | 45000 | 18 | 9 | 44000 | 33400 | 75.91% | 2 | 0 | 11.7 |  |  |  |  | R-454B | 3.75 | Residential & Commercial | USHP | Ducted CEE Tier 1
216751839 | Central HP <5.4 tons | YORK | HRCU-A-CB (Split System: Heat Pump with Remote Outdoor Unit-Air-Source) | HH860E2S11 | ADP |  | H,YG50*60+TXV-BLEED | Y91E080C16SMPS1 | 45000 | 18 | 9 | 44000 | 33400 | 75.91% | 2 | 0 | 11.7 |  |  |  |  | R-454B | 3.75 | Residential & Commercial | USHP | Ducted CEE Tier 1
216751848 | Central HP <5.4 tons | YORK | HRCU-A-CB (Split System: Heat Pump with Remote Outdoor Unit-Air-Source) | HH860E2S11 | ADP |  | H,YG88*48+TXV-BLEED | Y91E080C16SMPS1 | 45000 | 18 | 9 | 44000 | 33400 | 75.91% | 2 | 0 | 11.7 |  |  |  |  | R-454B | 3.75 | Residential & Commercial | USHP | Ducted CEE Tier 1
216751925 | Central HP <5.4 tons | YORK | HRCU-A-CB (Split System: Heat Pump with Remote Outdoor Unit-Air-Source) | HH836E2S11 | ADP |  | H,YG81*36+TXV-BLEED | TM8V060A12MP12 | 32800 | 17 | 8.5 | 29000 | 24800 | 85.52% | 2 | 0 | 11 |  |  |  |  | R-454B | 2.7333 | Residential & Commercial | USHP | Ducted CEE Tier 1
211262721 | Central HP <5.4 tons | PAYNE HEATING AND COOLING | HRCU-A-CB (Split System: Heat Pump with Remote Outdoor Unit-Air-Source) | 38MURAQ18AB3* |  |  | CNPV*2414AL* | PG92ESAA36060A** | 18100 | 16 | 8.5 | 19000 | 18600 | 97.89% | 2.24 | 0 | 11 |  |  |  |  | R-410A | 1.5083 | Residential & Commercial | USHP | Ducted CEE Tier 1
211263007 | Central HP <5.4 tons | PAYNE HEATING AND COOLING | HRCU-A-CB (Split System: Heat Pump with Remote Outdoor Unit-Air-Source) | 38MURAQ18AB3* |  |  | CNPV*2417AL* | PG95ESUA48060B** | 18500 | 15.5 | 8.5 | 19500 | 18400 | 94.36% | 2.24 | 0 | 11 |  |  |  |  | R-410A | 1.5417 | Residential & Commercial | USHP | Ducted CEE Tier 1
211264804 | Central HP <5.4 tons | PAYNE HEATING AND COOLING | HRCU-A-CB (Split System: Heat Pump with Remote Outdoor Unit-Air-Source) | 38MURAQ18AB3* |  |  | PF4MNP018L* | 0 | 17400 | 16 | 8.5 | 18300 | 19400 | 106% | 2.34 | 0 | 10.5 |  |  |  |  | R-410A | 1.45 | Residential & Commercial | USHP | Ducted CEE Tier 1
216992975 | Central HP <5.4 tons | BRYANT HEATING AND COOLING SYSTEMS | HRCU-A-CB (Split System: Heat Pump with Remote Outdoor Unit-Air-Source) | 37MUHAQ24AA3 | ADP |  | H,PG7J*36+TXV | 88*TB48090C17*** | 21600 | 16 | 8.1 | 19200 | 18200 | 94.79% | 1.85 | 0 | 10 |  |  |  |  | R-454B | 1.8 | Residential & Commercial | USHP | Ducted CEE Tier 1
216993000 | Central HP <5.4 tons | BRYANT HEATING AND COOLING SYSTEMS | HRCU-A-CB (Split System: Heat Pump with Remote Outdoor Unit-Air-Source) | 37MUHAQ24AA3 | ADP |  | H,PG7J*36+TXV | 987MC60080C21*** | 21600 | 15.2 | 8.5 | 19200 | 18200 | 94.79% | 1.98 | 0 | 10 |  |  |  |  | R-454B | 1.8 | Residential & Commercial | USHP | Ducted CEE Tier 1
216751950 | Central HP <5.4 tons | YORK | HRCU-A-CB (Split System: Heat Pump with Remote Outdoor Unit-Air-Source) | HH836E2S11 | ADP |  | H,YG81*36+TXV-BLEED | TM8Y100C20MP11 | 34600 | 19 | 9 | 31000 | 25400 | 81.94% | 2 | 0 | 11 |  |  |  |  | R-454B | 2.8833 | Residential & Commercial | USHP | Ducted CEE Tier 1
216751955 | Central HP <5.4 tons | YORK | HRCU-A-CB (Split System: Heat Pump with Remote Outdoor Unit-Air-Source) | HH836E2S11 | ADP |  | H,YG81*36+TXV-BLEED | TM8Y120C20MP11 | 34600 | 19 | 9 | 31000 | 25400 | 81.94% | 2 | 0 | 11 |  |  |  |  | R-454B | 2.8833 | Residential & Commercial | USHP | Ducted CEE Tier 1
216751957 | Central HP <5.4 tons | YORK | HRCU-A-CB (Split System: Heat Pump with Remote Outdoor Unit-Air-Source) | HH836E2S11 | ADP |  | H,YG37*36+TXV-BLEED | TM9E060B12MP12 | 33200 | 17 | 8.5 | 30000 | 25000 | 83.33% | 2 | 0 | 11 |  |  |  |  | R-454B | 2.7667 | Residential & Commercial | USHP | Ducted CEE Tier 1
216751959 | Central HP <5.4 tons | YORK | HRCU-A-CB (Split System: Heat Pump with Remote Outdoor Unit-Air-Source) | HH836E2S11 | ADP |  | H,YG80*36+TXV-BLEED | TM9E060B12MP12 | 33200 | 17 | 8.5 | 30000 | 25000 | 83.33% | 2 | 0 | 11 |  |  |  |  | R-454B | 2.7667 | Residential & Commercial | USHP | Ducted CEE Tier 1
216751964 | Central HP <5.4 tons | YORK | HRCU-A-CB (Split System: Heat Pump with Remote Outdoor Unit-Air-Source) | HH836E2S11 | ADP |  | H,YG80*36+TXV-BLEED | TM9E080B12MP12 | 33600 | 18 | 8.5 | 30200 | 25600 | 84.77% | 2 | 0 | 11 |  |  |  |  | R-454B | 2.8 | Residential & Commercial | USHP | Ducted CEE Tier 1
216751850 | Central HP <5.4 tons | YORK | HRCU-A-CB (Split System: Heat Pump with Remote Outdoor Unit-Air-Source) | HH860E2S11 | ADP |  | H,YG72*48+TXV-BLEED | Y91E080C20SMPS1 | 44500 | 18 | 9 | 43500 | 33000 | 75.86% | 2 | 0 | 12 |  |  |  |  | R-454B | 3.7083 | Residential & Commercial | USHP | Ducted CEE Tier 1
211245723 | Central HP <5.4 tons | PAYNE HEATING AND COOLING | HRCU-A-CB (Split System: Heat Pump with Remote Outdoor Unit-Air-Source) | 38MURAQ24AB3* |  |  | CNPV*3621AL* | PG92ESAA36040B** | 23600 | 15.5 | 8.1 | 26200 | 23400 | 89.31% | 1.92 | 0 | 10 |  |  |  |  | R-410A | 1.9667 | Residential & Commercial | USHP | Ducted CEE Tier 1
212978279 | Central HP <5.4 tons | SMART COMFORT | HRCU-A-CB (Split System: Heat Pump with Remote Outdoor Unit-Air-Source) | DLCURAH18ABK |  |  | EA*4X30L14A* | *80MS(N,L)0701412A* | 17700 | 16.5 | 8.5 | 18200 | 18700 | 102.7% | 2.24 | 0 | 10.5 |  |  |  |  | R-410A | 1.475 | Residential & Commercial | USHP | Ducted CEE Tier 1
212978293 | Central HP <5.4 tons | SMART COMFORT | HRCU-A-CB (Split System: Heat Pump with Remote Outdoor Unit-Air-Source) | DLCURAH18ABK |  |  | EA*4X30L17A* | *80MS(N,L)0701412A* | 17400 | 16.5 | 8.5 | 17900 | 18700 | 104.5% | 2.24 | 0 | 10.5 |  |  |  |  | R-410A | 1.45 | Residential & Commercial | USHP | Ducted CEE Tier 1
212978111 | Central HP <5.4 tons | SMART COMFORT | HRCU-A-CB (Split System: Heat Pump with Remote Outdoor Unit-Air-Source) | DLCURAH24ABK |  |  | EA*4X25L17A* | *80MS(N,L)0701412A* | 24200 | 17.5 | 8.5 | 25200 | 21800 | 86.51% | 1.82 | 0 | 10.5 |  |  |  |  | R-410A | 2.0167 | Residential & Commercial | USHP | Ducted CEE Tier 1
214849123 | Central HP <5.4 tons | YORK | HRCU-A-CB (Split System: Heat Pump with Remote Outdoor Unit-Air-Source) | HMH72B341 | ADP |  | CX363B935 | Y81E040A12LMPS1 | 33200 | 18 | 8.5 | 31400 | 23000 | 73.25% | 2.06 | 0 | 10 |  |  |  |  | R-410A | 2.7667 | Residential & Commercial | USHP | Ducted CEE Tier 1
215423196 | Central HP <5.4 tons | YORK | HRCU-A-CB (Split System: Heat Pump with Remote Outdoor Unit-Air-Source) | HH836E2S11 | ADP |  | H,YE34*36+TXV | TL9E100C20UH11 | 32800 | 17 | 8.35 | 30000 | 25200 | 84% | 1.98 | 0 | 10.5 |  |  |  |  | R-454B | 2.7333 | Residential & Commercial | USHP | Ducted CEE Tier 1
215423210 | Central HP <5.4 tons | YORK | HRCU-A-CB (Split System: Heat Pump with Remote Outdoor Unit-Air-Source) | HH836E2S11 | ADP |  | H,YE80*36+TXV | TM8E080C16MP11 | 32800 | 19 | 8.5 | 29200 | 23600 | 80.82% | 2 | 0 | 11 |  |  |  |  | R-454B | 2.7333 | Residential & Commercial | USHP | Ducted CEE Tier 1
215423245 | Central HP <5.4 tons | YORK | HRCU-A-CB (Split System: Heat Pump with Remote Outdoor Unit-Air-Source) | HH836E2S11 | ADP |  | H,YE80*36+TXV | TM8V080B12MP12 | 32400 | 17 | 8.5 | 28800 | 24800 | 86.11% | 2 | 0 | 11 |  |  |  |  | R-454B | 2.7 | Residential & Commercial | USHP | Ducted CEE Tier 1
215423261 | Central HP <5.4 tons | YORK | HRCU-A-CB (Split System: Heat Pump with Remote Outdoor Unit-Air-Source) | HH836E2S11 | ADP |  | H,YE34*36+TXV | TM8Y080C16MP11 | 32600 | 18 | 8.35 | 29800 | 24000 | 80.54% | 1.98 | 0 | 10.5 |  |  |  |  | R-454B | 2.7167 | Residential & Commercial | USHP | Ducted CEE Tier 1
215423277 | Central HP <5.4 tons | YORK | HRCU-A-CB (Split System: Heat Pump with Remote Outdoor Unit-Air-Source) | HH836E2S11 | ADP |  | H,YE35*36+TXV | TM8Y120C20MP11 | 33200 | 18 | 8.5 | 29000 | 24600 | 84.83% | 2 | 0 | 11.7 |  |  |  |  | R-454B | 2.7667 | Residential & Commercial | USHP | Ducted CEE Tier 1
215423278 | Central HP <5.4 tons | YORK | HRCU-A-CB (Split System: Heat Pump with Remote Outdoor Unit-Air-Source) | HH836E2S11 | ADP |  | H,YE9J*36+TXV-BLEED | TM8Y120C20MP11 | 33800 | 18 | 8.5 | 30600 | 25400 | 83.01% | 2 | 0 | 10.5 |  |  |  |  | R-454B | 2.8167 | Residential & Commercial | USHP | Ducted CEE Tier 1
215423296 | Central HP <5.4 tons | YORK | HRCU-A-CB (Split System: Heat Pump with Remote Outdoor Unit-Air-Source) | HH836E2S11 | ADP |  | H,YE34*36+TXV | TM9E080C20MP12 | 33200 | 16 | 8.35 | 30400 | 25400 | 83.55% | 1.98 | 0 | 10.5 |  |  |  |  | R-454B | 2.7667 | Residential & Commercial | USHP | Ducted CEE Tier 1
211245157 | Central HP <5.4 tons | PAYNE HEATING AND COOLING | HRCU-A-CB (Split System: Heat Pump with Remote Outdoor Unit-Air-Source) | 38MURAQ24AB3* |  |  | CNPV*3617AL* | PG92ESAA36060A** | 23400 | 17 | 8.1 | 25800 | 24000 | 93.02% | 2 | 0 | 10 |  |  |  |  | R-410A | 1.95 | Residential & Commercial | USHP | Ducted CEE Tier 1
211245459 | Central HP <5.4 tons | PAYNE HEATING AND COOLING | HRCU-A-CB (Split System: Heat Pump with Remote Outdoor Unit-Air-Source) | 38MURAQ24AB3* |  |  | CNPV*3621AL* | PG95ESUA48060B** | 24200 | 16.5 | 8.1 | 26200 | 22800 | 87.02% | 1.9 | 0 | 10.5 |  |  |  |  | R-410A | 2.0167 | Residential & Commercial | USHP | Ducted CEE Tier 1
211245575 | Central HP <5.4 tons | PAYNE HEATING AND COOLING | HRCU-A-CB (Split System: Heat Pump with Remote Outdoor Unit-Air-Source) | 38MURAQ24AB3* |  |  | CNPV*3621AL* | PG80VTLA66110C** | 23800 | 17 | 8.1 | 26000 | 23600 | 90.77% | 1.96 | 0 | 10.5 |  |  |  |  | R-410A | 1.9833 | Residential & Commercial | USHP | Ducted CEE Tier 1
211245668 | Central HP <5.4 tons | PAYNE HEATING AND COOLING | HRCU-A-CB (Split System: Heat Pump with Remote Outdoor Unit-Air-Source) | 38MURAQ24AB3* |  |  | CNPV*3621AL* | PG92ESAA48080B** | 24200 | 17 | 8.1 | 26200 | 22800 | 87.02% | 1.88 | 0 | 10.5 |  |  |  |  | R-410A | 2.0167 | Residential & Commercial | USHP | Ducted CEE Tier 1
211245816 | Central HP <5.4 tons | PAYNE HEATING AND COOLING | HRCU-A-CB (Split System: Heat Pump with Remote Outdoor Unit-Air-Source) | 38MURAQ24AB3* |  |  | FB4CNP030L | 0 | 24000 | 17 | 8.5 | 26200 | 23400 | 89.31% | 1.94 | 0 | 10 |  |  |  |  | R-410A | 2 | Residential & Commercial | USHP | Ducted CEE Tier 1
214588342 | Central HP <5.4 tons | BRYANT HEATING AND COOLING SYSTEMS | HRCU-A-CB (Split System: Heat Pump with Remote Outdoor Unit-Air-Source) | 38MURAQ36AB3* | ADP |  | PL36H210P299 | 926TC60100V21*** | 36200 | 16 | 8.5 | 36400 | 34400 | 94.51% | 2.04 | 0 | 10 |  |  |  |  | R-410A | 3.0167 | Residential & Commercial | USHP | Ducted CEE Tier 1
211244289 | Central HP <5.4 tons | SMART COMFORT | HRCU-A-CB (Split System: Heat Pump with Remote Outdoor Unit-Air-Source) | DLCURAH24ABK |  |  | EN(A,D)4X30L14** | *96VSN0401410A* | 23600 | 15.5 | 8.1 | 26200 | 23600 | 90.08% | 1.92 | 0 | 10 |  |  |  |  | R-410A | 1.9667 | Residential & Commercial | USHP | Ducted CEE Tier 1
214849144 | Central HP <5.4 tons | YORK | HRCU-A-CB (Split System: Heat Pump with Remote Outdoor Unit-Air-Source) | HMH72B341 | ADP |  | CX363B935 | Y81E080B12LMPS1 | 33200 | 18 | 8.5 | 31400 | 23000 | 73.25% | 2.04 | 0 | 10 |  |  |  |  | R-410A | 2.7667 | Residential & Commercial | USHP | Ducted CEE Tier 1
214849149 | Central HP <5.4 tons | YORK | HRCU-A-CB (Split System: Heat Pump with Remote Outdoor Unit-Air-Source) | HMH72B341 | ADP |  | CH360B9 | Y81E080B12SMPS1 | 33200 | 18 | 8.5 | 31400 | 23000 | 73.25% | 2.04 | 0 | 10 |  |  |  |  | R-410A | 2.7667 | Residential & Commercial | USHP | Ducted CEE Tier 1
211244373 | Central HP <5.4 tons | SMART COMFORT | HRCU-A-CB (Split System: Heat Pump with Remote Outdoor Unit-Air-Source) | DLCURAH24ABK |  |  | EN(A,D)4X30L14** | *80ES(N,L)0451412A* | 24400 | 16 | 8.1 | 26600 | 22600 | 84.96% | 1.84 | 0 | 10 |  |  |  |  | R-410A | 2.0333 | Residential & Commercial | USHP | Ducted CEE Tier 1
211244253 | Central HP <5.4 tons | SMART COMFORT | HRCU-A-CB (Split System: Heat Pump with Remote Outdoor Unit-Air-Source) | DLCURAH24ABK |  |  | EN(A,D)4X24L17** | OMV098J12* | 23400 | 16 | 8.5 | 26600 | 24000 | 90.23% | 1.98 | 0 | 10 |  |  |  |  | R-410A | 1.95 | Residential & Commercial | USHP | Ducted CEE Tier 1
212981733 | Central HP <5.4 tons | SMART COMFORT | HRCU-A-CB (Split System: Heat Pump with Remote Outdoor Unit-Air-Source) | DLCURAH24ABK |  |  | EA*4X36L17A* | *80MSU1002120A* | 23400 | 17 | 8.5 | 26000 | 24400 | 93.85% | 2.02 | 0 | 10 |  |  |  |  | R-410A | 1.95 | Residential & Commercial | USHP | Ducted CEE Tier 1
212982369 | Central HP <5.4 tons | SMART COMFORT | HRCU-A-CB (Split System: Heat Pump with Remote Outdoor Unit-Air-Source) | DLCURAH24ABK |  |  | EN(A,D)4X36L21** | *80MSU0401712A* | 23400 | 16.5 | 8.5 | 25800 | 23800 | 92.25% | 1.98 | 0 | 10 |  |  |  |  | R-410A | 1.95 | Residential & Commercial | USHP | Ducted CEE Tier 1
212979236 | Central HP <5.4 tons | SMART COMFORT | HRCU-A-CB (Split System: Heat Pump with Remote Outdoor Unit-Air-Source) | DLCURAH24ABK |  |  | EN(A,D,W)4X36L17** | *80MS(N,L)0701716A* | 23600 | 17 | 8.5 | 26400 | 24400 | 92.42% | 2.02 | 0 | 10.5 |  |  |  |  | R-410A | 1.9667 | Residential & Commercial | USHP | Ducted CEE Tier 1
216751889 | Central HP <5.4 tons | YORK | HRCU-A-CB (Split System: Heat Pump with Remote Outdoor Unit-Air-Source) | HH860E2S11 | ADP |  | H,YG88*48+TXV-BLEED | Y91E100C16SMPS1 | 45500 | 18 | 9 | 44000 | 33400 | 75.91% | 2 | 0 | 11.7 |  |  |  |  | R-454B | 3.7917 | Residential & Commercial | USHP | Ducted CEE Tier 1
216751984 | Central HP <5.4 tons | YORK | HRCU-A-CB (Split System: Heat Pump with Remote Outdoor Unit-Air-Source) | HH836E2S11 | ADP |  | H,YG80*36+TXV-BLEED | TM9E100C20MP12 | 34400 | 18 | 9 | 30800 | 25200 | 81.82% | 2 | 0 | 11 |  |  |  |  | R-454B | 2.8667 | Residential & Commercial | USHP | Ducted CEE Tier 1
216751998 | Central HP <5.4 tons | YORK | HRCU-A-CB (Split System: Heat Pump with Remote Outdoor Unit-Air-Source) | HH836E2S11 | ADP |  | H,YG48*36+TXV-BLEED | TM9V100C20MP12 | 34200 | 19 | 9 | 31000 | 25400 | 81.94% | 2 | 0 | 11 |  |  |  |  | R-454B | 2.85 | Residential & Commercial | USHP | Ducted CEE Tier 1
216752000 | Central HP <5.4 tons | YORK | HRCU-A-CB (Split System: Heat Pump with Remote Outdoor Unit-Air-Source) | HH836E2S11 | ADP |  | H,YG81*36+TXV-BLEED | TM9V100C20MP12 | 34200 | 19 | 9 | 31000 | 25400 | 81.94% | 2 | 0 | 11 |  |  |  |  | R-454B | 2.85 | Residential & Commercial | USHP | Ducted CEE Tier 1
216752009 | Central HP <5.4 tons | YORK | HRCU-A-CB (Split System: Heat Pump with Remote Outdoor Unit-Air-Source) | HH836E2S11 | ADP |  | H,YG80*36+TXV-BLEED | Y91E060B12SMPS1 | 33200 | 17 | 8.5 | 29400 | 25000 | 85.03% | 2 | 0 | 11 |  |  |  |  | R-454B | 2.7667 | Residential & Commercial | USHP | Ducted CEE Tier 1
216751891 | Central HP <5.4 tons | YORK | HRCU-A-CB (Split System: Heat Pump with Remote Outdoor Unit-Air-Source) | HH860E2S11 | ADP |  | H,YG72*48+TXV-BLEED | Y91E100C20SMPS1 | 45500 | 18 | 9 | 44500 | 33600 | 75.51% | 2 | 0 | 11.7 |  |  |  |  | R-454B | 3.7917 | Residential & Commercial | USHP | Ducted CEE Tier 1
212979902 | Central HP <5.4 tons | SMART COMFORT | HRCU-A-CB (Split System: Heat Pump with Remote Outdoor Unit-Air-Source) | DLCURAH24ABK |  |  | EN(A,D)4X24L17** | *80MS(N,L)0901714A* | 23400 | 16.5 | 8.5 | 27000 | 24400 | 90.37% | 2.02 | 0 | 10 |  |  |  |  | R-410A | 1.95 | Residential & Commercial | USHP | Ducted CEE Tier 1
212984214 | Central HP <5.4 tons | SMART COMFORT | HRCU-A-CB (Split System: Heat Pump with Remote Outdoor Unit-Air-Source) | DLCURAH18ABK |  |  | EN(A,D)4X24L17** | *92MSN0601714A* | 17500 | 16 | 8.5 | 18500 | 19200 | 103.8% | 2.3 | 0 | 10.5 |  |  |  |  | R-410A | 1.4583 | Residential & Commercial | USHP | Ducted CEE Tier 1
212973050 | Central HP <5.4 tons | SMART COMFORT | HRCU-A-CB (Split System: Heat Pump with Remote Outdoor Unit-Air-Source) | DLCURAH18ABK |  |  | EA*4X30L17A* | *96VSN0401712B* | 17400 | 16 | 8.5 | 18000 | 18800 | 104.4% | 2.24 | 0 | 10.5 |  |  |  |  | R-410A | 1.45 | Residential & Commercial | USHP | Ducted CEE Tier 1
212973300 | Central HP <5.4 tons | SMART COMFORT | HRCU-A-CB (Split System: Heat Pump with Remote Outdoor Unit-Air-Source) | DLCURAH18ABK |  |  | EA*4X19L17A* | *96VSN0601412B* | 17700 | 16.5 | 8.1 | 17700 | 17900 | 101.1% | 2.16 | 0 | 10.5 |  |  |  |  | R-410A | 1.475 | Residential & Commercial | USHP | Ducted CEE Tier 1
212972750 | Central HP <5.4 tons | SMART COMFORT | HRCU-A-CB (Split System: Heat Pump with Remote Outdoor Unit-Air-Source) | DLCURAH18ABK |  |  | EN(A,D)4X24L17** | *96VSN0401410B* | 17400 | 15.5 | 8.5 | 18500 | 19200 | 103.8% | 2.3 | 0 | 10.5 |  |  |  |  | R-410A | 1.45 | Residential & Commercial | USHP | Ducted CEE Tier 1
212978353 | Central HP <5.4 tons | SMART COMFORT | HRCU-A-CB (Split System: Heat Pump with Remote Outdoor Unit-Air-Source) | DLCURAH18ABK |  |  | EN(A,D)4X30L17** | *80MS(N,L)0701412A* | 17400 | 16.5 | 8.1 | 18000 | 18700 | 103.9% | 2.26 | 0 | 11 |  |  |  |  | R-410A | 1.45 | Residential & Commercial | USHP | Ducted CEE Tier 1
214385794 | Central HP <5.4 tons | COMFORTMAKER | HRCU-A-CB (Split System: Heat Pump with Remote Outdoor Unit-Air-Source) | DLCURAH24ABK | ADP |  | H,YE21924 | *80MSU0401712A* | 21400 | 16 | 8.3 | 24600 | 24000 | 97.56% | 1.98 | 0 | 9.5 |  |  |  |  | R-410A | 1.7833 | Residential & Commercial | USHP
212979926 | Central HP <5.4 tons | SMART COMFORT | HRCU-A-CB (Split System: Heat Pump with Remote Outdoor Unit-Air-Source) | DLCURAH24ABK |  |  | EN(A,D,W)4X36L17** | *80MS(N,L)0901714A* | 23600 | 17 | 8.5 | 26400 | 24400 | 92.42% | 2.02 | 0 | 10.5 |  |  |  |  | R-410A | 1.9667 | Residential & Commercial | USHP | Ducted CEE Tier 1
216728047 | Central HP <5.4 tons | SMART COMFORT | HRCU-A-CB (Split System: Heat Pump with Remote Outdoor Unit-Air-Source) | D5CUHAH24AAK |  |  | FTMA5X24L0B* | 0 | 23200 | 17 | 9 | 21400 | 19100 | 89.25% | 2 | 0 | 11 |  |  |  |  | R-454B | 1.9333 | Residential & Commercial | USHP | Ducted CEE Tier 1
215223187 | Central HP <5.4 tons | BRYANT HEATING AND COOLING SYSTEMS | HRCU-A-CB (Split System: Heat Pump with Remote Outdoor Unit-Air-Source) | 288BNV037*0**A* | ADP |  | H,PG35936 | 987MB66100C21*** | 32000 | 17 | 8.5 | 31000 | 24400 | 78.71% | 2 | 0 | 11.5 |  |  |  |  | R-410A | 2.6667 | Residential & Commercial | USHP | Ducted CEE Tier 1
216751733 | Central HP <5.4 tons | YORK | HRCU-A-CB (Split System: Heat Pump with Remote Outdoor Unit-Air-Source) | HH860E2S11 | ADP |  | H,YG74*60+TXV-BLEED | TM9E100C20MP12 | 54000 | 19 | 8.5 | 53000 | 39000 | 73.58% | 2 | 0 | 11 |  |  |  |  | R-454B | 4.5 | Residential & Commercial | USHP | Ducted CEE Tier 1
216751783 | Central HP <5.4 tons | YORK | HRCU-A-CB (Split System: Heat Pump with Remote Outdoor Unit-Air-Source) | HH860E2S11 | ADP |  | H,YG48*48+TXV-BLEED | TM9V100C16MP12 | 43500 | 18 | 9 | 42000 | 32800 | 78.1% | 2 | 0 | 11.7 |  |  |  |  | R-454B | 3.625 | Residential & Commercial | USHP | Ducted CEE Tier 1
211242694 | Central HP <5.4 tons | SMART COMFORT | HRCU-A-CB (Split System: Heat Pump with Remote Outdoor Unit-Air-Source) | DLCURAH24ABK |  |  | EA*4X36L21A* | *92ESN0401712A* | 23800 | 16 | 8.5 | 26000 | 23000 | 88.46% | 1.88 | 0 | 10 |  |  |  |  | R-410A | 1.9833 | Residential & Commercial | USHP | Ducted CEE Tier 1
211242826 | Central HP <5.4 tons | SMART COMFORT | HRCU-A-CB (Split System: Heat Pump with Remote Outdoor Unit-Air-Source) | DLCURAH24ABK |  |  | EA*4X37L17A* | *95ESU0401712A* | 24000 | 17 | 8.5 | 25200 | 22000 | 87.3% | 1.84 | 0 | 10 |  |  |  |  | R-410A | 2 | Residential & Commercial | USHP | Ducted CEE Tier 1
216751817 | Central HP <5.4 tons | YORK | HRCU-A-CB (Split System: Heat Pump with Remote Outdoor Unit-Air-Source) | HH860E2S11 | ADP |  | H,YG52*60+TXV-BLEED | TM9V100C20MP12 | 53000 | 19 | 8.5 | 51500 | 38000 | 73.79% | 2 | 0 | 11 |  |  |  |  | R-454B | 4.4167 | Residential & Commercial | USHP | Ducted CEE Tier 1
216751822 | Central HP <5.4 tons | YORK | HRCU-A-CB (Split System: Heat Pump with Remote Outdoor Unit-Air-Source) | HH860E2S11 | ADP |  | H,YG88*60+TXV-BLEED | TM9V100C20MP12 | 53000 | 19 | 8.5 | 51500 | 38000 | 73.79% | 2 | 0 | 11 |  |  |  |  | R-454B | 4.4167 | Residential & Commercial | USHP | Ducted CEE Tier 1
211240436 | Central HP <5.4 tons | SMART COMFORT | HRCU-A-CB (Split System: Heat Pump with Remote Outdoor Unit-Air-Source) | DLCURAH24ABK |  |  | EA*4X24L17A* | *95ESU0401712A* | 23400 | 16.5 | 8.5 | 26400 | 25200 | 95.45% | 2.1 | 0 | 10 |  |  |  |  | R-410A | 1.95 | Residential & Commercial | USHP | Ducted CEE Tier 1
211240670 | Central HP <5.4 tons | SMART COMFORT | HRCU-A-CB (Split System: Heat Pump with Remote Outdoor Unit-Air-Source) | DLCURAH24ABK |  |  | EA*4X24L17A* | *80ES(N,L)0901714A* | 24200 | 16.5 | 8.5 | 27000 | 23400 | 86.67% | 1.94 | 0 | 10 |  |  |  |  | R-410A | 2.0167 | Residential & Commercial | USHP | Ducted CEE Tier 1
216751924 | Central HP <5.4 tons | YORK | HRCU-A-CB (Split System: Heat Pump with Remote Outdoor Unit-Air-Source) | HH836E2S11 | ADP |  | H,YG80*36+TXV-BLEED | TM8V060A12MP12 | 32800 | 17 | 8.5 | 29000 | 24800 | 85.52% | 2 | 0 | 11 |  |  |  |  | R-454B | 2.7333 | Residential & Commercial | USHP | Ducted CEE Tier 1
211240704 | Central HP <5.4 tons | SMART COMFORT | HRCU-A-CB (Split System: Heat Pump with Remote Outdoor Unit-Air-Source) | DLCURAH24ABK |  |  | EA*4X24L17A* | *92ESN0801716A* | 24000 | 17 | 8.5 | 26800 | 23800 | 88.81% | 1.96 | 0 | 10 |  |  |  |  | R-410A | 2 | Residential & Commercial | USHP | Ducted CEE Tier 1
211240920 | Central HP <5.4 tons | SMART COMFORT | HRCU-A-CB (Split System: Heat Pump with Remote Outdoor Unit-Air-Source) | DLCURAH24ABK |  |  | EA*4X25L17A* | *80VSL0701716A* | 24400 | 17 | 8.5 | 25400 | 21400 | 84.25% | 1.8 | 0 | 10 |  |  |  |  | R-410A | 2.0333 | Residential & Commercial | USHP | Ducted CEE Tier 1
216751838 | Central HP <5.4 tons | YORK | HRCU-A-CB (Split System: Heat Pump with Remote Outdoor Unit-Air-Source) | HH860E2S11 | ADP |  | H,YG50*48+TXV-BLEED | Y91E080C16SMPS1 | 45000 | 18 | 9 | 44000 | 33400 | 75.91% | 2 | 0 | 11.7 |  |  |  |  | R-454B | 3.75 | Residential & Commercial | USHP | Ducted CEE Tier 1
216751849 | Central HP <5.4 tons | YORK | HRCU-A-CB (Split System: Heat Pump with Remote Outdoor Unit-Air-Source) | HH860E2S11 | ADP |  | H,YG37*60+TXV-BLEED | Y91E080C20SMPS1 | 52500 | 18 | 8.35 | 52000 | 38500 | 74.04% | 1.98 | 0 | 10.5 |  |  |  |  | R-454B | 4.375 | Residential & Commercial | USHP | Ducted CEE Tier 1
216751933 | Central HP <5.4 tons | YORK | HRCU-A-CB (Split System: Heat Pump with Remote Outdoor Unit-Air-Source) | HH836E2S11 | ADP |  | H,YG48*36+TXV-BLEED | TM8Y080B12MP11 | 33400 | 18 | 8.5 | 29600 | 25200 | 85.14% | 2 | 0 | 11 |  |  |  |  | R-454B | 2.7833 | Residential & Commercial | USHP | Ducted CEE Tier 1
216751981 | Central HP <5.4 tons | YORK | HRCU-A-CB (Split System: Heat Pump with Remote Outdoor Unit-Air-Source) | HH836E2S11 | ADP |  | H,YG36*36+TXV-BLEED | TM9E100C20MP12 | 34400 | 18 | 9 | 30800 | 25200 | 81.82% | 2 | 0 | 11 |  |  |  |  | R-454B | 2.8667 | Residential & Commercial | USHP | Ducted CEE Tier 1
211240234 | Central HP <5.4 tons | SMART COMFORT | HRCU-A-CB (Split System: Heat Pump with Remote Outdoor Unit-Air-Source) | DLCURAH24ABK |  |  | EA*4X24L14A* | *80VSL0451412A* | 24000 | 16 | 8.5 | 27000 | 23800 | 88.15% | 1.96 | 0 | 10 |  |  |  |  | R-410A | 2 | Residential & Commercial | USHP | Ducted CEE Tier 1
211240986 | Central HP <5.4 tons | SMART COMFORT | HRCU-A-CB (Split System: Heat Pump with Remote Outdoor Unit-Air-Source) | DLCURAH24ABK |  |  | EA*4X25L17A* | *80VTL0701716A* | 24800 | 17 | 8.5 | 25400 | 21200 | 83.46% | 1.78 | 0 | 10.5 |  |  |  |  | R-410A | 2.0667 | Residential & Commercial | USHP | Ducted CEE Tier 1
211241070 | Central HP <5.4 tons | SMART COMFORT | HRCU-A-CB (Split System: Heat Pump with Remote Outdoor Unit-Air-Source) | DLCURAH24ABK |  |  | EA*4X25L17A* | *80ES(N,L)0451412A* | 25400 | 16.5 | 8.5 | 26000 | 20800 | 80% | 1.76 | 0 | 10.5 |  |  |  |  | R-410A | 2.1167 | Residential & Commercial | USHP | Ducted CEE Tier 1
211241129 | Central HP <5.4 tons | SMART COMFORT | HRCU-A-CB (Split System: Heat Pump with Remote Outdoor Unit-Air-Source) | DLCURAH24ABK |  |  | EA*4X25L17A* | *92ESN0601714A* | 25000 | 17 | 8.5 | 25600 | 21000 | 82.03% | 1.78 | 0 | 10.5 |  |  |  |  | R-410A | 2.0833 | Residential & Commercial | USHP | Ducted CEE Tier 1
212617035 | Central HP <5.4 tons | BRYANT HEATING AND COOLING SYSTEMS | HRCU-A-CB (Split System: Heat Pump with Remote Outdoor Unit-Air-Source) | 38MURAQ24AB3* | ADP |  | CFC24XG22 | 0 | 22400 | 17 | 8.3 | 24600 | 22600 | 91.87% | 1.8 | 0 | 9.5 |  |  |  |  | R-410A | 1.8667 | Residential & Commercial | USHP
215423312 | Central HP <5.4 tons | YORK | HRCU-A-CB (Split System: Heat Pump with Remote Outdoor Unit-Air-Source) | HH836E2S11 | ADP |  | H,YE35*36+TXV | TM9V060B12MP12 | 32600 | 17 | 8.5 | 29000 | 24800 | 85.52% | 2 | 0 | 11 |  |  |  |  | R-454B | 2.7167 | Residential & Commercial | USHP | Ducted CEE Tier 1
215423313 | Central HP <5.4 tons | YORK | HRCU-A-CB (Split System: Heat Pump with Remote Outdoor Unit-Air-Source) | HH836E2S11 | ADP |  | H,YE9J*36+TXV-BLEED | TM9V060B12MP12 | 32600 | 16 | 8.5 | 29000 | 24800 | 85.52% | 2 | 0 | 11 |  |  |  |  | R-454B | 2.7167 | Residential & Commercial | USHP | Ducted CEE Tier 1
215423328 | Central HP <5.4 tons | YORK | HRCU-A-CB (Split System: Heat Pump with Remote Outdoor Unit-Air-Source) | HH836E2S11 | ADP |  | H,YE9J*36+TXV-BLEED | TM9V100C16MP12 | 33400 | 17 | 8.5 | 29400 | 24800 | 84.35% | 2 | 0 | 11 |  |  |  |  | R-454B | 2.7833 | Residential & Commercial | USHP | Ducted CEE Tier 1
215423330 | Central HP <5.4 tons | YORK | HRCU-A-CB (Split System: Heat Pump with Remote Outdoor Unit-Air-Source) | HH836E2S11 | ADP |  | H,YE80*36+TXV | TM9V100C16MP12 | 33400 | 18 | 8.5 | 29400 | 24800 | 84.35% | 2 | 0 | 11 |  |  |  |  | R-454B | 2.7833 | Residential & Commercial | USHP | Ducted CEE Tier 1
215423379 | Central HP <5.4 tons | YORK | HRCU-A-CB (Split System: Heat Pump with Remote Outdoor Unit-Air-Source) | HH836E2S11 | ADP |  | H,YE9J*36+TXV | Y81E100B12SMPS1 | 33000 | 17 | 8.5 | 28800 | 24400 | 84.72% | 2 | 0 | 11.7 |  |  |  |  | R-454B | 2.75 | Residential & Commercial | USHP | Ducted CEE Tier 1
215423395 | Central HP <5.4 tons | YORK | HRCU-A-CB (Split System: Heat Pump with Remote Outdoor Unit-Air-Source) | HH836E2S11 | ADP |  | H,YE80*36+TXV | Y81E120C16SMPS1 | 33400 | 19 | 8.5 | 29600 | 24800 | 83.78% | 2 | 0 | 11.7 |  |  |  |  | R-454B | 2.7833 | Residential & Commercial | USHP | Ducted CEE Tier 1
214776522 | Central HP <5.4 tons | YORK | HRCU-A-CB (Split System: Heat Pump with Remote Outdoor Unit-Air-Source) | HH860E2S11 | ADP |  | CH600D*C+TXV | TM9E100C20MP12 | 52000 | 18 | 8.3 | 53000 | 39500 | 74.53% | 1.96 | 0 | 10.5 |  |  |  |  | R-454B | 4.3333 | Residential & Commercial | USHP | Ducted CEE Tier 1
215423447 | Central HP <5.4 tons | YORK | HRCU-A-CB (Split System: Heat Pump with Remote Outdoor Unit-Air-Source) | HH860E2S11 | ADP |  | H,YE36*60+TXV-BLEED | TL9E080C16UH11 | 44000 | 17 | 8.4 | 44000 | 34000 | 77.27% | 1.98 | 0 | 10.5 |  |  |  |  | R-454B | 3.6667 | Residential & Commercial | USHP | Ducted CEE Tier 1
212970855 | Central HP <5.4 tons | SMART COMFORT | HRCU-A-CB (Split System: Heat Pump with Remote Outdoor Unit-Air-Source) | DLCURAH18ABK |  |  | EA*4X19L17A* | *80VTL0451412B* | 18200 | 16.5 | 8.5 | 18100 | 17700 | 97.79% | 2.14 | 0 | 11 |  |  |  |  | R-410A | 1.5167 | Residential & Commercial | USHP | Ducted CEE Tier 1
212970903 | Central HP <5.4 tons | SMART COMFORT | HRCU-A-CB (Split System: Heat Pump with Remote Outdoor Unit-Air-Source) | DLCURAH18ABK |  |  | EA*4X30L14A* | *80VTL0451412B* | 17800 | 16.5 | 8.5 | 18400 | 18800 | 102.2% | 2.26 | 0 | 10.5 |  |  |  |  | R-410A | 1.4833 | Residential & Commercial | USHP | Ducted CEE Tier 1
212981015 | Central HP <5.4 tons | SMART COMFORT | HRCU-A-CB (Split System: Heat Pump with Remote Outdoor Unit-Air-Source) | DLCURAH24ABK |  |  | EN(A,D)4X36L21** | *80MS(N,L)1102120A* | 23400 | 17 | 8.5 | 26200 | 24600 | 93.89% | 2.06 | 0 | 10.5 |  |  |  |  | R-410A | 1.95 | Residential & Commercial | USHP | Ducted CEE Tier 1
212972407 | Central HP <5.4 tons | SMART COMFORT | HRCU-A-CB (Split System: Heat Pump with Remote Outdoor Unit-Air-Source) | DLCURAH24ABK |  |  | EA*4X36L21A* | *80VTL1102122B* | 24000 | 17.5 | 8.5 | 26400 | 23200 | 87.88% | 1.94 | 0 | 10 |  |  |  |  | R-410A | 2 | Residential & Commercial | USHP | Ducted CEE Tier 1
212970939 | Central HP <5.4 tons | SMART COMFORT | HRCU-A-CB (Split System: Heat Pump with Remote Outdoor Unit-Air-Source) | DLCURAH18ABK |  |  | EN(A,D)4X24L17** | *80VTL0451412B* | 17700 | 16.5 | 8.5 | 18700 | 19100 | 102.1% | 2.3 | 0 | 11 |  |  |  |  | R-410A | 1.475 | Residential & Commercial | USHP | Ducted CEE Tier 1
212969994 | Central HP <5.4 tons | SMART COMFORT | HRCU-A-CB (Split System: Heat Pump with Remote Outdoor Unit-Air-Source) | DLCURAH18ABK |  |  | EA*4X25L17A* | *80VSL0701716B* | 17800 | 16.5 | 8.1 | 17700 | 17700 | 100% | 2.14 | 0 | 10.5 |  |  |  |  | R-410A | 1.4833 | Residential & Commercial | USHP | Ducted CEE Tier 1
212971630 | Central HP <5.4 tons | SMART COMFORT | HRCU-A-CB (Split System: Heat Pump with Remote Outdoor Unit-Air-Source) | DLCURAH24ABK |  |  | EA*4X24L17A* | *80VTL0701716B* | 23400 | 17 | 8.5 | 27000 | 26200 | 97.04% | 2.22 | 0 | 10 |  |  |  |  | R-410A | 1.95 | Residential & Commercial | USHP | Ducted CEE Tier 1
216751898 | Central HP <5.4 tons | YORK | HRCU-A-CB (Split System: Heat Pump with Remote Outdoor Unit-Air-Source) | HH860E2S11 | ADP |  | H,YG55*60+TXV-BLEED | Y91E100C20SMPS1 | 53000 | 19 | 8.5 | 52000 | 38000 | 73.08% | 2 | 0 | 11 |  |  |  |  | R-454B | 4.4167 | Residential & Commercial | USHP | Ducted CEE Tier 1
216752016 | Central HP <5.4 tons | YORK | HRCU-A-CB (Split System: Heat Pump with Remote Outdoor Unit-Air-Source) | HH836E2S11 | ADP |  | H,YG36*36+TXV-BLEED | Y91E080C16SMPS1 | 34400 | 19 | 9 | 31000 | 25400 | 81.94% | 2 | 0 | 11 |  |  |  |  | R-454B | 2.8667 | Residential & Commercial | USHP | Ducted CEE Tier 1
216752025 | Central HP <5.4 tons | YORK | HRCU-A-CB (Split System: Heat Pump with Remote Outdoor Unit-Air-Source) | HH836E2S11 | ADP |  | H,YG81*36+TXV-BLEED | Y91E080C20SMPS1 | 34000 | 19 | 9 | 30400 | 25200 | 82.89% | 2 | 0 | 11 |  |  |  |  | R-454B | 2.8333 | Residential & Commercial | USHP | Ducted CEE Tier 1
216751498 | Central HP <5.4 tons | YORK | HRCU-A-CB (Split System: Heat Pump with Remote Outdoor Unit-Air-Source) | HH824E2S11 | ADP |  | H,YG9J*36+TXV-BLEED | TM9E040A10MP12 | 22800 | 16 | 9 | 21400 | 17600 | 82.24% | 2 | 0 | 11.7 |  |  |  |  | R-454B | 1.9 | Residential & Commercial | USHP | Ducted CEE Tier 1
211240835 | Central HP <5.4 tons | SMART COMFORT | HRCU-A-CB (Split System: Heat Pump with Remote Outdoor Unit-Air-Source) | DLCURAH24ABK |  |  | EA*4X25L17A* | *96VSN0401410A* | 24400 | 16 | 8.5 | 25600 | 21400 | 83.59% | 1.78 | 0 | 10 |  |  |  |  | R-410A | 2.0333 | Residential & Commercial | USHP | Ducted CEE Tier 1
211240952 | Central HP <5.4 tons | SMART COMFORT | HRCU-A-CB (Split System: Heat Pump with Remote Outdoor Unit-Air-Source) | DLCURAH24ABK |  |  | EA*4X25L17A* | *80VTL0451412A* | 24800 | 17 | 8.5 | 25600 | 21200 | 82.81% | 1.78 | 0 | 10.5 |  |  |  |  | R-410A | 2.0667 | Residential & Commercial | USHP | Ducted CEE Tier 1
211242338 | Central HP <5.4 tons | SMART COMFORT | HRCU-A-CB (Split System: Heat Pump with Remote Outdoor Unit-Air-Source) | DLCURAH24ABK |  |  | EA*4X36L21A* | *80ES(N,L)0701716A* | 25000 | 16.5 | 8.5 | 26800 | 21800 | 81.34% | 1.8 | 0 | 10 |  |  |  |  | R-410A | 2.0833 | Residential & Commercial | USHP | Ducted CEE Tier 1
211242874 | Central HP <5.4 tons | SMART COMFORT | HRCU-A-CB (Split System: Heat Pump with Remote Outdoor Unit-Air-Source) | DLCURAH24ABK |  |  | EA*4X37L17A* | *80VSL0701716A* | 24200 | 16.5 | 8.5 | 25400 | 21800 | 85.83% | 1.82 | 0 | 10 |  |  |  |  | R-410A | 2.0167 | Residential & Commercial | USHP | Ducted CEE Tier 1
211243072 | Central HP <5.4 tons | SMART COMFORT | HRCU-A-CB (Split System: Heat Pump with Remote Outdoor Unit-Air-Source) | DLCURAH24ABK |  |  | EA*4X37L17A* | *92ESN0601412A* | 25200 | 16.5 | 8.5 | 26200 | 21000 | 80.15% | 1.76 | 0 | 10 |  |  |  |  | R-410A | 2.1 | Residential & Commercial | USHP | Ducted CEE Tier 1
211242556 | Central HP <5.4 tons | SMART COMFORT | HRCU-A-CB (Split System: Heat Pump with Remote Outdoor Unit-Air-Source) | DLCURAH24ABK |  |  | EA*4X36L21A* | *80ES(N,L)0451712A* | 24200 | 17 | 8.5 | 26200 | 22600 | 86.26% | 1.86 | 0 | 10 |  |  |  |  | R-410A | 2.0167 | Residential & Commercial | USHP | Ducted CEE Tier 1
216752059 | Central HP <5.4 tons | YORK | HRCU-A-CB (Split System: Heat Pump with Remote Outdoor Unit-Air-Source) | HH824E2S11 | ADP |  | H,YG7J*24+TXV-BLEED | TM9E060A10MP12 | 22400 | 16 | 8.8 | 21400 | 17700 | 82.71% | 1.96 | 0 | 11.5 |  |  |  |  | R-454B | 1.8667 | Residential & Commercial | USHP | Ducted CEE Tier 1
216752082 | Central HP <5.4 tons | YORK | HRCU-A-CB (Split System: Heat Pump with Remote Outdoor Unit-Air-Source) | HH824E2S11 | ADP |  | H,YG7J*30+TXV-BLEED | TM9Y060B12MP11 | 22400 | 17 | 9.25 | 21400 | 18000 | 84.11% | 1.96 | 0 | 11.5 |  |  |  |  | R-454B | 1.8667 | Residential & Commercial | USHP | Ducted CEE Tier 1
216752084 | Central HP <5.4 tons | YORK | HRCU-A-CB (Split System: Heat Pump with Remote Outdoor Unit-Air-Source) | HH824E2S11 | ADP |  | H,YG7J*24+TXV-BLEED | TM9Y080B12MP11 | 22400 | 17 | 9.25 | 21400 | 18200 | 85.05% | 1.96 | 0 | 11.5 |  |  |  |  | R-454B | 1.8667 | Residential & Commercial | USHP | Ducted CEE Tier 1
212383310 | Central HP <5.4 tons | SMART COMFORT | HRCU-A-CB (Split System: Heat Pump with Remote Outdoor Unit-Air-Source) | DLCURAH36ABK |  |  | EA*4X36L21A* | *80ES(N,L)0902116A* | 35600 | 16 | 8.1 | 39500 | 35200 | 89.11% | 1.84 | 0 | 10 |  |  |  |  | R-410A | 2.9667 | Residential & Commercial | USHP | Ducted CEE Tier 1
212384296 | Central HP <5.4 tons | SMART COMFORT | HRCU-A-CB (Split System: Heat Pump with Remote Outdoor Unit-Air-Source) | DLCURAH36ABK |  |  | END4X42L17** | *80ES(N,L)0901714A* | 36200 | 15.5 | 8.1 | 39500 | 35000 | 88.61% | 1.98 | 0 | 10 |  |  |  |  | R-410A | 3.0167 | Residential & Commercial | USHP | Ducted CEE Tier 1
211240426 | Central HP <5.4 tons | SMART COMFORT | HRCU-A-CB (Split System: Heat Pump with Remote Outdoor Unit-Air-Source) | DLCURAH24ABK |  |  | EA*4X24L17A* | *96VSN0801716A* | 23800 | 16.5 | 8.5 | 26800 | 24000 | 89.55% | 1.98 | 0 | 10 |  |  |  |  | R-410A | 1.9833 | Residential & Commercial | USHP | Ducted CEE Tier 1
211240603 | Central HP <5.4 tons | SMART COMFORT | HRCU-A-CB (Split System: Heat Pump with Remote Outdoor Unit-Air-Source) | DLCURAH24ABK |  |  | EA*4X24L17A* | *96VTN0601412A* | 23200 | 16.5 | 8.5 | 26400 | 25600 | 96.97% | 2.14 | 0 | 10 |  |  |  |  | R-410A | 1.9333 | Residential & Commercial | USHP | Ducted CEE Tier 1
212384321 | Central HP <5.4 tons | SMART COMFORT | HRCU-A-CB (Split System: Heat Pump with Remote Outdoor Unit-Air-Source) | DLCURAH36ABK |  |  | END4X42L17** | *92ESN0601714A* | 35800 | 16 | 8.1 | 39000 | 35000 | 89.74% | 1.96 | 0 | 10 |  |  |  |  | R-410A | 2.9833 | Residential & Commercial | USHP | Ducted CEE Tier 1
212383018 | Central HP <5.4 tons | SMART COMFORT | HRCU-A-CB (Split System: Heat Pump with Remote Outdoor Unit-Air-Source) | DLCURAH36ABK |  |  | EA*4X36L17A* | *92ESN0601412A* | 35400 | 15.2 | 8.1 | 39500 | 35400 | 89.62% | 1.82 | 0 | 9.5 |  |  |  |  | R-410A | 2.95 | Residential & Commercial | USHP
212989066 | Central HP <5.4 tons | SMART COMFORT | HRCU-A-CB (Split System: Heat Pump with Remote Outdoor Unit-Air-Source) | DLCURAH30ABK |  |  | EA*4X43L21A* | *95MSU0601716A* | 30600 | 15.2 | 8.5 | 33600 | 26400 | 78.57% | 1.86 | 0 | 9 |  |  |  |  | R-410A | 2.55 | Residential & Commercial | USHP
211264539 | Central HP <5.4 tons | PAYNE HEATING AND COOLING | HRCU-A-CB (Split System: Heat Pump with Remote Outdoor Unit-Air-Source) | 38MURAQ18AB3* |  |  | CNPV*3017AL* | PG92ESAA36060A** | 18300 | 16 | 8.5 | 18800 | 18300 | 97.34% | 2.22 | 0 | 11 |  |  |  |  | R-410A | 1.525 | Residential & Commercial | USHP | Ducted CEE Tier 1
211264923 | Central HP <5.4 tons | PAYNE HEATING AND COOLING | HRCU-A-CB (Split System: Heat Pump with Remote Outdoor Unit-Air-Source) | 38MURAQ18AB3* |  |  | FMA4X18**AL* | 0 | 17400 | 16 | 8.5 | 18500 | 20000 | 108.1% | 2.44 | 0 | 10.5 |  |  |  |  | R-410A | 1.45 | Residential & Commercial | USHP | Ducted CEE Tier 1
214728331 | Central HP <5.4 tons | INNOVAIR | HRCU-A-CB (Split System: Heat Pump with Remote Outdoor Unit-Air-Source) | SEV24H2R19 | ADP |  | SM2925 | 0 | 23000 | 15.2 | 9.2 | 23800 | 18100 | 76.05% | 2.08 | 0 | 10 |  |  |  |  | R-410A | 1.9167 | Residential & Commercial | USHP | Ducted CEE Tier 1
211241692 | Central HP <5.4 tons | SMART COMFORT | HRCU-A-CB (Split System: Heat Pump with Remote Outdoor Unit-Air-Source) | DLCURAH24ABK |  |  | EA*4X30L17A* | *92ESN0601412A* | 23400 | 17 | 8.5 | 25800 | 24200 | 93.8% | 2.02 | 0 | 10 |  |  |  |  | R-410A | 1.95 | Residential & Commercial | USHP | Ducted CEE Tier 1
211241863 | Central HP <5.4 tons | SMART COMFORT | HRCU-A-CB (Split System: Heat Pump with Remote Outdoor Unit-Air-Source) | DLCURAH24ABK |  |  | EA*4X36L17A* | *96VSN0601412A* | 23600 | 16.5 | 8.5 | 25800 | 23400 | 90.7% | 1.94 | 0 | 10 |  |  |  |  | R-410A | 1.9667 | Residential & Commercial | USHP | Ducted CEE Tier 1
211241893 | Central HP <5.4 tons | SMART COMFORT | HRCU-A-CB (Split System: Heat Pump with Remote Outdoor Unit-Air-Source) | DLCURAH24ABK |  |  | EA*4X36L17A* | *80ES(N,L)0701716A* | 25000 | 16 | 8.5 | 26800 | 21800 | 81.34% | 1.8 | 0 | 10 |  |  |  |  | R-410A | 2.0833 | Residential & Commercial | USHP | Ducted CEE Tier 1
212979176 | Central HP <5.4 tons | SMART COMFORT | HRCU-A-CB (Split System: Heat Pump with Remote Outdoor Unit-Air-Source) | DLCURAH24ABK |  |  | EA*4X36L21A* | *80MS(N,L)0701716A* | 23800 | 17.5 | 8.5 | 26200 | 23600 | 90.08% | 1.98 | 0 | 10 |  |  |  |  | R-410A | 1.9833 | Residential & Commercial | USHP | Ducted CEE Tier 1
212979878 | Central HP <5.4 tons | SMART COMFORT | HRCU-A-CB (Split System: Heat Pump with Remote Outdoor Unit-Air-Source) | DLCURAH24ABK |  |  | EA*4X37L17A* | *80MS(N,L)0901714A* | 24000 | 17 | 8.1 | 25200 | 22400 | 88.89% | 1.86 | 0 | 10 |  |  |  |  | R-410A | 2 | Residential & Commercial | USHP | Ducted CEE Tier 1
212981793 | Central HP <5.4 tons | SMART COMFORT | HRCU-A-CB (Split System: Heat Pump with Remote Outdoor Unit-Air-Source) | DLCURAH24ABK |  |  | EN(A,D)4X30L17** | *80MSU1002120A* | 23800 | 16.5 | 8.5 | 26400 | 24000 | 90.91% | 1.98 | 0 | 10.5 |  |  |  |  | R-410A | 1.9833 | Residential & Commercial | USHP | Ducted CEE Tier 1
212981709 | Central HP <5.4 tons | SMART COMFORT | HRCU-A-CB (Split System: Heat Pump with Remote Outdoor Unit-Air-Source) | DLCURAH24ABK |  |  | EA*4X25L17A* | *80MSU1002120A* | 24400 | 17 | 8.5 | 25200 | 21600 | 85.71% | 1.8 | 0 | 10 |  |  |  |  | R-410A | 2.0333 | Residential & Commercial | USHP | Ducted CEE Tier 1
215423258 | Central HP <5.4 tons | YORK | HRCU-A-CB (Split System: Heat Pump with Remote Outdoor Unit-Air-Source) | HH836E2S11 | ADP |  | H,YE9J*36+TXV-BLEED | TM8Y080B12MP11 | 33000 | 17 | 8.5 | 29200 | 24800 | 84.93% | 2 | 0 | 11 |  |  |  |  | R-454B | 2.75 | Residential & Commercial | USHP | Ducted CEE Tier 1
215423267 | Central HP <5.4 tons | YORK | HRCU-A-CB (Split System: Heat Pump with Remote Outdoor Unit-Air-Source) | HH836E2S11 | ADP |  | H,YE35*36+TXV | TM8Y100C16MP11 | 33200 | 18 | 8.5 | 28800 | 24600 | 85.42% | 2 | 0 | 11.7 |  |  |  |  | R-454B | 2.7667 | Residential & Commercial | USHP | Ducted CEE Tier 1
215423492 | Central HP <5.4 tons | YORK | HRCU-A-CB (Split System: Heat Pump with Remote Outdoor Unit-Air-Source) | HH860E2S11 | ADP |  | H,YE84*60+TXV | TM8E080C16MP11 | 44500 | 18 | 8.5 | 43500 | 33800 | 77.7% | 2 | 0 | 11 |  |  |  |  | R-454B | 3.7083 | Residential & Commercial | USHP | Ducted CEE Tier 1
215423508 | Central HP <5.4 tons | YORK | HRCU-A-CB (Split System: Heat Pump with Remote Outdoor Unit-Air-Source) | HH860E2S11 | ADP |  | H,YE36*48+TXV | TM8E100C16MP11 | 44000 | 17 | 8.4 | 43500 | 33800 | 77.7% | 1.98 | 0 | 10.5 |  |  |  |  | R-454B | 3.6667 | Residential & Commercial | USHP | Ducted CEE Tier 1
211240808 | Central HP <5.4 tons | SMART COMFORT | HRCU-A-CB (Split System: Heat Pump with Remote Outdoor Unit-Air-Source) | DLCURAH24ABK |  |  | EA*4X25L17A* | *80VSL0451412A* | 25000 | 16.5 | 8.5 | 25800 | 21000 | 81.4% | 1.76 | 0 | 10.5 |  |  |  |  | R-410A | 2.0833 | Residential & Commercial | USHP | Ducted CEE Tier 1
211243966 | Central HP <5.4 tons | SMART COMFORT | HRCU-A-CB (Split System: Heat Pump with Remote Outdoor Unit-Air-Source) | DLCURAH24ABK |  |  | EN(A,D)4X24L17** | *95ESU0601716A* | 23800 | 16.5 | 8.5 | 26800 | 23400 | 87.31% | 1.92 | 0 | 10 |  |  |  |  | R-410A | 1.9833 | Residential & Commercial | USHP | Ducted CEE Tier 1
216751960 | Central HP <5.4 tons | YORK | HRCU-A-CB (Split System: Heat Pump with Remote Outdoor Unit-Air-Source) | HH836E2S11 | ADP |  | H,YG81*36+TXV-BLEED | TM9E060B12MP12 | 33200 | 17 | 8.5 | 30000 | 25000 | 83.33% | 2 | 0 | 11 |  |  |  |  | R-454B | 2.7667 | Residential & Commercial | USHP | Ducted CEE Tier 1
216751979 | Central HP <5.4 tons | YORK | HRCU-A-CB (Split System: Heat Pump with Remote Outdoor Unit-Air-Source) | HH836E2S11 | ADP |  | H,YG80*36+TXV-BLEED | TM9E100C16MP12 | 33400 | 19 | 9 | 29800 | 25000 | 83.89% | 2 | 0 | 11 |  |  |  |  | R-454B | 2.7833 | Residential & Commercial | USHP | Ducted CEE Tier 1
216751980 | Central HP <5.4 tons | YORK | HRCU-A-CB (Split System: Heat Pump with Remote Outdoor Unit-Air-Source) | HH836E2S11 | ADP |  | H,YG81*36+TXV-BLEED | TM9E100C16MP12 | 33400 | 19 | 9 | 29800 | 25000 | 83.89% | 2 | 0 | 11 |  |  |  |  | R-454B | 2.7833 | Residential & Commercial | USHP | Ducted CEE Tier 1
216751993 | Central HP <5.4 tons | YORK | HRCU-A-CB (Split System: Heat Pump with Remote Outdoor Unit-Air-Source) | HH836E2S11 | ADP |  | H,YG48*36+TXV-BLEED | TM9V100C16MP12 | 33200 | 19 | 9 | 29600 | 24800 | 83.78% | 2 | 0 | 11 |  |  |  |  | R-454B | 2.7667 | Residential & Commercial | USHP | Ducted CEE Tier 1
212973680 | Central HP <5.4 tons | SMART COMFORT | HRCU-A-CB (Split System: Heat Pump with Remote Outdoor Unit-Air-Source) | DLCURAH18ABK |  |  | EA*4X25L17A* | *96VSN0801716B* | 17800 | 16.5 | 8.1 | 17600 | 17800 | 101.1% | 2.14 | 0 | 10.5 |  |  |  |  | R-410A | 1.4833 | Residential & Commercial | USHP | Ducted CEE Tier 1
212974700 | Central HP <5.4 tons | SMART COMFORT | HRCU-A-CB (Split System: Heat Pump with Remote Outdoor Unit-Air-Source) | DLCURAH18ABK |  |  | EN(A,D)4X18L14** | *96VTN0401410B* | 17100 | 15.5 | 8.1 | 18400 | 19800 | 107.6% | 2.38 | 0 | 10.5 |  |  |  |  | R-410A | 1.425 | Residential & Commercial | USHP | Ducted CEE Tier 1
216751856 | Central HP <5.4 tons | YORK | HRCU-A-CB (Split System: Heat Pump with Remote Outdoor Unit-Air-Source) | HH860E2S11 | ADP |  | H,YG55*60+TXV-BLEED | Y91E080C20SMPS1 | 53500 | 19 | 8.5 | 52000 | 38500 | 74.04% | 2 | 0 | 11 |  |  |  |  | R-454B | 4.4583 | Residential & Commercial | USHP | Ducted CEE Tier 1
216751858 | Central HP <5.4 tons | YORK | HRCU-A-CB (Split System: Heat Pump with Remote Outdoor Unit-Air-Source) | HH860E2S11 | ADP |  | H,YG50*60+TXV-BLEED | Y91E080C20SMPS1 | 53500 | 19 | 8.5 | 52000 | 38500 | 74.04% | 2 | 0 | 11 |  |  |  |  | R-454B | 4.4583 | Residential & Commercial | USHP | Ducted CEE Tier 1
216751883 | Central HP <5.4 tons | YORK | HRCU-A-CB (Split System: Heat Pump with Remote Outdoor Unit-Air-Source) | HH860E2S11 | ADP |  | H,YG74*60+TXV-BLEED | Y91E100C16SMPS1 | 45500 | 18 | 9 | 44000 | 33400 | 75.91% | 2 | 0 | 11.7 |  |  |  |  | R-454B | 3.7917 | Residential & Commercial | USHP | Ducted CEE Tier 1
216751892 | Central HP <5.4 tons | YORK | HRCU-A-CB (Split System: Heat Pump with Remote Outdoor Unit-Air-Source) | HH860E2S11 | ADP |  | H,YG72*60+TXV-BLEED | Y91E100C20SMPS1 | 45500 | 18 | 9 | 44500 | 33600 | 75.51% | 2 | 0 | 11.7 |  |  |  |  | R-454B | 3.7917 | Residential & Commercial | USHP | Ducted CEE Tier 1
216751906 | Central HP <5.4 tons | YORK | HRCU-A-CB (Split System: Heat Pump with Remote Outdoor Unit-Air-Source) | HH860E2S11 | ADP |  | H,YG72*48+TXV-BLEED | Y91E120D20SMPS1 | 46000 | 18 | 9 | 45000 | 33800 | 75.11% | 2 | 0 | 11.7 |  |  |  |  | R-454B | 3.8333 | Residential & Commercial | USHP | Ducted CEE Tier 1
216751917 | Central HP <5.4 tons | YORK | HRCU-A-CB (Split System: Heat Pump with Remote Outdoor Unit-Air-Source) | HH860E2S11 | ADP |  | H,YG74*60+TXV-BLEED | Y91E120D20SMPS1 | 53500 | 19 | 8.5 | 51500 | 38000 | 73.79% | 2 | 0 | 11.7 |  |  |  |  | R-454B | 4.4583 | Residential & Commercial | USHP | Ducted CEE Tier 1
211244482 | Central HP <5.4 tons | SMART COMFORT | HRCU-A-CB (Split System: Heat Pump with Remote Outdoor Unit-Air-Source) | DLCURAH24ABK |  |  | EN(A,D)4X30L17** | *95ESU0401712A* | 23600 | 16.5 | 8.1 | 25800 | 23600 | 91.47% | 1.96 | 0 | 10 |  |  |  |  | R-410A | 1.9667 | Residential & Commercial | USHP | Ducted CEE Tier 1
216752046 | Central HP <5.4 tons | YORK | HRCU-A-CB (Split System: Heat Pump with Remote Outdoor Unit-Air-Source) | HH824E2S11 | ADP |  | H,YG8J*30+TXV-BLEED | TM8Y060A12MP11 | 22600 | 17 | 8.9 | 21400 | 17800 | 83.18% | 1.98 | 0 | 11.7 |  |  |  |  | R-454B | 1.8833 | Residential & Commercial | USHP | Ducted CEE Tier 1
211243398 | Central HP <5.4 tons | SMART COMFORT | HRCU-A-CB (Split System: Heat Pump with Remote Outdoor Unit-Air-Source) | DLCURAH24ABK |  |  | EA*4X37L21A* | *80VTL0902120A* | 24600 | 17 | 8.5 | 25400 | 21200 | 83.46% | 1.78 | 0 | 10.5 |  |  |  |  | R-410A | 2.05 | Residential & Commercial | USHP | Ducted CEE Tier 1
211244418 | Central HP <5.4 tons | SMART COMFORT | HRCU-A-CB (Split System: Heat Pump with Remote Outdoor Unit-Air-Source) | DLCURAH24ABK |  |  | EN(A,D)4X30L17** | *80VSL0451412A* | 23400 | 16.5 | 8.1 | 25800 | 24200 | 93.8% | 2 | 0 | 10 |  |  |  |  | R-410A | 1.95 | Residential & Commercial | USHP | Ducted CEE Tier 1
211244436 | Central HP <5.4 tons | SMART COMFORT | HRCU-A-CB (Split System: Heat Pump with Remote Outdoor Unit-Air-Source) | DLCURAH24ABK |  |  | EN(A,D)4X30L17** | *96VSN0601714A* | 23400 | 16.5 | 8.1 | 25800 | 24000 | 93.02% | 2 | 0 | 10 |  |  |  |  | R-410A | 1.95 | Residential & Commercial | USHP | Ducted CEE Tier 1
211242245 | Central HP <5.4 tons | SMART COMFORT | HRCU-A-CB (Split System: Heat Pump with Remote Outdoor Unit-Air-Source) | DLCURAH24ABK |  |  | EA*4X36L17A* | OMV112K14A | 24200 | 16 | 8.5 | 26200 | 22600 | 86.26% | 1.86 | 0 | 10 |  |  |  |  | R-410A | 2.0167 | Residential & Commercial | USHP | Ducted CEE Tier 1
212982945 | Central HP <5.4 tons | SMART COMFORT | HRCU-A-CB (Split System: Heat Pump with Remote Outdoor Unit-Air-Source) | DLCURAH30ABK |  |  | EA*4X37L21A* | *80MSU0802120A* | 30600 | 15.2 | 8.1 | 33400 | 26200 | 78.44% | 1.86 | 0 | 9 |  |  |  |  | R-410A | 2.55 | Residential & Commercial | USHP
214848959 | Central HP <5.4 tons | YORK | HRCU-A-CB (Split System: Heat Pump with Remote Outdoor Unit-Air-Source) | HH824E2S11 | ADP |  | H,YG35*36+TXV-BLEED | TM9E026A08MP12 | 23000 | 16 | 9 | 21400 | 17200 | 80.37% | 2 | 0 | 11 |  |  |  |  | R-454B | 1.9167 | Residential & Commercial | USHP | Ducted CEE Tier 1
214391632 | Central HP <5.4 tons | RUUD | HRCU-A-CB (Split System: Heat Pump with Remote Outdoor Unit-Air-Source) | RP15AZ18AJ2N | ASPEN |  | CP31A34+TDR | R962V0703A17M4S | 16700 | 15.5 | 8.3 | 17200 | 12200 | 70.93% | 2.72 | 0 | 11.8 |  |  |  |  | R-410A | 1.3917 | Residential & Commercial | USHP | Ducted CEE Tier 1
211240339 | Central HP <5.4 tons | SMART COMFORT | HRCU-A-CB (Split System: Heat Pump with Remote Outdoor Unit-Air-Source) | DLCURAH24ABK |  |  | EA*4X24L14A* | *92ESN0601412A* | 24200 | 16 | 8.5 | 27200 | 23400 | 86.03% | 1.9 | 0 | 10 |  |  |  |  | R-410A | 2.0167 | Residential & Commercial | USHP | Ducted CEE Tier 1
211241244 | Central HP <5.4 tons | SMART COMFORT | HRCU-A-CB (Split System: Heat Pump with Remote Outdoor Unit-Air-Source) | DLCURAH24ABK |  |  | EA*4X30L14A* | *80VSL0451412A* | 24200 | 16 | 8.5 | 26400 | 23000 | 87.12% | 1.9 | 0 | 10 |  |  |  |  | R-410A | 2.0167 | Residential & Commercial | USHP | Ducted CEE Tier 1
212971155 | Central HP <5.4 tons | SMART COMFORT | HRCU-A-CB (Split System: Heat Pump with Remote Outdoor Unit-Air-Source) | DLCURAH24ABK |  |  | EA*4X30L14A* | *80VTL0451412B* | 23400 | 17 | 8.5 | 26200 | 25000 | 95.42% | 2.08 | 0 | 10 |  |  |  |  | R-410A | 1.95 | Residential & Commercial | USHP | Ducted CEE Tier 1
213353853 | Central HP <5.4 tons | SMART COMFORT | HRCU-A-CB (Split System: Heat Pump with Remote Outdoor Unit-Air-Source) | DLCURAH36ABK |  |  | F5MA4*36L*B* | 0 | 35800 | 16 | 9 | 38500 | 35000 | 90.91% | 1.94 | 0 | 10 |  |  |  |  | R-410A | 2.9833 | Residential & Commercial | USHP | Ducted CEE Tier 1
212970394 | Central HP <5.4 tons | SMART COMFORT | HRCU-A-CB (Split System: Heat Pump with Remote Outdoor Unit-Air-Source) | DLCURAH36ABK |  |  | EA*4X37L17A* | *80VSL0701716B* | 36000 | 15.5 | 8.1 | 38500 | 35000 | 90.91% | 2 | 0 | 10 |  |  |  |  | R-410A | 3 | Residential & Commercial | USHP | Ducted CEE Tier 1
212975131 | Central HP <5.4 tons | SMART COMFORT | HRCU-A-CB (Split System: Heat Pump with Remote Outdoor Unit-Air-Source) | DLCURAH18ABK |  |  | EN(A,D)4X30L17** | *96VTN0401712B* | 17300 | 16 | 8.1 | 17900 | 18600 | 103.9% | 2.22 | 0 | 10.5 |  |  |  |  | R-410A | 1.4417 | Residential & Commercial | USHP | Ducted CEE Tier 1
212974713 | Central HP <5.4 tons | SMART COMFORT | HRCU-A-CB (Split System: Heat Pump with Remote Outdoor Unit-Air-Source) | DLCURAH18ABK |  |  | EN(A,D)4X24L14** | *96VTN0401410B* | 17300 | 15.5 | 8.5 | 18400 | 19200 | 104.3% | 2.3 | 0 | 10.5 |  |  |  |  | R-410A | 1.4417 | Residential & Commercial | USHP | Ducted CEE Tier 1
212975692 | Central HP <5.4 tons | SMART COMFORT | HRCU-A-CB (Split System: Heat Pump with Remote Outdoor Unit-Air-Source) | DLCURAH24ABK |  |  | EA*4X36L17A* | *96VTN0601412B* | 23600 | 17 | 8.5 | 26200 | 24000 | 91.6% | 2 | 0 | 10 |  |  |  |  | R-410A | 1.9667 | Residential & Commercial | USHP | Ducted CEE Tier 1
212975351 | Central HP <5.4 tons | SMART COMFORT | HRCU-A-CB (Split System: Heat Pump with Remote Outdoor Unit-Air-Source) | DLCURAH24ABK |  |  | EN(A,D)4X30L17** | *96VTN0401712B* | 23200 | 16 | 8.1 | 26200 | 24800 | 94.66% | 2.06 | 0 | 10 |  |  |  |  | R-410A | 1.9333 | Residential & Commercial | USHP | Ducted CEE Tier 1
211241962 | Central HP <5.4 tons | SMART COMFORT | HRCU-A-CB (Split System: Heat Pump with Remote Outdoor Unit-Air-Source) | DLCURAH24ABK |  |  | EA*4X36L17A* | *80VTL0451412A* | 24200 | 16.5 | 8.5 | 26200 | 22400 | 85.5% | 1.86 | 0 | 10 |  |  |  |  | R-410A | 2.0167 | Residential & Commercial | USHP | Ducted CEE Tier 1
211242080 | Central HP <5.4 tons | SMART COMFORT | HRCU-A-CB (Split System: Heat Pump with Remote Outdoor Unit-Air-Source) | DLCURAH24ABK |  |  | EA*4X36L17A* | *80ES(N,L)0451412A* | 24600 | 16 | 8.5 | 26600 | 22200 | 83.46% | 1.82 | 0 | 10 |  |  |  |  | R-410A | 2.05 | Residential & Commercial | USHP | Ducted CEE Tier 1
211242430 | Central HP <5.4 tons | SMART COMFORT | HRCU-A-CB (Split System: Heat Pump with Remote Outdoor Unit-Air-Source) | DLCURAH24ABK |  |  | EA*4X36L21A* | *95ESU0601716A* | 24400 | 17 | 8.5 | 26200 | 22400 | 85.5% | 1.86 | 0 | 10 |  |  |  |  | R-410A | 2.0333 | Residential & Commercial | USHP | Ducted CEE Tier 1
211242495 | Central HP <5.4 tons | SMART COMFORT | HRCU-A-CB (Split System: Heat Pump with Remote Outdoor Unit-Air-Source) | DLCURAH24ABK |  |  | EA*4X36L21A* | *80VTL0701716A* | 24400 | 17 | 8.5 | 26200 | 22400 | 85.5% | 1.88 | 0 | 10 |  |  |  |  | R-410A | 2.0333 | Residential & Commercial | USHP | Ducted CEE Tier 1
211242865 | Central HP <5.4 tons | SMART COMFORT | HRCU-A-CB (Split System: Heat Pump with Remote Outdoor Unit-Air-Source) | DLCURAH24ABK |  |  | EA*4X37L17A* | *80VSL0451716A* | 24600 | 16.5 | 8.5 | 25600 | 21400 | 83.59% | 1.8 | 0 | 10 |  |  |  |  | R-410A | 2.05 | Residential & Commercial | USHP | Ducted CEE Tier 1
212978341 | Central HP <5.4 tons | SMART COMFORT | HRCU-A-CB (Split System: Heat Pump with Remote Outdoor Unit-Air-Source) | DLCURAH18ABK |  |  | EN(A,D)4X30L14** | *80MS(N,L)0701412A* | 17400 | 16.5 | 8.1 | 18000 | 18700 | 103.9% | 2.26 | 0 | 11 |  |  |  |  | R-410A | 1.45 | Residential & Commercial | USHP | Ducted CEE Tier 1
211240593 | Central HP <5.4 tons | SMART COMFORT | HRCU-A-CB (Split System: Heat Pump with Remote Outdoor Unit-Air-Source) | DLCURAH24ABK |  |  | EA*4X24L17A* | *96VTN0401410A* | 23400 | 15.5 | 8.5 | 26800 | 24800 | 92.54% | 2.04 | 0 | 10 |  |  |  |  | R-410A | 1.95 | Residential & Commercial | USHP | Ducted CEE Tier 1
211242299 | Central HP <5.4 tons | SMART COMFORT | HRCU-A-CB (Split System: Heat Pump with Remote Outdoor Unit-Air-Source) | DLCURAH24ABK |  |  | EA*4X36L21A* | *96VSN1002120A* | 24000 | 17 | 8.5 | 26000 | 22800 | 87.69% | 1.9 | 0 | 10 |  |  |  |  | R-410A | 2 | Residential & Commercial | USHP | Ducted CEE Tier 1
211242485 | Central HP <5.4 tons | SMART COMFORT | HRCU-A-CB (Split System: Heat Pump with Remote Outdoor Unit-Air-Source) | DLCURAH24ABK |  |  | EA*4X36L21A* | *96VTN0801716A* | 24400 | 16.5 | 8.5 | 26200 | 22400 | 85.5% | 1.86 | 0 | 10 |  |  |  |  | R-410A | 2.0333 | Residential & Commercial | USHP | Ducted CEE Tier 1
211243460 | Central HP <5.4 tons | SMART COMFORT | HRCU-A-CB (Split System: Heat Pump with Remote Outdoor Unit-Air-Source) | DLCURAH24ABK |  |  | EA*4X37L21A* | *96VTN0601714A* | 24600 | 16.5 | 8.5 | 25400 | 21000 | 82.68% | 1.78 | 0 | 10 |  |  |  |  | R-410A | 2.05 | Residential & Commercial | USHP | Ducted CEE Tier 1
211243844 | Central HP <5.4 tons | SMART COMFORT | HRCU-A-CB (Split System: Heat Pump with Remote Outdoor Unit-Air-Source) | DLCURAH24ABK |  |  | EN(A,D)4X24L17** | *80VSL0451412A* | 23800 | 16 | 8.5 | 26800 | 23200 | 86.57% | 1.9 | 0 | 10 |  |  |  |  | R-410A | 1.9833 | Residential & Commercial | USHP | Ducted CEE Tier 1
211243862 | Central HP <5.4 tons | SMART COMFORT | HRCU-A-CB (Split System: Heat Pump with Remote Outdoor Unit-Air-Source) | DLCURAH24ABK |  |  | EN(A,D)4X24L17** | *96VSN0601714A* | 23600 | 16 | 8.5 | 26800 | 23400 | 87.31% | 1.92 | 0 | 10 |  |  |  |  | R-410A | 1.9667 | Residential & Commercial | USHP | Ducted CEE Tier 1
215423542 | Central HP <5.4 tons | YORK | HRCU-A-CB (Split System: Heat Pump with Remote Outdoor Unit-Air-Source) | HH860E2S11 | ADP |  | H,YE2K*60+TXV | TM8E120C16MP11 | 44500 | 17 | 8.45 | 43500 | 33800 | 77.7% | 2 | 0 | 11 |  |  |  |  | R-454B | 3.7083 | Residential & Commercial | USHP | Ducted CEE Tier 1
215423558 | Central HP <5.4 tons | YORK | HRCU-A-CB (Split System: Heat Pump with Remote Outdoor Unit-Air-Source) | HH860E2S11 | ADP |  | H,YE3K*60+TXV | TM8E120C20MP11 | 52500 | 18 | 8.45 | 52500 | 39000 | 74.29% | 1.98 | 0 | 10.5 |  |  |  |  | R-454B | 4.375 | Residential & Commercial | USHP | Ducted CEE Tier 1
215423560 | Central HP <5.4 tons | YORK | HRCU-A-CB (Split System: Heat Pump with Remote Outdoor Unit-Air-Source) | HH860E2S11 | ADP |  | H,YE48*60+TXV | TM8E120C20MP11 | 53000 | 18 | 8.5 | 52500 | 39000 | 74.29% | 2 | 0 | 11 |  |  |  |  | R-454B | 4.4167 | Residential & Commercial | USHP | Ducted CEE Tier 1
215423565 | Central HP <5.4 tons | YORK | HRCU-A-CB (Split System: Heat Pump with Remote Outdoor Unit-Air-Source) | HH860E2S11 | ADP |  | H,YE86*60+TXV | TM8E120C20MP11 | 53000 | 19 | 8.5 | 52500 | 39000 | 74.29% | 2 | 0 | 11 |  |  |  |  | R-454B | 4.4167 | Residential & Commercial | USHP | Ducted CEE Tier 1
215423592 | Central HP <5.4 tons | YORK | HRCU-A-CB (Split System: Heat Pump with Remote Outdoor Unit-Air-Source) | HH860E2S11 | ADP |  | H,YE49*60+TXV | TM8V080C16MP12 | 43500 | 18 | 8.5 | 42000 | 32800 | 78.1% | 2 | 0 | 11.7 |  |  |  |  | R-454B | 3.625 | Residential & Commercial | USHP | Ducted CEE Tier 1
215423635 | Central HP <5.4 tons | YORK | HRCU-A-CB (Split System: Heat Pump with Remote Outdoor Unit-Air-Source) | HH860E2S11 | ADP |  | H,YE54*60+TXV | TM8V120C20MP12 | 53000 | 19 | 8.5 | 52000 | 38500 | 74.04% | 2 | 0 | 11 |  |  |  |  | R-454B | 4.4167 | Residential & Commercial | USHP | Ducted CEE Tier 1
215423658 | Central HP <5.4 tons | YORK | HRCU-A-CB (Split System: Heat Pump with Remote Outdoor Unit-Air-Source) | HH860E2S11 | ADP |  | H,YE35*48+TXV | TM8Y100C16MP11 | 43000 | 17 | 8.3 | 42000 | 33000 | 78.57% | 1.96 | 0 | 11 |  |  |  |  | R-454B | 3.5833 | Residential & Commercial | USHP | Ducted CEE Tier 1
215423660 | Central HP <5.4 tons | YORK | HRCU-A-CB (Split System: Heat Pump with Remote Outdoor Unit-Air-Source) | HH860E2S11 | ADP |  | H,YE36*48+TXV | TM8Y100C16MP11 | 43500 | 17 | 8.4 | 42000 | 33000 | 78.57% | 1.98 | 0 | 11.5 |  |  |  |  | R-454B | 3.625 | Residential & Commercial | USHP | Ducted CEE Tier 1
211245916 | Central HP <5.4 tons | PAYNE HEATING AND COOLING | HRCU-A-CB (Split System: Heat Pump with Remote Outdoor Unit-Air-Source) | 38MURAQ24AB3* |  |  | FM(C,U)4X30**AL* | 0 | 25000 | 15.2 | 8.5 | 27800 | 21800 | 78.42% | 1.8 | 0 | 10 |  |  |  |  | R-410A | 2.0833 | Residential & Commercial | USHP | Ducted CEE Tier 1
212981865 | Central HP <5.4 tons | SMART COMFORT | HRCU-A-CB (Split System: Heat Pump with Remote Outdoor Unit-Air-Source) | DLCURAH18ABK |  |  | EA*4X30L17A* | *80MSU1002120A* | 17500 | 16 | 8.5 | 18100 | 18700 | 103.3% | 2.24 | 0 | 10.5 |  |  |  |  | R-410A | 1.4583 | Residential & Commercial | USHP | Ducted CEE Tier 1
216751997 | Central HP <5.4 tons | YORK | HRCU-A-CB (Split System: Heat Pump with Remote Outdoor Unit-Air-Source) | HH836E2S11 | ADP |  | H,YG37*36+TXV-BLEED | TM9V100C20MP12 | 34200 | 19 | 9 | 31000 | 25400 | 81.94% | 2 | 0 | 11 |  |  |  |  | R-454B | 2.85 | Residential & Commercial | USHP | Ducted CEE Tier 1
216752017 | Central HP <5.4 tons | YORK | HRCU-A-CB (Split System: Heat Pump with Remote Outdoor Unit-Air-Source) | HH836E2S11 | ADP |  | H,YG37*36+TXV-BLEED | Y91E080C16SMPS1 | 34400 | 19 | 9 | 31000 | 25400 | 81.94% | 2 | 0 | 11 |  |  |  |  | R-454B | 2.8667 | Residential & Commercial | USHP | Ducted CEE Tier 1
212969974 | Central HP <5.4 tons | SMART COMFORT | HRCU-A-CB (Split System: Heat Pump with Remote Outdoor Unit-Air-Source) | DLCURAH18ABK |  |  | EA*4X19L17A* | *80VSL0701716B* | 17800 | 16.5 | 8.1 | 17800 | 17900 | 100.6% | 2.16 | 0 | 10.5 |  |  |  |  | R-410A | 1.4833 | Residential & Commercial | USHP | Ducted CEE Tier 1
212974622 | Central HP <5.4 tons | SMART COMFORT | HRCU-A-CB (Split System: Heat Pump with Remote Outdoor Unit-Air-Source) | DLCURAH18ABK |  |  | EA*4X19L17A* | *96VTN0401410B* | 17600 | 16 | 8.1 | 17700 | 17900 | 101.1% | 2.16 | 0 | 10.5 |  |  |  |  | R-410A | 1.4667 | Residential & Commercial | USHP | Ducted CEE Tier 1
216752042 | Central HP <5.4 tons | YORK | HRCU-A-CB (Split System: Heat Pump with Remote Outdoor Unit-Air-Source) | HH824E2S11 | ADP |  | H,YG1K*36+TXV-BLEED | TM8V080B12MP12 | 23000 | 18 | 9 | 21400 | 18100 | 84.58% | 2 | 0 | 12 |  |  |  |  | R-454B | 1.9167 | Residential & Commercial | USHP | Ducted CEE Tier 1
216752049 | Central HP <5.4 tons | YORK | HRCU-A-CB (Split System: Heat Pump with Remote Outdoor Unit-Air-Source) | HH824E2S11 | ADP |  | H,YG7J*24+TXV-BLEED | TM9E026A08MP12 | 22400 | 16 | 8.8 | 21400 | 17900 | 83.64% | 1.96 | 0 | 11.5 |  |  |  |  | R-454B | 1.8667 | Residential & Commercial | USHP | Ducted CEE Tier 1
216752076 | Central HP <5.4 tons | YORK | HRCU-A-CB (Split System: Heat Pump with Remote Outdoor Unit-Air-Source) | HH824E2S11 | ADP |  | H,YG7J*24+TXV-BLEED | TM9Y040A10MP11 | 22400 | 16 | 8.8 | 21400 | 17600 | 82.24% | 1.96 | 0 | 11.5 |  |  |  |  | R-454B | 1.8667 | Residential & Commercial | USHP | Ducted CEE Tier 1
216752101 | Central HP <5.4 tons | YORK | HRCU-A-CB (Split System: Heat Pump with Remote Outdoor Unit-Air-Source) | HH824E2S11 | ADP |  | H,YG8J*30+TXV-BLEED | Y91E026A08SMPS1 | 22600 | 17 | 8.9 | 21400 | 17700 | 82.71% | 1.98 | 0 | 11.7 |  |  |  |  | R-454B | 1.8833 | Residential & Commercial | USHP | Ducted CEE Tier 1
211244521 | Central HP <5.4 tons | SMART COMFORT | HRCU-A-CB (Split System: Heat Pump with Remote Outdoor Unit-Air-Source) | DLCURAH24ABK |  |  | EN(A,D)4X30L17** | *80VSL0451716A* | 24200 | 16 | 8.1 | 26400 | 22800 | 86.36% | 1.88 | 0 | 10.5 |  |  |  |  | R-410A | 2.0167 | Residential & Commercial | USHP | Ducted CEE Tier 1
212979200 | Central HP <5.4 tons | SMART COMFORT | HRCU-A-CB (Split System: Heat Pump with Remote Outdoor Unit-Air-Source) | DLCURAH24ABK |  |  | EA*4X37L21A* | *80MS(N,L)0701716A* | 24200 | 17.5 | 8.5 | 25200 | 21600 | 85.71% | 1.82 | 0 | 10.5 |  |  |  |  | R-410A | 2.0167 | Residential & Commercial | USHP | Ducted CEE Tier 1
211243408 | Central HP <5.4 tons | SMART COMFORT | HRCU-A-CB (Split System: Heat Pump with Remote Outdoor Unit-Air-Source) | DLCURAH24ABK |  |  | EA*4X37L21A* | *96VTN0401712A* | 24000 | 16 | 8.1 | 25000 | 21600 | 86.4% | 1.8 | 0 | 10 |  |  |  |  | R-410A | 2 | Residential & Commercial | USHP | Ducted CEE Tier 1
211243706 | Central HP <5.4 tons | SMART COMFORT | HRCU-A-CB (Split System: Heat Pump with Remote Outdoor Unit-Air-Source) | DLCURAH24ABK |  |  | EN(A,D)4X24L14** | *80VSL0451412A* | 23800 | 16 | 8.5 | 26800 | 23200 | 86.57% | 1.9 | 0 | 10 |  |  |  |  | R-410A | 1.9833 | Residential & Commercial | USHP | Ducted CEE Tier 1
211241703 | Central HP <5.4 tons | SMART COMFORT | HRCU-A-CB (Split System: Heat Pump with Remote Outdoor Unit-Air-Source) | DLCURAH24ABK |  |  | EA*4X30L17A* | *92ESN0601714A* | 24400 | 17 | 8.5 | 26400 | 22800 | 86.36% | 1.88 | 0 | 10 |  |  |  |  | R-410A | 2.0333 | Residential & Commercial | USHP | Ducted CEE Tier 1
211241550 | Central HP <5.4 tons | SMART COMFORT | HRCU-A-CB (Split System: Heat Pump with Remote Outdoor Unit-Air-Source) | DLCURAH24ABK |  |  | EA*4X30L17A* | *96VTN0801716A* | 24200 | 16.5 | 8.5 | 26400 | 23000 | 87.12% | 1.9 | 0 | 10 |  |  |  |  | R-410A | 2.0167 | Residential & Commercial | USHP | Ducted CEE Tier 1
211241736 | Central HP <5.4 tons | SMART COMFORT | HRCU-A-CB (Split System: Heat Pump with Remote Outdoor Unit-Air-Source) | DLCURAH24ABK |  |  | EA*4X30L17A* | *95ESN0801716A* | 24600 | 15.5 | 8.5 | 27000 | 22400 | 82.96% | 1.82 | 0 | 10 |  |  |  |  | R-410A | 2.05 | Residential & Commercial | USHP | Ducted CEE Tier 1
211241818 | Central HP <5.4 tons | SMART COMFORT | HRCU-A-CB (Split System: Heat Pump with Remote Outdoor Unit-Air-Source) | DLCURAH24ABK |  |  | EA*4X36L17A* | *80VSL0451412A* | 23400 | 16.5 | 8.5 | 25600 | 23600 | 92.19% | 1.96 | 0 | 10 |  |  |  |  | R-410A | 1.95 | Residential & Commercial | USHP | Ducted CEE Tier 1
211241921 | Central HP <5.4 tons | SMART COMFORT | HRCU-A-CB (Split System: Heat Pump with Remote Outdoor Unit-Air-Source) | DLCURAH24ABK |  |  | EA*4X36L17A* | *80VSL0451716A* | 24200 | 16.5 | 8.5 | 26200 | 22600 | 86.26% | 1.86 | 0 | 10 |  |  |  |  | R-410A | 2.0167 | Residential & Commercial | USHP | Ducted CEE Tier 1
212974420 | Central HP <5.4 tons | SMART COMFORT | HRCU-A-CB (Split System: Heat Pump with Remote Outdoor Unit-Air-Source) | DLCURAH36ABK |  |  | EA*4X48L21A* | *96VSN1002120B* | 35800 | 16 | 8.5 | 37800 | 34800 | 92.06% | 2.02 | 0 | 10 |  |  |  |  | R-410A | 2.9833 | Residential & Commercial | USHP | Ducted CEE Tier 1
212976312 | Central HP <5.4 tons | SMART COMFORT | HRCU-A-CB (Split System: Heat Pump with Remote Outdoor Unit-Air-Source) | DLCURAH36ABK |  |  | EA*4X48L21A* | *96VTN0801716B* | 35400 | 16 | 8.1 | 37800 | 34800 | 92.06% | 2 | 0 | 10 |  |  |  |  | R-410A | 2.95 | Residential & Commercial | USHP | Ducted CEE Tier 1
213623909 | Central HP <5.4 tons | RUNTRU | HRCU-A-CB (Split System: Heat Pump with Remote Outdoor Unit-Air-Source) | E4HL5036A1000A | ADP |  | PL36H210P179 | A952V080BU4SAD | 30000 | 15.2 | 8.1 | 23400 | 17600 | 75.21% | 1.75 | 0 | 9.5 |  |  |  |  | R-410A | 2.5 | Residential & Commercial | USHP
212979818 | Central HP <5.4 tons | SMART COMFORT | HRCU-A-CB (Split System: Heat Pump with Remote Outdoor Unit-Air-Source) | DLCURAH24ABK |  |  | EA*4X24L17A* | *80MS(N,L)0901714A* | 23200 | 17 | 8.5 | 26800 | 26600 | 99.25% | 2.26 | 0 | 10 |  |  |  |  | R-410A | 1.9333 | Residential & Commercial | USHP | Ducted CEE Tier 1
212969774 | Central HP <5.4 tons | SMART COMFORT | HRCU-A-CB (Split System: Heat Pump with Remote Outdoor Unit-Air-Source) | DLCURAH24ABK |  |  | EA*4X30L17A* | *80VSL0451412B* | 23400 | 17 | 8.5 | 26200 | 24800 | 94.66% | 2.08 | 0 | 10 |  |  |  |  | R-410A | 1.95 | Residential & Commercial | USHP | Ducted CEE Tier 1
212969844 | Central HP <5.4 tons | SMART COMFORT | HRCU-A-CB (Split System: Heat Pump with Remote Outdoor Unit-Air-Source) | DLCURAH24ABK |  |  | EN(A,D,W)4X36L17** | *80VSL0451412B* | 23600 | 17 | 8.5 | 26200 | 24600 | 93.89% | 2.04 | 0 | 10.5 |  |  |  |  | R-410A | 1.9667 | Residential & Commercial | USHP | Ducted CEE Tier 1
212969744 | Central HP <5.4 tons | SMART COMFORT | HRCU-A-CB (Split System: Heat Pump with Remote Outdoor Unit-Air-Source) | DLCURAH24ABK |  |  | EA*4X24L17A* | *80VSL0451412B* | 23200 | 17 | 8.5 | 26800 | 27000 | 100.7% | 2.3 | 0 | 10 |  |  |  |  | R-410A | 1.9333 | Residential & Commercial | USHP | Ducted CEE Tier 1
212974120 | Central HP <5.4 tons | SMART COMFORT | HRCU-A-CB (Split System: Heat Pump with Remote Outdoor Unit-Air-Source) | DLCURAH24ABK |  |  | EN(A,D)4X36L21** | *96VSN0802120B* | 23800 | 17 | 8.5 | 26400 | 24000 | 90.91% | 1.98 | 0 | 10.5 |  |  |  |  | R-410A | 1.9833 | Residential & Commercial | USHP | Ducted CEE Tier 1
211243947 | Central HP <5.4 tons | SMART COMFORT | HRCU-A-CB (Split System: Heat Pump with Remote Outdoor Unit-Air-Source) | DLCURAH24ABK |  |  | EN(A,D)4X24L17** | *80VSL0451716A* | 23800 | 16 | 8.5 | 26800 | 23400 | 87.31% | 1.92 | 0 | 10 |  |  |  |  | R-410A | 1.9833 | Residential & Commercial | USHP | Ducted CEE Tier 1
211244054 | Central HP <5.4 tons | SMART COMFORT | HRCU-A-CB (Split System: Heat Pump with Remote Outdoor Unit-Air-Source) | DLCURAH24ABK |  |  | EN(A,D)4X24L17** | *95ESN0601412A* | 24000 | 15.2 | 8.5 | 27200 | 23000 | 84.56% | 1.88 | 0 | 10 |  |  |  |  | R-410A | 2 | Residential & Commercial | USHP | Ducted CEE Tier 1
211244106 | Central HP <5.4 tons | SMART COMFORT | HRCU-A-CB (Split System: Heat Pump with Remote Outdoor Unit-Air-Source) | DLCURAH24ABK |  |  | EN(A,D)4X24L17** | *80ES(N,L)0451412A* | 24200 | 15.5 | 8.5 | 27200 | 22600 | 83.09% | 1.86 | 0 | 10 |  |  |  |  | R-410A | 2.0167 | Residential & Commercial | USHP | Ducted CEE Tier 1
211244154 | Central HP <5.4 tons | SMART COMFORT | HRCU-A-CB (Split System: Heat Pump with Remote Outdoor Unit-Air-Source) | DLCURAH24ABK |  |  | EN(A,D)4X24L17** | *92ESN0601412A* | 24200 | 15.5 | 8.5 | 27200 | 22600 | 83.09% | 1.86 | 0 | 10 |  |  |  |  | R-410A | 2.0167 | Residential & Commercial | USHP | Ducted CEE Tier 1
211244231 | Central HP <5.4 tons | SMART COMFORT | HRCU-A-CB (Split System: Heat Pump with Remote Outdoor Unit-Air-Source) | DLCURAH24ABK |  |  | EN(A,D)4X24L17** | *80ES(N,L)0701412A* | 23800 | 16 | 8.5 | 26800 | 23200 | 86.57% | 1.92 | 0 | 10 |  |  |  |  | R-410A | 1.9833 | Residential & Commercial | USHP | Ducted CEE Tier 1
216752039 | Central HP <5.4 tons | YORK | HRCU-A-CB (Split System: Heat Pump with Remote Outdoor Unit-Air-Source) | HH824E2S11 | ADP |  | H,YG7J*24+TXV-BLEED | TM8V080B12MP12 | 22400 | 17 | 8.8 | 21400 | 18100 | 84.58% | 1.96 | 0 | 11.5 |  |  |  |  | R-454B | 1.8667 | Residential & Commercial | USHP | Ducted CEE Tier 1
216752073 | Central HP <5.4 tons | YORK | HRCU-A-CB (Split System: Heat Pump with Remote Outdoor Unit-Air-Source) | HH824E2S11 | ADP |  | H,YG7J*30+TXV-BLEED | TM9V080B12MP12 | 22400 | 17 | 9.25 | 21400 | 18100 | 84.58% | 1.96 | 0 | 11.5 |  |  |  |  | R-454B | 1.8667 | Residential & Commercial | USHP | Ducted CEE Tier 1
211242327 | Central HP <5.4 tons | SMART COMFORT | HRCU-A-CB (Split System: Heat Pump with Remote Outdoor Unit-Air-Source) | DLCURAH24ABK |  |  | EA*4X36L21A* | *95ESU0401712A* | 23800 | 17 | 8.5 | 25800 | 23200 | 89.92% | 1.92 | 0 | 10 |  |  |  |  | R-410A | 1.9833 | Residential & Commercial | USHP | Ducted CEE Tier 1
211242546 | Central HP <5.4 tons | SMART COMFORT | HRCU-A-CB (Split System: Heat Pump with Remote Outdoor Unit-Air-Source) | DLCURAH24ABK |  |  | EA*4X36L21A* | *80VTL1102122A* | 24000 | 17 | 8.5 | 25800 | 23000 | 89.15% | 1.9 | 0 | 10 |  |  |  |  | R-410A | 2 | Residential & Commercial | USHP | Ducted CEE Tier 1
211242580 | Central HP <5.4 tons | SMART COMFORT | HRCU-A-CB (Split System: Heat Pump with Remote Outdoor Unit-Air-Source) | DLCURAH24ABK |  |  | EA*4X36L21A* | *80ES(N,L)0702116A* | 24400 | 17 | 8.5 | 26200 | 22400 | 85.5% | 1.86 | 0 | 10 |  |  |  |  | R-410A | 2.0333 | Residential & Commercial | USHP | Ducted CEE Tier 1
211242780 | Central HP <5.4 tons | SMART COMFORT | HRCU-A-CB (Split System: Heat Pump with Remote Outdoor Unit-Air-Source) | DLCURAH24ABK |  |  | EA*4X37L17A* | *96VSN0601714A* | 24600 | 16.5 | 8.5 | 25600 | 21600 | 84.38% | 1.8 | 0 | 10 |  |  |  |  | R-410A | 2.05 | Residential & Commercial | USHP | Ducted CEE Tier 1
216751895 | Central HP <5.4 tons | YORK | HRCU-A-CB (Split System: Heat Pump with Remote Outdoor Unit-Air-Source) | HH860E2S11 | ADP |  | H,YG48*48+TXV-BLEED | Y91E100C20SMPS1 | 45500 | 18 | 9 | 44500 | 33600 | 75.51% | 2 | 0 | 11.7 |  |  |  |  | R-454B | 3.7917 | Residential & Commercial | USHP | Ducted CEE Tier 1
216751910 | Central HP <5.4 tons | YORK | HRCU-A-CB (Split System: Heat Pump with Remote Outdoor Unit-Air-Source) | HH860E2S11 | ADP |  | H,YG48*48+TXV-BLEED | Y91E120D20SMPS1 | 46000 | 18 | 9 | 45000 | 33800 | 75.11% | 2 | 0 | 11.7 |  |  |  |  | R-454B | 3.8333 | Residential & Commercial | USHP | Ducted CEE Tier 1
211241526 | Central HP <5.4 tons | SMART COMFORT | HRCU-A-CB (Split System: Heat Pump with Remote Outdoor Unit-Air-Source) | DLCURAH24ABK |  |  | EA*4X30L17A* | *80VTL0451412A* | 24200 | 16.5 | 8.5 | 26400 | 23000 | 87.12% | 1.9 | 0 | 10 |  |  |  |  | R-410A | 2.0167 | Residential & Commercial | USHP | Ducted CEE Tier 1
211242028 | Central HP <5.4 tons | SMART COMFORT | HRCU-A-CB (Split System: Heat Pump with Remote Outdoor Unit-Air-Source) | DLCURAH24ABK |  |  | EA*4X36L17A* | *95ESN0601412A* | 24400 | 15.5 | 8.5 | 26600 | 22400 | 84.21% | 1.84 | 0 | 10 |  |  |  |  | R-410A | 2.0333 | Residential & Commercial | USHP | Ducted CEE Tier 1
211241494 | Central HP <5.4 tons | SMART COMFORT | HRCU-A-CB (Split System: Heat Pump with Remote Outdoor Unit-Air-Source) | DLCURAH24ABK |  |  | EA*4X30L17A* | *80VSL0701716A* | 23800 | 16.5 | 8.5 | 26200 | 23400 | 89.31% | 1.94 | 0 | 10 |  |  |  |  | R-410A | 1.9833 | Residential & Commercial | USHP | Ducted CEE Tier 1
211240658 | Central HP <5.4 tons | SMART COMFORT | HRCU-A-CB (Split System: Heat Pump with Remote Outdoor Unit-Air-Source) | DLCURAH24ABK |  |  | EA*4X24L17A* | *80ES(N,L)0701712A* | 24000 | 16 | 8.5 | 27000 | 23600 | 87.41% | 1.94 | 0 | 10 |  |  |  |  | R-410A | 2 | Residential & Commercial | USHP | Ducted CEE Tier 1
211240790 | Central HP <5.4 tons | SMART COMFORT | HRCU-A-CB (Split System: Heat Pump with Remote Outdoor Unit-Air-Source) | DLCURAH24ABK |  |  | EA*4X24L17A* | OLV098A12* | 23000 | 16 | 8.5 | 26400 | 26000 | 98.48% | 2.18 | 0 | 9.5 |  |  |  |  | R-410A | 1.9167 | Residential & Commercial | USHP
211241996 | Central HP <5.4 tons | SMART COMFORT | HRCU-A-CB (Split System: Heat Pump with Remote Outdoor Unit-Air-Source) | DLCURAH24ABK |  |  | EA*4X36L17A* | *80VTL0701716A* | 24200 | 17 | 8.5 | 26000 | 22600 | 86.92% | 1.88 | 0 | 10 |  |  |  |  | R-410A | 2.0167 | Residential & Commercial | USHP | Ducted CEE Tier 1
211242128 | Central HP <5.4 tons | SMART COMFORT | HRCU-A-CB (Split System: Heat Pump with Remote Outdoor Unit-Air-Source) | DLCURAH24ABK |  |  | EA*4X36L17A* | *92ESN0601412A* | 23600 | 17 | 8.5 | 25600 | 23600 | 92.19% | 1.96 | 0 | 10 |  |  |  |  | R-410A | 1.9667 | Residential & Commercial | USHP | Ducted CEE Tier 1
211242464 | Central HP <5.4 tons | SMART COMFORT | HRCU-A-CB (Split System: Heat Pump with Remote Outdoor Unit-Air-Source) | DLCURAH24ABK |  |  | EA*4X36L21A* | *96VTN0401712A* | 23400 | 16 | 8.5 | 25800 | 23600 | 91.47% | 1.94 | 0 | 10 |  |  |  |  | R-410A | 1.95 | Residential & Commercial | USHP | Ducted CEE Tier 1
211241809 | Central HP <5.4 tons | SMART COMFORT | HRCU-A-CB (Split System: Heat Pump with Remote Outdoor Unit-Air-Source) | DLCURAH24ABK |  |  | EA*4X30L17A* | OMV112K14A | 24000 | 16 | 8.5 | 26400 | 23000 | 87.12% | 1.9 | 0 | 10 |  |  |  |  | R-410A | 2 | Residential & Commercial | USHP | Ducted CEE Tier 1
215423463 | Central HP <5.4 tons | YORK | HRCU-A-CB (Split System: Heat Pump with Remote Outdoor Unit-Air-Source) | HH860E2S11 | ADP |  | H,YE86*60+TXV | TL9E080C16UH11 | 44500 | 18 | 8.5 | 44000 | 34000 | 77.27% | 2 | 0 | 11 |  |  |  |  | R-454B | 3.7083 | Residential & Commercial | USHP | Ducted CEE Tier 1
215423464 | Central HP <5.4 tons | YORK | HRCU-A-CB (Split System: Heat Pump with Remote Outdoor Unit-Air-Source) | HH860E2S11 | ADP |  | H,YE36*60+TXV-BLEED | TL9E100C20UH11 | 50500 | 18 | 8.3 | 51500 | 38000 | 73.79% | 1.96 | 0 | 10.5 |  |  |  |  | R-454B | 4.2083 | Residential & Commercial | USHP | Ducted CEE Tier 1
215423478 | Central HP <5.4 tons | YORK | HRCU-A-CB (Split System: Heat Pump with Remote Outdoor Unit-Air-Source) | HH860E2S11 | ADP |  | H,YE36*48+TXV | TM8E080C16MP11 | 44000 | 17 | 8.4 | 43500 | 33800 | 77.7% | 1.98 | 0 | 10.5 |  |  |  |  | R-454B | 3.6667 | Residential & Commercial | USHP | Ducted CEE Tier 1
215423479 | Central HP <5.4 tons | YORK | HRCU-A-CB (Split System: Heat Pump with Remote Outdoor Unit-Air-Source) | HH860E2S11 | ADP |  | H,YE36*60+TXV | TM8E080C16MP11 | 44000 | 17 | 8.4 | 43500 | 33800 | 77.7% | 1.98 | 0 | 10.5 |  |  |  |  | R-454B | 3.6667 | Residential & Commercial | USHP | Ducted CEE Tier 1
215423495 | Central HP <5.4 tons | YORK | HRCU-A-CB (Split System: Heat Pump with Remote Outdoor Unit-Air-Source) | HH860E2S11 | ADP |  | H,YE36*60+TXV | TM8E080C20MP11 | 52000 | 18 | 8.3 | 53000 | 39500 | 74.53% | 1.96 | 0 | 10.5 |  |  |  |  | R-454B | 4.3333 | Residential & Commercial | USHP | Ducted CEE Tier 1
215423513 | Central HP <5.4 tons | YORK | HRCU-A-CB (Split System: Heat Pump with Remote Outdoor Unit-Air-Source) | HH860E2S11 | ADP |  | H,YE3K*60+TXV | TM8E100C16MP11 | 44500 | 18 | 8.5 | 43500 | 33800 | 77.7% | 2 | 0 | 11 |  |  |  |  | R-454B | 3.7083 | Residential & Commercial | USHP | Ducted CEE Tier 1
215423563 | Central HP <5.4 tons | YORK | HRCU-A-CB (Split System: Heat Pump with Remote Outdoor Unit-Air-Source) | HH860E2S11 | ADP |  | H,YE49*60+TXV | TM8E120C20MP11 | 53000 | 19 | 8.5 | 52500 | 39000 | 74.29% | 2 | 0 | 11 |  |  |  |  | R-454B | 4.4167 | Residential & Commercial | USHP | Ducted CEE Tier 1
215423580 | Central HP <5.4 tons | YORK | HRCU-A-CB (Split System: Heat Pump with Remote Outdoor Unit-Air-Source) | HH860E2S11 | ADP |  | H,YE36*48+TXV | TM8V080C16MP12 | 43000 | 17 | 8.4 | 42000 | 32800 | 78.1% | 1.98 | 0 | 11.5 |  |  |  |  | R-454B | 3.5833 | Residential & Commercial | USHP | Ducted CEE Tier 1
212969554 | Central HP <5.4 tons | SMART COMFORT | HRCU-A-CB (Split System: Heat Pump with Remote Outdoor Unit-Air-Source) | DLCURAH18ABK |  |  | EA*4X30L14A* | *80VSL0451412B* | 17800 | 16.5 | 8.5 | 18400 | 18800 | 102.2% | 2.26 | 0 | 10.5 |  |  |  |  | R-410A | 1.4833 | Residential & Commercial | USHP | Ducted CEE Tier 1
212970891 | Central HP <5.4 tons | SMART COMFORT | HRCU-A-CB (Split System: Heat Pump with Remote Outdoor Unit-Air-Source) | DLCURAH18ABK |  |  | EA*4X25L17A* | *80VTL0451412B* | 18300 | 16.5 | 8.5 | 18100 | 17600 | 97.24% | 2.14 | 0 | 11 |  |  |  |  | R-410A | 1.525 | Residential & Commercial | USHP | Ducted CEE Tier 1
215423596 | Central HP <5.4 tons | YORK | HRCU-A-CB (Split System: Heat Pump with Remote Outdoor Unit-Air-Source) | HH860E2S11 | ADP |  | H,YE35*48+TXV | TM8V100C16MP12 | 42500 | 17 | 8.3 | 42000 | 32800 | 78.1% | 1.96 | 0 | 11 |  |  |  |  | R-454B | 3.5417 | Residential & Commercial | USHP | Ducted CEE Tier 1
215423613 | Central HP <5.4 tons | YORK | HRCU-A-CB (Split System: Heat Pump with Remote Outdoor Unit-Air-Source) | HH860E2S11 | ADP |  | H,YE86*60+TXV | TM8V100C16MP12 | 43500 | 18 | 8.5 | 42000 | 32800 | 78.1% | 2 | 0 | 11.7 |  |  |  |  | R-454B | 3.625 | Residential & Commercial | USHP | Ducted CEE Tier 1
215423644 | Central HP <5.4 tons | YORK | HRCU-A-CB (Split System: Heat Pump with Remote Outdoor Unit-Air-Source) | HH860E2S11 | ADP |  | H,YE37*60+TXV | TM8Y080C16MP11 | 44000 | 17 | 8.5 | 42000 | 33000 | 78.57% | 2 | 0 | 11.7 |  |  |  |  | R-454B | 3.6667 | Residential & Commercial | USHP | Ducted CEE Tier 1
215423645 | Central HP <5.4 tons | YORK | HRCU-A-CB (Split System: Heat Pump with Remote Outdoor Unit-Air-Source) | HH860E2S11 | ADP |  | H,YE2K*48+TXV | TM8Y080C16MP11 | 43500 | 17 | 8.45 | 42000 | 33000 | 78.57% | 2 | 0 | 11.5 |  |  |  |  | R-454B | 3.625 | Residential & Commercial | USHP | Ducted CEE Tier 1
211245168 | Central HP <5.4 tons | PAYNE HEATING AND COOLING | HRCU-A-CB (Split System: Heat Pump with Remote Outdoor Unit-Air-Source) | 38MURAQ24AB3* |  |  | CNPV*3617AL* | PG92ESAA42060B** | 24400 | 16.5 | 8.1 | 26400 | 22800 | 86.36% | 1.88 | 0 | 10.5 |  |  |  |  | R-410A | 2.0333 | Residential & Commercial | USHP | Ducted CEE Tier 1
213305967 | Central HP <5.4 tons | TEMPSTAR | HRCU-A-CB (Split System: Heat Pump with Remote Outdoor Unit-Air-Source) | DLCURAH18ABK | ADP |  | CE2403A+TXV | 0 | 17700 | 17 | 8.7 | 17000 | 19400 | 114.1% | 2.32 | 0 | 11 |  |  |  |  | R-410A | 1.475 | Residential & Commercial | USHP | Ducted CEE Tier 1
216751926 | Central HP <5.4 tons | YORK | HRCU-A-CB (Split System: Heat Pump with Remote Outdoor Unit-Air-Source) | HH836E2S11 | ADP |  | H,YG36*36+TXV-BLEED | TM8Y060A12MP11 | 32600 | 18 | 8.5 | 29000 | 24800 | 85.52% | 2 | 0 | 11 |  |  |  |  | R-454B | 2.7167 | Residential & Commercial | USHP | Ducted CEE Tier 1
216751994 | Central HP <5.4 tons | YORK | HRCU-A-CB (Split System: Heat Pump with Remote Outdoor Unit-Air-Source) | HH836E2S11 | ADP |  | H,YG80*36+TXV-BLEED | TM9V100C16MP12 | 33200 | 19 | 9 | 29600 | 24800 | 83.78% | 2 | 0 | 11 |  |  |  |  | R-454B | 2.7667 | Residential & Commercial | USHP | Ducted CEE Tier 1
216752010 | Central HP <5.4 tons | YORK | HRCU-A-CB (Split System: Heat Pump with Remote Outdoor Unit-Air-Source) | HH836E2S11 | ADP |  | H,YG81*36+TXV-BLEED | Y91E060B12SMPS1 | 33200 | 17 | 8.5 | 29400 | 25000 | 85.03% | 2 | 0 | 11 |  |  |  |  | R-454B | 2.7667 | Residential & Commercial | USHP | Ducted CEE Tier 1
216752011 | Central HP <5.4 tons | YORK | HRCU-A-CB (Split System: Heat Pump with Remote Outdoor Unit-Air-Source) | HH836E2S11 | ADP |  | H,YG36*36+TXV-BLEED | Y91E080B12SMPS1 | 33600 | 18 | 8.5 | 29800 | 25200 | 84.56% | 2 | 0 | 11 |  |  |  |  | R-454B | 2.8 | Residential & Commercial | USHP | Ducted CEE Tier 1
216752013 | Central HP <5.4 tons | YORK | HRCU-A-CB (Split System: Heat Pump with Remote Outdoor Unit-Air-Source) | HH836E2S11 | ADP |  | H,YG48*36+TXV-BLEED | Y91E080B12SMPS1 | 33600 | 18 | 8.5 | 29800 | 25200 | 84.56% | 2 | 0 | 11 |  |  |  |  | R-454B | 2.8 | Residential & Commercial | USHP | Ducted CEE Tier 1
216751560 | Central HP <5.4 tons | YORK | HRCU-A-CB (Split System: Heat Pump with Remote Outdoor Unit-Air-Source) | HH824E2S11 | ADP |  | H,YG33*36+TXV-BLEED | Y91E060A10SMPS1 | 22400 | 18 | 8.8 | 21400 | 18100 | 84.58% | 1.96 | 0 | 11.5 |  |  |  |  | R-454B | 1.8667 | Residential & Commercial | USHP | Ducted CEE Tier 1
211241845 | Central HP <5.4 tons | SMART COMFORT | HRCU-A-CB (Split System: Heat Pump with Remote Outdoor Unit-Air-Source) | DLCURAH24ABK |  |  | EA*4X36L17A* | *96VSN0401410A* | 23400 | 16 | 8.5 | 25600 | 23800 | 92.97% | 1.96 | 0 | 10 |  |  |  |  | R-410A | 1.95 | Residential & Commercial | USHP | Ducted CEE Tier 1
211244385 | Central HP <5.4 tons | SMART COMFORT | HRCU-A-CB (Split System: Heat Pump with Remote Outdoor Unit-Air-Source) | DLCURAH24ABK |  |  | EN(A,D)4X30L14** | *92ESN0601412A* | 23400 | 16.5 | 8.1 | 25800 | 24200 | 93.8% | 2.02 | 0 | 10 |  |  |  |  | R-410A | 1.95 | Residential & Commercial | USHP | Ducted CEE Tier 1
211243649 | Central HP <5.4 tons | SMART COMFORT | HRCU-A-CB (Split System: Heat Pump with Remote Outdoor Unit-Air-Source) | DLCURAH24ABK |  |  | EA*4X37L21A* | *80ESU0802120A | 25000 | 17.5 | 8.5 | 25600 | 20800 | 81.25% | 1.76 | 0 | 10.5 |  |  |  |  | R-410A | 2.0833 | Residential & Commercial | USHP | Ducted CEE Tier 1
211243768 | Central HP <5.4 tons | SMART COMFORT | HRCU-A-CB (Split System: Heat Pump with Remote Outdoor Unit-Air-Source) | DLCURAH24ABK |  |  | EN(A,D)4X24L14** | *96VTN0401410A* | 23400 | 15.5 | 8.5 | 26600 | 24000 | 90.23% | 1.96 | 0 | 10 |  |  |  |  | R-410A | 1.95 | Residential & Commercial | USHP | Ducted CEE Tier 1
215731575 | Central HP <5.4 tons | YORK | HRCU-A-CB (Split System: Heat Pump with Remote Outdoor Unit-Air-Source) | HH860E2S11 | ADP |  | H,YG3K*48+TXV | TM9Y100C20MP11 | 44500 | 17 | 8.5 | 44500 | 34400 | 77.3% | 2 | 0 | 11 |  |  |  |  | R-454B | 3.7083 | Residential & Commercial | USHP | Ducted CEE Tier 1
215731588 | Central HP <5.4 tons | YORK | HRCU-A-CB (Split System: Heat Pump with Remote Outdoor Unit-Air-Source) | HH860E2S11 | ADP |  | H,YG72*60+TXV-BLEED | TM9Y120D20MP11 | 44000 | 18 | 8.5 | 42000 | 33000 | 78.57% | 2 | 0 | 11.7 |  |  |  |  | R-454B | 3.6667 | Residential & Commercial | USHP | Ducted CEE Tier 1
215731605 | Central HP <5.4 tons | YORK | HRCU-A-CB (Split System: Heat Pump with Remote Outdoor Unit-Air-Source) | HH860E2S11 | ADP |  | H,YG72*48+TXV | Y81E080C16SMPS1 | 44500 | 18 | 8.5 | 42500 | 33000 | 77.65% | 2 | 0 | 12 |  |  |  |  | R-454B | 3.7083 | Residential & Commercial | USHP | Ducted CEE Tier 1
215731606 | Central HP <5.4 tons | YORK | HRCU-A-CB (Split System: Heat Pump with Remote Outdoor Unit-Air-Source) | HH860E2S11 | ADP |  | H,YG72*60+TXV | Y81E080C16SMPS1 | 44500 | 18 | 8.5 | 42500 | 33000 | 77.65% | 2 | 0 | 12 |  |  |  |  | R-454B | 3.7083 | Residential & Commercial | USHP | Ducted CEE Tier 1
212384283 | Central HP <5.4 tons | SMART COMFORT | HRCU-A-CB (Split System: Heat Pump with Remote Outdoor Unit-Air-Source) | DLCURAH36ABK |  |  | END4X42L17** | *80ES(N,L)0701712A* | 35800 | 15.2 | 8.1 | 39500 | 35000 | 88.61% | 1.96 | 0 | 10 |  |  |  |  | R-410A | 2.9833 | Residential & Commercial | USHP | Ducted CEE Tier 1
216752045 | Central HP <5.4 tons | YORK | HRCU-A-CB (Split System: Heat Pump with Remote Outdoor Unit-Air-Source) | HH824E2S11 | ADP |  | H,YG7J*30+TXV-BLEED | TM8Y060A12MP11 | 22400 | 17 | 8.8 | 21400 | 17800 | 83.18% | 1.96 | 0 | 11.5 |  |  |  |  | R-454B | 1.8667 | Residential & Commercial | USHP | Ducted CEE Tier 1
216752027 | Central HP <5.4 tons | YORK | HRCU-A-CB (Split System: Heat Pump with Remote Outdoor Unit-Air-Source) | HH836E2S11 | ADP |  | H,YG37*36+TXV-BLEED | Y91E100C16SMPS1 | 35000 | 18 | 9 | 31000 | 25400 | 81.94% | 2 | 0 | 11 |  |  |  |  | R-454B | 2.9167 | Residential & Commercial | USHP | Ducted CEE Tier 1
216752028 | Central HP <5.4 tons | YORK | HRCU-A-CB (Split System: Heat Pump with Remote Outdoor Unit-Air-Source) | HH836E2S11 | ADP |  | H,YG48*36+TXV-BLEED | Y91E100C16SMPS1 | 35000 | 18 | 9 | 31000 | 25400 | 81.94% | 2 | 0 | 11 |  |  |  |  | R-454B | 2.9167 | Residential & Commercial | USHP | Ducted CEE Tier 1
216752062 | Central HP <5.4 tons | YORK | HRCU-A-CB (Split System: Heat Pump with Remote Outdoor Unit-Air-Source) | HH824E2S11 | ADP |  | H,YG1K*36+TXV-BLEED | TM9E060A10MP12 | 23000 | 17 | 9 | 21400 | 17700 | 82.71% | 2 | 0 | 12 |  |  |  |  | R-454B | 1.9167 | Residential & Commercial | USHP | Ducted CEE Tier 1
216752095 | Central HP <5.4 tons | YORK | HRCU-A-CB (Split System: Heat Pump with Remote Outdoor Unit-Air-Source) | HH824E2S11 | ADP |  | H,YG33*30+TXV-BLEED | Y82E080B12LMPS1 | 22600 | 18 | 9.25 | 21400 | 18200 | 85.05% | 1.96 | 0 | 11.7 |  |  |  |  | R-454B | 1.8833 | Residential & Commercial | USHP | Ducted CEE Tier 1
215711559 | Central HP <5.4 tons | RUNTRU | HRCU-A-CB (Split System: Heat Pump with Remote Outdoor Unit-Air-Source) | E4HL5018A1000A | ADP |  | H,TE32(1,2)36+TXV | A951X040BU3SAB | 19800 | 15.2 | 8.5 | 18400 | 17600 | 95.65% | 1.85 | 0 | 9 |  |  |  |  | R-410A | 1.65 | Residential & Commercial | USHP
211243364 | Central HP <5.4 tons | SMART COMFORT | HRCU-A-CB (Split System: Heat Pump with Remote Outdoor Unit-Air-Source) | DLCURAH24ABK |  |  | EA*4X37L21A* | *80VSL0902120A* | 24600 | 17 | 8.5 | 25400 | 21200 | 83.46% | 1.78 | 0 | 10.5 |  |  |  |  | R-410A | 2.05 | Residential & Commercial | USHP | Ducted CEE Tier 1
211243500 | Central HP <5.4 tons | SMART COMFORT | HRCU-A-CB (Split System: Heat Pump with Remote Outdoor Unit-Air-Source) | DLCURAH24ABK |  |  | EA*4X37L21A* | *80ES(N,L)0451712A* | 24800 | 17 | 8.5 | 25400 | 21000 | 82.68% | 1.76 | 0 | 10.5 |  |  |  |  | R-410A | 2.0667 | Residential & Commercial | USHP | Ducted CEE Tier 1
211242516 | Central HP <5.4 tons | SMART COMFORT | HRCU-A-CB (Split System: Heat Pump with Remote Outdoor Unit-Air-Source) | DLCURAH24ABK |  |  | EA*4X36L21A* | *96VTN0601714A* | 24000 | 16.5 | 8.5 | 26000 | 22800 | 87.69% | 1.88 | 0 | 10 |  |  |  |  | R-410A | 2 | Residential & Commercial | USHP | Ducted CEE Tier 1
211242568 | Central HP <5.4 tons | SMART COMFORT | HRCU-A-CB (Split System: Heat Pump with Remote Outdoor Unit-Air-Source) | DLCURAH24ABK |  |  | EA*4X36L21A* | *80ES(N,L)0701712A* | 23400 | 17 | 8.5 | 25600 | 23600 | 92.19% | 1.98 | 0 | 10 |  |  |  |  | R-410A | 1.95 | Residential & Commercial | USHP | Ducted CEE Tier 1
216752075 | Central HP <5.4 tons | YORK | HRCU-A-CB (Split System: Heat Pump with Remote Outdoor Unit-Air-Source) | HH824E2S11 | ADP |  | H,YG33*30+TXV-BLEED | TM9Y040A10MP11 | 22400 | 16 | 8.8 | 21400 | 17600 | 82.24% | 1.96 | 0 | 11.5 |  |  |  |  | R-454B | 1.8667 | Residential & Commercial | USHP | Ducted CEE Tier 1
216752089 | Central HP <5.4 tons | YORK | HRCU-A-CB (Split System: Heat Pump with Remote Outdoor Unit-Air-Source) | HH824E2S11 | ADP |  | H,YG7J*30+TXV-BLEED | Y81E060A12SMPS1 | 22400 | 17 | 9.25 | 21400 | 17600 | 82.24% | 1.96 | 0 | 11.5 |  |  |  |  | R-454B | 1.8667 | Residential & Commercial | USHP | Ducted CEE Tier 1
211242650 | Central HP <5.4 tons | SMART COMFORT | HRCU-A-CB (Split System: Heat Pump with Remote Outdoor Unit-Air-Source) | DLCURAH24ABK |  |  | EA*4X36L21A* | *92ESN0802120A* | 25000 | 17 | 8.5 | 26600 | 21800 | 81.95% | 1.82 | 0 | 10.5 |  |  |  |  | R-410A | 2.0833 | Residential & Commercial | USHP | Ducted CEE Tier 1
211241930 | Central HP <5.4 tons | SMART COMFORT | HRCU-A-CB (Split System: Heat Pump with Remote Outdoor Unit-Air-Source) | DLCURAH24ABK |  |  | EA*4X36L17A* | *80VSL0701716A* | 24000 | 16.5 | 8.5 | 26000 | 22800 | 87.69% | 1.9 | 0 | 10 |  |  |  |  | R-410A | 2 | Residential & Commercial | USHP | Ducted CEE Tier 1
211241800 | Central HP <5.4 tons | SMART COMFORT | HRCU-A-CB (Split System: Heat Pump with Remote Outdoor Unit-Air-Source) | DLCURAH24ABK |  |  | EA*4X30L17A* | OLV098A12* | 23200 | 16.5 | 8.5 | 25800 | 24400 | 94.57% | 2.02 | 0 | 10 |  |  |  |  | R-410A | 1.9333 | Residential & Commercial | USHP | Ducted CEE Tier 1
211241262 | Central HP <5.4 tons | SMART COMFORT | HRCU-A-CB (Split System: Heat Pump with Remote Outdoor Unit-Air-Source) | DLCURAH24ABK |  |  | EA*4X30L14A* | *96VSN0601412A* | 23400 | 16.5 | 8.5 | 25800 | 24200 | 93.8% | 2 | 0 | 10 |  |  |  |  | R-410A | 1.95 | Residential & Commercial | USHP | Ducted CEE Tier 1
211240505 | Central HP <5.4 tons | SMART COMFORT | HRCU-A-CB (Split System: Heat Pump with Remote Outdoor Unit-Air-Source) | DLCURAH24ABK |  |  | EA*4X24L17A* | *80ESU0401712A* | 23600 | 17 | 8.5 | 26600 | 24600 | 92.48% | 2.04 | 0 | 10 |  |  |  |  | R-410A | 1.9667 | Residential & Commercial | USHP | Ducted CEE Tier 1
211240285 | Central HP <5.4 tons | SMART COMFORT | HRCU-A-CB (Split System: Heat Pump with Remote Outdoor Unit-Air-Source) | DLCURAH24ABK |  |  | EA*4X24L14A* | *95ESN0601412A* | 24000 | 15.5 | 8.5 | 27200 | 23600 | 86.76% | 1.92 | 0 | 10 |  |  |  |  | R-410A | 2 | Residential & Commercial | USHP | Ducted CEE Tier 1
211243127 | Central HP <5.4 tons | SMART COMFORT | HRCU-A-CB (Split System: Heat Pump with Remote Outdoor Unit-Air-Source) | DLCURAH24ABK |  |  | EA*4X37L17A* | *92ESN0401410A* | 24600 | 15.2 | 8.5 | 26000 | 21600 | 83.08% | 1.78 | 0 | 10 |  |  |  |  | R-410A | 2.05 | Residential & Commercial | USHP | Ducted CEE Tier 1
211243234 | Central HP <5.4 tons | SMART COMFORT | HRCU-A-CB (Split System: Heat Pump with Remote Outdoor Unit-Air-Source) | DLCURAH24ABK |  |  | EA*4X37L21A* | *96VSN0802120A* | 24600 | 17 | 8.5 | 25200 | 21000 | 83.33% | 1.78 | 0 | 10.5 |  |  |  |  | R-410A | 2.05 | Residential & Commercial | USHP | Ducted CEE Tier 1
211243243 | Central HP <5.4 tons | SMART COMFORT | HRCU-A-CB (Split System: Heat Pump with Remote Outdoor Unit-Air-Source) | DLCURAH24ABK |  |  | EA*4X37L21A* | *96VSN1002120A* | 24400 | 17 | 8.5 | 25200 | 21200 | 84.13% | 1.78 | 0 | 10.5 |  |  |  |  | R-410A | 2.0333 | Residential & Commercial | USHP | Ducted CEE Tier 1
211243536 | Central HP <5.4 tons | SMART COMFORT | HRCU-A-CB (Split System: Heat Pump with Remote Outdoor Unit-Air-Source) | DLCURAH24ABK |  |  | EA*4X37L21A* | *80ES(N,L)0901714A* | 25400 | 17 | 8.5 | 25800 | 20600 | 79.84% | 1.76 | 0 | 10.5 |  |  |  |  | R-410A | 2.1167 | Residential & Commercial | USHP | Ducted CEE Tier 1
212973870 | Central HP <5.4 tons | SMART COMFORT | HRCU-A-CB (Split System: Heat Pump with Remote Outdoor Unit-Air-Source) | DLCURAH24ABK |  |  | EA*4X36L21A* | *96VSN0801716B* | 23600 | 17 | 8.5 | 26200 | 24000 | 91.6% | 2 | 0 | 10 |  |  |  |  | R-410A | 1.9667 | Residential & Commercial | USHP | Ducted CEE Tier 1
212973620 | Central HP <5.4 tons | SMART COMFORT | HRCU-A-CB (Split System: Heat Pump with Remote Outdoor Unit-Air-Source) | DLCURAH24ABK |  |  | EN(A,D)4X30L14** | *96VSN0601412B* | 23400 | 16.5 | 8.1 | 26000 | 24400 | 93.85% | 2.02 | 0 | 10 |  |  |  |  | R-410A | 1.95 | Residential & Commercial | USHP | Ducted CEE Tier 1
212973200 | Central HP <5.4 tons | SMART COMFORT | HRCU-A-CB (Split System: Heat Pump with Remote Outdoor Unit-Air-Source) | DLCURAH24ABK |  |  | EA*4X25L17A* | *96VSN0401712B* | 24200 | 16 | 8.5 | 25400 | 21800 | 85.83% | 1.8 | 0 | 10 |  |  |  |  | R-410A | 2.0167 | Residential & Commercial | USHP | Ducted CEE Tier 1
212971239 | Central HP <5.4 tons | SMART COMFORT | HRCU-A-CB (Split System: Heat Pump with Remote Outdoor Unit-Air-Source) | DLCURAH24ABK |  |  | EN(A,D)4X30L17** | *80VTL0451412B* | 23600 | 17 | 8.5 | 26200 | 24600 | 93.89% | 2.04 | 0 | 10.5 |  |  |  |  | R-410A | 1.9667 | Residential & Commercial | USHP | Ducted CEE Tier 1
212971707 | Central HP <5.4 tons | SMART COMFORT | HRCU-A-CB (Split System: Heat Pump with Remote Outdoor Unit-Air-Source) | DLCURAH24ABK |  |  | EN(A,D)4X24L17** | *80VTL0701716B* | 23200 | 16.5 | 8.5 | 26800 | 25200 | 94.03% | 2.1 | 0 | 10 |  |  |  |  | R-410A | 1.9333 | Residential & Commercial | USHP | Ducted CEE Tier 1
211227895 | Central HP <5.4 tons | PAYNE HEATING AND COOLING | HRCU-A-CB (Split System: Heat Pump with Remote Outdoor Unit-Air-Source) | 38MURAQ36AB3* |  |  | CAP**4224AL* | PG80ESUA60080C** | 37000 | 15.5 | 8.5 | 40000 | 35200 | 88% | 1.96 | 0 | 10 |  |  |  |  | R-410A | 3.0833 | Residential & Commercial | USHP | Ducted CEE Tier 1
211243799 | Central HP <5.4 tons | SMART COMFORT | HRCU-A-CB (Split System: Heat Pump with Remote Outdoor Unit-Air-Source) | DLCURAH24ABK |  |  | EN(A,D)4X24L14** | *80ES(N,L)0451412A* | 24200 | 15.5 | 8.5 | 27200 | 22600 | 83.09% | 1.86 | 0 | 10 |  |  |  |  | R-410A | 2.0167 | Residential & Commercial | USHP | Ducted CEE Tier 1
211244065 | Central HP <5.4 tons | SMART COMFORT | HRCU-A-CB (Split System: Heat Pump with Remote Outdoor Unit-Air-Source) | DLCURAH24ABK |  |  | EN(A,D)4X24L17** | *96VTN0401410A* | 23400 | 15.5 | 8.5 | 26600 | 24000 | 90.23% | 1.96 | 0 | 10 |  |  |  |  | R-410A | 1.95 | Residential & Commercial | USHP | Ducted CEE Tier 1
213160936 | Central HP <5.4 tons | DAY & NIGHT | HRCU-A-CB (Split System: Heat Pump with Remote Outdoor Unit-Air-Source) | DLCURAH24ABK | ADP |  | V,G36H***P449+AEFE3A* | 0 | 24200 | 18 | 9 | 25000 | 22600 | 90.4% | 1.92 | 0 | 10.5 |  |  |  |  | R-410A | 2.0167 | Residential & Commercial | USHP | Ducted CEE Tier 1
216752064 | Central HP <5.4 tons | YORK | HRCU-A-CB (Split System: Heat Pump with Remote Outdoor Unit-Air-Source) | HH824E2S11 | ADP |  | H,YG7J*24+TXV-BLEED | TM9V040A10MP12 | 22400 | 16 | 8.8 | 21400 | 17400 | 81.31% | 1.96 | 0 | 11.5 |  |  |  |  | R-454B | 1.8667 | Residential & Commercial | USHP | Ducted CEE Tier 1
216752066 | Central HP <5.4 tons | YORK | HRCU-A-CB (Split System: Heat Pump with Remote Outdoor Unit-Air-Source) | HH824E2S11 | ADP |  | H,YG8J*30+TXV-BLEED | TM9V040A10MP12 | 22600 | 16 | 8.9 | 21400 | 17400 | 81.31% | 1.98 | 0 | 11.7 |  |  |  |  | R-454B | 1.8833 | Residential & Commercial | USHP | Ducted CEE Tier 1
216679503 | Central HP <5.4 tons | SMART COMFORT | HRCU-A-CB (Split System: Heat Pump with Remote Outdoor Unit-Air-Source) | DLCURAH24ABK |  |  | EN(A,D)4X24L17** | *97VTN0601716A* | 23200 | 16.5 | 9 | 26400 | 24400 | 92.42% | 1.86 | 0 | 10 |  |  |  |  | R-410A | 1.9333 | Residential & Commercial | USHP | Ducted CEE Tier 1
212979914 | Central HP <5.4 tons | SMART COMFORT | HRCU-A-CB (Split System: Heat Pump with Remote Outdoor Unit-Air-Source) | DLCURAH24ABK |  |  | EN(A,D)4X30L17** | *80MS(N,L)0901714A* | 23600 | 17 | 8.5 | 26400 | 24400 | 92.42% | 2.02 | 0 | 10.5 |  |  |  |  | R-410A | 1.9667 | Residential & Commercial | USHP | Ducted CEE Tier 1
212383336 | Central HP <5.4 tons | SMART COMFORT | HRCU-A-CB (Split System: Heat Pump with Remote Outdoor Unit-Air-Source) | DLCURAH36ABK |  |  | EA*4X36L21A* | *92ESN0801716A* | 35200 | 16 | 8.1 | 39000 | 35200 | 90.26% | 1.82 | 0 | 9.5 |  |  |  |  | R-410A | 2.9333 | Residential & Commercial | USHP
212383420 | Central HP <5.4 tons | SMART COMFORT | HRCU-A-CB (Split System: Heat Pump with Remote Outdoor Unit-Air-Source) | DLCURAH36ABK |  |  | EA*4X37L21A* | *95ESU0601716A* | 36800 | 15.5 | 8.5 | 39000 | 34800 | 89.23% | 2.1 | 0 | 10 |  |  |  |  | R-410A | 3.0667 | Residential & Commercial | USHP | Ducted CEE Tier 1
212383454 | Central HP <5.4 tons | SMART COMFORT | HRCU-A-CB (Split System: Heat Pump with Remote Outdoor Unit-Air-Source) | DLCURAH36ABK |  |  | EA*4X42L21A* | OLV112A16A | 35400 | 15.2 | 8.1 | 39500 | 35200 | 89.11% | 1.88 | 0 | 9.5 |  |  |  |  | R-410A | 2.95 | Residential & Commercial | USHP
212978207 | Central HP <5.4 tons | SMART COMFORT | HRCU-A-CB (Split System: Heat Pump with Remote Outdoor Unit-Air-Source) | DLCURAH24ABK |  |  | EN(A,D)4X30L17** | *80MS(N,L)0701412A* | 23600 | 17 | 8.1 | 26000 | 24000 | 92.31% | 2 | 0 | 10.5 |  |  |  |  | R-410A | 1.9667 | Residential & Commercial | USHP | Ducted CEE Tier 1
211244407 | Central HP <5.4 tons | SMART COMFORT | HRCU-A-CB (Split System: Heat Pump with Remote Outdoor Unit-Air-Source) | DLCURAH24ABK |  |  | EN(A,D)4X30L14** | *80ES(N,L)0701412A* | 24200 | 16.5 | 8.1 | 26200 | 23000 | 87.79% | 1.9 | 0 | 10.5 |  |  |  |  | R-410A | 2.0167 | Residential & Commercial | USHP | Ducted CEE Tier 1
211244530 | Central HP <5.4 tons | SMART COMFORT | HRCU-A-CB (Split System: Heat Pump with Remote Outdoor Unit-Air-Source) | DLCURAH24ABK |  |  | EN(A,D)4X30L17** | *80VSL0701716A* | 23800 | 16.5 | 8.1 | 26000 | 23200 | 89.23% | 1.92 | 0 | 10.5 |  |  |  |  | R-410A | 1.9833 | Residential & Commercial | USHP | Ducted CEE Tier 1
215423669 | Central HP <5.4 tons | YORK | HRCU-A-CB (Split System: Heat Pump with Remote Outdoor Unit-Air-Source) | HH860E2S11 | ADP |  | H,YE54*48+TXV | TM8Y100C16MP11 | 44000 | 18 | 8.5 | 42000 | 33000 | 78.57% | 2 | 0 | 11.7 |  |  |  |  | R-454B | 3.6667 | Residential & Commercial | USHP | Ducted CEE Tier 1
215423676 | Central HP <5.4 tons | YORK | HRCU-A-CB (Split System: Heat Pump with Remote Outdoor Unit-Air-Source) | HH860E2S11 | ADP |  | H,YE36*60+TXV-BLEED | TM8Y100C20MP11 | 52000 | 18 | 8.3 | 53000 | 39500 | 74.53% | 1.96 | 0 | 10.5 |  |  |  |  | R-454B | 4.3333 | Residential & Commercial | USHP | Ducted CEE Tier 1
215423692 | Central HP <5.4 tons | YORK | HRCU-A-CB (Split System: Heat Pump with Remote Outdoor Unit-Air-Source) | HH860E2S11 | ADP |  | H,YE2K*60+TXV | TM8Y120C20MP11 | 52500 | 18 | 8.35 | 53000 | 39500 | 74.53% | 1.96 | 0 | 10.5 |  |  |  |  | R-454B | 4.375 | Residential & Commercial | USHP | Ducted CEE Tier 1
215423699 | Central HP <5.4 tons | YORK | HRCU-A-CB (Split System: Heat Pump with Remote Outdoor Unit-Air-Source) | HH860E2S11 | ADP |  | H,YE49*60+TXV | TM8Y120C20MP11 | 53500 | 19 | 8.5 | 53000 | 39500 | 74.53% | 2 | 0 | 11 |  |  |  |  | R-454B | 4.4583 | Residential & Commercial | USHP | Ducted CEE Tier 1
215423719 | Central HP <5.4 tons | YORK | HRCU-A-CB (Split System: Heat Pump with Remote Outdoor Unit-Air-Source) | HH860E2S11 | ADP |  | H,YE86*60+TXV | TM9E080C16MP12 | 44500 | 18 | 8.5 | 43500 | 34000 | 78.16% | 2 | 0 | 11 |  |  |  |  | R-454B | 3.7083 | Residential & Commercial | USHP | Ducted CEE Tier 1
215423758 | Central HP <5.4 tons | YORK | HRCU-A-CB (Split System: Heat Pump with Remote Outdoor Unit-Air-Source) | HH860E2S11 | ADP |  | H,YE55*60+TXV | TM9E100C20MP12 | 53500 | 19 | 8.5 | 53000 | 39500 | 74.53% | 2 | 0 | 11 |  |  |  |  | R-454B | 4.4583 | Residential & Commercial | USHP | Ducted CEE Tier 1
215423783 | Central HP <5.4 tons | YORK | HRCU-A-CB (Split System: Heat Pump with Remote Outdoor Unit-Air-Source) | HH860E2S11 | ADP |  | H,YE48*48+TXV | TM9V080C16MP12 | 43500 | 18 | 8.5 | 42000 | 33000 | 78.57% | 2 | 0 | 11 |  |  |  |  | R-454B | 3.625 | Residential & Commercial | USHP | Ducted CEE Tier 1
215423785 | Central HP <5.4 tons | YORK | HRCU-A-CB (Split System: Heat Pump with Remote Outdoor Unit-Air-Source) | HH860E2S11 | ADP |  | H,YE54*48+TXV | TM9V080C16MP12 | 43500 | 18 | 8.5 | 42000 | 33000 | 78.57% | 2 | 0 | 11 |  |  |  |  | R-454B | 3.625 | Residential & Commercial | USHP | Ducted CEE Tier 1
211243734 | Central HP <5.4 tons | SMART COMFORT | HRCU-A-CB (Split System: Heat Pump with Remote Outdoor Unit-Air-Source) | DLCURAH24ABK |  |  | EN(A,D)4X24L14** | *80VTL0451412A* | 23800 | 16 | 8.5 | 26800 | 23200 | 86.57% | 1.92 | 0 | 10 |  |  |  |  | R-410A | 1.9833 | Residential & Commercial | USHP | Ducted CEE Tier 1
211242762 | Central HP <5.4 tons | SMART COMFORT | HRCU-A-CB (Split System: Heat Pump with Remote Outdoor Unit-Air-Source) | DLCURAH24ABK |  |  | EA*4X37L17A* | *80VSL0451412A* | 24800 | 16.5 | 8.5 | 25800 | 21400 | 82.95% | 1.78 | 0 | 10 |  |  |  |  | R-410A | 2.0667 | Residential & Commercial | USHP | Ducted CEE Tier 1
211242798 | Central HP <5.4 tons | SMART COMFORT | HRCU-A-CB (Split System: Heat Pump with Remote Outdoor Unit-Air-Source) | DLCURAH24ABK |  |  | EA*4X37L17A* | *96VSN0401712A* | 24600 | 15.5 | 8.5 | 25800 | 21600 | 83.72% | 1.78 | 0 | 10 |  |  |  |  | R-410A | 2.05 | Residential & Commercial | USHP | Ducted CEE Tier 1
211243048 | Central HP <5.4 tons | SMART COMFORT | HRCU-A-CB (Split System: Heat Pump with Remote Outdoor Unit-Air-Source) | DLCURAH24ABK |  |  | EA*4X37L17A* | *80ES(N,L)0701712A* | 24800 | 16.5 | 8.5 | 25800 | 21400 | 82.95% | 1.78 | 0 | 10 |  |  |  |  | R-410A | 2.0667 | Residential & Commercial | USHP | Ducted CEE Tier 1
211240372 | Central HP <5.4 tons | SMART COMFORT | HRCU-A-CB (Split System: Heat Pump with Remote Outdoor Unit-Air-Source) | DLCURAH24ABK |  |  | EA*4X24L17A* | *80VSL0451412A* | 24000 | 16 | 8.5 | 27000 | 23800 | 88.15% | 1.96 | 0 | 10 |  |  |  |  | R-410A | 2 | Residential & Commercial | USHP | Ducted CEE Tier 1
211240693 | Central HP <5.4 tons | SMART COMFORT | HRCU-A-CB (Split System: Heat Pump with Remote Outdoor Unit-Air-Source) | DLCURAH24ABK |  |  | EA*4X24L17A* | *92ESN0601714A* | 24000 | 16.5 | 8.5 | 26800 | 23800 | 88.81% | 1.96 | 0 | 10 |  |  |  |  | R-410A | 2 | Residential & Commercial | USHP | Ducted CEE Tier 1
211240726 | Central HP <5.4 tons | SMART COMFORT | HRCU-A-CB (Split System: Heat Pump with Remote Outdoor Unit-Air-Source) | DLCURAH24ABK |  |  | EA*4X24L17A* | *95ESN0801716A* | 24400 | 15.5 | 8.5 | 27400 | 23000 | 83.94% | 1.88 | 0 | 10 |  |  |  |  | R-410A | 2.0333 | Residential & Commercial | USHP | Ducted CEE Tier 1
211242161 | Central HP <5.4 tons | SMART COMFORT | HRCU-A-CB (Split System: Heat Pump with Remote Outdoor Unit-Air-Source) | DLCURAH24ABK |  |  | EA*4X36L17A* | *95ESN0601714A* | 24600 | 16 | 8.5 | 26600 | 22200 | 83.46% | 1.82 | 0 | 10 |  |  |  |  | R-410A | 2.05 | Residential & Commercial | USHP | Ducted CEE Tier 1
211242194 | Central HP <5.4 tons | SMART COMFORT | HRCU-A-CB (Split System: Heat Pump with Remote Outdoor Unit-Air-Source) | DLCURAH24ABK |  |  | EA*4X36L17A* | *92ESN0401712A* | 23800 | 16 | 8.5 | 26000 | 23200 | 89.23% | 1.9 | 0 | 10 |  |  |  |  | R-410A | 1.9833 | Residential & Commercial | USHP | Ducted CEE Tier 1
211241409 | Central HP <5.4 tons | SMART COMFORT | HRCU-A-CB (Split System: Heat Pump with Remote Outdoor Unit-Air-Source) | DLCURAH24ABK |  |  | EA*4X30L17A* | *96VSN0401410A* | 23200 | 16 | 8.5 | 25800 | 24200 | 93.8% | 2.02 | 0 | 10 |  |  |  |  | R-410A | 1.9333 | Residential & Commercial | USHP | Ducted CEE Tier 1
211241427 | Central HP <5.4 tons | SMART COMFORT | HRCU-A-CB (Split System: Heat Pump with Remote Outdoor Unit-Air-Source) | DLCURAH24ABK |  |  | EA*4X30L17A* | *96VSN0601412A* | 23400 | 16.5 | 8.5 | 26000 | 24000 | 92.31% | 1.98 | 0 | 10 |  |  |  |  | R-410A | 1.95 | Residential & Commercial | USHP | Ducted CEE Tier 1
216752077 | Central HP <5.4 tons | YORK | HRCU-A-CB (Split System: Heat Pump with Remote Outdoor Unit-Air-Source) | HH824E2S11 | ADP |  | H,YG7J*30+TXV-BLEED | TM9Y040A10MP11 | 22400 | 16 | 8.8 | 21400 | 17600 | 82.24% | 1.96 | 0 | 11.5 |  |  |  |  | R-454B | 1.8667 | Residential & Commercial | USHP | Ducted CEE Tier 1
216752093 | Central HP <5.4 tons | YORK | HRCU-A-CB (Split System: Heat Pump with Remote Outdoor Unit-Air-Source) | HH824E2S11 | ADP |  | H,YG7J*30+TXV-BLEED | Y82E060A12LMPS1 | 22400 | 18 | 9.25 | 21400 | 18100 | 84.58% | 1.96 | 0 | 11.5 |  |  |  |  | R-454B | 1.8667 | Residential & Commercial | USHP | Ducted CEE Tier 1
212970374 | Central HP <5.4 tons | SMART COMFORT | HRCU-A-CB (Split System: Heat Pump with Remote Outdoor Unit-Air-Source) | DLCURAH36ABK |  |  | EA*4X36L17A* | *80VSL0701716B* | 35000 | 15.5 | 8.1 | 39000 | 35200 | 90.26% | 1.82 | 0 | 9.5 |  |  |  |  | R-410A | 2.9167 | Residential & Commercial | USHP
212974200 | Central HP <5.4 tons | SMART COMFORT | HRCU-A-CB (Split System: Heat Pump with Remote Outdoor Unit-Air-Source) | DLCURAH36ABK |  |  | EA*4X48L24A* | *96VSN0802120B* | 35400 | 16.5 | 8.1 | 37800 | 34600 | 91.53% | 2 | 0 | 10 |  |  |  |  | R-410A | 2.95 | Residential & Commercial | USHP | Ducted CEE Tier 1
216971967 | Central HP <5.4 tons | CARRIER | HRCU-A-CB (Split System: Heat Pump with Remote Outdoor Unit-Air-Source) | 27VNA154A*030* | ADP |  | PL60H210P17*+TXV | 58CU*B040C17**12 | 48500 | 18 | 10 | 50000 | 51000 | 102% | 1.96 | 0 | 11.7 |  |  |  |  | R-454B | 4.0417 | Residential & Commercial | USHP | Ducted CEE Tier 1
216972062 | Central HP <5.4 tons | CARRIER | HRCU-A-CB (Split System: Heat Pump with Remote Outdoor Unit-Air-Source) | 27VNA154A*030* | ADP |  | PL60H210P17*+TXV | 58TN*B070C21**20 | 49000 | 19 | 10.5 | 51000 | 53500 | 104.9% | 1.92 | 0 | 11 |  |  |  |  | R-454B | 4.0833 | Residential & Commercial | USHP | Ducted CEE Tier 1
216972067 | Central HP <5.4 tons | CARRIER | HRCU-A-CB (Split System: Heat Pump with Remote Outdoor Unit-Air-Source) | 27VNA154A*030* | ADP |  | C60A***L18*+TXV | 58TN*B070C21**20 | 49000 | 19 | 10.5 | 51000 | 53500 | 104.9% | 1.92 | 0 | 11 |  |  |  |  | R-454B | 4.0833 | Residential & Commercial | USHP | Ducted CEE Tier 1
216972069 | Central HP <5.4 tons | CARRIER | HRCU-A-CB (Split System: Heat Pump with Remote Outdoor Unit-Air-Source) | 27VNA154A*030* | ADP |  | C60A***L19*+TXV | 58TN*B070C21**20 | 49000 | 19 | 10.5 | 51000 | 53500 | 104.9% | 1.92 | 0 | 11 |  |  |  |  | R-454B | 4.0833 | Residential & Commercial | USHP | Ducted CEE Tier 1
216972201 | Central HP <5.4 tons | CARRIER | HRCU-A-CB (Split System: Heat Pump with Remote Outdoor Unit-Air-Source) | 27VNA154A*030* | ADP |  | PL48H175P78*+TXV | 59MN7C080C17**14 | 47500 | 17 | 12.5 | 49500 | 50500 | 102% | 1.98 | 0 | 11 |  |  |  |  | R-454B | 3.9583 | Residential & Commercial | USHP | Ducted CEE Tier 1
216972212 | Central HP <5.4 tons | CARRIER | HRCU-A-CB (Split System: Heat Pump with Remote Outdoor Unit-Air-Source) | 27VNA154A*030* | ADP |  | V,C48H175P38*+TXV | 59MN7C080C17**14 | 48500 | 17 | 9.5 | 49500 | 50500 | 102% | 1.96 | 0 | 11.5 |  |  |  |  | R-454B | 4.0417 | Residential & Commercial | USHP | Ducted CEE Tier 1
211243060 | Central HP <5.4 tons | SMART COMFORT | HRCU-A-CB (Split System: Heat Pump with Remote Outdoor Unit-Air-Source) | DLCURAH24ABK |  |  | EA*4X37L17A* | *80ES(N,L)0901714A* | 25000 | 16.5 | 8.5 | 25800 | 21200 | 82.17% | 1.78 | 0 | 10.5 |  |  |  |  | R-410A | 2.0833 | Residential & Commercial | USHP | Ducted CEE Tier 1
211243271 | Central HP <5.4 tons | SMART COMFORT | HRCU-A-CB (Split System: Heat Pump with Remote Outdoor Unit-Air-Source) | DLCURAH24ABK |  |  | EA*4X37L21A* | *95ESU0401712A* | 24400 | 17 | 8.5 | 25200 | 21200 | 84.13% | 1.78 | 0 | 10 |  |  |  |  | R-410A | 2.0333 | Residential & Commercial | USHP | Ducted CEE Tier 1
211243292 | Central HP <5.4 tons | SMART COMFORT | HRCU-A-CB (Split System: Heat Pump with Remote Outdoor Unit-Air-Source) | DLCURAH24ABK |  |  | EA*4X37L21A* | *96VTN1002122A* | 24200 | 17 | 8.1 | 25000 | 21400 | 85.6% | 1.8 | 0 | 10 |  |  |  |  | R-410A | 2.0167 | Residential & Commercial | USHP | Ducted CEE Tier 1
211244130 | Central HP <5.4 tons | SMART COMFORT | HRCU-A-CB (Split System: Heat Pump with Remote Outdoor Unit-Air-Source) | DLCURAH24ABK |  |  | EN(A,D)4X24L17** | *80ES(N,L)0701712A* | 23800 | 16 | 8.5 | 27000 | 23200 | 85.93% | 1.9 | 0 | 10 |  |  |  |  | R-410A | 1.9833 | Residential & Commercial | USHP | Ducted CEE Tier 1
211244198 | Central HP <5.4 tons | SMART COMFORT | HRCU-A-CB (Split System: Heat Pump with Remote Outdoor Unit-Air-Source) | DLCURAH24ABK |  |  | EN(A,D)4X24L17** | *95ESN0801716A* | 24200 | 15.2 | 8.5 | 27400 | 22600 | 82.48% | 1.84 | 0 | 10 |  |  |  |  | R-410A | 2.0167 | Residential & Commercial | USHP | Ducted CEE Tier 1
211242726 | Central HP <5.4 tons | SMART COMFORT | HRCU-A-CB (Split System: Heat Pump with Remote Outdoor Unit-Air-Source) | DLCURAH24ABK |  |  | EA*4X36L21A* | OMV098J12* | 23600 | 16.5 | 8.5 | 25800 | 23200 | 89.92% | 1.94 | 0 | 10 |  |  |  |  | R-410A | 1.9667 | Residential & Commercial | USHP | Ducted CEE Tier 1
211241540 | Central HP <5.4 tons | SMART COMFORT | HRCU-A-CB (Split System: Heat Pump with Remote Outdoor Unit-Air-Source) | DLCURAH24ABK |  |  | EA*4X30L17A* | *96VTN0401712A* | 23200 | 16 | 8.5 | 25800 | 24200 | 93.8% | 2 | 0 | 10 |  |  |  |  | R-410A | 1.9333 | Residential & Commercial | USHP | Ducted CEE Tier 1
211241656 | Central HP <5.4 tons | SMART COMFORT | HRCU-A-CB (Split System: Heat Pump with Remote Outdoor Unit-Air-Source) | DLCURAH24ABK |  |  | EA*4X30L17A* | *80ES(N,L)0451712A* | 24000 | 16.5 | 8.5 | 26200 | 23200 | 88.55% | 1.9 | 0 | 10 |  |  |  |  | R-410A | 2 | Residential & Commercial | USHP | Ducted CEE Tier 1
211241758 | Central HP <5.4 tons | SMART COMFORT | HRCU-A-CB (Split System: Heat Pump with Remote Outdoor Unit-Air-Source) | DLCURAH24ABK |  |  | EA*4X30L17A* | *92ESN0401712A* | 23600 | 15.5 | 8.5 | 26200 | 23600 | 90.08% | 1.94 | 0 | 10 |  |  |  |  | R-410A | 1.9667 | Residential & Commercial | USHP | Ducted CEE Tier 1
216752091 | Central HP <5.4 tons | YORK | HRCU-A-CB (Split System: Heat Pump with Remote Outdoor Unit-Air-Source) | HH824E2S11 | ADP |  | H,YG33*30+TXV-BLEED | Y82E060A12LMPS1 | 22600 | 18 | 9.25 | 21400 | 18100 | 84.58% | 1.96 | 0 | 11.7 |  |  |  |  | R-454B | 1.8833 | Residential & Commercial | USHP | Ducted CEE Tier 1
211226642 | Central HP <5.4 tons | SMART COMFORT | HRCU-A-CB (Split System: Heat Pump with Remote Outdoor Unit-Air-Source) | DLCURAH36ABK |  |  | EA*4X37L17A* | *92ESN0801716A* | 36800 | 15.2 | 8.5 | 39500 | 35000 | 88.61% | 2.06 | 0 | 10 |  |  |  |  | R-410A | 3.0667 | Residential & Commercial | USHP | Ducted CEE Tier 1
211227385 | Central HP <5.4 tons | SMART COMFORT | HRCU-A-CB (Split System: Heat Pump with Remote Outdoor Unit-Air-Source) | DLCURAH36ABK |  |  | EA*4X42L21A* | *80VSL0451716A* | 35200 | 15.5 | 8.1 | 38500 | 35200 | 91.43% | 1.88 | 0 | 9.5 |  |  |  |  | R-410A | 2.9333 | Residential & Commercial | USHP
211227599 | Central HP <5.4 tons | SMART COMFORT | HRCU-A-CB (Split System: Heat Pump with Remote Outdoor Unit-Air-Source) | DLCURAH36ABK |  |  | EA*4X42L21A* | *96VSN0601714A* | 35000 | 15.2 | 8.1 | 38500 | 35200 | 91.43% | 1.86 | 0 | 9.5 |  |  |  |  | R-410A | 2.9167 | Residential & Commercial | USHP
211228017 | Central HP <5.4 tons | SMART COMFORT | HRCU-A-CB (Split System: Heat Pump with Remote Outdoor Unit-Air-Source) | DLCURAH36ABK |  |  | EA*4X42L24A* | *95ESN1002120A* | 36000 | 15.5 | 8.1 | 39500 | 35200 | 89.11% | 1.92 | 0 | 10 |  |  |  |  | R-410A | 3 | Residential & Commercial | USHP | Ducted CEE Tier 1
211228037 | Central HP <5.4 tons | SMART COMFORT | HRCU-A-CB (Split System: Heat Pump with Remote Outdoor Unit-Air-Source) | DLCURAH36ABK |  |  | EA*4X42L24A* | *95ESN1202422A* | 36600 | 15.2 | 8.1 | 40000 | 35200 | 88% | 1.94 | 0 | 10 |  |  |  |  | R-410A | 3.05 | Residential & Commercial | USHP | Ducted CEE Tier 1
211227844 | Central HP <5.4 tons | SMART COMFORT | HRCU-A-CB (Split System: Heat Pump with Remote Outdoor Unit-Air-Source) | DLCURAH36ABK |  |  | EA*4X42L24A* | *80ES(N,L)1352420A* | 35600 | 16 | 8.1 | 38500 | 35000 | 90.91% | 1.9 | 0 | 10 |  |  |  |  | R-410A | 2.9667 | Residential & Commercial | USHP | Ducted CEE Tier 1
211245967 | Central HP <5.4 tons | SMART COMFORT | HRCU-A-CB (Split System: Heat Pump with Remote Outdoor Unit-Air-Source) | DLCURAH24ABK |  |  | FM(C,U)4Z36**AL* | 0 | 24200 | 18 | 9 | 26600 | 23000 | 86.47% | 1.92 | 0 | 10.5 |  |  |  |  | R-410A | 2.0167 | Residential & Commercial | USHP | Ducted CEE Tier 1
212979212 | Central HP <5.4 tons | SMART COMFORT | HRCU-A-CB (Split System: Heat Pump with Remote Outdoor Unit-Air-Source) | DLCURAH24ABK |  |  | EN(A,D)4X24L17** | *80MS(N,L)0701716A* | 23200 | 16.5 | 8.5 | 26800 | 25400 | 94.78% | 2.14 | 0 | 10 |  |  |  |  | R-410A | 1.9333 | Residential & Commercial | USHP | Ducted CEE Tier 1
212979248 | Central HP <5.4 tons | SMART COMFORT | HRCU-A-CB (Split System: Heat Pump with Remote Outdoor Unit-Air-Source) | DLCURAH24ABK |  |  | EN(A,D)4X36L21** | *80MS(N,L)0701716A* | 23600 | 17 | 8.5 | 26400 | 24200 | 91.67% | 2.02 | 0 | 10.5 |  |  |  |  | R-410A | 1.9667 | Residential & Commercial | USHP | Ducted CEE Tier 1
211243638 | Central HP <5.4 tons | SMART COMFORT | HRCU-A-CB (Split System: Heat Pump with Remote Outdoor Unit-Air-Source) | DLCURAH24ABK |  |  | EA*4X37L21A* | *92ESN0401712A* | 24400 | 16 | 8.1 | 25400 | 21200 | 83.46% | 1.78 | 0 | 10 |  |  |  |  | R-410A | 2.0333 | Residential & Commercial | USHP | Ducted CEE Tier 1
211242661 | Central HP <5.4 tons | SMART COMFORT | HRCU-A-CB (Split System: Heat Pump with Remote Outdoor Unit-Air-Source) | DLCURAH24ABK |  |  | EA*4X36L21A* | *92ESN1002120A* | 25000 | 17 | 8.5 | 26600 | 21800 | 81.95% | 1.82 | 0 | 10.5 |  |  |  |  | R-410A | 2.0833 | Residential & Commercial | USHP | Ducted CEE Tier 1
211242059 | Central HP <5.4 tons | SMART COMFORT | HRCU-A-CB (Split System: Heat Pump with Remote Outdoor Unit-Air-Source) | DLCURAH24ABK |  |  | EA*4X36L17A* | *95ESN0261410A* | 23400 | 16.5 | 8.5 | 25600 | 23600 | 92.19% | 1.96 | 0 | 10 |  |  |  |  | R-410A | 1.95 | Residential & Commercial | USHP | Ducted CEE Tier 1
211242139 | Central HP <5.4 tons | SMART COMFORT | HRCU-A-CB (Split System: Heat Pump with Remote Outdoor Unit-Air-Source) | DLCURAH24ABK |  |  | EA*4X36L17A* | *92ESN0601714A* | 24400 | 17 | 8.5 | 26200 | 22400 | 85.5% | 1.86 | 0 | 10 |  |  |  |  | R-410A | 2.0333 | Residential & Commercial | USHP | Ducted CEE Tier 1
211242150 | Central HP <5.4 tons | SMART COMFORT | HRCU-A-CB (Split System: Heat Pump with Remote Outdoor Unit-Air-Source) | DLCURAH24ABK |  |  | EA*4X36L17A* | *92ESN0801716A* | 24400 | 17 | 8.5 | 26200 | 22400 | 85.5% | 1.86 | 0 | 10 |  |  |  |  | R-410A | 2.0333 | Residential & Commercial | USHP | Ducted CEE Tier 1
213076405 | Central HP <5.4 tons | SMART COMFORT | HRCU-A-CB (Split System: Heat Pump with Remote Outdoor Unit-Air-Source) | DLCURAH24ABK |  |  | EN(A,D)4X24L17** | *96VTN0601716B* | 23200 | 16.5 | 8.5 | 26800 | 25400 | 94.78% | 2.12 | 0 | 10 |  |  |  |  | R-410A | 1.9333 | Residential & Commercial | USHP | Ducted CEE Tier 1
212971718 | Central HP <5.4 tons | SMART COMFORT | HRCU-A-CB (Split System: Heat Pump with Remote Outdoor Unit-Air-Source) | DLCURAH24ABK |  |  | EN(A,D)4X30L17** | *80VTL0701716B* | 23600 | 17 | 8.5 | 26400 | 24200 | 91.67% | 2.02 | 0 | 10.5 |  |  |  |  | R-410A | 1.9667 | Residential & Commercial | USHP | Ducted CEE Tier 1
215423817 | Central HP <5.4 tons | YORK | HRCU-A-CB (Split System: Heat Pump with Remote Outdoor Unit-Air-Source) | HH860E2S11 | ADP |  | H,YE48*60+TXV | TM9V100C20MP12 | 44000 | 18 | 8.5 | 42500 | 33200 | 78.12% | 2 | 0 | 11.7 |  |  |  |  | R-454B | 3.6667 | Residential & Commercial | USHP | Ducted CEE Tier 1
215423826 | Central HP <5.4 tons | YORK | HRCU-A-CB (Split System: Heat Pump with Remote Outdoor Unit-Air-Source) | HH860E2S11 | ADP |  | H,YE2K*60+TXV | TM9V120D20MP12 | 52000 | 18 | 8.35 | 52500 | 39000 | 74.29% | 1.96 | 0 | 10.5 |  |  |  |  | R-454B | 4.3333 | Residential & Commercial | USHP | Ducted CEE Tier 1
215423844 | Central HP <5.4 tons | YORK | HRCU-A-CB (Split System: Heat Pump with Remote Outdoor Unit-Air-Source) | HH860E2S11 | ADP |  | H,YE48*60+TXV-BLEED | TM9Y080C16MP11 | 44000 | 17 | 8.5 | 42500 | 33400 | 78.59% | 2 | 0 | 11 |  |  |  |  | R-454B | 3.6667 | Residential & Commercial | USHP | Ducted CEE Tier 1
215423858 | Central HP <5.4 tons | YORK | HRCU-A-CB (Split System: Heat Pump with Remote Outdoor Unit-Air-Source) | HH860E2S11 | ADP |  | H,YE37*60+TXV | TM9Y100C16MP11 | 44000 | 16 | 8.5 | 42500 | 33400 | 78.59% | 2 | 0 | 11 |  |  |  |  | R-454B | 3.6667 | Residential & Commercial | USHP | Ducted CEE Tier 1
215423356 | Central HP <5.4 tons | YORK | HRCU-A-CB (Split System: Heat Pump with Remote Outdoor Unit-Air-Source) | HH836E2S11 | ADP |  | H,YE34*36+TXV | TM9Y100C20MP11 | 33200 | 16 | 8.35 | 30800 | 25600 | 83.12% | 1.98 | 0 | 9.5 |  |  |  |  | R-454B | 2.7667 | Residential & Commercial | USHP
215423406 | Central HP <5.4 tons | YORK | HRCU-A-CB (Split System: Heat Pump with Remote Outdoor Unit-Air-Source) | HH836E2S11 | ADP |  | H,YE34*36+TXV | Y91E080C16SMPS1 | 32600 | 17 | 8.35 | 29600 | 23400 | 79.05% | 1.98 | 0 | 10.5 |  |  |  |  | R-454B | 2.7167 | Residential & Commercial | USHP | Ducted CEE Tier 1
211244271 | Central HP <5.4 tons | SMART COMFORT | HRCU-A-CB (Split System: Heat Pump with Remote Outdoor Unit-Air-Source) | DLCURAH24ABK |  |  | EN(A,D)4X24L17** | OMV112K14A | 23800 | 15.2 | 8.5 | 27000 | 23200 | 85.93% | 1.9 | 0 | 10 |  |  |  |  | R-410A | 1.9833 | Residential & Commercial | USHP | Ducted CEE Tier 1
211244280 | Central HP <5.4 tons | SMART COMFORT | HRCU-A-CB (Split System: Heat Pump with Remote Outdoor Unit-Air-Source) | DLCURAH24ABK |  |  | EN(A,D)4X30L14** | *80VSL0451412A* | 24000 | 16 | 8.1 | 26400 | 23000 | 87.12% | 1.88 | 0 | 10 |  |  |  |  | R-410A | 2 | Residential & Commercial | USHP | Ducted CEE Tier 1
211244298 | Central HP <5.4 tons | SMART COMFORT | HRCU-A-CB (Split System: Heat Pump with Remote Outdoor Unit-Air-Source) | DLCURAH24ABK |  |  | EN(A,D)4X30L14** | *96VSN0601412A* | 23400 | 16.5 | 8.1 | 25800 | 24000 | 93.02% | 1.98 | 0 | 10 |  |  |  |  | R-410A | 1.95 | Residential & Commercial | USHP | Ducted CEE Tier 1
211243512 | Central HP <5.4 tons | SMART COMFORT | HRCU-A-CB (Split System: Heat Pump with Remote Outdoor Unit-Air-Source) | DLCURAH24ABK |  |  | EA*4X37L21A* | *80ES(N,L)0701712A* | 25000 | 16.5 | 8.5 | 25600 | 20800 | 81.25% | 1.76 | 0 | 10.5 |  |  |  |  | R-410A | 2.0833 | Residential & Commercial | USHP | Ducted CEE Tier 1
211243346 | Central HP <5.4 tons | SMART COMFORT | HRCU-A-CB (Split System: Heat Pump with Remote Outdoor Unit-Air-Source) | DLCURAH24ABK |  |  | EA*4X37L21A* | *80VSL0701716A* | 24600 | 17 | 8.5 | 25400 | 21200 | 83.46% | 1.78 | 0 | 10.5 |  |  |  |  | R-410A | 2.05 | Residential & Commercial | USHP | Ducted CEE Tier 1
211243778 | Central HP <5.4 tons | SMART COMFORT | HRCU-A-CB (Split System: Heat Pump with Remote Outdoor Unit-Air-Source) | DLCURAH24ABK |  |  | EN(A,D)4X24L14** | *96VTN0601412A* | 23200 | 16 | 8.5 | 26400 | 24600 | 93.18% | 2.04 | 0 | 10 |  |  |  |  | R-410A | 1.9333 | Residential & Commercial | USHP | Ducted CEE Tier 1
216678545 | Central HP <5.4 tons | PAYNE HEATING AND COOLING | HRCU-A-CB (Split System: Heat Pump with Remote Outdoor Unit-Air-Source) | 37MURAQ24AA3 |  |  | FEVB0024**+NAVA53601CK | 0 | 24600 | 15.2 | 9 | 24000 | 19400 | 80.83% | 2.06 | 0 | 10 |  |  |  |  | R-454B | 2.05 | Residential & Commercial | USHP | Ducted CEE Tier 1
213075919 | Central HP <5.4 tons | SMART COMFORT | HRCU-A-CB (Split System: Heat Pump with Remote Outdoor Unit-Air-Source) | DLCURAH36ABK |  |  | EA*4X42L24A* | *95MSU1002120A* | 35600 | 16 | 8.1 | 38500 | 35200 | 91.43% | 1.9 | 0 | 10 |  |  |  |  | R-410A | 2.9667 | Residential & Commercial | USHP | Ducted CEE Tier 1
213078862 | Central HP <5.4 tons | SMART COMFORT | HRCU-A-CB (Split System: Heat Pump with Remote Outdoor Unit-Air-Source) | DLCURAH36ABK |  |  | EA*4X37L21A* | *80MSU1002120A* | 36400 | 16 | 8.5 | 38000 | 34800 | 91.58% | 2.1 | 0 | 10 |  |  |  |  | R-410A | 3.0333 | Residential & Commercial | USHP | Ducted CEE Tier 1
211242049 | Central HP <5.4 tons | SMART COMFORT | HRCU-A-CB (Split System: Heat Pump with Remote Outdoor Unit-Air-Source) | DLCURAH24ABK |  |  | EA*4X36L17A* | *96VTN0601412A* | 23600 | 16.5 | 8.5 | 25800 | 23400 | 90.7% | 1.94 | 0 | 10 |  |  |  |  | R-410A | 1.9667 | Residential & Commercial | USHP | Ducted CEE Tier 1
212979152 | Central HP <5.4 tons | SMART COMFORT | HRCU-A-CB (Split System: Heat Pump with Remote Outdoor Unit-Air-Source) | DLCURAH24ABK |  |  | EA*4X30L17A* | *80MS(N,L)0701716A* | 23600 | 17 | 8.5 | 26400 | 24600 | 93.18% | 2.04 | 0 | 10 |  |  |  |  | R-410A | 1.9667 | Residential & Commercial | USHP | Ducted CEE Tier 1
212970694 | Central HP <5.4 tons | SMART COMFORT | HRCU-A-CB (Split System: Heat Pump with Remote Outdoor Unit-Air-Source) | DLCURAH36ABK |  |  | EA*4X48L21A* | *80VSL0902120B* | 35600 | 16.5 | 8.5 | 38500 | 34600 | 89.87% | 2.02 | 0 | 10 |  |  |  |  | R-410A | 2.9667 | Residential & Commercial | USHP | Ducted CEE Tier 1
212979128 | Central HP <5.4 tons | SMART COMFORT | HRCU-A-CB (Split System: Heat Pump with Remote Outdoor Unit-Air-Source) | DLCURAH24ABK |  |  | EA*4X24L17A* | *80MS(N,L)0701716A* | 23400 | 17 | 9 | 26800 | 26400 | 98.51% | 2.24 | 0 | 10 |  |  |  |  | R-410A | 1.95 | Residential & Commercial | USHP | Ducted CEE Tier 1
212978183 | Central HP <5.4 tons | SMART COMFORT | HRCU-A-CB (Split System: Heat Pump with Remote Outdoor Unit-Air-Source) | DLCURAH24ABK |  |  | EN(A,D)4X24L17** | *80MS(N,L)0701412A* | 23200 | 17 | 8.5 | 26800 | 25400 | 94.78% | 2.14 | 0 | 10 |  |  |  |  | R-410A | 1.9333 | Residential & Commercial | USHP | Ducted CEE Tier 1
212603112 | Central HP <5.4 tons | DAY & NIGHT | HRCU-A-CB (Split System: Heat Pump with Remote Outdoor Unit-Air-Source) | DLCURAH24ABK | ADP |  | FG80936 | *80ES(N,L)0701716A* | 24800 | 16 | 8.1 | 25200 | 21800 | 86.51% | 1.82 | 0 | 10.5 |  |  |  |  | R-410A | 2.0667 | Residential & Commercial | USHP | Ducted CEE Tier 1
212603114 | Central HP <5.4 tons | DAY & NIGHT | HRCU-A-CB (Split System: Heat Pump with Remote Outdoor Unit-Air-Source) | DLCURAH24ABK | ADP |  | PL36H210P299 | *80ES(N,L)0702116A* | 25000 | 17 | 8.5 | 24000 | 20400 | 85% | 1.76 | 0 | 10.5 |  |  |  |  | R-410A | 2.0833 | Residential & Commercial | USHP | Ducted CEE Tier 1
212603119 | Central HP <5.4 tons | DAY & NIGHT | HRCU-A-CB (Split System: Heat Pump with Remote Outdoor Unit-Air-Source) | DLCURAH24ABK | ADP |  | PL36H175P159 | *80ES(N,L)0901714A* | 24800 | 17 | 8.5 | 24800 | 21600 | 87.1% | 1.84 | 0 | 10 |  |  |  |  | R-410A | 2.0667 | Residential & Commercial | USHP | Ducted CEE Tier 1
212603121 | Central HP <5.4 tons | DAY & NIGHT | HRCU-A-CB (Split System: Heat Pump with Remote Outdoor Unit-Air-Source) | DLCURAH24ABK | ADP |  | PL36H175P789 | *80ES(N,L)0901714A* | 24800 | 17 | 8.5 | 24800 | 21600 | 87.1% | 1.84 | 0 | 10 |  |  |  |  | R-410A | 2.0667 | Residential & Commercial | USHP | Ducted CEE Tier 1
212603128 | Central HP <5.4 tons | DAY & NIGHT | HRCU-A-CB (Split System: Heat Pump with Remote Outdoor Unit-Air-Source) | DLCURAH24ABK | ADP |  | FG32936 | *80ESU0601716A | 24800 | 17 | 8.5 | 25000 | 21400 | 85.6% | 1.82 | 0 | 10.5 |  |  |  |  | R-410A | 2.0667 | Residential & Commercial | USHP | Ducted CEE Tier 1
216752034 | Central HP <5.4 tons | YORK | HRCU-A-CB (Split System: Heat Pump with Remote Outdoor Unit-Air-Source) | HH836E2S11 | ADP |  | H,YG80*36+TXV-BLEED | Y91E100C20SMPS1 | 34800 | 18 | 8.5 | 31400 | 26800 | 85.35% | 2 | 0 | 11 |  |  |  |  | R-454B | 2.9 | Residential & Commercial | USHP | Ducted CEE Tier 1
214849141 | Central HP <5.4 tons | YORK | HRCU-A-CB (Split System: Heat Pump with Remote Outdoor Unit-Air-Source) | HMH72B341 | ADP |  | CH365B9 | Y81E080B12LMPS1 | 33200 | 18 | 8.5 | 31400 | 23000 | 73.25% | 2.04 | 0 | 10 |  |  |  |  | R-410A | 2.7667 | Residential & Commercial | USHP | Ducted CEE Tier 1
214849143 | Central HP <5.4 tons | YORK | HRCU-A-CB (Split System: Heat Pump with Remote Outdoor Unit-Air-Source) | HMH72B341 | ADP |  | CV365*9 | Y81E080B12LMPS1 | 33200 | 18 | 8.5 | 31400 | 23000 | 73.25% | 2.04 | 0 | 10 |  |  |  |  | R-410A | 2.7667 | Residential & Commercial | USHP | Ducted CEE Tier 1
214849159 | Central HP <5.4 tons | YORK | HRCU-A-CB (Split System: Heat Pump with Remote Outdoor Unit-Air-Source) | HMH72B341 | ADP |  | CH360B9 | Y82E080B12LMPS1 | 33200 | 18 | 8.5 | 31400 | 23000 | 73.25% | 2.04 | 0 | 9.5 |  |  |  |  | R-410A | 2.7667 | Residential & Commercial | USHP
212982261 | Central HP <5.4 tons | SMART COMFORT | HRCU-A-CB (Split System: Heat Pump with Remote Outdoor Unit-Air-Source) | DLCURAH24ABK |  |  | EA*4X25L17A* | *80MSU0401712A* | 24400 | 17 | 8.5 | 25200 | 21600 | 85.71% | 1.82 | 0 | 10 |  |  |  |  | R-410A | 2.0333 | Residential & Commercial | USHP | Ducted CEE Tier 1
212982309 | Central HP <5.4 tons | SMART COMFORT | HRCU-A-CB (Split System: Heat Pump with Remote Outdoor Unit-Air-Source) | DLCURAH24ABK |  |  | EA*4X37L17A* | *80MSU0401712A* | 24200 | 16.5 | 8.5 | 25200 | 22000 | 87.3% | 1.84 | 0 | 10 |  |  |  |  | R-410A | 2.0167 | Residential & Commercial | USHP | Ducted CEE Tier 1
212978219 | Central HP <5.4 tons | SMART COMFORT | HRCU-A-CB (Split System: Heat Pump with Remote Outdoor Unit-Air-Source) | DLCURAH24ABK |  |  | EN(A,D,W)4X36L17** | *80MS(N,L)0701412A* | 23600 | 17 | 8.1 | 26000 | 24000 | 92.31% | 2 | 0 | 10.5 |  |  |  |  | R-410A | 1.9667 | Residential & Commercial | USHP | Ducted CEE Tier 1
212979890 | Central HP <5.4 tons | SMART COMFORT | HRCU-A-CB (Split System: Heat Pump with Remote Outdoor Unit-Air-Source) | DLCURAH24ABK |  |  | EA*4X37L21A* | *80MS(N,L)0901714A* | 24200 | 17.5 | 8.5 | 25200 | 21800 | 86.51% | 1.82 | 0 | 10 |  |  |  |  | R-410A | 2.0167 | Residential & Commercial | USHP | Ducted CEE Tier 1
214772050 | Central HP <5.4 tons | YORK | HRCU-A-CB (Split System: Heat Pump with Remote Outdoor Unit-Air-Source) | HMH72B341 | ADP |  | AD-34(P,U)*****9 | TM9E100C16MP12 | 33000 | 17 | 8.5 | 31400 | 22800 | 72.61% | 2.04 | 0 | 10 |  |  |  |  | R-410A | 2.75 | Residential & Commercial | USHP | Ducted CEE Tier 1
214849146 | Central HP <5.4 tons | YORK | HRCU-A-CB (Split System: Heat Pump with Remote Outdoor Unit-Air-Source) | HMH72B341 | ADP |  | CV360*9 | Y81E080B12SMPS1 | 32800 | 17 | 8.3 | 31200 | 23000 | 73.72% | 2 | 0 | 9.5 |  |  |  |  | R-410A | 2.7333 | Residential & Commercial | USHP
212383372 | Central HP <5.4 tons | SMART COMFORT | HRCU-A-CB (Split System: Heat Pump with Remote Outdoor Unit-Air-Source) | DLCURAH36ABK |  |  | EA*4X36L21A* | *80ESU0802120A | 36600 | 15.2 | 8.1 | 40000 | 35400 | 88.5% | 1.88 | 0 | 10 |  |  |  |  | R-410A | 3.05 | Residential & Commercial | USHP | Ducted CEE Tier 1
213077406 | Central HP <5.4 tons | SMART COMFORT | HRCU-A-CB (Split System: Heat Pump with Remote Outdoor Unit-Air-Source) | DLCURAH36ABK |  |  | EA*4X43L21A* | *96VTN0801716B* | 36600 | 15.5 | 8.5 | 38500 | 35000 | 90.91% | 2.06 | 0 | 10 |  |  |  |  | R-410A | 3.05 | Residential & Commercial | USHP | Ducted CEE Tier 1
213076856 | Central HP <5.4 tons | SMART COMFORT | HRCU-A-CB (Split System: Heat Pump with Remote Outdoor Unit-Air-Source) | DLCURAH36ABK |  |  | EN(A,D)4X48L24** | *80VTL1102122B* | 36400 | 16.5 | 8.1 | 38500 | 35000 | 90.91% | 2.02 | 0 | 10.5 |  |  |  |  | R-410A | 3.0333 | Residential & Commercial | USHP | Ducted CEE Tier 1
213076472 | Central HP <5.4 tons | SMART COMFORT | HRCU-A-CB (Split System: Heat Pump with Remote Outdoor Unit-Air-Source) | DLCURAH36ABK |  |  | EA*4X36L17A* | *80VTL0701716B* | 34800 | 15.5 | 8.1 | 38500 | 35200 | 91.43% | 1.82 | 0 | 9.5 |  |  |  |  | R-410A | 2.9 | Residential & Commercial | USHP
213075955 | Central HP <5.4 tons | SMART COMFORT | HRCU-A-CB (Split System: Heat Pump with Remote Outdoor Unit-Air-Source) | DLCURAH36ABK |  |  | EA*4X48L24A* | *95MSU1002120A* | 36000 | 16.5 | 8.5 | 38000 | 34800 | 91.58% | 2.04 | 0 | 10 |  |  |  |  | R-410A | 3 | Residential & Commercial | USHP | Ducted CEE Tier 1
213080048 | Central HP <5.4 tons | SMART COMFORT | HRCU-A-CB (Split System: Heat Pump with Remote Outdoor Unit-Air-Source) | DLCURAH36ABK |  |  | EA*4X42L21A* | *96MSN0801716A* | 35400 | 15.5 | 8.1 | 38500 | 35200 | 91.43% | 1.88 | 0 | 9.5 |  |  |  |  | R-410A | 2.95 | Residential & Commercial | USHP
213080216 | Central HP <5.4 tons | SMART COMFORT | HRCU-A-CB (Split System: Heat Pump with Remote Outdoor Unit-Air-Source) | DLCURAH36ABK |  |  | EA*4X48L24A* | *96MSN0802120A* | 36000 | 16 | 8.5 | 38000 | 34800 | 91.58% | 2.04 | 0 | 10 |  |  |  |  | R-410A | 3 | Residential & Commercial | USHP | Ducted CEE Tier 1
213079246 | Central HP <5.4 tons | SMART COMFORT | HRCU-A-CB (Split System: Heat Pump with Remote Outdoor Unit-Air-Source) | DLCURAH36ABK |  |  | EA*4X42L24A* | *80MSU0802120A* | 35200 | 16.5 | 8.1 | 38500 | 35000 | 90.91% | 1.9 | 0 | 10 |  |  |  |  | R-410A | 2.9333 | Residential & Commercial | USHP | Ducted CEE Tier 1
213078042 | Central HP <5.4 tons | SMART COMFORT | HRCU-A-CB (Split System: Heat Pump with Remote Outdoor Unit-Air-Source) | DLCURAH36ABK |  |  | EA*4X36L17A* | *80MS(N,L)0701716A* | 35200 | 15.5 | 8.1 | 39000 | 35200 | 90.26% | 1.84 | 0 | 9.5 |  |  |  |  | R-410A | 2.9333 | Residential & Commercial | USHP
213078078 | Central HP <5.4 tons | SMART COMFORT | HRCU-A-CB (Split System: Heat Pump with Remote Outdoor Unit-Air-Source) | DLCURAH36ABK |  |  | EA*4X37L21A* | *80MS(N,L)0701716A* | 36600 | 16 | 8.5 | 38500 | 35000 | 90.91% | 2.06 | 0 | 10 |  |  |  |  | R-410A | 3.05 | Residential & Commercial | USHP | Ducted CEE Tier 1
212970414 | Central HP <5.4 tons | SMART COMFORT | HRCU-A-CB (Split System: Heat Pump with Remote Outdoor Unit-Air-Source) | DLCURAH36ABK |  |  | EA*4X42L21A* | *80VSL0701716B* | 35400 | 15.5 | 8.1 | 38500 | 35200 | 91.43% | 1.9 | 0 | 9.5 |  |  |  |  | R-410A | 2.95 | Residential & Commercial | USHP
212970664 | Central HP <5.4 tons | SMART COMFORT | HRCU-A-CB (Split System: Heat Pump with Remote Outdoor Unit-Air-Source) | DLCURAH36ABK |  |  | EA*4X42L21A* | *80VSL0902120B* | 35200 | 16 | 8.1 | 38500 | 35000 | 90.91% | 1.88 | 0 | 9.5 |  |  |  |  | R-410A | 2.9333 | Residential & Commercial | USHP
213078276 | Central HP <5.4 tons | SMART COMFORT | HRCU-A-CB (Split System: Heat Pump with Remote Outdoor Unit-Air-Source) | DLCURAH36ABK |  |  | EA*4X36L21A* | *80MS(N,L)0901714A* | 35200 | 16 | 8.1 | 38500 | 35200 | 91.43% | 1.84 | 0 | 9.5 |  |  |  |  | R-410A | 2.9333 | Residential & Commercial | USHP
213078360 | Central HP <5.4 tons | SMART COMFORT | HRCU-A-CB (Split System: Heat Pump with Remote Outdoor Unit-Air-Source) | DLCURAH36ABK |  |  | END4X42L17** | *80MS(N,L)0901714A* | 35600 | 16 | 8.1 | 38500 | 35000 | 90.91% | 1.94 | 0 | 10 |  |  |  |  | R-410A | 2.9667 | Residential & Commercial | USHP | Ducted CEE Tier 1
213077393 | Central HP <5.4 tons | SMART COMFORT | HRCU-A-CB (Split System: Heat Pump with Remote Outdoor Unit-Air-Source) | DLCURAH36ABK |  |  | EA*4X42L21A* | *96VTN0801716B* | 35000 | 15.5 | 8.1 | 38500 | 35200 | 91.43% | 1.86 | 0 | 9.5 |  |  |  |  | R-410A | 2.9167 | Residential & Commercial | USHP
213077909 | Central HP <5.4 tons | SMART COMFORT | HRCU-A-CB (Split System: Heat Pump with Remote Outdoor Unit-Air-Source) | DLCURAH36ABK |  |  | END4X42L17** | *80MS(N,L)0701412A* | 35400 | 16 | 8.1 | 38500 | 35000 | 90.91% | 1.94 | 0 | 10 |  |  |  |  | R-410A | 2.95 | Residential & Commercial | USHP | Ducted CEE Tier 1
211226921 | Central HP <5.4 tons | PAYNE HEATING AND COOLING | HRCU-A-CB (Split System: Heat Pump with Remote Outdoor Unit-Air-Source) | 38MURAQ36AB3* |  |  | CAP**3721AL* | PG80ESUA60080C** | 37400 | 15.5 | 8.5 | 39000 | 35000 | 89.74% | 2.16 | 0 | 10 |  |  |  |  | R-410A | 3.1167 | Residential & Commercial | USHP | Ducted CEE Tier 1
215423874 | Central HP <5.4 tons | YORK | HRCU-A-CB (Split System: Heat Pump with Remote Outdoor Unit-Air-Source) | HH860E2S11 | ADP |  | H,YE37*60+TXV | TM9Y100C20MP11 | 51500 | 17 | 8.35 | 52500 | 39000 | 74.29% | 1.98 | 0 | 10.5 |  |  |  |  | R-454B | 4.2917 | Residential & Commercial | USHP | Ducted CEE Tier 1
215423892 | Central HP <5.4 tons | YORK | HRCU-A-CB (Split System: Heat Pump with Remote Outdoor Unit-Air-Source) | HH860E2S11 | ADP |  | H,YE54*60+TXV | TM9Y120D20MP11 | 53000 | 19 | 8.5 | 52500 | 39000 | 74.29% | 2 | 0 | 11 |  |  |  |  | R-454B | 4.4167 | Residential & Commercial | USHP | Ducted CEE Tier 1
215423899 | Central HP <5.4 tons | YORK | HRCU-A-CB (Split System: Heat Pump with Remote Outdoor Unit-Air-Source) | HH860E2S11 | ADP |  | H,YE36*48+TXV | Y81E080C16SMPS1 | 44000 | 17 | 8.4 | 42500 | 33000 | 77.65% | 1.98 | 0 | 11.7 |  |  |  |  | R-454B | 3.6667 | Residential & Commercial | USHP | Ducted CEE Tier 1
215423917 | Central HP <5.4 tons | YORK | HRCU-A-CB (Split System: Heat Pump with Remote Outdoor Unit-Air-Source) | HH860E2S11 | ADP |  | H,YE37*60+TXV | Y81E080C20SMPS1 | 52000 | 18 | 8.35 | 52000 | 38500 | 74.04% | 1.98 | 0 | 10.5 |  |  |  |  | R-454B | 4.3333 | Residential & Commercial | USHP | Ducted CEE Tier 1
215423919 | Central HP <5.4 tons | YORK | HRCU-A-CB (Split System: Heat Pump with Remote Outdoor Unit-Air-Source) | HH860E2S11 | ADP |  | H,YE3K*60+TXV | Y81E080C20SMPS1 | 52500 | 18 | 8.45 | 52000 | 38500 | 74.04% | 1.98 | 0 | 10.5 |  |  |  |  | R-454B | 4.375 | Residential & Commercial | USHP | Ducted CEE Tier 1
215423926 | Central HP <5.4 tons | YORK | HRCU-A-CB (Split System: Heat Pump with Remote Outdoor Unit-Air-Source) | HH860E2S11 | ADP |  | H,YE84*60+TXV | Y81E080C20SMPS1 | 53000 | 19 | 8.5 | 52000 | 38500 | 74.04% | 2 | 0 | 11 |  |  |  |  | R-454B | 4.4167 | Residential & Commercial | USHP | Ducted CEE Tier 1
215423953 | Central HP <5.4 tons | YORK | HRCU-A-CB (Split System: Heat Pump with Remote Outdoor Unit-Air-Source) | HH860E2S11 | ADP |  | H,YE48*60+TXV | Y81E100C20SMPS1 | 44500 | 18 | 8.5 | 42500 | 33000 | 77.65% | 2 | 0 | 12 |  |  |  |  | R-454B | 3.7083 | Residential & Commercial | USHP | Ducted CEE Tier 1
215424008 | Central HP <5.4 tons | YORK | HRCU-A-CB (Split System: Heat Pump with Remote Outdoor Unit-Air-Source) | HH860E2S11 | ADP |  | H,YE2K*60+TXV | Y91E080C16SMPS1 | 44500 | 17 | 8.45 | 45000 | 33400 | 74.22% | 2 | 0 | 11.5 |  |  |  |  | R-454B | 3.7083 | Residential & Commercial | USHP | Ducted CEE Tier 1
215424026 | Central HP <5.4 tons | YORK | HRCU-A-CB (Split System: Heat Pump with Remote Outdoor Unit-Air-Source) | HH860E2S11 | ADP |  | H,YE2K*60+TXV | Y91E080C20SMPS1 | 44000 | 17 | 8.45 | 44500 | 33000 | 74.16% | 2 | 0 | 11.7 |  |  |  |  | R-454B | 3.6667 | Residential & Commercial | USHP | Ducted CEE Tier 1
215424042 | Central HP <5.4 tons | YORK | HRCU-A-CB (Split System: Heat Pump with Remote Outdoor Unit-Air-Source) | HH860E2S11 | ADP |  | H,YE37*60+TXV | Y91E100C16SMPS1 | 45500 | 17 | 8.5 | 45000 | 33800 | 75.11% | 2 | 0 | 11.7 |  |  |  |  | R-454B | 3.7917 | Residential & Commercial | USHP | Ducted CEE Tier 1
215424044 | Central HP <5.4 tons | YORK | HRCU-A-CB (Split System: Heat Pump with Remote Outdoor Unit-Air-Source) | HH860E2S11 | ADP |  | H,YE2K*60+TXV | Y91E100C16SMPS1 | 45500 | 17 | 8.45 | 45000 | 33800 | 75.11% | 2 | 0 | 11.7 |  |  |  |  | R-454B | 3.7917 | Residential & Commercial | USHP | Ducted CEE Tier 1
215424053 | Central HP <5.4 tons | YORK | HRCU-A-CB (Split System: Heat Pump with Remote Outdoor Unit-Air-Source) | HH860E2S11 | ADP |  | H,YE74*48+TXV | Y91E100C16SMPS1 | 45500 | 18 | 8.5 | 45000 | 33800 | 75.11% | 2 | 0 | 11.7 |  |  |  |  | R-454B | 3.7917 | Residential & Commercial | USHP | Ducted CEE Tier 1
215424058 | Central HP <5.4 tons | YORK | HRCU-A-CB (Split System: Heat Pump with Remote Outdoor Unit-Air-Source) | HH860E2S11 | ADP |  | H,YE36*48+TXV | Y91E100C20SMPS1 | 45000 | 17 | 8.4 | 45000 | 33600 | 74.67% | 1.98 | 0 | 11.5 |  |  |  |  | R-454B | 3.75 | Residential & Commercial | USHP | Ducted CEE Tier 1
215424060 | Central HP <5.4 tons | YORK | HRCU-A-CB (Split System: Heat Pump with Remote Outdoor Unit-Air-Source) | HH860E2S11 | ADP |  | H,YE37*60+TXV | Y91E100C20SMPS1 | 45500 | 17 | 8.5 | 45000 | 33600 | 74.67% | 2 | 0 | 11.7 |  |  |  |  | R-454B | 3.7917 | Residential & Commercial | USHP | Ducted CEE Tier 1
215424101 | Central HP <5.4 tons | YORK | HRCU-A-CB (Split System: Heat Pump with Remote Outdoor Unit-Air-Source) | HH860E2S11 | ADP |  | H,YE54*48+TXV | YP9C080C16MP13 | 43500 | 18 | 8.5 | 42000 | 33000 | 78.57% | 2 | 0 | 11 |  |  |  |  | R-454B | 3.625 | Residential & Commercial | USHP | Ducted CEE Tier 1
215424117 | Central HP <5.4 tons | YORK | HRCU-A-CB (Split System: Heat Pump with Remote Outdoor Unit-Air-Source) | HH860E2S11 | ADP |  | H,YE48*48+TXV | YP9C100C16MP13 | 43500 | 18 | 8.5 | 42000 | 32800 | 78.1% | 2 | 0 | 11.7 |  |  |  |  | R-454B | 3.625 | Residential & Commercial | USHP | Ducted CEE Tier 1
212978159 | Central HP <5.4 tons | SMART COMFORT | HRCU-A-CB (Split System: Heat Pump with Remote Outdoor Unit-Air-Source) | DLCURAH24ABK |  |  | EA*4X37L17A* | *80MS(N,L)0701412A* | 24000 | 17.5 | 8.5 | 25200 | 22200 | 88.1% | 1.86 | 0 | 10 |  |  |  |  | R-410A | 2 | Residential & Commercial | USHP | Ducted CEE Tier 1
212975736 | Central HP <5.4 tons | SMART COMFORT | HRCU-A-CB (Split System: Heat Pump with Remote Outdoor Unit-Air-Source) | DLCURAH24ABK |  |  | EN(A,D)4X30L14** | *96VTN0601412B* | 23400 | 16.5 | 8.1 | 26000 | 24400 | 93.85% | 2.02 | 0 | 10 |  |  |  |  | R-410A | 1.95 | Residential & Commercial | USHP | Ducted CEE Tier 1
211228750 | Central HP <5.4 tons | PAYNE HEATING AND COOLING | HRCU-A-CB (Split System: Heat Pump with Remote Outdoor Unit-Air-Source) | 38MURAQ36AB3* |  |  | CAP**4821AL* | PG80ES(A,L)A36070B** | 36000 | 15.5 | 8.5 | 38500 | 34800 | 90.39% | 2.06 | 0 | 10 |  |  |  |  | R-410A | 3 | Residential & Commercial | USHP | Ducted CEE Tier 1
211228869 | Central HP <5.4 tons | PAYNE HEATING AND COOLING | HRCU-A-CB (Split System: Heat Pump with Remote Outdoor Unit-Air-Source) | 38MURAQ36AB3* |  |  | CAP**4821AL* | PG80ESUA48060B** | 36600 | 16 | 8.5 | 38500 | 34800 | 90.39% | 2.08 | 0 | 10 |  |  |  |  | R-410A | 3.05 | Residential & Commercial | USHP | Ducted CEE Tier 1
211229319 | Central HP <5.4 tons | PAYNE HEATING AND COOLING | HRCU-A-CB (Split System: Heat Pump with Remote Outdoor Unit-Air-Source) | 38MURAQ36AB3* |  |  | CAP**4824AL* | PG80ES(A,L)A60135D** | 36200 | 16 | 8.5 | 38500 | 34600 | 89.87% | 2.06 | 0 | 10 |  |  |  |  | R-410A | 3.0167 | Residential & Commercial | USHP | Ducted CEE Tier 1
215423647 | Central HP <5.4 tons | YORK | HRCU-A-CB (Split System: Heat Pump with Remote Outdoor Unit-Air-Source) | HH860E2S11 | ADP |  | H,YE3K*60+TXV | TM8Y080C16MP11 | 44000 | 17 | 8.5 | 42000 | 33000 | 78.57% | 2 | 0 | 11.7 |  |  |  |  | R-454B | 3.6667 | Residential & Commercial | USHP | Ducted CEE Tier 1
215423661 | Central HP <5.4 tons | YORK | HRCU-A-CB (Split System: Heat Pump with Remote Outdoor Unit-Air-Source) | HH860E2S11 | ADP |  | H,YE36*60+TXV | TM8Y100C16MP11 | 43500 | 17 | 8.4 | 42000 | 33000 | 78.57% | 1.98 | 0 | 11.5 |  |  |  |  | R-454B | 3.625 | Residential & Commercial | USHP | Ducted CEE Tier 1
215423663 | Central HP <5.4 tons | YORK | HRCU-A-CB (Split System: Heat Pump with Remote Outdoor Unit-Air-Source) | HH860E2S11 | ADP |  | H,YE2K*48+TXV | TM8Y100C16MP11 | 43500 | 17 | 8.45 | 42000 | 33000 | 78.57% | 2 | 0 | 11.5 |  |  |  |  | R-454B | 3.625 | Residential & Commercial | USHP | Ducted CEE Tier 1
215423729 | Central HP <5.4 tons | YORK | HRCU-A-CB (Split System: Heat Pump with Remote Outdoor Unit-Air-Source) | HH860E2S11 | ADP |  | H,YE49*60+TXV | TM9E080C20MP12 | 53500 | 19 | 8.5 | 53000 | 39500 | 74.53% | 2 | 0 | 11 |  |  |  |  | R-454B | 4.4583 | Residential & Commercial | USHP | Ducted CEE Tier 1
215423746 | Central HP <5.4 tons | YORK | HRCU-A-CB (Split System: Heat Pump with Remote Outdoor Unit-Air-Source) | HH860E2S11 | ADP |  | H,YE49*60+TXV | TM9E100C16MP12 | 44500 | 18 | 8.5 | 44000 | 34000 | 77.27% | 2 | 0 | 11 |  |  |  |  | R-454B | 3.7083 | Residential & Commercial | USHP | Ducted CEE Tier 1
215423747 | Central HP <5.4 tons | YORK | HRCU-A-CB (Split System: Heat Pump with Remote Outdoor Unit-Air-Source) | HH860E2S11 | ADP |  | H,YE74*48+TXV | TM9E100C16MP12 | 44500 | 18 | 8.5 | 44000 | 34000 | 77.27% | 2 | 0 | 11 |  |  |  |  | R-454B | 3.7083 | Residential & Commercial | USHP | Ducted CEE Tier 1
215423427 | Central HP <5.4 tons | YORK | HRCU-A-CB (Split System: Heat Pump with Remote Outdoor Unit-Air-Source) | HH836E2S11 | ADP |  | H,YE35*36+TXV | YP9C080B12MP13 | 33000 | 18 | 8.5 | 29200 | 24800 | 84.93% | 2 | 0 | 11 |  |  |  |  | R-454B | 2.75 | Residential & Commercial | USHP | Ducted CEE Tier 1
215423428 | Central HP <5.4 tons | YORK | HRCU-A-CB (Split System: Heat Pump with Remote Outdoor Unit-Air-Source) | HH836E2S11 | ADP |  | H,YE9J*36+TXV-BLEED | YP9C080B12MP13 | 33000 | 17 | 8.5 | 29200 | 24800 | 84.93% | 2 | 0 | 11 |  |  |  |  | R-454B | 2.75 | Residential & Commercial | USHP | Ducted CEE Tier 1
216752029 | Central HP <5.4 tons | YORK | HRCU-A-CB (Split System: Heat Pump with Remote Outdoor Unit-Air-Source) | HH836E2S11 | ADP |  | H,YG80*36+TXV-BLEED | Y91E100C16SMPS1 | 35000 | 18 | 9 | 31000 | 25400 | 81.94% | 2 | 0 | 11 |  |  |  |  | R-454B | 2.9167 | Residential & Commercial | USHP | Ducted CEE Tier 1
214849115 | Central HP <5.4 tons | YORK | HRCU-A-CB (Split System: Heat Pump with Remote Outdoor Unit-Air-Source) | HMH72B341 | ADP |  | CX360B935 | Y81E040A12LMPS1 | 33200 | 18 | 8.5 | 31400 | 23000 | 73.25% | 2.06 | 0 | 10 |  |  |  |  | R-410A | 2.7667 | Residential & Commercial | USHP | Ducted CEE Tier 1
216619280 | Central HP <5.4 tons | CARRIER | HRCU-A-CB (Split System: Heat Pump with Remote Outdoor Unit-Air-Source) | 25VNA448A*031* | ADP |  | C60A***L19*+TXV | 59MN7C080C21**20 | 44500 | 21 | 9 | 44500 | 36000 | 80.9% | 2.26 | 0 | 12 |  |  |  |  | R-410A | 3.7083 | Residential & Commercial | USHP | Ducted CEE Tier 1
214849148 | Central HP <5.4 tons | YORK | HRCU-A-CB (Split System: Heat Pump with Remote Outdoor Unit-Air-Source) | HMH72B341 | ADP |  | CH360*9 | Y81E080B12SMPS1 | 33200 | 18 | 8.5 | 31400 | 23000 | 73.25% | 2.04 | 0 | 10 |  |  |  |  | R-410A | 2.7667 | Residential & Commercial | USHP | Ducted CEE Tier 1
212980605 | Central HP <5.4 tons | SMART COMFORT | HRCU-A-CB (Split System: Heat Pump with Remote Outdoor Unit-Air-Source) | DLCURAH24ABK |  |  | EN(A,D)4X36L21** | *80MS(N,L)0902120A* | 23600 | 17 | 8.5 | 26200 | 24400 | 93.13% | 2.04 | 0 | 10.5 |  |  |  |  | R-410A | 1.9667 | Residential & Commercial | USHP | Ducted CEE Tier 1
212603169 | Central HP <5.4 tons | DAY & NIGHT | HRCU-A-CB (Split System: Heat Pump with Remote Outdoor Unit-Air-Source) | DLCURAH24ABK | ADP |  | FG80936 | *92ESN0601412A* | 23600 | 17 | 8.5 | 24000 | 23200 | 96.67% | 1.96 | 0 | 10 |  |  |  |  | R-410A | 1.9667 | Residential & Commercial | USHP | Ducted CEE Tier 1
212603196 | Central HP <5.4 tons | DAY & NIGHT | HRCU-A-CB (Split System: Heat Pump with Remote Outdoor Unit-Air-Source) | DLCURAH24ABK | ADP |  | PL36H210P299 | *95ESU0601716A* | 25000 | 17 | 8.5 | 24000 | 20400 | 85% | 1.76 | 0 | 10.5 |  |  |  |  | R-410A | 2.0833 | Residential & Commercial | USHP | Ducted CEE Tier 1
212603203 | Central HP <5.4 tons | DAY & NIGHT | HRCU-A-CB (Split System: Heat Pump with Remote Outdoor Unit-Air-Source) | DLCURAH24ABK | ADP |  | FG80936 | *95ESU0601716A* | 24400 | 17 | 8.5 | 24000 | 21000 | 87.5% | 1.8 | 0 | 10 |  |  |  |  | R-410A | 2.0333 | Residential & Commercial | USHP | Ducted CEE Tier 1
212979662 | Central HP <5.4 tons | SMART COMFORT | HRCU-A-CB (Split System: Heat Pump with Remote Outdoor Unit-Air-Source) | DLCURAH36ABK |  |  | EA*4X48L21A* | *80MS(N,L)0901714A* | 35800 | 16.5 | 8.5 | 37800 | 34600 | 91.53% | 2.02 | 0 | 10 |  |  |  |  | R-410A | 2.9833 | Residential & Commercial | USHP | Ducted CEE Tier 1
212603255 | Central HP <5.4 tons | DAY & NIGHT | HRCU-A-CB (Split System: Heat Pump with Remote Outdoor Unit-Air-Source) | DLCURAH36ABK | ADP |  | PL36H210P299 | *80VSL0902120A* | 36200 | 16 | 8.5 | 36800 | 34400 | 93.48% | 2.06 | 0 | 10 |  |  |  |  | R-410A | 3.0167 | Residential & Commercial | USHP | Ducted CEE Tier 1
211227469 | Central HP <5.4 tons | PAYNE HEATING AND COOLING | HRCU-A-CB (Split System: Heat Pump with Remote Outdoor Unit-Air-Source) | 38MURAQ36AB3* |  |  | CAP**4221AL* | PG80VTLA48090B** | 35600 | 16 | 8.1 | 38500 | 35000 | 90.91% | 1.9 | 0 | 10 |  |  |  |  | R-410A | 2.9667 | Residential & Commercial | USHP | Ducted CEE Tier 1
211227801 | Central HP <5.4 tons | PAYNE HEATING AND COOLING | HRCU-A-CB (Split System: Heat Pump with Remote Outdoor Unit-Air-Source) | 38MURAQ36AB3* |  |  | CAP**4224AL* | PG80ES(A,L)A60090D** | 35400 | 16 | 8.1 | 38500 | 35000 | 90.91% | 1.88 | 0 | 10 |  |  |  |  | R-410A | 2.95 | Residential & Commercial | USHP | Ducted CEE Tier 1
211243833 | Central HP <5.4 tons | SMART COMFORT | HRCU-A-CB (Split System: Heat Pump with Remote Outdoor Unit-Air-Source) | DLCURAH24ABK |  |  | EN(A,D)4X24L14** | *80ES(N,L)0701412A* | 23800 | 16 | 8.5 | 26800 | 23200 | 86.57% | 1.92 | 0 | 10 |  |  |  |  | R-410A | 1.9833 | Residential & Commercial | USHP | Ducted CEE Tier 1
211244118 | Central HP <5.4 tons | SMART COMFORT | HRCU-A-CB (Split System: Heat Pump with Remote Outdoor Unit-Air-Source) | DLCURAH24ABK |  |  | EN(A,D)4X24L17** | *80ES(N,L)0451712A* | 23600 | 16 | 8.5 | 26800 | 23600 | 88.06% | 1.94 | 0 | 10 |  |  |  |  | R-410A | 1.9667 | Residential & Commercial | USHP | Ducted CEE Tier 1
211243180 | Central HP <5.4 tons | SMART COMFORT | HRCU-A-CB (Split System: Heat Pump with Remote Outdoor Unit-Air-Source) | DLCURAH24ABK |  |  | EA*4X37L17A* | OLV098A12* | 23800 | 16.5 | 8.1 | 25200 | 22200 | 88.1% | 1.84 | 0 | 10 |  |  |  |  | R-410A | 1.9833 | Residential & Commercial | USHP | Ducted CEE Tier 1
211243480 | Central HP <5.4 tons | SMART COMFORT | HRCU-A-CB (Split System: Heat Pump with Remote Outdoor Unit-Air-Source) | DLCURAH24ABK |  |  | EA*4X37L21A* | *96VTN1002120A* | 24400 | 17 | 8.5 | 25200 | 21200 | 84.13% | 1.78 | 0 | 10.5 |  |  |  |  | R-410A | 2.0333 | Residential & Commercial | USHP | Ducted CEE Tier 1
211242930 | Central HP <5.4 tons | SMART COMFORT | HRCU-A-CB (Split System: Heat Pump with Remote Outdoor Unit-Air-Source) | DLCURAH24ABK |  |  | EA*4X37L17A* | *96VTN0801716A* | 24600 | 16.5 | 8.5 | 25600 | 21400 | 83.59% | 1.8 | 0 | 10 |  |  |  |  | R-410A | 2.05 | Residential & Commercial | USHP | Ducted CEE Tier 1
212979842 | Central HP <5.4 tons | SMART COMFORT | HRCU-A-CB (Split System: Heat Pump with Remote Outdoor Unit-Air-Source) | DLCURAH24ABK |  |  | EA*4X30L17A* | *80MS(N,L)0901714A* | 23600 | 17 | 8.5 | 26400 | 24600 | 93.18% | 2.04 | 0 | 10 |  |  |  |  | R-410A | 1.9667 | Residential & Commercial | USHP | Ducted CEE Tier 1
212981697 | Central HP <5.4 tons | SMART COMFORT | HRCU-A-CB (Split System: Heat Pump with Remote Outdoor Unit-Air-Source) | DLCURAH24ABK |  |  | EA*4X24L17A* | *80MSU1002120A* | 23400 | 16.5 | 8.5 | 27000 | 25800 | 95.56% | 2.16 | 0 | 10 |  |  |  |  | R-410A | 1.95 | Residential & Commercial | USHP | Ducted CEE Tier 1
211244881 | Central HP <5.4 tons | SMART COMFORT | HRCU-A-CB (Split System: Heat Pump with Remote Outdoor Unit-Air-Source) | DLCURAH24ABK |  |  | EN(A,D,W)4X36L17** | *96VSN0401410A* | 23400 | 16 | 8.1 | 25800 | 24000 | 93.02% | 2 | 0 | 10 |  |  |  |  | R-410A | 1.95 | Residential & Commercial | USHP | Ducted CEE Tier 1
211244890 | Central HP <5.4 tons | SMART COMFORT | HRCU-A-CB (Split System: Heat Pump with Remote Outdoor Unit-Air-Source) | DLCURAH24ABK |  |  | EN(A,D,W)4X36L17** | *96VSN0401712A* | 23400 | 16 | 8.1 | 25800 | 24000 | 93.02% | 1.98 | 0 | 10 |  |  |  |  | R-410A | 1.95 | Residential & Commercial | USHP | Ducted CEE Tier 1
211244899 | Central HP <5.4 tons | SMART COMFORT | HRCU-A-CB (Split System: Heat Pump with Remote Outdoor Unit-Air-Source) | DLCURAH24ABK |  |  | EN(A,D,W)4X36L17** | *96VSN0601412A* | 23600 | 16.5 | 8.1 | 25800 | 23800 | 92.25% | 1.98 | 0 | 10 |  |  |  |  | R-410A | 1.9667 | Residential & Commercial | USHP | Ducted CEE Tier 1
213353745 | Central HP <5.4 tons | SMART COMFORT | HRCU-A-CB (Split System: Heat Pump with Remote Outdoor Unit-Air-Source) | DLCURAH18ABK |  |  | F5MA4*24L*B* | 0 | 18100 | 16 | 8.5 | 18600 | 18600 | 100% | 2.24 | 0 | 10.5 |  |  |  |  | R-410A | 1.5083 | Residential & Commercial | USHP | Ducted CEE Tier 1
212498558 | Central HP <5.4 tons | BRYANT HEATING AND COOLING SYSTEMS | HRCU-A-CB (Split System: Heat Pump with Remote Outdoor Unit-Air-Source) | 38MURAQ24AB3* | ADP |  | CP2301A+TXV+TD | 0 | 22600 | 15.2 | 8.8 | 25600 | 25200 | 98.44% | 2.1 | 0 | 9.5 |  |  |  |  | R-410A | 1.8833 | Residential & Commercial | USHP
211227608 | Central HP <5.4 tons | SMART COMFORT | HRCU-A-CB (Split System: Heat Pump with Remote Outdoor Unit-Air-Source) | DLCURAH36ABK |  |  | EA*4X42L21A* | *96VSN0801716A* | 35200 | 15.5 | 8.1 | 38500 | 35000 | 90.91% | 1.86 | 0 | 9.5 |  |  |  |  | R-410A | 2.9333 | Residential & Commercial | USHP
211226858 | Central HP <5.4 tons | SMART COMFORT | HRCU-A-CB (Split System: Heat Pump with Remote Outdoor Unit-Air-Source) | DLCURAH36ABK |  |  | EA*4X37L21A* | *80ES(N,L)1102120A* | 37000 | 15.5 | 8.5 | 38500 | 34800 | 90.39% | 2.12 | 0 | 10 |  |  |  |  | R-410A | 3.0833 | Residential & Commercial | USHP | Ducted CEE Tier 1
213078162 | Central HP <5.4 tons | SMART COMFORT | HRCU-A-CB (Split System: Heat Pump with Remote Outdoor Unit-Air-Source) | DLCURAH36ABK |  |  | EN(A,D,W)4X48L21** | *80MS(N,L)0701716A* | 35800 | 16.5 | 8.1 | 38500 | 35000 | 90.91% | 2 | 0 | 10 |  |  |  |  | R-410A | 2.9833 | Residential & Commercial | USHP | Ducted CEE Tier 1
213078528 | Central HP <5.4 tons | SMART COMFORT | HRCU-A-CB (Split System: Heat Pump with Remote Outdoor Unit-Air-Source) | DLCURAH36ABK |  |  | EA*4X42L24A* | *80MS(N,L)0902120A* | 35400 | 16.5 | 8.1 | 38500 | 35000 | 90.91% | 1.9 | 0 | 10 |  |  |  |  | R-410A | 2.95 | Residential & Commercial | USHP | Ducted CEE Tier 1
213078660 | Central HP <5.4 tons | SMART COMFORT | HRCU-A-CB (Split System: Heat Pump with Remote Outdoor Unit-Air-Source) | DLCURAH36ABK |  |  | EA*4X43L21A* | *80MS(N,L)1102120A* | 36600 | 16.5 | 8.5 | 38000 | 34800 | 91.58% | 2.06 | 0 | 10 |  |  |  |  | R-410A | 3.05 | Residential & Commercial | USHP | Ducted CEE Tier 1
212982705 | Central HP <5.4 tons | SMART COMFORT | HRCU-A-CB (Split System: Heat Pump with Remote Outdoor Unit-Air-Source) | DLCURAH24ABK |  |  | EA*4X36L21A* | *80MSU0601716A* | 23800 | 17.5 | 8.5 | 25600 | 23400 | 91.41% | 1.96 | 0 | 10 |  |  |  |  | R-410A | 1.9833 | Residential & Commercial | USHP | Ducted CEE Tier 1
212973630 | Central HP <5.4 tons | SMART COMFORT | HRCU-A-CB (Split System: Heat Pump with Remote Outdoor Unit-Air-Source) | DLCURAH24ABK |  |  | EN(A,D)4X30L17** | *96VSN0601412B* | 23400 | 16.5 | 8.1 | 26200 | 24600 | 93.89% | 2.04 | 0 | 10 |  |  |  |  | R-410A | 1.95 | Residential & Commercial | USHP | Ducted CEE Tier 1
215423761 | Central HP <5.4 tons | YORK | HRCU-A-CB (Split System: Heat Pump with Remote Outdoor Unit-Air-Source) | HH860E2S11 | ADP |  | H,YE86*60+TXV | TM9E100C20MP12 | 53500 | 19 | 8.5 | 53000 | 39500 | 74.53% | 2 | 0 | 11 |  |  |  |  | R-454B | 4.4583 | Residential & Commercial | USHP | Ducted CEE Tier 1
215423778 | Central HP <5.4 tons | YORK | HRCU-A-CB (Split System: Heat Pump with Remote Outdoor Unit-Air-Source) | HH860E2S11 | ADP |  | H,YE37*60+TXV | TM9V080C16MP12 | 43500 | 17 | 8.5 | 42000 | 33000 | 78.57% | 2 | 0 | 11 |  |  |  |  | R-454B | 3.625 | Residential & Commercial | USHP | Ducted CEE Tier 1
215423780 | Central HP <5.4 tons | YORK | HRCU-A-CB (Split System: Heat Pump with Remote Outdoor Unit-Air-Source) | HH860E2S11 | ADP |  | H,YE2K*60+TXV | TM9V080C16MP12 | 43000 | 17 | 8.45 | 42000 | 33000 | 78.57% | 2 | 0 | 10.5 |  |  |  |  | R-454B | 3.5833 | Residential & Commercial | USHP | Ducted CEE Tier 1
215423796 | Central HP <5.4 tons | YORK | HRCU-A-CB (Split System: Heat Pump with Remote Outdoor Unit-Air-Source) | HH860E2S11 | ADP |  | H,YE37*60+TXV | TM9V100C16MP12 | 43500 | 17 | 8.5 | 42000 | 32800 | 78.1% | 2 | 0 | 11.7 |  |  |  |  | R-454B | 3.625 | Residential & Commercial | USHP | Ducted CEE Tier 1
215423828 | Central HP <5.4 tons | YORK | HRCU-A-CB (Split System: Heat Pump with Remote Outdoor Unit-Air-Source) | HH860E2S11 | ADP |  | H,YE48*60+TXV-BLEED | TM9V120D20MP12 | 44000 | 18 | 8.5 | 42000 | 33000 | 78.57% | 2 | 0 | 11.7 |  |  |  |  | R-454B | 3.6667 | Residential & Commercial | USHP | Ducted CEE Tier 1
215423845 | Central HP <5.4 tons | YORK | HRCU-A-CB (Split System: Heat Pump with Remote Outdoor Unit-Air-Source) | HH860E2S11 | ADP |  | H,YE48*48+TXV | TM9Y080C16MP11 | 44000 | 17 | 8.5 | 42500 | 33400 | 78.59% | 2 | 0 | 11 |  |  |  |  | R-454B | 3.6667 | Residential & Commercial | USHP | Ducted CEE Tier 1
211243871 | Central HP <5.4 tons | SMART COMFORT | HRCU-A-CB (Split System: Heat Pump with Remote Outdoor Unit-Air-Source) | DLCURAH24ABK |  |  | EN(A,D)4X24L17** | *96VSN0401410A* | 23400 | 15.5 | 8.5 | 26600 | 24000 | 90.23% | 1.96 | 0 | 10 |  |  |  |  | R-410A | 1.95 | Residential & Commercial | USHP | Ducted CEE Tier 1
211243889 | Central HP <5.4 tons | SMART COMFORT | HRCU-A-CB (Split System: Heat Pump with Remote Outdoor Unit-Air-Source) | DLCURAH24ABK |  |  | EN(A,D)4X24L17** | *96VSN0601412A* | 23200 | 16 | 8.5 | 26400 | 24600 | 93.18% | 2.04 | 0 | 10 |  |  |  |  | R-410A | 1.9333 | Residential & Commercial | USHP | Ducted CEE Tier 1
215726412 | Central HP <5.4 tons | YORK | HRCU-A-CB (Split System: Heat Pump with Remote Outdoor Unit-Air-Source) | HH836E2S11 | ADP |  | H,YG80*36+TXV | Y81E100B12SMPS1 | 33000 | 18 | 8.5 | 28800 | 24400 | 84.72% | 2 | 0 | 11.7 |  |  |  |  | R-454B | 2.75 | Residential & Commercial | USHP | Ducted CEE Tier 1
215726421 | Central HP <5.4 tons | YORK | HRCU-A-CB (Split System: Heat Pump with Remote Outdoor Unit-Air-Source) | HH836E2S11 | ADP |  | H,YG81*36+TXV-BLEED | Y81E100C16SMPS1 | 33400 | 19 | 8.5 | 29600 | 24800 | 83.78% | 2 | 0 | 11 |  |  |  |  | R-454B | 2.7833 | Residential & Commercial | USHP | Ducted CEE Tier 1
215726312 | Central HP <5.4 tons | YORK | HRCU-A-CB (Split System: Heat Pump with Remote Outdoor Unit-Air-Source) | HH836E2S11 | ADP |  | H,YG37*36+TXV-BLEED | TM8V080B12MP12 | 32400 | 17 | 8.5 | 28800 | 24800 | 86.11% | 2 | 0 | 11 |  |  |  |  | R-454B | 2.7 | Residential & Commercial | USHP | Ducted CEE Tier 1
215726355 | Central HP <5.4 tons | YORK | HRCU-A-CB (Split System: Heat Pump with Remote Outdoor Unit-Air-Source) | HH836E2S11 | ADP |  | H,YG36*36+TXV-BLEED | TM9Y080B12MP11 | 33000 | 18 | 8.5 | 29400 | 25000 | 85.03% | 2 | 0 | 11 |  |  |  |  | R-454B | 2.75 | Residential & Commercial | USHP | Ducted CEE Tier 1
215726373 | Central HP <5.4 tons | YORK | HRCU-A-CB (Split System: Heat Pump with Remote Outdoor Unit-Air-Source) | HH836E2S11 | ADP |  | H,YG80*36+TXV | TM9Y100C16MP11 | 32800 | 19 | 8.5 | 29400 | 23800 | 80.95% | 2 | 0 | 11 |  |  |  |  | R-454B | 2.7333 | Residential & Commercial | USHP | Ducted CEE Tier 1
215726389 | Central HP <5.4 tons | YORK | HRCU-A-CB (Split System: Heat Pump with Remote Outdoor Unit-Air-Source) | HH836E2S11 | ADP |  | H,YG81*36+TXV-BLEED | Y81E080B12SMPS1 | 32800 | 18 | 8.5 | 28400 | 24400 | 85.92% | 2 | 0 | 11.7 |  |  |  |  | R-454B | 2.7333 | Residential & Commercial | USHP | Ducted CEE Tier 1
211242104 | Central HP <5.4 tons | SMART COMFORT | HRCU-A-CB (Split System: Heat Pump with Remote Outdoor Unit-Air-Source) | DLCURAH24ABK |  |  | EA*4X36L17A* | *80ES(N,L)0701712A* | 24400 | 16.5 | 8.5 | 26400 | 22400 | 84.85% | 1.84 | 0 | 10 |  |  |  |  | R-410A | 2.0333 | Residential & Commercial | USHP | Ducted CEE Tier 1
211243724 | Central HP <5.4 tons | SMART COMFORT | HRCU-A-CB (Split System: Heat Pump with Remote Outdoor Unit-Air-Source) | DLCURAH24ABK |  |  | EN(A,D)4X24L14** | *96VSN0601412A* | 23200 | 16 | 8.5 | 26400 | 24600 | 93.18% | 2.04 | 0 | 10 |  |  |  |  | R-410A | 1.9333 | Residential & Commercial | USHP | Ducted CEE Tier 1
211244075 | Central HP <5.4 tons | SMART COMFORT | HRCU-A-CB (Split System: Heat Pump with Remote Outdoor Unit-Air-Source) | DLCURAH24ABK |  |  | EN(A,D)4X24L17** | *96VTN0601412A* | 23200 | 16 | 8.5 | 26400 | 24600 | 93.18% | 2.04 | 0 | 10 |  |  |  |  | R-410A | 1.9333 | Residential & Commercial | USHP | Ducted CEE Tier 1
212979866 | Central HP <5.4 tons | SMART COMFORT | HRCU-A-CB (Split System: Heat Pump with Remote Outdoor Unit-Air-Source) | DLCURAH24ABK |  |  | EA*4X36L21A* | *80MS(N,L)0901714A* | 23800 | 17.5 | 8.5 | 26200 | 23600 | 90.08% | 1.98 | 0 | 10 |  |  |  |  | R-410A | 1.9833 | Residential & Commercial | USHP | Ducted CEE Tier 1
212981769 | Central HP <5.4 tons | SMART COMFORT | HRCU-A-CB (Split System: Heat Pump with Remote Outdoor Unit-Air-Source) | DLCURAH24ABK |  |  | EA*4X37L21A* | *80MSU1002120A* | 24400 | 17 | 8.5 | 25200 | 21400 | 84.92% | 1.78 | 0 | 10 |  |  |  |  | R-410A | 2.0333 | Residential & Commercial | USHP | Ducted CEE Tier 1
212978195 | Central HP <5.4 tons | SMART COMFORT | HRCU-A-CB (Split System: Heat Pump with Remote Outdoor Unit-Air-Source) | DLCURAH24ABK |  |  | EN(A,D)4X30L14** | *80MS(N,L)0701412A* | 23600 | 17 | 8.5 | 26200 | 24600 | 93.89% | 2.04 | 0 | 10.5 |  |  |  |  | R-410A | 1.9667 | Residential & Commercial | USHP | Ducted CEE Tier 1
212603133 | Central HP <5.4 tons | DAY & NIGHT | HRCU-A-CB (Split System: Heat Pump with Remote Outdoor Unit-Air-Source) | DLCURAH24ABK | ADP |  | FG35936 | *80ESU0601716A | 25000 | 17 | 8.5 | 25000 | 21400 | 85.6% | 1.82 | 0 | 10.5 |  |  |  |  | R-410A | 2.0833 | Residential & Commercial | USHP | Ducted CEE Tier 1
212603134 | Central HP <5.4 tons | DAY & NIGHT | HRCU-A-CB (Split System: Heat Pump with Remote Outdoor Unit-Air-Source) | DLCURAH24ABK | ADP |  | FG80936 | *80ESU0601716A | 25000 | 17 | 8.5 | 25000 | 21400 | 85.6% | 1.82 | 0 | 10.5 |  |  |  |  | R-410A | 2.0833 | Residential & Commercial | USHP | Ducted CEE Tier 1
212384719 | Central HP <5.4 tons | SMART COMFORT | HRCU-A-CB (Split System: Heat Pump with Remote Outdoor Unit-Air-Source) | DLCURAH36ABK |  |  | EN(A,D,W)4X42L21** | *80ESU0802120A | 36800 | 15.2 | 8.1 | 40000 | 35200 | 88% | 1.94 | 0 | 10 |  |  |  |  | R-410A | 3.0667 | Residential & Commercial | USHP | Ducted CEE Tier 1
215424126 | Central HP <5.4 tons | YORK | HRCU-A-CB (Split System: Heat Pump with Remote Outdoor Unit-Air-Source) | HH860E2S11 | ADP |  | H,YE36*60+TXV-BLEED | YP9C100C20MP13 | 50500 | 18 | 8.3 | 51500 | 38000 | 73.79% | 1.96 | 0 | 10.5 |  |  |  |  | R-454B | 4.2083 | Residential & Commercial | USHP | Ducted CEE Tier 1
215424135 | Central HP <5.4 tons | YORK | HRCU-A-CB (Split System: Heat Pump with Remote Outdoor Unit-Air-Source) | HH860E2S11 | ADP |  | H,YE55*60+TXV | YP9C100C20MP13 | 52000 | 19 | 8.5 | 51500 | 38000 | 73.79% | 2 | 0 | 11 |  |  |  |  | R-454B | 4.3333 | Residential & Commercial | USHP | Ducted CEE Tier 1
213077153 | Central HP <5.4 tons | SMART COMFORT | HRCU-A-CB (Split System: Heat Pump with Remote Outdoor Unit-Air-Source) | DLCURAH36ABK |  |  | EA*4X37L21A* | *96VSN1002120B* | 36200 | 16 | 8.5 | 38000 | 34800 | 91.58% | 2.04 | 0 | 10 |  |  |  |  | R-410A | 3.0167 | Residential & Commercial | USHP | Ducted CEE Tier 1
213075931 | Central HP <5.4 tons | SMART COMFORT | HRCU-A-CB (Split System: Heat Pump with Remote Outdoor Unit-Air-Source) | DLCURAH36ABK |  |  | EA*4X43L21A* | *95MSU1002120A* | 36400 | 16 | 8.5 | 38000 | 34800 | 91.58% | 2.06 | 0 | 10 |  |  |  |  | R-410A | 3.0333 | Residential & Commercial | USHP | Ducted CEE Tier 1
215424496 | Central HP <5.4 tons | YORK | HRCU-A-CB (Split System: Heat Pump with Remote Outdoor Unit-Air-Source) | HH824E2S11 | ADP |  | H,YE7J*30+TXV | TM8Y080B12MP11 | 22400 | 17 | 8.8 | 21400 | 17200 | 80.37% | 1.96 | 0 | 11.5 |  |  |  |  | R-454B | 1.8667 | Residential & Commercial | USHP | Ducted CEE Tier 1
215424501 | Central HP <5.4 tons | YORK | HRCU-A-CB (Split System: Heat Pump with Remote Outdoor Unit-Air-Source) | HH824E2S11 | ADP |  | H,YE31*30+TXV | TM9E026A08MP12 | 21800 | 16 | 8.5 | 21200 | 17200 | 81.13% | 1.9 | 0 | 10 |  |  |  |  | R-454B | 1.8167 | Residential & Commercial | USHP | Ducted CEE Tier 1
215424521 | Central HP <5.4 tons | YORK | HRCU-A-CB (Split System: Heat Pump with Remote Outdoor Unit-Air-Source) | HH824E2S11 | ADP |  | H,YE33*36+TXV | TM9E060A10MP12 | 22600 | 16 | 8.8 | 21400 | 17700 | 82.71% | 1.96 | 0 | 10.5 |  |  |  |  | R-454B | 1.8833 | Residential & Commercial | USHP | Ducted CEE Tier 1
211241207 | Central HP <5.4 tons | SMART COMFORT | HRCU-A-CB (Split System: Heat Pump with Remote Outdoor Unit-Air-Source) | DLCURAH24ABK |  |  | EA*4X25L17A* | *80ESU0601716A | 25600 | 17 | 8.5 | 26000 | 20600 | 79.23% | 1.76 | 0 | 10.5 |  |  |  |  | R-410A | 2.1333 | Residential & Commercial | USHP | Ducted CEE Tier 1
211241039 | Central HP <5.4 tons | SMART COMFORT | HRCU-A-CB (Split System: Heat Pump with Remote Outdoor Unit-Air-Source) | DLCURAH24ABK |  |  | EA*4X25L17A* | *96VTN0601412A* | 24000 | 16.5 | 8.1 | 25200 | 21600 | 85.71% | 1.82 | 0 | 10 |  |  |  |  | R-410A | 2 | Residential & Commercial | USHP | Ducted CEE Tier 1
211227426 | Central HP <5.4 tons | PAYNE HEATING AND COOLING | HRCU-A-CB (Split System: Heat Pump with Remote Outdoor Unit-Air-Source) | 38MURAQ36AB3* |  |  | CAP**4221AL* | PG80ESUA48060B** | 35000 | 16.5 | 8.1 | 38500 | 35000 | 90.91% | 1.86 | 0 | 10 |  |  |  |  | R-410A | 2.9167 | Residential & Commercial | USHP | Ducted CEE Tier 1
212603262 | Central HP <5.4 tons | DAY & NIGHT | HRCU-A-CB (Split System: Heat Pump with Remote Outdoor Unit-Air-Source) | DLCURAH36ABK | ADP |  | PL36H210P299 | *95ESN1002120A* | 36800 | 16 | 8.1 | 37800 | 34600 | 91.53% | 2.06 | 0 | 10.5 |  |  |  |  | R-410A | 3.0667 | Residential & Commercial | USHP | Ducted CEE Tier 1
213076428 | Central HP <5.4 tons | SMART COMFORT | HRCU-A-CB (Split System: Heat Pump with Remote Outdoor Unit-Air-Source) | DLCURAH36ABK |  |  | EA*4X37L17A* | *80VTL0451412B* | 36000 | 15.5 | 8.5 | 38500 | 35000 | 90.91% | 2 | 0 | 10 |  |  |  |  | R-410A | 3 | Residential & Commercial | USHP | Ducted CEE Tier 1
211228212 | Central HP <5.4 tons | PAYNE HEATING AND COOLING | HRCU-A-CB (Split System: Heat Pump with Remote Outdoor Unit-Air-Source) | 38MURAQ36AB3* |  |  | CAP**4321AL* | PG80ES(A,L)A36045B** | 36000 | 15.5 | 8.5 | 38500 | 34800 | 90.39% | 2.06 | 0 | 10 |  |  |  |  | R-410A | 3 | Residential & Commercial | USHP | Ducted CEE Tier 1
211228260 | Central HP <5.4 tons | PAYNE HEATING AND COOLING | HRCU-A-CB (Split System: Heat Pump with Remote Outdoor Unit-Air-Source) | 38MURAQ36AB3* |  |  | CAP**4321AL* | PG80ES(A,L)A48090C** | 36800 | 16 | 8.5 | 38500 | 34800 | 90.39% | 2.1 | 0 | 10 |  |  |  |  | R-410A | 3.0667 | Residential & Commercial | USHP | Ducted CEE Tier 1
211229014 | Central HP <5.4 tons | PAYNE HEATING AND COOLING | HRCU-A-CB (Split System: Heat Pump with Remote Outdoor Unit-Air-Source) | 38MURAQ36AB3* |  |  | CAP**4821AL* | PG95ESAA42060B** | 35400 | 15.5 | 8.1 | 38500 | 34800 | 90.39% | 2.02 | 0 | 9.5 |  |  |  |  | R-410A | 2.95 | Residential & Commercial | USHP
214849151 | Central HP <5.4 tons | YORK | HRCU-A-CB (Split System: Heat Pump with Remote Outdoor Unit-Air-Source) | HMH72B341 | ADP |  | CH365B9 | Y81E080B12SMPS1 | 33200 | 18 | 8.5 | 31400 | 23000 | 73.25% | 2.04 | 0 | 10 |  |  |  |  | R-410A | 2.7667 | Residential & Commercial | USHP | Ducted CEE Tier 1
214849158 | Central HP <5.4 tons | YORK | HRCU-A-CB (Split System: Heat Pump with Remote Outdoor Unit-Air-Source) | HMH72B341 | ADP |  | CH360*9 | Y82E080B12LMPS1 | 33200 | 18 | 8.5 | 31400 | 23000 | 73.25% | 2.04 | 0 | 9.5 |  |  |  |  | R-410A | 2.7667 | Residential & Commercial | USHP
214849160 | Central HP <5.4 tons | YORK | HRCU-A-CB (Split System: Heat Pump with Remote Outdoor Unit-Air-Source) | HMH72B341 | ADP |  | CV363*9 | Y82E080B12LMPS1 | 33200 | 18 | 8.5 | 31400 | 23000 | 73.25% | 2.04 | 0 | 9.5 |  |  |  |  | R-410A | 2.7667 | Residential & Commercial | USHP
214796432 | Central HP <5.4 tons | YORK | HRCU-A-CB (Split System: Heat Pump with Remote Outdoor Unit-Air-Source) | HMH72B341 | ADP |  | AD-35(P,U)*****9 | TM9E060B12MP12 | 32600 | 17 | 8.1 | 32000 | 23200 | 72.5% | 2 | 0 | 9.5 |  |  |  |  | R-410A | 2.7167 | Residential & Commercial | USHP
215726487 | Central HP <5.4 tons | YORK | HRCU-A-CB (Split System: Heat Pump with Remote Outdoor Unit-Air-Source) | HH860E2S11 | ADP |  | H,YG49*60+TXV | TM8V100C16MP12 | 43500 | 18 | 8.5 | 42000 | 32800 | 78.1% | 2 | 0 | 11.7 |  |  |  |  | R-454B | 3.625 | Residential & Commercial | USHP | Ducted CEE Tier 1
215726537 | Central HP <5.4 tons | YORK | HRCU-A-CB (Split System: Heat Pump with Remote Outdoor Unit-Air-Source) | HH860E2S11 | ADP |  | H,YG50*60+TXV | TM9V120D20MP12 | 53000 | 19 | 8.5 | 52500 | 39000 | 74.29% | 2 | 0 | 11 |  |  |  |  | R-454B | 4.4167 | Residential & Commercial | USHP | Ducted CEE Tier 1
215726539 | Central HP <5.4 tons | YORK | HRCU-A-CB (Split System: Heat Pump with Remote Outdoor Unit-Air-Source) | HH860E2S11 | ADP |  | H,YG52*60+TXV | TM9V120D20MP12 | 53000 | 19 | 8.5 | 52500 | 39000 | 74.29% | 2 | 0 | 11 |  |  |  |  | R-454B | 4.4167 | Residential & Commercial | USHP | Ducted CEE Tier 1
215726573 | Central HP <5.4 tons | YORK | HRCU-A-CB (Split System: Heat Pump with Remote Outdoor Unit-Air-Source) | HH860E2S11 | ADP |  | H,YG49*60+TXV-BLEED | TM9Y100C16MP11 | 44000 | 17 | 8.5 | 42500 | 33400 | 78.59% | 2 | 0 | 11 |  |  |  |  | R-454B | 3.6667 | Residential & Commercial | USHP | Ducted CEE Tier 1
215424526 | Central HP <5.4 tons | YORK | HRCU-A-CB (Split System: Heat Pump with Remote Outdoor Unit-Air-Source) | HH824E2S11 | ADP |  | H,YE8J*36+TXV | TM9E060A10MP12 | 22600 | 16 | 8.9 | 21400 | 17700 | 82.71% | 1.98 | 0 | 10.5 |  |  |  |  | R-454B | 1.8833 | Residential & Commercial | USHP | Ducted CEE Tier 1
215424546 | Central HP <5.4 tons | YORK | HRCU-A-CB (Split System: Heat Pump with Remote Outdoor Unit-Air-Source) | HH824E2S11 | ADP |  | H,YE31*30+TXV | TM9V040A10MP12 | 21800 | 16 | 8.5 | 21200 | 17100 | 80.66% | 1.9 | 0 | 10 |  |  |  |  | R-454B | 1.8167 | Residential & Commercial | USHP | Ducted CEE Tier 1
215424551 | Central HP <5.4 tons | YORK | HRCU-A-CB (Split System: Heat Pump with Remote Outdoor Unit-Air-Source) | HH824E2S11 | ADP |  | H,YE7J*36+TXV | TM9V040A10MP12 | 22400 | 16 | 8.8 | 21400 | 17100 | 79.91% | 1.96 | 0 | 10.5 |  |  |  |  | R-454B | 1.8667 | Residential & Commercial | USHP | Ducted CEE Tier 1
215424560 | Central HP <5.4 tons | YORK | HRCU-A-CB (Split System: Heat Pump with Remote Outdoor Unit-Air-Source) | HH824E2S11 | ADP |  | H,YE7J*36+TXV | TM9V060B12MP12 | 22400 | 17 | 8.8 | 21400 | 17200 | 80.37% | 1.96 | 0 | 11 |  |  |  |  | R-454B | 1.8667 | Residential & Commercial | USHP | Ducted CEE Tier 1
215424576 | Central HP <5.4 tons | YORK | HRCU-A-CB (Split System: Heat Pump with Remote Outdoor Unit-Air-Source) | HH824E2S11 | ADP |  | H,YE7J*36+TXV-BLEED | TM9Y040A10MP11 | 22400 | 16 | 8.3 | 21000 | 16900 | 80.48% | 1.96 | 0 | 10.5 |  |  |  |  | R-454B | 1.8667 | Residential & Commercial | USHP | Ducted CEE Tier 1
215424594 | Central HP <5.4 tons | YORK | HRCU-A-CB (Split System: Heat Pump with Remote Outdoor Unit-Air-Source) | HH824E2S11 | ADP |  | H,YE7J*36+TXV-BLEED | TM9Y080B12MP11 | 23000 | 17 | 9 | 21400 | 18100 | 84.58% | 2 | 0 | 11.7 |  |  |  |  | R-454B | 1.9167 | Residential & Commercial | USHP | Ducted CEE Tier 1
215424144 | Central HP <5.4 tons | YORK | HRCU-A-CB (Split System: Heat Pump with Remote Outdoor Unit-Air-Source) | HH860E2S11 | ADP |  | H,YE48*60+TXV-BLEED | YP9C120D20MP13 | 44000 | 18 | 8.5 | 42000 | 33000 | 78.57% | 2 | 0 | 11.7 |  |  |  |  | R-454B | 3.6667 | Residential & Commercial | USHP | Ducted CEE Tier 1
215425337 | Central HP <5.4 tons | YORK | HRCU-A-CB (Split System: Heat Pump with Remote Outdoor Unit-Air-Source) | HH860E2S11 | ADP |  | H,YE37*48+TXV | TM8E080C16MP11 | 44500 | 17 | 8.5 | 43500 | 33800 | 77.7% | 2 | 0 | 11 |  |  |  |  | R-454B | 3.7083 | Residential & Commercial | USHP | Ducted CEE Tier 1
211229271 | Central HP <5.4 tons | PAYNE HEATING AND COOLING | HRCU-A-CB (Split System: Heat Pump with Remote Outdoor Unit-Air-Source) | 38MURAQ36AB3* |  |  | CAP**4824AL* | PG80ES(A,L)A60090C** | 36600 | 16 | 8.5 | 38500 | 34800 | 90.39% | 2.08 | 0 | 10 |  |  |  |  | R-410A | 3.05 | Residential & Commercial | USHP | Ducted CEE Tier 1
211229307 | Central HP <5.4 tons | PAYNE HEATING AND COOLING | HRCU-A-CB (Split System: Heat Pump with Remote Outdoor Unit-Air-Source) | 38MURAQ36AB3* |  |  | CAP**4824AL* | PG80ES(A,L)A60110D** | 35800 | 16.5 | 8.5 | 37800 | 34600 | 91.53% | 2.06 | 0 | 10 |  |  |  |  | R-410A | 2.9833 | Residential & Commercial | USHP | Ducted CEE Tier 1
211229909 | Central HP <5.4 tons | PAYNE HEATING AND COOLING | HRCU-A-CB (Split System: Heat Pump with Remote Outdoor Unit-Air-Source) | 38MURAQ36AB3* |  |  | CNPV*4821AL* | PG80ES(A,L)A36070B** | 36200 | 15.5 | 8.1 | 38500 | 35000 | 90.91% | 2.02 | 0 | 10 |  |  |  |  | R-410A | 3.0167 | Residential & Commercial | USHP | Ducted CEE Tier 1
211230073 | Central HP <5.4 tons | PAYNE HEATING AND COOLING | HRCU-A-CB (Split System: Heat Pump with Remote Outdoor Unit-Air-Source) | 38MURAQ36AB3* |  |  | CNPV*4821AL* | PG80VTLA60090C** | 35800 | 16.5 | 8.1 | 38500 | 34800 | 90.39% | 2 | 0 | 10 |  |  |  |  | R-410A | 2.9833 | Residential & Commercial | USHP | Ducted CEE Tier 1
211230173 | Central HP <5.4 tons | PAYNE HEATING AND COOLING | HRCU-A-CB (Split System: Heat Pump with Remote Outdoor Unit-Air-Source) | 38MURAQ36AB3* |  |  | CNPV*4821AL* | PG95ESAA48080B** | 35600 | 15.5 | 8.1 | 38500 | 35000 | 90.91% | 2 | 0 | 10 |  |  |  |  | R-410A | 2.9667 | Residential & Commercial | USHP | Ducted CEE Tier 1
211230282 | Central HP <5.4 tons | PAYNE HEATING AND COOLING | HRCU-A-CB (Split System: Heat Pump with Remote Outdoor Unit-Air-Source) | 38MURAQ36AB3* |  |  | CNPV*4821AL* | PG95ESUA60100C** | 36400 | 16 | 8.1 | 38500 | 34800 | 90.39% | 2.04 | 0 | 10.5 |  |  |  |  | R-410A | 3.0333 | Residential & Commercial | USHP | Ducted CEE Tier 1
211230750 | Central HP <5.4 tons | PAYNE HEATING AND COOLING | HRCU-A-CB (Split System: Heat Pump with Remote Outdoor Unit-Air-Source) | 38MURAQ36AB3* |  |  | CNPV*4824AL* | PG96VTAA60080C** | 35600 | 16 | 8.1 | 38500 | 34800 | 90.39% | 2 | 0 | 10 |  |  |  |  | R-410A | 2.9667 | Residential & Commercial | USHP | Ducted CEE Tier 1
212979140 | Central HP <5.4 tons | SMART COMFORT | HRCU-A-CB (Split System: Heat Pump with Remote Outdoor Unit-Air-Source) | DLCURAH24ABK |  |  | EA*4X25L17A* | *80MS(N,L)0701716A* | 24200 | 17.5 | 8.5 | 25200 | 21800 | 86.51% | 1.82 | 0 | 10 |  |  |  |  | R-410A | 2.0167 | Residential & Commercial | USHP | Ducted CEE Tier 1
212383323 | Central HP <5.4 tons | SMART COMFORT | HRCU-A-CB (Split System: Heat Pump with Remote Outdoor Unit-Air-Source) | DLCURAH36ABK |  |  | EA*4X36L21A* | *80ES(N,L)0902120A* | 35600 | 16 | 8.1 | 39500 | 35200 | 89.11% | 1.84 | 0 | 10 |  |  |  |  | R-410A | 2.9667 | Residential & Commercial | USHP | Ducted CEE Tier 1
216990265 | Central HP <5.4 tons | BRYANT HEATING AND COOLING SYSTEMS | HRCU-A-CB (Split System: Heat Pump with Remote Outdoor Unit-Air-Source) | 290VAN036**AA* | ADP |  | PL36H210P74*+TXV | 88*TB48070C17*** | 33000 | 18 | 9 | 33600 | 24800 | 73.81% | 1.88 | 0 | 9.5 |  |  |  |  | R-454B | 2.75 | Residential & Commercial | USHP
216990280 | Central HP <5.4 tons | BRYANT HEATING AND COOLING SYSTEMS | HRCU-A-CB (Split System: Heat Pump with Remote Outdoor Unit-Air-Source) | 290VAN036**AA* | ADP |  | PL36H***P44*+TXV | 88*TB48090C17*** | 33800 | 18 | 9 | 33400 | 24600 | 73.65% | 1.88 | 0 | 10 |  |  |  |  | R-454B | 2.8167 | Residential & Commercial | USHP | Ducted CEE Tier 1
216990282 | Central HP <5.4 tons | BRYANT HEATING AND COOLING SYSTEMS | HRCU-A-CB (Split System: Heat Pump with Remote Outdoor Unit-Air-Source) | 290VAN036**AA* | ADP |  | C36A***L53*+TXV | 88*TB48090C17*** | 34400 | 18 | 9 | 33800 | 24800 | 73.37% | 1.88 | 0 | 10 |  |  |  |  | R-454B | 2.8667 | Residential & Commercial | USHP | Ducted CEE Tier 1
216990296 | Central HP <5.4 tons | BRYANT HEATING AND COOLING SYSTEMS | HRCU-A-CB (Split System: Heat Pump with Remote Outdoor Unit-Air-Source) | 290VAN048**AA* | ADP |  | PL48H210P75*+TXV | 88*TB48070C17*** | 44000 | 17 | 9 | 47000 | 34000 | 72.34% | 2.04 | 0 | 9.5 |  |  |  |  | R-454B | 3.6667 | Residential & Commercial | USHP
216990298 | Central HP <5.4 tons | BRYANT HEATING AND COOLING SYSTEMS | HRCU-A-CB (Split System: Heat Pump with Remote Outdoor Unit-Air-Source) | 290VAN048**AA* | ADP |  | V,C48H175P38*+TXV | 88*TB48070C17*** | 44000 | 17 | 9 | 47000 | 34000 | 72.34% | 2.04 | 0 | 9.5 |  |  |  |  | R-454B | 3.6667 | Residential & Commercial | USHP
212973850 | Central HP <5.4 tons | SMART COMFORT | HRCU-A-CB (Split System: Heat Pump with Remote Outdoor Unit-Air-Source) | DLCURAH24ABK |  |  | EA*4X30L17A* | *96VSN0801716B* | 23400 | 17 | 8.5 | 26200 | 25000 | 95.42% | 2.08 | 0 | 10 |  |  |  |  | R-410A | 1.95 | Residential & Commercial | USHP | Ducted CEE Tier 1
212972930 | Central HP <5.4 tons | SMART COMFORT | HRCU-A-CB (Split System: Heat Pump with Remote Outdoor Unit-Air-Source) | DLCURAH24ABK |  |  | EA*4X30L14A* | *96VSN0401410B* | 23400 | 16 | 8.5 | 26400 | 24800 | 93.94% | 2.06 | 0 | 10 |  |  |  |  | R-410A | 1.95 | Residential & Commercial | USHP | Ducted CEE Tier 1
215423846 | Central HP <5.4 tons | YORK | HRCU-A-CB (Split System: Heat Pump with Remote Outdoor Unit-Air-Source) | HH860E2S11 | ADP |  | H,YE48*60+TXV | TM9Y080C16MP11 | 44000 | 17 | 8.5 | 42500 | 33400 | 78.59% | 2 | 0 | 11 |  |  |  |  | R-454B | 3.6667 | Residential & Commercial | USHP | Ducted CEE Tier 1
215423879 | Central HP <5.4 tons | YORK | HRCU-A-CB (Split System: Heat Pump with Remote Outdoor Unit-Air-Source) | HH860E2S11 | ADP |  | H,YE54*60+TXV | TM9Y100C20MP11 | 52500 | 18 | 8.5 | 52500 | 39000 | 74.29% | 2 | 0 | 11 |  |  |  |  | R-454B | 4.375 | Residential & Commercial | USHP | Ducted CEE Tier 1
215423882 | Central HP <5.4 tons | YORK | HRCU-A-CB (Split System: Heat Pump with Remote Outdoor Unit-Air-Source) | HH860E2S11 | ADP |  | H,YE84*60+TXV | TM9Y100C20MP11 | 52500 | 18 | 8.5 | 52500 | 39000 | 74.29% | 2 | 0 | 11 |  |  |  |  | R-454B | 4.375 | Residential & Commercial | USHP | Ducted CEE Tier 1
215423948 | Central HP <5.4 tons | YORK | HRCU-A-CB (Split System: Heat Pump with Remote Outdoor Unit-Air-Source) | HH860E2S11 | ADP |  | H,YE37*60+TXV | Y81E100C20SMPS1 | 52000 | 18 | 8.35 | 51500 | 38000 | 73.79% | 1.98 | 0 | 11 |  |  |  |  | R-454B | 4.3333 | Residential & Commercial | USHP | Ducted CEE Tier 1
215423980 | Central HP <5.4 tons | YORK | HRCU-A-CB (Split System: Heat Pump with Remote Outdoor Unit-Air-Source) | HH860E2S11 | ADP |  | H,YE2K*60+TXV | Y81E120C20SMPS1 | 51500 | 18 | 8.35 | 51500 | 38000 | 73.79% | 1.96 | 0 | 11 |  |  |  |  | R-454B | 4.2917 | Residential & Commercial | USHP | Ducted CEE Tier 1
215423981 | Central HP <5.4 tons | YORK | HRCU-A-CB (Split System: Heat Pump with Remote Outdoor Unit-Air-Source) | HH860E2S11 | ADP |  | H,YE3K*60+TXV | Y81E120C20SMPS1 | 45000 | 18 | 8.5 | 43500 | 33600 | 77.24% | 2 | 0 | 11.7 |  |  |  |  | R-454B | 3.75 | Residential & Commercial | USHP | Ducted CEE Tier 1
215423999 | Central HP <5.4 tons | YORK | HRCU-A-CB (Split System: Heat Pump with Remote Outdoor Unit-Air-Source) | HH860E2S11 | ADP |  | H,YE49*60+TXV | Y81E130D20SMPS1 | 54000 | 19 | 8.5 | 52500 | 39000 | 74.29% | 2 | 0 | 11.7 |  |  |  |  | R-454B | 4.5 | Residential & Commercial | USHP | Ducted CEE Tier 1
215424030 | Central HP <5.4 tons | YORK | HRCU-A-CB (Split System: Heat Pump with Remote Outdoor Unit-Air-Source) | HH860E2S11 | ADP |  | H,YE48*60+TXV | Y91E080C20SMPS1 | 44500 | 18 | 8.5 | 44500 | 33000 | 74.16% | 2 | 0 | 12 |  |  |  |  | R-454B | 3.7083 | Residential & Commercial | USHP | Ducted CEE Tier 1
215424046 | Central HP <5.4 tons | YORK | HRCU-A-CB (Split System: Heat Pump with Remote Outdoor Unit-Air-Source) | HH860E2S11 | ADP |  | H,YE48*60+TXV-BLEED | Y91E100C16SMPS1 | 45500 | 18 | 8.5 | 45000 | 33800 | 75.11% | 2 | 0 | 11.7 |  |  |  |  | R-454B | 3.7917 | Residential & Commercial | USHP | Ducted CEE Tier 1
215424079 | Central HP <5.4 tons | YORK | HRCU-A-CB (Split System: Heat Pump with Remote Outdoor Unit-Air-Source) | HH860E2S11 | ADP |  | H,YE2K*48+TXV | Y91E120D20SMPS1 | 46500 | 17 | 8.45 | 45000 | 33800 | 75.11% | 2 | 0 | 11.7 |  |  |  |  | R-454B | 3.875 | Residential & Commercial | USHP | Ducted CEE Tier 1
215424099 | Central HP <5.4 tons | YORK | HRCU-A-CB (Split System: Heat Pump with Remote Outdoor Unit-Air-Source) | HH860E2S11 | ADP |  | H,YE48*48+TXV | YP9C080C16MP13 | 43500 | 18 | 8.5 | 42000 | 33000 | 78.57% | 2 | 0 | 11 |  |  |  |  | R-454B | 3.625 | Residential & Commercial | USHP | Ducted CEE Tier 1
215424146 | Central HP <5.4 tons | YORK | HRCU-A-CB (Split System: Heat Pump with Remote Outdoor Unit-Air-Source) | HH860E2S11 | ADP |  | H,YE48*60+TXV | YP9C120D20MP13 | 44000 | 18 | 8.5 | 42000 | 33000 | 78.57% | 2 | 0 | 11.7 |  |  |  |  | R-454B | 3.6667 | Residential & Commercial | USHP | Ducted CEE Tier 1
215424147 | Central HP <5.4 tons | YORK | HRCU-A-CB (Split System: Heat Pump with Remote Outdoor Unit-Air-Source) | HH860E2S11 | ADP |  | H,YE54*60+TXV | YP9C120D20MP13 | 53000 | 19 | 8.5 | 52500 | 39000 | 74.29% | 2 | 0 | 11 |  |  |  |  | R-454B | 4.4167 | Residential & Commercial | USHP | Ducted CEE Tier 1
215424149 | Central HP <5.4 tons | YORK | HRCU-A-CB (Split System: Heat Pump with Remote Outdoor Unit-Air-Source) | HH860E2S11 | ADP |  | H,YE49*60+TXV | YP9C120D20MP13 | 53000 | 19 | 8.5 | 52000 | 38500 | 74.04% | 2 | 0 | 11 |  |  |  |  | R-454B | 4.4167 | Residential & Commercial | USHP | Ducted CEE Tier 1
215726632 | Central HP <5.4 tons | YORK | HRCU-A-CB (Split System: Heat Pump with Remote Outdoor Unit-Air-Source) | HH860E2S11 | ADP |  | H,YG84*48+TXV | Y81E080C16SMPS1 | 44500 | 18 | 8.5 | 42500 | 33000 | 77.65% | 2 | 0 | 12 |  |  |  |  | R-454B | 3.7083 | Residential & Commercial | USHP | Ducted CEE Tier 1
215726639 | Central HP <5.4 tons | YORK | HRCU-A-CB (Split System: Heat Pump with Remote Outdoor Unit-Air-Source) | HH860E2S11 | ADP |  | H,YG48*60+TXV-BLEED | Y81E080C20SMPS1 | 44000 | 18 | 8.5 | 42500 | 33000 | 77.65% | 2 | 0 | 12 |  |  |  |  | R-454B | 3.6667 | Residential & Commercial | USHP | Ducted CEE Tier 1
215726682 | Central HP <5.4 tons | YORK | HRCU-A-CB (Split System: Heat Pump with Remote Outdoor Unit-Air-Source) | HH860E2S11 | ADP |  | H,YG50*60+TXV-BLEED | Y81E100C20SMPS1 | 53000 | 19 | 8.5 | 51500 | 38000 | 73.79% | 2 | 0 | 11.7 |  |  |  |  | R-454B | 4.4167 | Residential & Commercial | USHP | Ducted CEE Tier 1
215726716 | Central HP <5.4 tons | YORK | HRCU-A-CB (Split System: Heat Pump with Remote Outdoor Unit-Air-Source) | HH860E2S11 | ADP |  | H,YG49*60+TXV-BLEED | Y81E120C20SMPS1 | 52500 | 19 | 8.5 | 51500 | 38000 | 73.79% | 2 | 0 | 11.7 |  |  |  |  | R-454B | 4.375 | Residential & Commercial | USHP | Ducted CEE Tier 1
215726723 | Central HP <5.4 tons | YORK | HRCU-A-CB (Split System: Heat Pump with Remote Outdoor Unit-Air-Source) | HH860E2S11 | ADP |  | H,YG86*60+TXV-BLEED | Y81E120C20SMPS1 | 52500 | 19 | 8.5 | 51500 | 38000 | 73.79% | 2 | 0 | 11.7 |  |  |  |  | R-454B | 4.375 | Residential & Commercial | USHP | Ducted CEE Tier 1
215726741 | Central HP <5.4 tons | YORK | HRCU-A-CB (Split System: Heat Pump with Remote Outdoor Unit-Air-Source) | HH860E2S11 | ADP |  | H,YG88*60+TXV | Y81E130D20SMPS1 | 54000 | 19 | 8.5 | 52500 | 39000 | 74.29% | 2 | 0 | 11.7 |  |  |  |  | R-454B | 4.5 | Residential & Commercial | USHP | Ducted CEE Tier 1
215731333 | Central HP <5.4 tons | YORK | HRCU-A-CB (Split System: Heat Pump with Remote Outdoor Unit-Air-Source) | HH860E2S11 | ADP |  | H,YG54*60+TXV-BLEED | TM8V080C16MP12 | 43500 | 18 | 8.5 | 42000 | 32800 | 78.1% | 2 | 0 | 11.7 |  |  |  |  | R-454B | 3.625 | Residential & Commercial | USHP | Ducted CEE Tier 1
215731360 | Central HP <5.4 tons | YORK | HRCU-A-CB (Split System: Heat Pump with Remote Outdoor Unit-Air-Source) | HH860E2S11 | ADP |  | H,YG74*60+TXV | TM8V080C16MP12 | 43500 | 18 | 8.5 | 42000 | 32800 | 78.1% | 2 | 0 | 11.7 |  |  |  |  | R-454B | 3.625 | Residential & Commercial | USHP | Ducted CEE Tier 1
215731387 | Central HP <5.4 tons | YORK | HRCU-A-CB (Split System: Heat Pump with Remote Outdoor Unit-Air-Source) | HH860E2S11 | ADP |  | H,YG3K*60+TXV | TM8V100C16MP12 | 43500 | 17 | 8.5 | 42000 | 32800 | 78.1% | 2 | 0 | 11.7 |  |  |  |  | R-454B | 3.625 | Residential & Commercial | USHP | Ducted CEE Tier 1
215731394 | Central HP <5.4 tons | YORK | HRCU-A-CB (Split System: Heat Pump with Remote Outdoor Unit-Air-Source) | HH860E2S11 | ADP |  | H,YG54*60+TXV | TM8V100C16MP12 | 43500 | 18 | 8.5 | 42000 | 32800 | 78.1% | 2 | 0 | 11.7 |  |  |  |  | R-454B | 3.625 | Residential & Commercial | USHP | Ducted CEE Tier 1
215731437 | Central HP <5.4 tons | YORK | HRCU-A-CB (Split System: Heat Pump with Remote Outdoor Unit-Air-Source) | HH860E2S11 | ADP |  | H,YG72*60+TXV | TM8V100C20MP12 | 44000 | 18 | 8.5 | 42500 | 33200 | 78.12% | 2 | 0 | 11.7 |  |  |  |  | R-454B | 3.6667 | Residential & Commercial | USHP | Ducted CEE Tier 1
215731462 | Central HP <5.4 tons | YORK | HRCU-A-CB (Split System: Heat Pump with Remote Outdoor Unit-Air-Source) | HH860E2S11 | ADP |  | H,YG72*48+TXV-BLEED | TM8V120C20MP12 | 44000 | 18 | 8.5 | 42500 | 33200 | 78.12% | 2 | 0 | 11.7 |  |  |  |  | R-454B | 3.6667 | Residential & Commercial | USHP | Ducted CEE Tier 1
215731503 | Central HP <5.4 tons | YORK | HRCU-A-CB (Split System: Heat Pump with Remote Outdoor Unit-Air-Source) | HH860E2S11 | ADP |  | H,YG72*48+TXV-BLEED | TM9Y080C16MP11 | 44000 | 17 | 8.5 | 42500 | 33400 | 78.59% | 2 | 0 | 11 |  |  |  |  | R-454B | 3.6667 | Residential & Commercial | USHP | Ducted CEE Tier 1
215731526 | Central HP <5.4 tons | YORK | HRCU-A-CB (Split System: Heat Pump with Remote Outdoor Unit-Air-Source) | HH860E2S11 | ADP |  | H,YG74*60+TXV-BLEED | TM9Y080C16MP11 | 44000 | 17 | 8.5 | 42500 | 33400 | 78.59% | 2 | 0 | 11 |  |  |  |  | R-454B | 3.6667 | Residential & Commercial | USHP | Ducted CEE Tier 1
215731528 | Central HP <5.4 tons | YORK | HRCU-A-CB (Split System: Heat Pump with Remote Outdoor Unit-Air-Source) | HH860E2S11 | ADP |  | H,YG74*60+TXV | TM9Y080C16MP11 | 44000 | 17 | 8.5 | 42500 | 33400 | 78.59% | 2 | 0 | 11 |  |  |  |  | R-454B | 3.6667 | Residential & Commercial | USHP | Ducted CEE Tier 1
215731562 | Central HP <5.4 tons | YORK | HRCU-A-CB (Split System: Heat Pump with Remote Outdoor Unit-Air-Source) | HH860E2S11 | ADP |  | H,YG74*60+TXV | TM9Y100C16MP11 | 44000 | 17 | 8.5 | 42500 | 33400 | 78.59% | 2 | 0 | 11 |  |  |  |  | R-454B | 3.6667 | Residential & Commercial | USHP | Ducted CEE Tier 1
212603265 | Central HP <5.4 tons | DAY & NIGHT | HRCU-A-CB (Split System: Heat Pump with Remote Outdoor Unit-Air-Source) | DLCURAH36ABK | ADP |  | PL36H210P179 | *95ESU1002120A* | 36400 | 16 | 8.1 | 36800 | 34400 | 93.48% | 2.04 | 0 | 10.5 |  |  |  |  | R-410A | 3.0333 | Residential & Commercial | USHP | Ducted CEE Tier 1
213080108 | Central HP <5.4 tons | SMART COMFORT | HRCU-A-CB (Split System: Heat Pump with Remote Outdoor Unit-Air-Source) | DLCURAH36ABK |  |  | END4X42L17** | *96MSN0801716A* | 35600 | 15.5 | 8.1 | 38500 | 35200 | 91.43% | 1.94 | 0 | 10 |  |  |  |  | R-410A | 2.9667 | Residential & Commercial | USHP | Ducted CEE Tier 1
211227968 | Central HP <5.4 tons | PAYNE HEATING AND COOLING | HRCU-A-CB (Split System: Heat Pump with Remote Outdoor Unit-Air-Source) | 38MURAQ36AB3* |  |  | CAP**4224AL* | PG92ESAA60100C** | 35200 | 16.5 | 8.1 | 38500 | 35000 | 90.91% | 1.88 | 0 | 10 |  |  |  |  | R-410A | 2.9333 | Residential & Commercial | USHP | Ducted CEE Tier 1
211228647 | Central HP <5.4 tons | PAYNE HEATING AND COOLING | HRCU-A-CB (Split System: Heat Pump with Remote Outdoor Unit-Air-Source) | 38MURAQ36AB3* |  |  | CAP**4321AL* | PG96VTAA60100C** | 36800 | 15.5 | 8.5 | 38500 | 34800 | 90.39% | 2.1 | 0 | 10 |  |  |  |  | R-410A | 3.0667 | Residential & Commercial | USHP | Ducted CEE Tier 1
212970744 | Central HP <5.4 tons | SMART COMFORT | HRCU-A-CB (Split System: Heat Pump with Remote Outdoor Unit-Air-Source) | DLCURAH36ABK |  |  | EN(A,D)4X48L24** | *80VSL0902120B* | 36000 | 16.5 | 8.1 | 38000 | 35000 | 92.11% | 2 | 0 | 10 |  |  |  |  | R-410A | 3 | Residential & Commercial | USHP | Ducted CEE Tier 1
212969944 | Central HP <5.4 tons | SMART COMFORT | HRCU-A-CB (Split System: Heat Pump with Remote Outdoor Unit-Air-Source) | DLCURAH36ABK |  |  | EA*4X37L17A* | *80VSL0451412B* | 36000 | 15.5 | 8.5 | 38000 | 35000 | 92.11% | 2 | 0 | 10 |  |  |  |  | R-410A | 3 | Residential & Commercial | USHP | Ducted CEE Tier 1
212971498 | Central HP <5.4 tons | SMART COMFORT | HRCU-A-CB (Split System: Heat Pump with Remote Outdoor Unit-Air-Source) | DLCURAH18ABK |  |  | EN(A,D)4X30L17** | *80VTL0701716B* | 17700 | 16 | 8.1 | 18200 | 18600 | 102.2% | 2.24 | 0 | 11 |  |  |  |  | R-410A | 1.475 | Residential & Commercial | USHP | Ducted CEE Tier 1
212969524 | Central HP <5.4 tons | SMART COMFORT | HRCU-A-CB (Split System: Heat Pump with Remote Outdoor Unit-Air-Source) | DLCURAH18ABK |  |  | EA*4X24L14A* | *80VSL0451412B* | 17700 | 16.5 | 8.5 | 18600 | 19400 | 104.3% | 2.32 | 0 | 10.5 |  |  |  |  | R-410A | 1.475 | Residential & Commercial | USHP | Ducted CEE Tier 1
212973570 | Central HP <5.4 tons | SMART COMFORT | HRCU-A-CB (Split System: Heat Pump with Remote Outdoor Unit-Air-Source) | DLCURAH24ABK |  |  | EA*4X30L17A* | *96VSN0601412B* | 23400 | 16.5 | 8.5 | 26400 | 24800 | 93.94% | 2.06 | 0 | 10 |  |  |  |  | R-410A | 1.95 | Residential & Commercial | USHP | Ducted CEE Tier 1
212973220 | Central HP <5.4 tons | SMART COMFORT | HRCU-A-CB (Split System: Heat Pump with Remote Outdoor Unit-Air-Source) | DLCURAH24ABK |  |  | EA*4X36L17A* | *96VSN0401712B* | 23400 | 16.5 | 8.5 | 26200 | 24400 | 93.13% | 2.02 | 0 | 10 |  |  |  |  | R-410A | 1.95 | Residential & Commercial | USHP | Ducted CEE Tier 1
212973270 | Central HP <5.4 tons | SMART COMFORT | HRCU-A-CB (Split System: Heat Pump with Remote Outdoor Unit-Air-Source) | DLCURAH24ABK |  |  | EN(A,D)4X30L17** | *96VSN0401712B* | 23200 | 16 | 8.1 | 26200 | 24800 | 94.66% | 2.06 | 0 | 10 |  |  |  |  | R-410A | 1.9333 | Residential & Commercial | USHP | Ducted CEE Tier 1
212973000 | Central HP <5.4 tons | SMART COMFORT | HRCU-A-CB (Split System: Heat Pump with Remote Outdoor Unit-Air-Source) | DLCURAH24ABK |  |  | EN(A,D)4X30L17** | *96VSN0401410B* | 23400 | 16 | 8.1 | 26400 | 24600 | 93.18% | 2.02 | 0 | 10 |  |  |  |  | R-410A | 1.95 | Residential & Commercial | USHP | Ducted CEE Tier 1
212972680 | Central HP <5.4 tons | SMART COMFORT | HRCU-A-CB (Split System: Heat Pump with Remote Outdoor Unit-Air-Source) | DLCURAH18ABK |  |  | EA*4X24L14A* | *96VSN0401410B* | 17200 | 16 | 8.5 | 18200 | 19400 | 106.6% | 2.34 | 0 | 10 |  |  |  |  | R-410A | 1.4333 | Residential & Commercial | USHP | Ducted CEE Tier 1
216990299 | Central HP <5.4 tons | BRYANT HEATING AND COOLING SYSTEMS | HRCU-A-CB (Split System: Heat Pump with Remote Outdoor Unit-Air-Source) | 290VAN048**AA* | ADP |  | PL60H210P17*+TXV | 88*TB48070C17*** | 44000 | 17 | 9 | 47000 | 34000 | 72.34% | 2.04 | 0 | 9.5 |  |  |  |  | R-454B | 3.6667 | Residential & Commercial | USHP
216990313 | Central HP <5.4 tons | BRYANT HEATING AND COOLING SYSTEMS | HRCU-A-CB (Split System: Heat Pump with Remote Outdoor Unit-Air-Source) | 290VAN048**AA* | ADP |  | C48A***L53*+TXV | 88*TB48090C17*** | 45500 | 18 | 9 | 46000 | 33400 | 72.61% | 2.06 | 0 | 9.5 |  |  |  |  | R-454B | 3.7917 | Residential & Commercial | USHP
213088238 | Central HP <5.4 tons | ARCOAIRE | HRCU-A-CB (Split System: Heat Pump with Remote Outdoor Unit-Air-Source) | DLCURAH18ABK | ADP |  | H,GG32924+AEFE3A* | 0 | 17800 | 17 | 8.95 | 17100 | 19400 | 113.5% | 2.4 | 0 | 11 |  |  |  |  | R-410A | 1.4833 | Residential & Commercial | USHP | Ducted CEE Tier 1
211243988 | Central HP <5.4 tons | SMART COMFORT | HRCU-A-CB (Split System: Heat Pump with Remote Outdoor Unit-Air-Source) | DLCURAH24ABK |  |  | EN(A,D)4X24L17** | *80VTL0451412A* | 23800 | 16 | 8.5 | 26800 | 23200 | 86.57% | 1.92 | 0 | 10 |  |  |  |  | R-410A | 1.9833 | Residential & Commercial | USHP | Ducted CEE Tier 1
212979830 | Central HP <5.4 tons | SMART COMFORT | HRCU-A-CB (Split System: Heat Pump with Remote Outdoor Unit-Air-Source) | DLCURAH24ABK |  |  | EA*4X25L17A* | *80MS(N,L)0901714A* | 24200 | 17 | 8.5 | 25200 | 21800 | 86.51% | 1.82 | 0 | 10 |  |  |  |  | R-410A | 2.0167 | Residential & Commercial | USHP | Ducted CEE Tier 1
213079504 | Central HP <5.4 tons | SMART COMFORT | HRCU-A-CB (Split System: Heat Pump with Remote Outdoor Unit-Air-Source) | DLCURAH36ABK |  |  | EN(A,D,W)4X48L21** | *92MSN0601714A* | 35800 | 16 | 8.1 | 38500 | 35000 | 90.91% | 2 | 0 | 10 |  |  |  |  | R-410A | 2.9833 | Residential & Commercial | USHP | Ducted CEE Tier 1
213079406 | Central HP <5.4 tons | SMART COMFORT | HRCU-A-CB (Split System: Heat Pump with Remote Outdoor Unit-Air-Source) | DLCURAH36ABK |  |  | EA*4X37L17A* | *92MSN0601714A* | 36000 | 15.5 | 8.5 | 38500 | 35000 | 90.91% | 2 | 0 | 10 |  |  |  |  | R-410A | 3 | Residential & Commercial | USHP | Ducted CEE Tier 1
213080157 | Central HP <5.4 tons | SMART COMFORT | HRCU-A-CB (Split System: Heat Pump with Remote Outdoor Unit-Air-Source) | DLCURAH36ABK |  |  | EA*4X37L21A* | *96MSM0802120A* | 36400 | 16 | 8.5 | 38000 | 34800 | 91.58% | 2.06 | 0 | 10 |  |  |  |  | R-410A | 3.0333 | Residential & Commercial | USHP | Ducted CEE Tier 1
213080276 | Central HP <5.4 tons | SMART COMFORT | HRCU-A-CB (Split System: Heat Pump with Remote Outdoor Unit-Air-Source) | DLCURAH36ABK |  |  | EA*4X36L21A* | *96MSN1002120A* | 35200 | 16 | 8.1 | 38500 | 35200 | 91.43% | 1.8 | 0 | 9.5 |  |  |  |  | R-410A | 2.9333 | Residential & Commercial | USHP
213077685 | Central HP <5.4 tons | SMART COMFORT | HRCU-A-CB (Split System: Heat Pump with Remote Outdoor Unit-Air-Source) | DLCURAH36ABK |  |  | EN(A,D,W)4X48L21** | *96VTN1002120B* | 36000 | 16.5 | 8.1 | 38500 | 35000 | 90.91% | 2 | 0 | 10 |  |  |  |  | R-410A | 3 | Residential & Commercial | USHP | Ducted CEE Tier 1
211227319 | Central HP <5.4 tons | PAYNE HEATING AND COOLING | HRCU-A-CB (Split System: Heat Pump with Remote Outdoor Unit-Air-Source) | 38MURAQ36AB3* |  |  | CAP**4221AL* | PG80ES(A,L)A48070C** | 35200 | 16 | 8.1 | 38500 | 35000 | 90.91% | 1.88 | 0 | 9.5 |  |  |  |  | R-410A | 2.9333 | Residential & Commercial | USHP
211229025 | Central HP <5.4 tons | PAYNE HEATING AND COOLING | HRCU-A-CB (Split System: Heat Pump with Remote Outdoor Unit-Air-Source) | 38MURAQ36AB3* |  |  | CAP**4821AL* | PG95ESAA48080B** | 35400 | 15.5 | 8.1 | 37800 | 34800 | 92.06% | 2.02 | 0 | 9.5 |  |  |  |  | R-410A | 2.95 | Residential & Commercial | USHP
211229295 | Central HP <5.4 tons | PAYNE HEATING AND COOLING | HRCU-A-CB (Split System: Heat Pump with Remote Outdoor Unit-Air-Source) | 38MURAQ36AB3* |  |  | CAP**4824AL* | PG80ES(A,L)A60110C** | 36000 | 16.5 | 8.5 | 38500 | 34600 | 89.87% | 2.06 | 0 | 10 |  |  |  |  | R-410A | 3 | Residential & Commercial | USHP | Ducted CEE Tier 1
211229409 | Central HP <5.4 tons | PAYNE HEATING AND COOLING | HRCU-A-CB (Split System: Heat Pump with Remote Outdoor Unit-Air-Source) | 38MURAQ36AB3* |  |  | CAP**4824AL* | PG80VTLA66110C** | 36800 | 16 | 8.5 | 38500 | 34800 | 90.39% | 2.1 | 0 | 10 |  |  |  |  | R-410A | 3.0667 | Residential & Commercial | USHP | Ducted CEE Tier 1
212969544 | Central HP <5.4 tons | SMART COMFORT | HRCU-A-CB (Split System: Heat Pump with Remote Outdoor Unit-Air-Source) | DLCURAH18ABK |  |  | EA*4X25L17A* | *80VSL0451412B* | 18300 | 16.5 | 8.5 | 18100 | 17600 | 97.24% | 2.14 | 0 | 11 |  |  |  |  | R-410A | 1.525 | Residential & Commercial | USHP | Ducted CEE Tier 1
211226692 | Central HP <5.4 tons | SMART COMFORT | HRCU-A-CB (Split System: Heat Pump with Remote Outdoor Unit-Air-Source) | DLCURAH36ABK |  |  | EA*4X37L17A* | *96VSN0801716A* | 36200 | 15.2 | 8.5 | 39500 | 35000 | 88.61% | 2.02 | 0 | 10 |  |  |  |  | R-410A | 3.0167 | Residential & Commercial | USHP | Ducted CEE Tier 1
211230014 | Central HP <5.4 tons | SMART COMFORT | HRCU-A-CB (Split System: Heat Pump with Remote Outdoor Unit-Air-Source) | DLCURAH36ABK |  |  | EN(A,D,W)4X48L21** | *80VSL0902120A* | 35800 | 16.5 | 8.1 | 38500 | 34800 | 90.39% | 2 | 0 | 10 |  |  |  |  | R-410A | 2.9833 | Residential & Commercial | USHP | Ducted CEE Tier 1
211229314 | Central HP <5.4 tons | SMART COMFORT | HRCU-A-CB (Split System: Heat Pump with Remote Outdoor Unit-Air-Source) | DLCURAH36ABK |  |  | EA*4X48L24A* | *80ES(N,L)1102420A* | 35800 | 16.5 | 8.5 | 37800 | 34600 | 91.53% | 2.06 | 0 | 10 |  |  |  |  | R-410A | 2.9833 | Residential & Commercial | USHP | Ducted CEE Tier 1
211228644 | Central HP <5.4 tons | SMART COMFORT | HRCU-A-CB (Split System: Heat Pump with Remote Outdoor Unit-Air-Source) | DLCURAH36ABK |  |  | EA*4X43L21A* | *96VTN0802120A* | 37000 | 15.5 | 8.5 | 38500 | 35000 | 90.91% | 2.1 | 0 | 10 |  |  |  |  | R-410A | 3.0833 | Residential & Commercial | USHP | Ducted CEE Tier 1
211228769 | Central HP <5.4 tons | SMART COMFORT | HRCU-A-CB (Split System: Heat Pump with Remote Outdoor Unit-Air-Source) | DLCURAH36ABK |  |  | EA*4X48L21A* | *80ES(N,L)0702116A* | 35600 | 16.5 | 8.5 | 37800 | 34600 | 91.53% | 2.04 | 0 | 10 |  |  |  |  | R-410A | 2.9667 | Residential & Commercial | USHP | Ducted CEE Tier 1
211228828 | Central HP <5.4 tons | SMART COMFORT | HRCU-A-CB (Split System: Heat Pump with Remote Outdoor Unit-Air-Source) | DLCURAH36ABK |  |  | EA*4X48L21A* | *80VSL0451716A* | 35600 | 15.5 | 8.1 | 38500 | 34800 | 90.39% | 2.04 | 0 | 9.5 |  |  |  |  | R-410A | 2.9667 | Residential & Commercial | USHP
211228837 | Central HP <5.4 tons | SMART COMFORT | HRCU-A-CB (Split System: Heat Pump with Remote Outdoor Unit-Air-Source) | DLCURAH36ABK |  |  | EA*4X48L21A* | *80VSL0701716A* | 35600 | 16 | 8.1 | 37800 | 34600 | 91.53% | 2.04 | 0 | 10 |  |  |  |  | R-410A | 2.9667 | Residential & Commercial | USHP | Ducted CEE Tier 1
211228846 | Central HP <5.4 tons | SMART COMFORT | HRCU-A-CB (Split System: Heat Pump with Remote Outdoor Unit-Air-Source) | DLCURAH36ABK |  |  | EA*4X48L21A* | *80VSL0702120A* | 35800 | 16 | 8.5 | 38500 | 34600 | 89.87% | 2.04 | 0 | 10 |  |  |  |  | R-410A | 2.9833 | Residential & Commercial | USHP | Ducted CEE Tier 1
211228855 | Central HP <5.4 tons | SMART COMFORT | HRCU-A-CB (Split System: Heat Pump with Remote Outdoor Unit-Air-Source) | DLCURAH36ABK |  |  | EA*4X48L21A* | *80VSL0902120A* | 35400 | 16 | 8.1 | 37800 | 34600 | 91.53% | 2.02 | 0 | 10 |  |  |  |  | R-410A | 2.95 | Residential & Commercial | USHP | Ducted CEE Tier 1
213076703 | Central HP <5.4 tons | SMART COMFORT | HRCU-A-CB (Split System: Heat Pump with Remote Outdoor Unit-Air-Source) | DLCURAH36ABK |  |  | EN(A,D,W)4X42L21** | *80VTL0902120B* | 35600 | 15.5 | 8.1 | 39000 | 35200 | 90.26% | 1.9 | 0 | 10 |  |  |  |  | R-410A | 2.9667 | Residential & Commercial | USHP | Ducted CEE Tier 1
211230795 | Central HP <5.4 tons | SMART COMFORT | HRCU-A-CB (Split System: Heat Pump with Remote Outdoor Unit-Air-Source) | DLCURAH36ABK |  |  | EN(A,D)4X48L24** | OLV112A16A | 36000 | 15.5 | 8.1 | 38500 | 35000 | 90.91% | 2.02 | 0 | 10 |  |  |  |  | R-410A | 3 | Residential & Commercial | USHP | Ducted CEE Tier 1
211230532 | Central HP <5.4 tons | SMART COMFORT | HRCU-A-CB (Split System: Heat Pump with Remote Outdoor Unit-Air-Source) | DLCURAH36ABK |  |  | EN(A,D)4X48L24** | *80VSL1102422A* | 36000 | 16.5 | 8.1 | 38500 | 34800 | 90.39% | 2.02 | 0 | 10 |  |  |  |  | R-410A | 3 | Residential & Commercial | USHP | Ducted CEE Tier 1
211230484 | Central HP <5.4 tons | SMART COMFORT | HRCU-A-CB (Split System: Heat Pump with Remote Outdoor Unit-Air-Source) | DLCURAH36ABK |  |  | EN(A,D)4X48L24** | *80ES(N,L)1352420A* | 36200 | 16 | 8.1 | 38500 | 34800 | 90.39% | 2.02 | 0 | 10 |  |  |  |  | R-410A | 3.0167 | Residential & Commercial | USHP | Ducted CEE Tier 1
213078886 | Central HP <5.4 tons | SMART COMFORT | HRCU-A-CB (Split System: Heat Pump with Remote Outdoor Unit-Air-Source) | DLCURAH36ABK |  |  | EA*4X43L21A* | *80MSU1002120A* | 36400 | 16 | 8.5 | 38000 | 34800 | 91.58% | 2.1 | 0 | 10 |  |  |  |  | R-410A | 3.0333 | Residential & Commercial | USHP | Ducted CEE Tier 1
213078720 | Central HP <5.4 tons | SMART COMFORT | HRCU-A-CB (Split System: Heat Pump with Remote Outdoor Unit-Air-Source) | DLCURAH36ABK |  |  | EN(A,D,W)4X48L21** | *80MS(N,L)1102120A* | 36400 | 16.5 | 8.1 | 38500 | 35000 | 90.91% | 2.02 | 0 | 10.5 |  |  |  |  | R-410A | 3.0333 | Residential & Commercial | USHP | Ducted CEE Tier 1
213077367 | Central HP <5.4 tons | SMART COMFORT | HRCU-A-CB (Split System: Heat Pump with Remote Outdoor Unit-Air-Source) | DLCURAH36ABK |  |  | EA*4X37L17A* | *96VTN0801716B* | 36000 | 15.5 | 8.5 | 38500 | 35200 | 91.43% | 2 | 0 | 10 |  |  |  |  | R-410A | 3 | Residential & Commercial | USHP | Ducted CEE Tier 1
213075895 | Central HP <5.4 tons | SMART COMFORT | HRCU-A-CB (Split System: Heat Pump with Remote Outdoor Unit-Air-Source) | DLCURAH36ABK |  |  | EA*4X37L21A* | *95MSU1002120A* | 36400 | 16 | 8.5 | 38000 | 34800 | 91.58% | 2.06 | 0 | 10 |  |  |  |  | R-410A | 3.0333 | Residential & Commercial | USHP | Ducted CEE Tier 1
213076648 | Central HP <5.4 tons | SMART COMFORT | HRCU-A-CB (Split System: Heat Pump with Remote Outdoor Unit-Air-Source) | DLCURAH36ABK |  |  | EA*4X37L21A* | *80VTL0902120B* | 36600 | 16 | 8.5 | 38500 | 35000 | 90.91% | 2.08 | 0 | 10 |  |  |  |  | R-410A | 3.05 | Residential & Commercial | USHP | Ducted CEE Tier 1
213076714 | Central HP <5.4 tons | SMART COMFORT | HRCU-A-CB (Split System: Heat Pump with Remote Outdoor Unit-Air-Source) | DLCURAH36ABK |  |  | EN(A,D,W)4X48L21** | *80VTL0902120B* | 36000 | 16.5 | 8.1 | 38500 | 35000 | 90.91% | 2 | 0 | 10 |  |  |  |  | R-410A | 3 | Residential & Commercial | USHP | Ducted CEE Tier 1
213076963 | Central HP <5.4 tons | SMART COMFORT | HRCU-A-CB (Split System: Heat Pump with Remote Outdoor Unit-Air-Source) | DLCURAH36ABK |  |  | EA*4X37L21A* | *96VSN0801716B* | 36400 | 15.5 | 8.5 | 38500 | 35000 | 90.91% | 2.06 | 0 | 10 |  |  |  |  | R-410A | 3.0333 | Residential & Commercial | USHP | Ducted CEE Tier 1
215423430 | Central HP <5.4 tons | YORK | HRCU-A-CB (Split System: Heat Pump with Remote Outdoor Unit-Air-Source) | HH836E2S11 | ADP |  | H,YE80*36+TXV | YP9C080B12MP13 | 33000 | 18 | 8.5 | 29200 | 24800 | 84.93% | 2 | 0 | 11 |  |  |  |  | R-454B | 2.75 | Residential & Commercial | USHP | Ducted CEE Tier 1
215425283 | Central HP <5.4 tons | YORK | HRCU-A-CB (Split System: Heat Pump with Remote Outdoor Unit-Air-Source) | HH836E2S11 | ADP |  | H,YE1K*36+TXV | TM8V080C16MP12 | 33600 | 18 | 8.5 | 30000 | 25200 | 84% | 2 | 0 | 11 |  |  |  |  | R-454B | 2.8 | Residential & Commercial | USHP | Ducted CEE Tier 1
215424463 | Central HP <5.4 tons | YORK | HRCU-A-CB (Split System: Heat Pump with Remote Outdoor Unit-Air-Source) | HH824E2S11 | ADP |  | H,YE31*30+TXV | TM8E080B12MP11 | 21800 | 17 | 8.5 | 21200 | 17500 | 82.55% | 1.9 | 0 | 11 |  |  |  |  | R-454B | 1.8167 | Residential & Commercial | USHP | Ducted CEE Tier 1
215424466 | Central HP <5.4 tons | YORK | HRCU-A-CB (Split System: Heat Pump with Remote Outdoor Unit-Air-Source) | HH824E2S11 | ADP |  | H,YE7J*36+TXV-BLEED | TM8E080B12MP11 | 22400 | 17 | 8.8 | 21400 | 17500 | 81.78% | 1.96 | 0 | 11.5 |  |  |  |  | R-454B | 1.8667 | Residential & Commercial | USHP | Ducted CEE Tier 1
215425299 | Central HP <5.4 tons | YORK | HRCU-A-CB (Split System: Heat Pump with Remote Outdoor Unit-Air-Source) | HH836E2S11 | ADP |  | H,YE1K*36+TXV | TM9V100C16MP12 | 33400 | 18 | 8.5 | 29400 | 24800 | 84.35% | 2 | 0 | 11 |  |  |  |  | R-454B | 2.7833 | Residential & Commercial | USHP | Ducted CEE Tier 1
215425317 | Central HP <5.4 tons | YORK | HRCU-A-CB (Split System: Heat Pump with Remote Outdoor Unit-Air-Source) | HH836E2S11 | ADP |  | H,YE1K*36+TXV | Y91E100C16SMPS1 | 35000 | 18 | 8.1 | 31000 | 24200 | 78.06% | 2 | 0 | 11 |  |  |  |  | R-454B | 2.9167 | Residential & Commercial | USHP | Ducted CEE Tier 1
215424497 | Central HP <5.4 tons | YORK | HRCU-A-CB (Split System: Heat Pump with Remote Outdoor Unit-Air-Source) | HH824E2S11 | ADP |  | H,YE7J*36+TXV | TM8Y080B12MP11 | 22400 | 17 | 8.8 | 21400 | 17200 | 80.37% | 1.96 | 0 | 11.5 |  |  |  |  | R-454B | 1.8667 | Residential & Commercial | USHP | Ducted CEE Tier 1
215424499 | Central HP <5.4 tons | YORK | HRCU-A-CB (Split System: Heat Pump with Remote Outdoor Unit-Air-Source) | HH824E2S11 | ADP |  | H,YE8J*36+TXV | TM8Y080B12MP11 | 23000 | 17 | 9 | 21400 | 17900 | 83.64% | 2 | 0 | 12 |  |  |  |  | R-454B | 1.9167 | Residential & Commercial | USHP | Ducted CEE Tier 1
216991836 | Central HP <5.4 tons | BRYANT HEATING AND COOLING SYSTEMS | HRCU-A-CB (Split System: Heat Pump with Remote Outdoor Unit-Air-Source) | 37MUHAQ24AA3 | ADP |  | PL36H210P29*+TXV | 88*TB36045C17*** | 23000 | 16 | 8.5 | 19000 | 18000 | 94.74% | 1.98 | 0 | 11 |  |  |  |  | R-454B | 1.9167 | Residential & Commercial | USHP | Ducted CEE Tier 1
213968916 | Central HP <5.4 tons | SAMSUNG | HRCU-A-CB (Split System: Heat Pump with Remote Outdoor Unit-Air-Source) | AC060BXUPCH | ADP |  | A60VLA+TXV+AEFE5* | 0 | 57000 | 17 | 9 | 51000 | 47500 | 93.14% | 1.8 | 0 | 8.5 |  |  |  |  | R-410A | 4.75 | Residential & Commercial | USHP
216990365 | Central HP <5.4 tons | BRYANT HEATING AND COOLING SYSTEMS | HRCU-A-CB (Split System: Heat Pump with Remote Outdoor Unit-Air-Source) | 290VAN060**AA* | ADP |  | PL60H210P29*+TXV | 88*TB60090C21*** | 54000 | 18 | 9 | 57500 | 41000 | 71.3% | 2.02 | 0 | 8.5 |  |  |  |  | R-454B | 4.5 | Residential & Commercial | USHP
216013788 | Central HP <5.4 tons | YORK | HRCU-A-CB (Split System: Heat Pump with Remote Outdoor Unit-Air-Source) | HH860E2S11 | ADP |  | V,Y60H210P19*+TXV-BLEED | Y81E080C16SMPS1 | 44500 | 18 | 8.5 | 42500 | 33000 | 77.65% | 2 | 0 | 12 |  |  |  |  | R-454B | 3.7083 | Residential & Commercial | USHP | Ducted CEE Tier 1
216990530 | Central HP <5.4 tons | BRYANT HEATING AND COOLING SYSTEMS | HRCU-A-CB (Split System: Heat Pump with Remote Outdoor Unit-Air-Source) | 291VAN054**AA* | ADP |  | V,C48H210P16*+TXV | 88*TB60090C21*** | 48500 | 19 | 10.5 | 50000 | 52500 | 105% | 1.96 | 0 | 11 |  |  |  |  | R-454B | 4.0417 | Residential & Commercial | USHP | Ducted CEE Tier 1
216990533 | Central HP <5.4 tons | BRYANT HEATING AND COOLING SYSTEMS | HRCU-A-CB (Split System: Heat Pump with Remote Outdoor Unit-Air-Source) | 291VAN054**AA* | ADP |  | PL60H210P17*+TXV | 88*TB60090C21*** | 49500 | 19 | 10.5 | 50000 | 52500 | 105% | 1.96 | 0 | 11.5 |  |  |  |  | R-454B | 4.125 | Residential & Commercial | USHP | Ducted CEE Tier 1
212407339 | Central HP <5.4 tons | PAYNE HEATING AND COOLING | HRCU-A-CB (Split System: Heat Pump with Remote Outdoor Unit-Air-Source) | 38MURAQ24AB3* | ADP |  | H,PG7J936 | PG92ESAA60100C** | 25000 | 17 | 8.5 | 25000 | 21400 | 85.6% | 1.82 | 0 | 10.5 |  |  |  |  | R-410A | 2.0833 | Residential & Commercial | USHP | Ducted CEE Tier 1
213078539 | Central HP <5.4 tons | SMART COMFORT | HRCU-A-CB (Split System: Heat Pump with Remote Outdoor Unit-Air-Source) | DLCURAH36ABK |  |  | EA*4X43L21A* | *80MS(N,L)0902120A* | 37000 | 16 | 8.5 | 38500 | 35000 | 90.91% | 2.08 | 0 | 10 |  |  |  |  | R-410A | 3.0833 | Residential & Commercial | USHP | Ducted CEE Tier 1
213077571 | Central HP <5.4 tons | SMART COMFORT | HRCU-A-CB (Split System: Heat Pump with Remote Outdoor Unit-Air-Source) | DLCURAH36ABK |  |  | EN(A,D,W)4X48L21** | *96VTN0802120B* | 35600 | 16.5 | 8.1 | 38500 | 34800 | 90.39% | 1.98 | 0 | 10 |  |  |  |  | R-410A | 2.9667 | Residential & Commercial | USHP | Ducted CEE Tier 1
215425353 | Central HP <5.4 tons | YORK | HRCU-A-CB (Split System: Heat Pump with Remote Outdoor Unit-Air-Source) | HH860E2S11 | ADP |  | H,YE3K*48+TXV | TM8E100C16MP11 | 44500 | 18 | 8.5 | 43500 | 33800 | 77.7% | 2 | 0 | 11 |  |  |  |  | R-454B | 3.7083 | Residential & Commercial | USHP | Ducted CEE Tier 1
215425362 | Central HP <5.4 tons | YORK | HRCU-A-CB (Split System: Heat Pump with Remote Outdoor Unit-Air-Source) | HH860E2S11 | ADP |  | H,YE74*60+TXV | TM8E100C20MP11 | 53500 | 19 | 8.5 | 53000 | 39500 | 74.53% | 2 | 0 | 11 |  |  |  |  | R-454B | 4.4583 | Residential & Commercial | USHP | Ducted CEE Tier 1
215424603 | Central HP <5.4 tons | YORK | HRCU-A-CB (Split System: Heat Pump with Remote Outdoor Unit-Air-Source) | HH824E2S11 | ADP |  | H,YE32*36+TXV | Y81E060A12SMPS1 | 22200 | 17 | 8.65 | 20800 | 16900 | 81.25% | 1.94 | 0 | 11.5 |  |  |  |  | R-454B | 1.85 | Residential & Commercial | USHP | Ducted CEE Tier 1
215424610 | Central HP <5.4 tons | YORK | HRCU-A-CB (Split System: Heat Pump with Remote Outdoor Unit-Air-Source) | HH824E2S11 | ADP |  | H,YE31*24+TXV | Y81E080B12SMPS1 | 21800 | 18 | 8.95 | 21200 | 17500 | 82.55% | 1.9 | 0 | 11 |  |  |  |  | R-454B | 1.8167 | Residential & Commercial | USHP | Ducted CEE Tier 1
215424628 | Central HP <5.4 tons | YORK | HRCU-A-CB (Split System: Heat Pump with Remote Outdoor Unit-Air-Source) | HH824E2S11 | ADP |  | H,YE32*36+TXV | Y82E060A12LMPS1 | 22200 | 18 | 8.65 | 21200 | 17300 | 81.6% | 1.94 | 0 | 11.5 |  |  |  |  | R-454B | 1.85 | Residential & Commercial | USHP | Ducted CEE Tier 1
215424685 | Central HP <5.4 tons | YORK | HRCU-A-CB (Split System: Heat Pump with Remote Outdoor Unit-Air-Source) | HH824E2S11 | ADP |  | H,YE7J*30+TXV | Y91E080B12SMPS1 | 22400 | 17 | 8.8 | 21400 | 17400 | 81.31% | 1.96 | 0 | 11.5 |  |  |  |  | R-454B | 1.8667 | Residential & Commercial | USHP | Ducted CEE Tier 1
216971996 | Central HP <5.4 tons | CARRIER | HRCU-A-CB (Split System: Heat Pump with Remote Outdoor Unit-Air-Source) | 27VNA154A*030* | ADP |  | V,C60H210P29*+TXV | 58CU*B100C21**20 | 48500 | 19 | 10.5 | 50500 | 52500 | 104% | 1.96 | 0 | 11 |  |  |  |  | R-454B | 4.0417 | Residential & Commercial | USHP | Ducted CEE Tier 1
216972016 | Central HP <5.4 tons | CARRIER | HRCU-A-CB (Split System: Heat Pump with Remote Outdoor Unit-Air-Source) | 27VNA154A*030* | ADP |  | C60A***L19*+TXV | 58CU*B100C21**20 | 49500 | 19 | 10.5 | 50500 | 52500 | 104% | 1.96 | 0 | 11.5 |  |  |  |  | R-454B | 4.125 | Residential & Commercial | USHP | Ducted CEE Tier 1
216972048 | Central HP <5.4 tons | CARRIER | HRCU-A-CB (Split System: Heat Pump with Remote Outdoor Unit-Air-Source) | 27VNA154A*030* | ADP |  | PL60H210P29*+TXV | 58TN*B070C21**20 | 48000 | 19 | 10.5 | 51000 | 53500 | 104.9% | 1.92 | 0 | 10.5 |  |  |  |  | R-454B | 4 | Residential & Commercial | USHP | Ducted CEE Tier 1
216972081 | Central HP <5.4 tons | CARRIER | HRCU-A-CB (Split System: Heat Pump with Remote Outdoor Unit-Air-Source) | 27VNA154A*030* | ADP |  | C48A***L16*+TXV | 58TN*B090C21**20 | 48500 | 19 | 10.5 | 50000 | 52500 | 105% | 1.96 | 0 | 11 |  |  |  |  | R-454B | 4.0417 | Residential & Commercial | USHP | Ducted CEE Tier 1
216972147 | Central HP <5.4 tons | CARRIER | HRCU-A-CB (Split System: Heat Pump with Remote Outdoor Unit-Air-Source) | 27VNA154A*030* | ADP |  | V,C60H210P29*+TXV | 59CU5B100C21**22 | 48500 | 19 | 10.5 | 50000 | 52500 | 105% | 1.98 | 0 | 11 |  |  |  |  | R-454B | 4.0417 | Residential & Commercial | USHP | Ducted CEE Tier 1
216972166 | Central HP <5.4 tons | CARRIER | HRCU-A-CB (Split System: Heat Pump with Remote Outdoor Unit-Air-Source) | 27VNA154A*030* | ADP |  | C60A***L19*+TXV | 59CU5B100C21**22 | 49500 | 19 | 10.5 | 50000 | 52500 | 105% | 1.98 | 0 | 11.5 |  |  |  |  | R-454B | 4.125 | Residential & Commercial | USHP | Ducted CEE Tier 1
216972198 | Central HP <5.4 tons | CARRIER | HRCU-A-CB (Split System: Heat Pump with Remote Outdoor Unit-Air-Source) | 27VNA154A*030* | ADP |  | V,C48H175P15*+TXV | 59MN7C080C17**14 | 47500 | 17 | 12.5 | 49500 | 50500 | 102% | 1.98 | 0 | 11 |  |  |  |  | R-454B | 3.9583 | Residential & Commercial | USHP | Ducted CEE Tier 1
211230677 | Central HP <5.4 tons | SMART COMFORT | HRCU-A-CB (Split System: Heat Pump with Remote Outdoor Unit-Air-Source) | DLCURAH36ABK |  |  | EN(A,D)4X48L24** | *95ESN1202422A* | 37400 | 15.5 | 8.1 | 39500 | 35000 | 88.61% | 2.08 | 0 | 10.5 |  |  |  |  | R-410A | 3.1167 | Residential & Commercial | USHP | Ducted CEE Tier 1
211230716 | Central HP <5.4 tons | SMART COMFORT | HRCU-A-CB (Split System: Heat Pump with Remote Outdoor Unit-Air-Source) | DLCURAH36ABK |  |  | EN(A,D)4X48L24** | *96VSN1202422A* | 36000 | 16 | 8.1 | 38500 | 34800 | 90.39% | 2.02 | 0 | 10 |  |  |  |  | R-410A | 3 | Residential & Commercial | USHP | Ducted CEE Tier 1
211230786 | Central HP <5.4 tons | SMART COMFORT | HRCU-A-CB (Split System: Heat Pump with Remote Outdoor Unit-Air-Source) | DLCURAH36ABK |  |  | EN(A,D)4X48L24** | *96VTN1202422A* | 36200 | 16 | 8.1 | 38500 | 34800 | 90.39% | 2.02 | 0 | 10 |  |  |  |  | R-410A | 3.0167 | Residential & Commercial | USHP | Ducted CEE Tier 1
213077494 | Central HP <5.4 tons | SMART COMFORT | HRCU-A-CB (Split System: Heat Pump with Remote Outdoor Unit-Air-Source) | DLCURAH36ABK |  |  | EA*4X37L21A* | *96VTN0802120B* | 36600 | 16 | 8.5 | 38000 | 34800 | 91.58% | 2.06 | 0 | 10 |  |  |  |  | R-410A | 3.05 | Residential & Commercial | USHP | Ducted CEE Tier 1
214855575 | Central HP <5.4 tons | YORK | HRCU-A-CB (Split System: Heat Pump with Remote Outdoor Unit-Air-Source) | HMH72B341 | ADP |  | SM6737 | 0 | 33000 | 18 | 8.7 | 31600 | 22800 | 72.15% | 2.1 | 0 | 10.5 |  |  |  |  | R-410A | 2.75 | Residential & Commercial | USHP | Ducted CEE Tier 1
215540519 | Central HP <5.4 tons | ARCOAIRE | HRCU-A-CB (Split System: Heat Pump with Remote Outdoor Unit-Air-Source) | DLCURAH18ABK | ADP |  | SK3925 | 0 | 16800 | 17 | 8.75 | 17000 | 19400 | 114.1% | 2.34 | 0 | 11 |  |  |  |  | R-410A | 1.4 | Residential & Commercial | USHP | Ducted CEE Tier 1
213078732 | Central HP <5.4 tons | SMART COMFORT | HRCU-A-CB (Split System: Heat Pump with Remote Outdoor Unit-Air-Source) | DLCURAH36ABK |  |  | EN(A,D)4X48L24** | *80MS(N,L)1102120A* | 36400 | 16.5 | 8.1 | 38500 | 35000 | 90.91% | 2.02 | 0 | 10.5 |  |  |  |  | R-410A | 3.0333 | Residential & Commercial | USHP | Ducted CEE Tier 1
212981541 | Central HP <5.4 tons | SMART COMFORT | HRCU-A-CB (Split System: Heat Pump with Remote Outdoor Unit-Air-Source) | DLCURAH36ABK |  |  | EA*4X48L21A* | *80MSU1002120A* | 35600 | 16 | 8.5 | 38000 | 34600 | 91.05% | 2.04 | 0 | 10 |  |  |  |  | R-410A | 2.9667 | Residential & Commercial | USHP | Ducted CEE Tier 1
212499713 | Central HP <5.4 tons | LENNOX | HRCU-A-CB (Split System: Heat Pump with Remote Outdoor Unit-Air-Source) | EL22XPV-024-230A** | ADP |  | L*19/36U9 | EL280UH070E36A* | 24000 | 21 | 8.5 | 22000 | 15400 | 70% | 1.92 | 0 | 13.5 |  |  |  |  | R-410A | 2 | Residential & Commercial | USHP | Ducted CEE Tier 1
212499727 | Central HP <5.4 tons | LENNOX | HRCU-A-CB (Split System: Heat Pump with Remote Outdoor Unit-Air-Source) | EL22XPV-024-230A** | ADP |  | LP29/36X9 | EL280UH070XE36A* | 24000 | 21 | 8.5 | 22000 | 15400 | 70% | 1.92 | 0 | 13.5 |  |  |  |  | R-410A | 2 | Residential & Commercial | USHP | Ducted CEE Tier 1
212499729 | Central HP <5.4 tons | LENNOX | HRCU-A-CB (Split System: Heat Pump with Remote Outdoor Unit-Air-Source) | EL22XPV-024-230A** | ADP |  | LP18/37R9 | EL280UH070XE36A* | 24000 | 21 | 8.5 | 22000 | 15400 | 70% | 1.92 | 0 | 13.5 |  |  |  |  | R-410A | 2 | Residential & Commercial | USHP | Ducted CEE Tier 1
212974973 | Central HP <5.4 tons | SMART COMFORT | HRCU-A-CB (Split System: Heat Pump with Remote Outdoor Unit-Air-Source) | DLCURAH24ABK |  |  | EA*4X30L17A* | *96VTN0401410B* | 23400 | 16 | 8.5 | 26400 | 24800 | 93.94% | 2.06 | 0 | 10 |  |  |  |  | R-410A | 1.95 | Residential & Commercial | USHP | Ducted CEE Tier 1
212973610 | Central HP <5.4 tons | SMART COMFORT | HRCU-A-CB (Split System: Heat Pump with Remote Outdoor Unit-Air-Source) | DLCURAH24ABK |  |  | EN(A,D)4X24L17** | *96VSN0601412B* | 23200 | 16.5 | 8.5 | 26800 | 25400 | 94.78% | 2.12 | 0 | 10 |  |  |  |  | R-410A | 1.9333 | Residential & Commercial | USHP | Ducted CEE Tier 1
214849127 | Central HP <5.4 tons | YORK | HRCU-A-CB (Split System: Heat Pump with Remote Outdoor Unit-Air-Source) | HMH72B341 | ADP |  | CV361*9 | Y81E040A12SMPS1 | 33200 | 18 | 8.5 | 31400 | 23000 | 73.25% | 2.06 | 0 | 10 |  |  |  |  | R-410A | 2.7667 | Residential & Commercial | USHP | Ducted CEE Tier 1
214849161 | Central HP <5.4 tons | YORK | HRCU-A-CB (Split System: Heat Pump with Remote Outdoor Unit-Air-Source) | HMH72B341 | ADP |  | CH365B9 | Y82E080B12LMPS1 | 33200 | 18 | 8.5 | 31400 | 23000 | 73.25% | 2.04 | 0 | 9.5 |  |  |  |  | R-410A | 2.7667 | Residential & Commercial | USHP
211229450 | Central HP <5.4 tons | PAYNE HEATING AND COOLING | HRCU-A-CB (Split System: Heat Pump with Remote Outdoor Unit-Air-Source) | 38MURAQ36AB3* |  |  | CAP**4824AL* | PG92ESAA60100C** | 35600 | 16.5 | 8.5 | 37800 | 34600 | 91.53% | 2.04 | 0 | 10 |  |  |  |  | R-410A | 2.9667 | Residential & Commercial | USHP | Ducted CEE Tier 1
211229602 | Central HP <5.4 tons | PAYNE HEATING AND COOLING | HRCU-A-CB (Split System: Heat Pump with Remote Outdoor Unit-Air-Source) | 38MURAQ36AB3* |  |  | CAP**4824AL* | PG96VTAA60100C** | 36400 | 15.5 | 8.5 | 38500 | 34800 | 90.39% | 2.08 | 0 | 10 |  |  |  |  | R-410A | 3.0333 | Residential & Commercial | USHP | Ducted CEE Tier 1
212971476 | Central HP <5.4 tons | SMART COMFORT | HRCU-A-CB (Split System: Heat Pump with Remote Outdoor Unit-Air-Source) | DLCURAH18ABK |  |  | EA*4X30L17A* | *80VTL0701716B* | 17700 | 16.5 | 8.5 | 18200 | 18700 | 102.7% | 2.24 | 0 | 10.5 |  |  |  |  | R-410A | 1.475 | Residential & Commercial | USHP | Ducted CEE Tier 1
212975820 | Central HP <5.4 tons | SMART COMFORT | HRCU-A-CB (Split System: Heat Pump with Remote Outdoor Unit-Air-Source) | DLCURAH18ABK |  |  | EA*4X30L17A* | *96VTN0801716B* | 17400 | 16 | 8.5 | 18000 | 18700 | 103.9% | 2.26 | 0 | 10.5 |  |  |  |  | R-410A | 1.45 | Residential & Commercial | USHP | Ducted CEE Tier 1
211229969 | Central HP <5.4 tons | PAYNE HEATING AND COOLING | HRCU-A-CB (Split System: Heat Pump with Remote Outdoor Unit-Air-Source) | 38MURAQ36AB3* |  |  | CNPV*4821AL* | PG80ES(A,L)A60110C** | 36200 | 16.5 | 8.1 | 38500 | 34800 | 90.39% | 2.02 | 0 | 10.5 |  |  |  |  | R-410A | 3.0167 | Residential & Commercial | USHP | Ducted CEE Tier 1
211230839 | Central HP <5.4 tons | PAYNE HEATING AND COOLING | HRCU-A-CB (Split System: Heat Pump with Remote Outdoor Unit-Air-Source) | 38MURAQ36AB3* |  |  | PF4MNP042L* | 0 | 37000 | 16 | 8.1 | 38500 | 34800 | 90.39% | 2 | 0 | 10 |  |  |  |  | R-410A | 3.0833 | Residential & Commercial | USHP | Ducted CEE Tier 1
213077483 | Central HP <5.4 tons | SMART COMFORT | HRCU-A-CB (Split System: Heat Pump with Remote Outdoor Unit-Air-Source) | DLCURAH36ABK |  |  | EA*4X36L21A* | *96VTN0802120B* | 34800 | 16 | 8.1 | 38500 | 35200 | 91.43% | 1.82 | 0 | 9.5 |  |  |  |  | R-410A | 2.9 | Residential & Commercial | USHP
211228786 | Central HP <5.4 tons | PAYNE HEATING AND COOLING | HRCU-A-CB (Split System: Heat Pump with Remote Outdoor Unit-Air-Source) | 38MURAQ36AB3* |  |  | CAP**4821AL* | PG80ES(A,L)A48090C** | 36200 | 16 | 8.5 | 38500 | 34600 | 89.87% | 2.08 | 0 | 10 |  |  |  |  | R-410A | 3.0167 | Residential & Commercial | USHP | Ducted CEE Tier 1
211228961 | Central HP <5.4 tons | PAYNE HEATING AND COOLING | HRCU-A-CB (Split System: Heat Pump with Remote Outdoor Unit-Air-Source) | 38MURAQ36AB3* |  |  | CAP**4821AL* | PG92ESAA42060B** | 36000 | 16 | 8.5 | 38500 | 34600 | 89.87% | 2.06 | 0 | 10 |  |  |  |  | R-410A | 3 | Residential & Commercial | USHP | Ducted CEE Tier 1
211229174 | Central HP <5.4 tons | PAYNE HEATING AND COOLING | HRCU-A-CB (Split System: Heat Pump with Remote Outdoor Unit-Air-Source) | 38MURAQ36AB3* |  |  | CAP**4821AL* | PG96VTAA60100C** | 36200 | 15.5 | 8.5 | 38500 | 34800 | 90.39% | 2.08 | 0 | 10 |  |  |  |  | R-410A | 3.0167 | Residential & Commercial | USHP | Ducted CEE Tier 1
211229572 | Central HP <5.4 tons | PAYNE HEATING AND COOLING | HRCU-A-CB (Split System: Heat Pump with Remote Outdoor Unit-Air-Source) | 38MURAQ36AB3* |  |  | CAP**4824AL* | PG95ESUA60100C** | 36200 | 16 | 8.5 | 38500 | 34600 | 89.87% | 2.08 | 0 | 10 |  |  |  |  | R-410A | 3.0167 | Residential & Commercial | USHP | Ducted CEE Tier 1
211229667 | Central HP <5.4 tons | PAYNE HEATING AND COOLING | HRCU-A-CB (Split System: Heat Pump with Remote Outdoor Unit-Air-Source) | 38MURAQ36AB3* |  |  | CNPV*4217AL* | PG80VTLA36070A** | 35600 | 15.5 | 8.1 | 38500 | 35000 | 90.91% | 1.96 | 0 | 10 |  |  |  |  | R-410A | 2.9667 | Residential & Commercial | USHP | Ducted CEE Tier 1
211230142 | Central HP <5.4 tons | PAYNE HEATING AND COOLING | HRCU-A-CB (Split System: Heat Pump with Remote Outdoor Unit-Air-Source) | 38MURAQ36AB3* |  |  | CNPV*4821AL* | PG92ESAA60100C** | 35800 | 16.5 | 8.1 | 38500 | 34800 | 90.39% | 2 | 0 | 10 |  |  |  |  | R-410A | 2.9833 | Residential & Commercial | USHP | Ducted CEE Tier 1
213076452 | Central HP <5.4 tons | SMART COMFORT | HRCU-A-CB (Split System: Heat Pump with Remote Outdoor Unit-Air-Source) | DLCURAH36ABK |  |  | END4X42L17** | *80VTL0451412B* | 35400 | 16 | 8.1 | 38500 | 35000 | 90.91% | 1.94 | 0 | 10 |  |  |  |  | R-410A | 2.95 | Residential & Commercial | USHP | Ducted CEE Tier 1
212500022 | Central HP <5.4 tons | LENNOX | HRCU-A-CB (Split System: Heat Pump with Remote Outdoor Unit-Air-Source) | EL22XPV-024-230A** | ADP |  | L*18/36V9 | ML196UH070XE48B* | 24000 | 16 | 8.2 | 22400 | 15700 | 70.09% | 1.88 | 0 | 12.5 |  |  |  |  | R-410A | 2 | Residential & Commercial | USHP | Ducted CEE Tier 1
214717455 | Central HP <5.4 tons | TEMPSTAR | HRCU-A-C (Split System: Heat Pump with Remote Outdoor Unit with No Indoor Fan --Air Source) | DLCURAH30ABK | ADP |  | H,GE31(1,2)30+TXV+TD | 0 | 28600 | 15.2 | 9.05 | 31000 | 26600 | 85.81% | 1.76 | 0 | 10 |  |  |  |  | R-410A | 2.3833 | Residential & Commercial | USHP | Ducted CEE Tier 1
212500038 | Central HP <5.4 tons | LENNOX | HRCU-A-CB (Split System: Heat Pump with Remote Outdoor Unit-Air-Source) | EL22XPV-024-230A** | ADP |  | L*19/36U9 | ML296UH045XV36B* | 23600 | 20 | 8.5 | 21600 | 15200 | 70.37% | 1.88 | 0 | 13 |  |  |  |  | R-410A | 1.9667 | Residential & Commercial | USHP | Ducted CEE Tier 1
213076748 | Central HP <5.4 tons | SMART COMFORT | HRCU-A-CB (Split System: Heat Pump with Remote Outdoor Unit-Air-Source) | DLCURAH36ABK |  |  | EA*4X37L21A* | *80VTL1102122B* | 36400 | 16 | 8.5 | 38000 | 34800 | 91.58% | 2.06 | 0 | 10 |  |  |  |  | R-410A | 3.0333 | Residential & Commercial | USHP | Ducted CEE Tier 1
213076933 | Central HP <5.4 tons | SMART COMFORT | HRCU-A-CB (Split System: Heat Pump with Remote Outdoor Unit-Air-Source) | DLCURAH36ABK |  |  | EA*4X36L17A* | *96VSN0801716B* | 35200 | 15.2 | 8.1 | 39000 | 35400 | 90.77% | 1.82 | 0 | 9.5 |  |  |  |  | R-410A | 2.9333 | Residential & Commercial | USHP
213080809 | Central HP <5.4 tons | SMART COMFORT | HRCU-A-CB (Split System: Heat Pump with Remote Outdoor Unit-Air-Source) | DLCURAH36ABK |  |  | EA*4X42L21A* | *95MSU0802120A* | 35200 | 16 | 8.1 | 38500 | 35000 | 90.91% | 1.88 | 0 | 9.5 |  |  |  |  | R-410A | 2.9333 | Residential & Commercial | USHP
212603165 | Central HP <5.4 tons | DAY & NIGHT | HRCU-A-CB (Split System: Heat Pump with Remote Outdoor Unit-Air-Source) | DLCURAH24ABK | ADP |  | FG35936 | *80VTL0701716A* | 24200 | 17 | 8.1 | 24600 | 22600 | 91.87% | 1.9 | 0 | 10.5 |  |  |  |  | R-410A | 2.0167 | Residential & Commercial | USHP | Ducted CEE Tier 1
213076379 | Central HP <5.4 tons | SMART COMFORT | HRCU-A-CB (Split System: Heat Pump with Remote Outdoor Unit-Air-Source) | DLCURAH24ABK |  |  | EA*4X24L17A* | *96VTN0601716B* | 23200 | 16.5 | 8.5 | 26800 | 26600 | 99.25% | 2.26 | 0 | 10 |  |  |  |  | R-410A | 1.9333 | Residential & Commercial | USHP | Ducted CEE Tier 1
211227331 | Central HP <5.4 tons | PAYNE HEATING AND COOLING | HRCU-A-CB (Split System: Heat Pump with Remote Outdoor Unit-Air-Source) | 38MURAQ36AB3* |  |  | CAP**4221AL* | PG80ES(A,L)A42090B** | 36000 | 15.5 | 8.1 | 39500 | 35200 | 89.11% | 1.9 | 0 | 10 |  |  |  |  | R-410A | 3 | Residential & Commercial | USHP | Ducted CEE Tier 1
211227562 | Central HP <5.4 tons | PAYNE HEATING AND COOLING | HRCU-A-CB (Split System: Heat Pump with Remote Outdoor Unit-Air-Source) | 38MURAQ36AB3* |  |  | CAP**4221AL* | PG95ESAA42060B** | 35000 | 15.5 | 8.1 | 38500 | 35000 | 90.91% | 1.86 | 0 | 9.5 |  |  |  |  | R-410A | 2.9167 | Residential & Commercial | USHP
211227629 | Central HP <5.4 tons | PAYNE HEATING AND COOLING | HRCU-A-CB (Split System: Heat Pump with Remote Outdoor Unit-Air-Source) | 38MURAQ36AB3* |  |  | CAP**4221AL* | PG95ESUA48060B** | 35200 | 16 | 8.1 | 38500 | 35000 | 90.91% | 1.88 | 0 | 9.5 |  |  |  |  | R-410A | 2.9333 | Residential & Commercial | USHP
211227999 | Central HP <5.4 tons | PAYNE HEATING AND COOLING | HRCU-A-CB (Split System: Heat Pump with Remote Outdoor Unit-Air-Source) | 38MURAQ36AB3* |  |  | CAP**4224AL* | PG95ESAA60080C** | 36200 | 15.5 | 8.1 | 39500 | 35200 | 89.11% | 1.92 | 0 | 10 |  |  |  |  | R-410A | 3.0167 | Residential & Commercial | USHP | Ducted CEE Tier 1
211229669 | Central HP <5.4 tons | PAYNE HEATING AND COOLING | HRCU-A-CB (Split System: Heat Pump with Remote Outdoor Unit-Air-Source) | 38MURAQ36AB3* |  |  | CNPV*4217AL* | PG80VTLA48070B** | 35600 | 16 | 8.1 | 38500 | 35000 | 90.91% | 1.96 | 0 | 10 |  |  |  |  | R-410A | 2.9667 | Residential & Commercial | USHP | Ducted CEE Tier 1
211230071 | Central HP <5.4 tons | PAYNE HEATING AND COOLING | HRCU-A-CB (Split System: Heat Pump with Remote Outdoor Unit-Air-Source) | 38MURAQ36AB3* |  |  | CNPV*4821AL* | PG80VTLA48090B** | 36400 | 16 | 8.1 | 38500 | 34800 | 90.39% | 2.04 | 0 | 10.5 |  |  |  |  | R-410A | 3.0333 | Residential & Commercial | USHP | Ducted CEE Tier 1
216972215 | Central HP <5.4 tons | CARRIER | HRCU-A-CB (Split System: Heat Pump with Remote Outdoor Unit-Air-Source) | 27VNA154A*030* | ADP |  | PL60H210P17*+TXV | 59MN7C080C17**14 | 48500 | 17 | 9.5 | 49500 | 50500 | 102% | 1.96 | 0 | 11.5 |  |  |  |  | R-454B | 4.0417 | Residential & Commercial | USHP | Ducted CEE Tier 1
216972233 | Central HP <5.4 tons | CARRIER | HRCU-A-CB (Split System: Heat Pump with Remote Outdoor Unit-Air-Source) | 27VNA154A*030* | ADP |  | C48A***L16*+TXV | 59MN7C080C21**20 | 48000 | 19 | 10.5 | 50500 | 52000 | 103% | 2 | 0 | 10.5 |  |  |  |  | R-454B | 4 | Residential & Commercial | USHP | Ducted CEE Tier 1
216972298 | Central HP <5.4 tons | CARRIER | HRCU-A-CB (Split System: Heat Pump with Remote Outdoor Unit-Air-Source) | 27VNA154A*030* | ADP |  | C48A***L18*+TXV | 59TN6C080C17**14 | 48000 | 18 | 9 | 48500 | 49500 | 102.1% | 1.96 | 0 | 12 |  |  |  |  | R-454B | 4 | Residential & Commercial | USHP | Ducted CEE Tier 1
216972300 | Central HP <5.4 tons | CARRIER | HRCU-A-CB (Split System: Heat Pump with Remote Outdoor Unit-Air-Source) | 27VNA154A*030* | ADP |  | C48A***L53*+TXV | 59TN6C080C17**14 | 48000 | 18 | 9 | 49000 | 50000 | 102% | 1.98 | 0 | 12 |  |  |  |  | R-454B | 4 | Residential & Commercial | USHP | Ducted CEE Tier 1
216972317 | Central HP <5.4 tons | CARRIER | HRCU-A-CB (Split System: Heat Pump with Remote Outdoor Unit-Air-Source) | 27VNA154A*030* | ADP |  | PL60H210P17*+TXV | 59TN6C080C21**20 | 49000 | 19 | 10.5 | 50500 | 53000 | 105% | 1.94 | 0 | 11 |  |  |  |  | R-454B | 4.0833 | Residential & Commercial | USHP | Ducted CEE Tier 1
216972330 | Central HP <5.4 tons | CARRIER | HRCU-A-CB (Split System: Heat Pump with Remote Outdoor Unit-Air-Source) | 27VNA154A*030* | ADP |  | A60VHA*+TXV | 59TN6C100C21**22 | 49000 | 19 | 10.5 | 50500 | 53000 | 105% | 1.96 | 0 | 11 |  |  |  |  | R-454B | 4.0833 | Residential & Commercial | USHP | Ducted CEE Tier 1
212974635 | Central HP <5.4 tons | SMART COMFORT | HRCU-A-CB (Split System: Heat Pump with Remote Outdoor Unit-Air-Source) | DLCURAH18ABK |  |  | EA*4X24L14A* | *96VTN0401410B* | 17300 | 15.5 | 8.5 | 18400 | 19400 | 105.4% | 2.32 | 0 | 10.5 |  |  |  |  | R-410A | 1.4417 | Residential & Commercial | USHP | Ducted CEE Tier 1
215424517 | Central HP <5.4 tons | YORK | HRCU-A-CB (Split System: Heat Pump with Remote Outdoor Unit-Air-Source) | HH824E2S11 | ADP |  | H,YE8J*36+TXV | TM9E040A10MP12 | 22600 | 16 | 8.9 | 21400 | 17700 | 82.71% | 1.98 | 0 | 10.5 |  |  |  |  | R-454B | 1.8833 | Residential & Commercial | USHP | Ducted CEE Tier 1
215424530 | Central HP <5.4 tons | YORK | HRCU-A-CB (Split System: Heat Pump with Remote Outdoor Unit-Air-Source) | HH824E2S11 | ADP |  | H,YE33*36+TXV | TM9E060B12MP12 | 23000 | 17 | 9 | 21400 | 17900 | 83.64% | 2 | 0 | 11.7 |  |  |  |  | R-454B | 1.9167 | Residential & Commercial | USHP | Ducted CEE Tier 1
215424547 | Central HP <5.4 tons | YORK | HRCU-A-CB (Split System: Heat Pump with Remote Outdoor Unit-Air-Source) | HH824E2S11 | ADP |  | H,YE32*36+TXV | TM9V040A10MP12 | 22200 | 16 | 8.65 | 21200 | 17100 | 80.66% | 1.94 | 0 | 10.5 |  |  |  |  | R-454B | 1.85 | Residential & Commercial | USHP | Ducted CEE Tier 1
215424549 | Central HP <5.4 tons | YORK | HRCU-A-CB (Split System: Heat Pump with Remote Outdoor Unit-Air-Source) | HH824E2S11 | ADP |  | H,YE7J*36+TXV-BLEED | TM9V040A10MP12 | 22400 | 16 | 8.8 | 21400 | 17100 | 79.91% | 1.96 | 0 | 10.5 |  |  |  |  | R-454B | 1.8667 | Residential & Commercial | USHP | Ducted CEE Tier 1
215424584 | Central HP <5.4 tons | YORK | HRCU-A-CB (Split System: Heat Pump with Remote Outdoor Unit-Air-Source) | HH824E2S11 | ADP |  | H,YE33*36+TXV | TM9Y060B12MP11 | 23000 | 17 | 9 | 21400 | 18000 | 84.11% | 2 | 0 | 11.7 |  |  |  |  | R-454B | 1.9167 | Residential & Commercial | USHP | Ducted CEE Tier 1
215424599 | Central HP <5.4 tons | YORK | HRCU-A-CB (Split System: Heat Pump with Remote Outdoor Unit-Air-Source) | HH824E2S11 | ADP |  | H,YE8J*30+TXV | Y81E040A12SMPS1 | 22800 | 17 | 9.4 | 21400 | 17700 | 82.71% | 1.98 | 0 | 11.5 |  |  |  |  | R-454B | 1.9 | Residential & Commercial | USHP | Ducted CEE Tier 1
213076516 | Central HP <5.4 tons | SMART COMFORT | HRCU-A-CB (Split System: Heat Pump with Remote Outdoor Unit-Air-Source) | DLCURAH36ABK |  |  | EA*4X42L21A* | *80VTL0701716B* | 35000 | 16 | 8.1 | 38500 | 35000 | 90.91% | 1.86 | 0 | 9.5 |  |  |  |  | R-410A | 2.9167 | Residential & Commercial | USHP
211230417 | Central HP <5.4 tons | PAYNE HEATING AND COOLING | HRCU-A-CB (Split System: Heat Pump with Remote Outdoor Unit-Air-Source) | 38MURAQ36AB3* |  |  | CNPV*4824AL* | PG80ES(A,L)A48090C** | 36400 | 16 | 8.1 | 38500 | 34800 | 90.39% | 2.04 | 0 | 10.5 |  |  |  |  | R-410A | 3.0333 | Residential & Commercial | USHP | Ducted CEE Tier 1
211230535 | Central HP <5.4 tons | PAYNE HEATING AND COOLING | HRCU-A-CB (Split System: Heat Pump with Remote Outdoor Unit-Air-Source) | 38MURAQ36AB3* |  |  | CNPV*4824AL* | PG80ESUA60080C** | 37400 | 15.5 | 8.5 | 39500 | 35000 | 88.61% | 2.1 | 0 | 10.5 |  |  |  |  | R-410A | 3.1167 | Residential & Commercial | USHP | Ducted CEE Tier 1
212975406 | Central HP <5.4 tons | SMART COMFORT | HRCU-A-CB (Split System: Heat Pump with Remote Outdoor Unit-Air-Source) | DLCURAH18ABK |  |  | EA*4X24L17A* | *96VTN0601412B* | 17300 | 16 | 8.5 | 18200 | 19400 | 106.6% | 2.34 | 0 | 10.5 |  |  |  |  | R-410A | 1.4417 | Residential & Commercial | USHP | Ducted CEE Tier 1
212498600 | Central HP <5.4 tons | BRYANT HEATING AND COOLING SYSTEMS | HRCU-A-CB (Split System: Heat Pump with Remote Outdoor Unit-Air-Source) | 38MURAQ24AB3* | ADP |  | CE2403A+TXV | 0 | 23800 | 17 | 8.85 | 25600 | 25400 | 99.22% | 2.14 | 0 | 10 |  |  |  |  | R-410A | 1.9833 | Residential & Commercial | USHP | Ducted CEE Tier 1
213077779 | Central HP <5.4 tons | SMART COMFORT | HRCU-A-CB (Split System: Heat Pump with Remote Outdoor Unit-Air-Source) | DLCURAH36ABK |  |  | EN(A,D,W)4X48L21** | *96VTN1002122B* | 36000 | 17 | 8.1 | 38500 | 34800 | 90.39% | 2 | 0 | 10.5 |  |  |  |  | R-410A | 3 | Residential & Commercial | USHP | Ducted CEE Tier 1
213078138 | Central HP <5.4 tons | SMART COMFORT | HRCU-A-CB (Split System: Heat Pump with Remote Outdoor Unit-Air-Source) | DLCURAH36ABK |  |  | END4X42L17** | *80MS(N,L)0701716A* | 35800 | 15.5 | 8.1 | 38500 | 35200 | 91.43% | 1.96 | 0 | 10 |  |  |  |  | R-410A | 2.9833 | Residential & Commercial | USHP | Ducted CEE Tier 1
211227937 | Central HP <5.4 tons | PAYNE HEATING AND COOLING | HRCU-A-CB (Split System: Heat Pump with Remote Outdoor Unit-Air-Source) | 38MURAQ36AB3* |  |  | CAP**4224AL* | PG80VTLA66135D** | 35600 | 16 | 8.1 | 38500 | 35000 | 90.91% | 1.88 | 0 | 10 |  |  |  |  | R-410A | 2.9667 | Residential & Commercial | USHP | Ducted CEE Tier 1
211228446 | Central HP <5.4 tons | PAYNE HEATING AND COOLING | HRCU-A-CB (Split System: Heat Pump with Remote Outdoor Unit-Air-Source) | 38MURAQ36AB3* |  |  | CAP**4321AL* | PG92ESAA60080C** | 37400 | 16 | 8.5 | 38500 | 34800 | 90.39% | 2.14 | 0 | 10 |  |  |  |  | R-410A | 3.1167 | Residential & Commercial | USHP | Ducted CEE Tier 1
212969784 | Central HP <5.4 tons | SMART COMFORT | HRCU-A-CB (Split System: Heat Pump with Remote Outdoor Unit-Air-Source) | DLCURAH24ABK |  |  | EA*4X36L17A* | *80VSL0451412B* | 23600 | 17 | 8.5 | 26000 | 24200 | 93.08% | 2 | 0 | 10 |  |  |  |  | R-410A | 1.9667 | Residential & Commercial | USHP | Ducted CEE Tier 1
216971984 | Central HP <5.4 tons | CARRIER | HRCU-A-CB (Split System: Heat Pump with Remote Outdoor Unit-Air-Source) | 27VNA154A*030* | ADP |  | PL60H210P17*+TXV | 58CU*B080C21**20 | 49500 | 19 | 10.5 | 50000 | 52000 | 104% | 1.98 | 0 | 12 |  |  |  |  | R-454B | 4.125 | Residential & Commercial | USHP | Ducted CEE Tier 1
216972025 | Central HP <5.4 tons | CARRIER | HRCU-A-CB (Split System: Heat Pump with Remote Outdoor Unit-Air-Source) | 27VNA154A*030* | ADP |  | PL48H175P78*+TXV | 58TN*B045C17**12 | 47000 | 17 | 11.5 | 50000 | 51000 | 102% | 1.9 | 0 | 10.5 |  |  |  |  | R-454B | 3.9167 | Residential & Commercial | USHP | Ducted CEE Tier 1
216972052 | Central HP <5.4 tons | CARRIER | HRCU-A-CB (Split System: Heat Pump with Remote Outdoor Unit-Air-Source) | 27VNA154A*030* | ADP |  | A60VHA*+TXV | 58TN*B070C21**20 | 49000 | 19 | 10.5 | 51000 | 53500 | 104.9% | 1.92 | 0 | 11 |  |  |  |  | R-454B | 4.0833 | Residential & Commercial | USHP | Ducted CEE Tier 1
211228120 | Central HP <5.4 tons | PAYNE HEATING AND COOLING | HRCU-A-CB (Split System: Heat Pump with Remote Outdoor Unit-Air-Source) | 38MURAQ36AB3* |  |  | CAP**4224AL* | PG96VTAA60100C** | 35800 | 15.5 | 8.1 | 39500 | 35200 | 89.11% | 1.9 | 0 | 10 |  |  |  |  | R-410A | 2.9833 | Residential & Commercial | USHP | Ducted CEE Tier 1
212975758 | Central HP <5.4 tons | SMART COMFORT | HRCU-A-CB (Split System: Heat Pump with Remote Outdoor Unit-Air-Source) | DLCURAH24ABK |  |  | EN(A,D,W)4X36L17** | *96VTN0601412B* | 23400 | 16.5 | 8.1 | 26200 | 24600 | 93.89% | 2.04 | 0 | 10 |  |  |  |  | R-410A | 1.95 | Residential & Commercial | USHP | Ducted CEE Tier 1
212975340 | Central HP <5.4 tons | SMART COMFORT | HRCU-A-CB (Split System: Heat Pump with Remote Outdoor Unit-Air-Source) | DLCURAH24ABK |  |  | EN(A,D)4X24L17** | *96VTN0401712B* | 23200 | 15.5 | 8.5 | 27000 | 25000 | 92.59% | 2.06 | 0 | 10 |  |  |  |  | R-410A | 1.9333 | Residential & Commercial | USHP | Ducted CEE Tier 1
212969574 | Central HP <5.4 tons | SMART COMFORT | HRCU-A-CB (Split System: Heat Pump with Remote Outdoor Unit-Air-Source) | DLCURAH18ABK |  |  | EN(A,D)4X24L14** | *80VSL0451412B* | 17700 | 16.5 | 8.5 | 18700 | 19100 | 102.1% | 2.3 | 0 | 11 |  |  |  |  | R-410A | 1.475 | Residential & Commercial | USHP | Ducted CEE Tier 1
216972084 | Central HP <5.4 tons | CARRIER | HRCU-A-CB (Split System: Heat Pump with Remote Outdoor Unit-Air-Source) | 27VNA154A*030* | ADP |  | C60A***L16*+TXV | 58TN*B090C21**20 | 48500 | 19 | 10.5 | 50000 | 52500 | 105% | 1.96 | 0 | 11 |  |  |  |  | R-454B | 4.0417 | Residential & Commercial | USHP | Ducted CEE Tier 1
216972109 | Central HP <5.4 tons | CARRIER | HRCU-A-CB (Split System: Heat Pump with Remote Outdoor Unit-Air-Source) | 27VNA154A*030* | ADP |  | PL60H210P17*+TXV | 58TN*B110C21**20 | 49500 | 19 | 10.5 | 50500 | 52500 | 104% | 1.96 | 0 | 11.5 |  |  |  |  | R-454B | 4.125 | Residential & Commercial | USHP | Ducted CEE Tier 1
216972179 | Central HP <5.4 tons | CARRIER | HRCU-A-CB (Split System: Heat Pump with Remote Outdoor Unit-Air-Source) | 27VNA154A*030* | ADP |  | C48A***L16*+TXV | 59MN7C060C21**20 | 47000 | 18 | 10.9 | 51500 | 53000 | 102.9% | 1.88 | 0 | 10 |  |  |  |  | R-454B | 3.9167 | Residential & Commercial | USHP | Ducted CEE Tier 1
211228236 | Central HP <5.4 tons | PAYNE HEATING AND COOLING | HRCU-A-CB (Split System: Heat Pump with Remote Outdoor Unit-Air-Source) | 38MURAQ36AB3* |  |  | CAP**4321AL* | PG80ES(A,L)A48070C** | 37200 | 15.5 | 8.5 | 38500 | 35000 | 90.91% | 2.12 | 0 | 10 |  |  |  |  | R-410A | 3.1 | Residential & Commercial | USHP | Ducted CEE Tier 1
211228343 | Central HP <5.4 tons | PAYNE HEATING AND COOLING | HRCU-A-CB (Split System: Heat Pump with Remote Outdoor Unit-Air-Source) | 38MURAQ36AB3* |  |  | CAP**4321AL* | PG80ESUA48060B** | 37200 | 16 | 8.5 | 38500 | 34800 | 90.39% | 2.12 | 0 | 10 |  |  |  |  | R-410A | 3.1 | Residential & Commercial | USHP | Ducted CEE Tier 1
212973370 | Central HP <5.4 tons | SMART COMFORT | HRCU-A-CB (Split System: Heat Pump with Remote Outdoor Unit-Air-Source) | DLCURAH18ABK |  |  | EN(A,D)4X24L14** | *96VSN0601412B* | 17500 | 16 | 8.5 | 18500 | 19200 | 103.8% | 2.3 | 0 | 10.5 |  |  |  |  | R-410A | 1.4583 | Residential & Commercial | USHP | Ducted CEE Tier 1
216972220 | Central HP <5.4 tons | CARRIER | HRCU-A-CB (Split System: Heat Pump with Remote Outdoor Unit-Air-Source) | 27VNA154A*030* | ADP |  | C48A***L53*+TXV | 59MN7C080C17**14 | 48500 | 18 | 9.5 | 50000 | 50500 | 101% | 1.98 | 0 | 11 |  |  |  |  | R-454B | 4.0417 | Residential & Commercial | USHP | Ducted CEE Tier 1
216972327 | Central HP <5.4 tons | CARRIER | HRCU-A-CB (Split System: Heat Pump with Remote Outdoor Unit-Air-Source) | 27VNA154A*030* | ADP |  | V,C60H210P29*+TXV | 59TN6C100C21**22 | 48000 | 19 | 10.5 | 50500 | 53000 | 105% | 1.96 | 0 | 10.5 |  |  |  |  | R-454B | 4 | Residential & Commercial | USHP | Ducted CEE Tier 1
212971883 | Central HP <5.4 tons | SMART COMFORT | HRCU-A-CB (Split System: Heat Pump with Remote Outdoor Unit-Air-Source) | DLCURAH36ABK |  |  | EA*4X48L21A* | *80VTL0701716B* | 35600 | 16 | 8.5 | 37800 | 34800 | 92.06% | 2.02 | 0 | 10 |  |  |  |  | R-410A | 2.9667 | Residential & Commercial | USHP | Ducted CEE Tier 1
216972237 | Central HP <5.4 tons | CARRIER | HRCU-A-CB (Split System: Heat Pump with Remote Outdoor Unit-Air-Source) | 27VNA154A*030* | ADP |  | PL60H210P17*+TXV | 59MN7C080C21**20 | 49000 | 19 | 10.5 | 50500 | 52000 | 103% | 2 | 0 | 11 |  |  |  |  | R-454B | 4.0833 | Residential & Commercial | USHP | Ducted CEE Tier 1
216972269 | Central HP <5.4 tons | CARRIER | HRCU-A-CB (Split System: Heat Pump with Remote Outdoor Unit-Air-Source) | 27VNA154A*030* | ADP |  | C60A***L19*+TXV | 59MN7C100C21**22 | 49000 | 19 | 10.5 | 50500 | 53000 | 105% | 1.96 | 0 | 11 |  |  |  |  | R-454B | 4.0833 | Residential & Commercial | USHP | Ducted CEE Tier 1
212975417 | Central HP <5.4 tons | SMART COMFORT | HRCU-A-CB (Split System: Heat Pump with Remote Outdoor Unit-Air-Source) | DLCURAH18ABK |  |  | EA*4X25L17A* | *96VTN0601412B* | 17800 | 16.5 | 8.1 | 17600 | 17800 | 101.1% | 2.14 | 0 | 10.5 |  |  |  |  | R-410A | 1.4833 | Residential & Commercial | USHP | Ducted CEE Tier 1
212498561 | Central HP <5.4 tons | BRYANT HEATING AND COOLING SYSTEMS | HRCU-A-CB (Split System: Heat Pump with Remote Outdoor Unit-Air-Source) | 38MURAQ24AB3* | ADP |  | CP2505A+TXV+TD | 0 | 23200 | 16 | 8.55 | 24800 | 22600 | 91.13% | 1.84 | 0 | 10 |  |  |  |  | R-410A | 1.9333 | Residential & Commercial | USHP | Ducted CEE Tier 1
211228388 | Central HP <5.4 tons | PAYNE HEATING AND COOLING | HRCU-A-CB (Split System: Heat Pump with Remote Outdoor Unit-Air-Source) | 38MURAQ36AB3* |  |  | CAP**4321AL* | PG80VTLA60090C** | 36200 | 16 | 8.5 | 38500 | 34800 | 90.39% | 2.06 | 0 | 10 |  |  |  |  | R-410A | 3.0167 | Residential & Commercial | USHP | Ducted CEE Tier 1
211228972 | Central HP <5.4 tons | PAYNE HEATING AND COOLING | HRCU-A-CB (Split System: Heat Pump with Remote Outdoor Unit-Air-Source) | 38MURAQ36AB3* |  |  | CAP**4821AL* | PG92ESAA48080B** | 36000 | 16 | 8.5 | 38500 | 34600 | 89.87% | 2.06 | 0 | 10 |  |  |  |  | R-410A | 3 | Residential & Commercial | USHP | Ducted CEE Tier 1
212972700 | Central HP <5.4 tons | SMART COMFORT | HRCU-A-CB (Split System: Heat Pump with Remote Outdoor Unit-Air-Source) | DLCURAH18ABK |  |  | EA*4X25L17A* | *96VSN0401410B* | 17700 | 16 | 8.1 | 17800 | 17800 | 100% | 2.14 | 0 | 10.5 |  |  |  |  | R-410A | 1.475 | Residential & Commercial | USHP | Ducted CEE Tier 1
212975833 | Central HP <5.4 tons | SMART COMFORT | HRCU-A-CB (Split System: Heat Pump with Remote Outdoor Unit-Air-Source) | DLCURAH18ABK |  |  | EN(A,D)4X24L17** | *96VTN0801716B* | 17700 | 16 | 8.5 | 18700 | 19100 | 102.1% | 2.3 | 0 | 11 |  |  |  |  | R-410A | 1.475 | Residential & Commercial | USHP | Ducted CEE Tier 1
212978231 | Central HP <5.4 tons | SMART COMFORT | HRCU-A-CB (Split System: Heat Pump with Remote Outdoor Unit-Air-Source) | DLCURAH18ABK |  |  | EA*4X19L17A* | *80MS(N,L)0701412A* | 18200 | 17 | 8.5 | 18100 | 17700 | 97.79% | 2.16 | 0 | 11 |  |  |  |  | R-410A | 1.5167 | Residential & Commercial | USHP | Ducted CEE Tier 1
211228510 | Central HP <5.4 tons | PAYNE HEATING AND COOLING | HRCU-A-CB (Split System: Heat Pump with Remote Outdoor Unit-Air-Source) | 38MURAQ36AB3* |  |  | CAP**4321AL* | PG95ESAA60100C** | 37000 | 15.5 | 8.5 | 38500 | 34800 | 90.39% | 2.1 | 0 | 10 |  |  |  |  | R-410A | 3.0833 | Residential & Commercial | USHP | Ducted CEE Tier 1
211229112 | Central HP <5.4 tons | PAYNE HEATING AND COOLING | HRCU-A-CB (Split System: Heat Pump with Remote Outdoor Unit-Air-Source) | 38MURAQ36AB3* |  |  | CAP**4821AL* | PG95ESUA48060B** | 35600 | 16 | 8.5 | 38500 | 34600 | 89.87% | 2.04 | 0 | 10 |  |  |  |  | R-410A | 2.9667 | Residential & Commercial | USHP | Ducted CEE Tier 1
211229164 | Central HP <5.4 tons | PAYNE HEATING AND COOLING | HRCU-A-CB (Split System: Heat Pump with Remote Outdoor Unit-Air-Source) | 38MURAQ36AB3* |  |  | CAP**4821AL* | PG96VTAA60080C** | 35400 | 16 | 8.1 | 37800 | 34600 | 91.53% | 2.02 | 0 | 10 |  |  |  |  | R-410A | 2.95 | Residential & Commercial | USHP | Ducted CEE Tier 1
215424600 | Central HP <5.4 tons | YORK | HRCU-A-CB (Split System: Heat Pump with Remote Outdoor Unit-Air-Source) | HH824E2S11 | ADP |  | H,YE8J*36+TXV | Y81E040A12SMPS1 | 22800 | 17 | 9.4 | 21400 | 17700 | 82.71% | 1.98 | 0 | 11.5 |  |  |  |  | R-454B | 1.9 | Residential & Commercial | USHP | Ducted CEE Tier 1
215424616 | Central HP <5.4 tons | YORK | HRCU-A-CB (Split System: Heat Pump with Remote Outdoor Unit-Air-Source) | HH824E2S11 | ADP |  | H,YE7J*36+TXV | Y81E080B12SMPS1 | 23000 | 18 | 9 | 21400 | 18100 | 84.58% | 2 | 0 | 12 |  |  |  |  | R-454B | 1.9167 | Residential & Commercial | USHP | Ducted CEE Tier 1
215424683 | Central HP <5.4 tons | YORK | HRCU-A-CB (Split System: Heat Pump with Remote Outdoor Unit-Air-Source) | HH824E2S11 | ADP |  | H,YE33*36+TXV | Y91E080B12SMPS1 | 22600 | 17 | 8.8 | 21400 | 17400 | 81.31% | 1.96 | 0 | 11.7 |  |  |  |  | R-454B | 1.8833 | Residential & Commercial | USHP | Ducted CEE Tier 1
215424684 | Central HP <5.4 tons | YORK | HRCU-A-CB (Split System: Heat Pump with Remote Outdoor Unit-Air-Source) | HH824E2S11 | ADP |  | H,YE7J*36+TXV-BLEED | Y91E080B12SMPS1 | 22400 | 17 | 8.8 | 21400 | 17400 | 81.31% | 1.96 | 0 | 11.5 |  |  |  |  | R-454B | 1.8667 | Residential & Commercial | USHP | Ducted CEE Tier 1
215424697 | Central HP <5.4 tons | YORK | HRCU-A-CB (Split System: Heat Pump with Remote Outdoor Unit-Air-Source) | HH824E2S11 | ADP |  | H,YE8J*36+TXV | YP9C060B12MP13 | 23000 | 17 | 9 | 21400 | 17600 | 82.24% | 2 | 0 | 12 |  |  |  |  | R-454B | 1.9167 | Residential & Commercial | USHP | Ducted CEE Tier 1
215424698 | Central HP <5.4 tons | YORK | HRCU-A-CB (Split System: Heat Pump with Remote Outdoor Unit-Air-Source) | HH824E2S11 | ADP |  | H,YE31*24+TXV | YP9C080B12MP13 | 21800 | 17 | 8.5 | 21200 | 17300 | 81.6% | 1.9 | 0 | 11 |  |  |  |  | R-454B | 1.8167 | Residential & Commercial | USHP | Ducted CEE Tier 1
213077633 | Central HP <5.4 tons | SMART COMFORT | HRCU-A-CB (Split System: Heat Pump with Remote Outdoor Unit-Air-Source) | DLCURAH36ABK |  |  | EA*4X42L24A* | *96VTN1002120B* | 35400 | 16.5 | 8.1 | 38500 | 35000 | 90.91% | 1.88 | 0 | 10 |  |  |  |  | R-410A | 2.95 | Residential & Commercial | USHP | Ducted CEE Tier 1
213078300 | Central HP <5.4 tons | SMART COMFORT | HRCU-A-CB (Split System: Heat Pump with Remote Outdoor Unit-Air-Source) | DLCURAH36ABK |  |  | EA*4X37L21A* | *80MS(N,L)0901714A* | 36200 | 16.5 | 8.5 | 38000 | 34800 | 91.58% | 2.04 | 0 | 10 |  |  |  |  | R-410A | 3.0167 | Residential & Commercial | USHP | Ducted CEE Tier 1
212975098 | Central HP <5.4 tons | SMART COMFORT | HRCU-A-CB (Split System: Heat Pump with Remote Outdoor Unit-Air-Source) | DLCURAH18ABK |  |  | EA*4X25L17A* | *96VTN0401712B* | 17700 | 16 | 8.1 | 17800 | 17800 | 100% | 2.14 | 0 | 10.5 |  |  |  |  | R-410A | 1.475 | Residential & Commercial | USHP | Ducted CEE Tier 1
212974648 | Central HP <5.4 tons | SMART COMFORT | HRCU-A-CB (Split System: Heat Pump with Remote Outdoor Unit-Air-Source) | DLCURAH18ABK |  |  | EA*4X24L17A* | *96VTN0401410B* | 17200 | 16.5 | 8.5 | 18200 | 19400 | 106.6% | 2.34 | 0 | 10 |  |  |  |  | R-410A | 1.4333 | Residential & Commercial | USHP | Ducted CEE Tier 1
212971454 | Central HP <5.4 tons | SMART COMFORT | HRCU-A-CB (Split System: Heat Pump with Remote Outdoor Unit-Air-Source) | DLCURAH18ABK |  |  | EA*4X24L17A* | *80VTL0701716B* | 17500 | 16 | 8.5 | 18500 | 19500 | 105.4% | 2.34 | 0 | 10.5 |  |  |  |  | R-410A | 1.4583 | Residential & Commercial | USHP | Ducted CEE Tier 1
212975373 | Central HP <5.4 tons | SMART COMFORT | HRCU-A-CB (Split System: Heat Pump with Remote Outdoor Unit-Air-Source) | DLCURAH24ABK |  |  | EN(A,D)4X36L21** | *96VTN0401712B* | 23200 | 16 | 8.1 | 26200 | 24800 | 94.66% | 2.06 | 0 | 10 |  |  |  |  | R-410A | 1.9333 | Residential & Commercial | USHP | Ducted CEE Tier 1
212383273 | Central HP <5.4 tons | SMART COMFORT | HRCU-A-CB (Split System: Heat Pump with Remote Outdoor Unit-Air-Source) | DLCURAH36ABK |  |  | EA*4X36L21A* | *80VTL1102122A* | 36000 | 15.5 | 8.1 | 39500 | 35200 | 89.11% | 1.84 | 0 | 10 |  |  |  |  | R-410A | 3 | Residential & Commercial | USHP | Ducted CEE Tier 1
211228876 | Central HP <5.4 tons | SMART COMFORT | HRCU-A-CB (Split System: Heat Pump with Remote Outdoor Unit-Air-Source) | DLCURAH36ABK |  |  | EA*4X48L21A* | *80ESU0601716A | 36600 | 16 | 8.5 | 38500 | 34800 | 90.39% | 2.08 | 0 | 10 |  |  |  |  | R-410A | 3.05 | Residential & Commercial | USHP | Ducted CEE Tier 1
211228442 | Central HP <5.4 tons | SMART COMFORT | HRCU-A-CB (Split System: Heat Pump with Remote Outdoor Unit-Air-Source) | DLCURAH36ABK |  |  | EA*4X43L21A* | *92ESN0601714A* | 36400 | 16 | 8.5 | 38500 | 34800 | 90.39% | 2.08 | 0 | 10 |  |  |  |  | R-410A | 3.0333 | Residential & Commercial | USHP | Ducted CEE Tier 1
211228155 | Central HP <5.4 tons | SMART COMFORT | HRCU-A-CB (Split System: Heat Pump with Remote Outdoor Unit-Air-Source) | DLCURAH36ABK |  |  | EA*4X42L24A* | OLV112A16A | 35400 | 15.2 | 8.1 | 39500 | 35200 | 89.11% | 1.88 | 0 | 9.5 |  |  |  |  | R-410A | 2.95 | Residential & Commercial | USHP
211230180 | Central HP <5.4 tons | SMART COMFORT | HRCU-A-CB (Split System: Heat Pump with Remote Outdoor Unit-Air-Source) | DLCURAH36ABK |  |  | EN(A,D,W)4X48L21** | *95ESN0801716A* | 35600 | 15.5 | 8.1 | 38500 | 35000 | 90.91% | 2 | 0 | 10 |  |  |  |  | R-410A | 2.9667 | Residential & Commercial | USHP | Ducted CEE Tier 1
211229646 | Central HP <5.4 tons | SMART COMFORT | HRCU-A-CB (Split System: Heat Pump with Remote Outdoor Unit-Air-Source) | DLCURAH36ABK |  |  | EA*4X48L24A* | OLV154F20A | 37400 | 15.2 | 8.5 | 39000 | 35000 | 89.74% | 2.14 | 0 | 10 |  |  |  |  | R-410A | 3.1167 | Residential & Commercial | USHP | Ducted CEE Tier 1
212384461 | Central HP <5.4 tons | SMART COMFORT | HRCU-A-CB (Split System: Heat Pump with Remote Outdoor Unit-Air-Source) | DLCURAH36ABK |  |  | EN(A,D,W)4X42L21** | *95ESN1002122A* | 36600 | 15.2 | 8.1 | 40000 | 35200 | 88% | 1.92 | 0 | 10 |  |  |  |  | R-410A | 3.05 | Residential & Commercial | USHP | Ducted CEE Tier 1
216972770 | Central HP <5.4 tons | CARRIER | HRCU-A-CB (Split System: Heat Pump with Remote Outdoor Unit-Air-Source) | 27VNA348A*030* | ADP |  | C48A***L18*+TXV | 58TN*B090C17**16 | 44000 | 20 | 9 | 47000 | 35400 | 75.32% | 1.86 | 0 | 11.5 |  |  |  |  | R-454B | 3.6667 | Residential & Commercial | USHP | Ducted CEE Tier 1
216972779 | Central HP <5.4 tons | CARRIER | HRCU-A-CB (Split System: Heat Pump with Remote Outdoor Unit-Air-Source) | 27VNA348A*030* | ADP |  | C48A***L16*+TXV | 58TN*B090C21**20 | 44000 | 21 | 9.5 | 46000 | 35800 | 77.83% | 1.92 | 0 | 11 |  |  |  |  | R-454B | 3.6667 | Residential & Commercial | USHP | Ducted CEE Tier 1
216972795 | Central HP <5.4 tons | CARRIER | HRCU-A-CB (Split System: Heat Pump with Remote Outdoor Unit-Air-Source) | 27VNA348A*030* | ADP |  | V,C60H210P17*+TXV | 58TN*B110C21**20 | 45000 | 21 | 9.5 | 46000 | 35800 | 77.83% | 2 | 0 | 11 |  |  |  |  | R-454B | 3.75 | Residential & Commercial | USHP | Ducted CEE Tier 1
216972802 | Central HP <5.4 tons | CARRIER | HRCU-A-CB (Split System: Heat Pump with Remote Outdoor Unit-Air-Source) | 27VNA348A*030* | ADP |  | PL48H175P78*+TXV | 59CU5B060C17**16 | 42500 | 20 | 9.5 | 47000 | 36200 | 77.02% | 2 | 0 | 10.5 |  |  |  |  | R-454B | 3.5417 | Residential & Commercial | USHP | Ducted CEE Tier 1
216972829 | Central HP <5.4 tons | CARRIER | HRCU-A-CB (Split System: Heat Pump with Remote Outdoor Unit-Air-Source) | 27VNA348A*030* | ADP |  | V,C48H210P75*+TXV | 59CU5B100C21**22 | 44000 | 21 | 9.5 | 46000 | 35800 | 77.83% | 2 | 0 | 11 |  |  |  |  | R-454B | 3.6667 | Residential & Commercial | USHP | Ducted CEE Tier 1
216972838 | Central HP <5.4 tons | CARRIER | HRCU-A-CB (Split System: Heat Pump with Remote Outdoor Unit-Air-Source) | 27VNA348A*030* | ADP |  | V,C60H210P29*+TXV | 59MN7C060C21**20 | 43000 | 20 | 9.5 | 46500 | 37000 | 79.57% | 2 | 0 | 10 |  |  |  |  | R-454B | 3.5833 | Residential & Commercial | USHP | Ducted CEE Tier 1
216972847 | Central HP <5.4 tons | CARRIER | HRCU-A-CB (Split System: Heat Pump with Remote Outdoor Unit-Air-Source) | 27VNA348A*030* | ADP |  | V,C60H210P17*+TXV | 59MN7C060C21**20 | 43500 | 20 | 9.5 | 46500 | 37000 | 79.57% | 2 | 0 | 10 |  |  |  |  | R-454B | 3.625 | Residential & Commercial | USHP | Ducted CEE Tier 1
213076637 | Central HP <5.4 tons | SMART COMFORT | HRCU-A-CB (Split System: Heat Pump with Remote Outdoor Unit-Air-Source) | DLCURAH36ABK |  |  | EA*4X36L21A* | *80VTL0902120B* | 35000 | 16 | 8.1 | 38500 | 35200 | 91.43% | 1.82 | 0 | 9.5 |  |  |  |  | R-410A | 2.9167 | Residential & Commercial | USHP
213078648 | Central HP <5.4 tons | SMART COMFORT | HRCU-A-CB (Split System: Heat Pump with Remote Outdoor Unit-Air-Source) | DLCURAH36ABK |  |  | EA*4X42L24A* | *80MS(N,L)1102120A* | 35800 | 16.5 | 8.1 | 38500 | 35000 | 90.91% | 1.9 | 0 | 10 |  |  |  |  | R-410A | 2.9833 | Residential & Commercial | USHP | Ducted CEE Tier 1
213078684 | Central HP <5.4 tons | SMART COMFORT | HRCU-A-CB (Split System: Heat Pump with Remote Outdoor Unit-Air-Source) | DLCURAH36ABK |  |  | EA*4X48L24A* | *80MS(N,L)1102120A* | 36200 | 16.5 | 8.5 | 38000 | 34800 | 91.58% | 2.06 | 0 | 10 |  |  |  |  | R-410A | 3.0167 | Residential & Commercial | USHP | Ducted CEE Tier 1
213077253 | Central HP <5.4 tons | SMART COMFORT | HRCU-A-CB (Split System: Heat Pump with Remote Outdoor Unit-Air-Source) | DLCURAH36ABK |  |  | EA*4X48L24A* | *96VSN1202422B* | 36000 | 16.5 | 8.5 | 38000 | 34800 | 91.58% | 2.04 | 0 | 10 |  |  |  |  | R-410A | 3 | Residential & Commercial | USHP | Ducted CEE Tier 1
213077471 | Central HP <5.4 tons | SMART COMFORT | HRCU-A-CB (Split System: Heat Pump with Remote Outdoor Unit-Air-Source) | DLCURAH36ABK |  |  | EN(A,D,W)4X48L21** | *96VTN0801716B* | 35600 | 16 | 8.1 | 38500 | 35000 | 90.91% | 1.98 | 0 | 10 |  |  |  |  | R-410A | 2.9667 | Residential & Commercial | USHP | Ducted CEE Tier 1
213077505 | Central HP <5.4 tons | SMART COMFORT | HRCU-A-CB (Split System: Heat Pump with Remote Outdoor Unit-Air-Source) | DLCURAH36ABK |  |  | EA*4X42L21A* | *96VTN0802120B* | 35600 | 16 | 8.1 | 38500 | 35200 | 91.43% | 1.9 | 0 | 10 |  |  |  |  | R-410A | 2.9667 | Residential & Commercial | USHP | Ducted CEE Tier 1
213077594 | Central HP <5.4 tons | SMART COMFORT | HRCU-A-CB (Split System: Heat Pump with Remote Outdoor Unit-Air-Source) | DLCURAH36ABK |  |  | EA*4X36L21A* | *96VTN1002120B* | 35200 | 16 | 8.1 | 38500 | 35200 | 91.43% | 1.82 | 0 | 10 |  |  |  |  | R-410A | 2.9333 | Residential & Commercial | USHP | Ducted CEE Tier 1
215731567 | Central HP <5.4 tons | YORK | HRCU-A-CB (Split System: Heat Pump with Remote Outdoor Unit-Air-Source) | HH860E2S11 | ADP |  | H,YG88*48+TXV-BLEED | TM9Y100C16MP11 | 44000 | 17 | 8.5 | 42500 | 33400 | 78.59% | 2 | 0 | 11 |  |  |  |  | R-454B | 3.6667 | Residential & Commercial | USHP | Ducted CEE Tier 1
215731571 | Central HP <5.4 tons | YORK | HRCU-A-CB (Split System: Heat Pump with Remote Outdoor Unit-Air-Source) | HH860E2S11 | ADP |  | H,YG72*60+TXV-BLEED | TM9Y100C20MP11 | 52500 | 17 | 8.5 | 52500 | 39000 | 74.29% | 2 | 0 | 11 |  |  |  |  | R-454B | 4.375 | Residential & Commercial | USHP | Ducted CEE Tier 1
215731610 | Central HP <5.4 tons | YORK | HRCU-A-CB (Split System: Heat Pump with Remote Outdoor Unit-Air-Source) | HH860E2S11 | ADP |  | H,YG3K*60+TXV | Y81E080C16SMPS1 | 44500 | 18 | 8.5 | 42500 | 33000 | 77.65% | 2 | 0 | 12 |  |  |  |  | R-454B | 3.7083 | Residential & Commercial | USHP | Ducted CEE Tier 1
215731621 | Central HP <5.4 tons | YORK | HRCU-A-CB (Split System: Heat Pump with Remote Outdoor Unit-Air-Source) | HH860E2S11 | ADP |  | H,YG51*48+TXV-BLEED | Y81E080C16SMPS1 | 44500 | 18 | 8.5 | 42500 | 33000 | 77.65% | 2 | 0 | 12 |  |  |  |  | R-454B | 3.7083 | Residential & Commercial | USHP | Ducted CEE Tier 1
215731628 | Central HP <5.4 tons | YORK | HRCU-A-CB (Split System: Heat Pump with Remote Outdoor Unit-Air-Source) | HH860E2S11 | ADP |  | H,YG74*60+TXV | Y81E080C16SMPS1 | 44500 | 18 | 8.5 | 42500 | 33000 | 77.65% | 2 | 0 | 12 |  |  |  |  | R-454B | 3.7083 | Residential & Commercial | USHP | Ducted CEE Tier 1
215731651 | Central HP <5.4 tons | YORK | HRCU-A-CB (Split System: Heat Pump with Remote Outdoor Unit-Air-Source) | HH860E2S11 | ADP |  | H,YG37*60+TXV-BLEED | Y81E100C16SMPS1 | 44000 | 17 | 8.5 | 42000 | 32800 | 78.1% | 2 | 0 | 12 |  |  |  |  | R-454B | 3.6667 | Residential & Commercial | USHP | Ducted CEE Tier 1
216972870 | Central HP <5.4 tons | CARRIER | HRCU-A-CB (Split System: Heat Pump with Remote Outdoor Unit-Air-Source) | 27VNA348A*030* | ADP |  | C60A***L16*+TXV | 59MN7C080C21**20 | 43500 | 20 | 9.5 | 46000 | 36200 | 78.7% | 2 | 0 | 10.5 |  |  |  |  | R-454B | 3.625 | Residential & Commercial | USHP | Ducted CEE Tier 1
216972913 | Central HP <5.4 tons | CARRIER | HRCU-A-CB (Split System: Heat Pump with Remote Outdoor Unit-Air-Source) | 27VNA348A*030* | ADP |  | C60A***L19*+TXV | 59TN6C080C21**20 | 44500 | 21 | 9.5 | 46500 | 36200 | 77.85% | 2 | 0 | 11 |  |  |  |  | R-454B | 3.7083 | Residential & Commercial | USHP | Ducted CEE Tier 1
216972929 | Central HP <5.4 tons | CARRIER | HRCU-A-CB (Split System: Heat Pump with Remote Outdoor Unit-Air-Source) | 27VNA348A*030* | ADP |  | PL48H175P15*+TXV | 59TN7A080C17**16 | 43000 | 20 | 9.5 | 46500 | 37000 | 79.57% | 2 | 0 | 10.5 |  |  |  |  | R-454B | 3.5833 | Residential & Commercial | USHP | Ducted CEE Tier 1
216972945 | Central HP <5.4 tons | CARRIER | HRCU-A-CB (Split System: Heat Pump with Remote Outdoor Unit-Air-Source) | 27VNA348A*030* | ADP |  | V,C48H210P75*+TXV | 59TN7A080C21**20 | 43500 | 20 | 9.5 | 46000 | 36200 | 78.7% | 1.92 | 0 | 10.5 |  |  |  |  | R-454B | 3.625 | Residential & Commercial | USHP | Ducted CEE Tier 1
216972956 | Central HP <5.4 tons | CARRIER | HRCU-A-CB (Split System: Heat Pump with Remote Outdoor Unit-Air-Source) | 27VNA348A*030* | ADP |  | C48A***L15*+TXV | 59TN7A100C21**22 | 43500 | 21 | 9.5 | 46000 | 36000 | 78.26% | 2 | 0 | 10.5 |  |  |  |  | R-454B | 3.625 | Residential & Commercial | USHP | Ducted CEE Tier 1
216972963 | Central HP <5.4 tons | CARRIER | HRCU-A-CB (Split System: Heat Pump with Remote Outdoor Unit-Air-Source) | 27VNA348A*030* | ADP |  | V,C60H210P17*+TXV | 59TN7A100C21**22 | 44500 | 21 | 9.5 | 46000 | 36000 | 78.26% | 2 | 0 | 11 |  |  |  |  | R-454B | 3.7083 | Residential & Commercial | USHP | Ducted CEE Tier 1
213077873 | Central HP <5.4 tons | SMART COMFORT | HRCU-A-CB (Split System: Heat Pump with Remote Outdoor Unit-Air-Source) | DLCURAH36ABK |  |  | EA*4X36L17A* | *80MS(N,L)0701412A* | 34800 | 15.5 | 8.1 | 38500 | 35200 | 91.43% | 1.82 | 0 | 9.5 |  |  |  |  | R-410A | 2.9 | Residential & Commercial | USHP
213077380 | Central HP <5.4 tons | SMART COMFORT | HRCU-A-CB (Split System: Heat Pump with Remote Outdoor Unit-Air-Source) | DLCURAH36ABK |  |  | EA*4X37L21A* | *96VTN0801716B* | 36400 | 15.5 | 8.5 | 38500 | 35000 | 90.91% | 2.06 | 0 | 10 |  |  |  |  | R-410A | 3.0333 | Residential & Commercial | USHP | Ducted CEE Tier 1
211241560 | Central HP <5.4 tons | SMART COMFORT | HRCU-A-CB (Split System: Heat Pump with Remote Outdoor Unit-Air-Source) | DLCURAH24ABK |  |  | EA*4X30L17A* | *80VTL0701716A* | 24200 | 17 | 8.5 | 26200 | 23000 | 87.79% | 1.92 | 0 | 10 |  |  |  |  | R-410A | 2.0167 | Residential & Commercial | USHP | Ducted CEE Tier 1
211241592 | Central HP <5.4 tons | SMART COMFORT | HRCU-A-CB (Split System: Heat Pump with Remote Outdoor Unit-Air-Source) | DLCURAH24ABK |  |  | EA*4X30L17A* | *95ESN0601412A* | 24400 | 15.5 | 8.5 | 26600 | 22800 | 85.71% | 1.86 | 0 | 10 |  |  |  |  | R-410A | 2.0333 | Residential & Commercial | USHP | Ducted CEE Tier 1
211241060 | Central HP <5.4 tons | SMART COMFORT | HRCU-A-CB (Split System: Heat Pump with Remote Outdoor Unit-Air-Source) | DLCURAH24ABK |  |  | EA*4X25L17A* | *96VTN0601714A* | 24600 | 16.5 | 8.5 | 25400 | 21400 | 84.25% | 1.78 | 0 | 10 |  |  |  |  | R-410A | 2.05 | Residential & Commercial | USHP | Ducted CEE Tier 1
211240976 | Central HP <5.4 tons | SMART COMFORT | HRCU-A-CB (Split System: Heat Pump with Remote Outdoor Unit-Air-Source) | DLCURAH24ABK |  |  | EA*4X25L17A* | *96VTN0801716A* | 24800 | 17 | 8.5 | 25600 | 21200 | 82.81% | 1.78 | 0 | 10.5 |  |  |  |  | R-410A | 2.0667 | Residential & Commercial | USHP | Ducted CEE Tier 1
211240624 | Central HP <5.4 tons | SMART COMFORT | HRCU-A-CB (Split System: Heat Pump with Remote Outdoor Unit-Air-Source) | DLCURAH24ABK |  |  | EA*4X24L17A* | *96VTN0601714A* | 23600 | 16 | 8.5 | 26800 | 24400 | 91.04% | 2.02 | 0 | 10 |  |  |  |  | R-410A | 1.9667 | Residential & Commercial | USHP | Ducted CEE Tier 1
211240408 | Central HP <5.4 tons | SMART COMFORT | HRCU-A-CB (Split System: Heat Pump with Remote Outdoor Unit-Air-Source) | DLCURAH24ABK |  |  | EA*4X24L17A* | *96VSN0401712A* | 23000 | 15.5 | 8.5 | 26400 | 26000 | 98.48% | 2.18 | 0 | 9.5 |  |  |  |  | R-410A | 1.9167 | Residential & Commercial | USHP
216972730 | Central HP <5.4 tons | CARRIER | HRCU-A-CB (Split System: Heat Pump with Remote Outdoor Unit-Air-Source) | 27VNA348A*030* | ADP |  | C48A***L16*+TXV | 58CU*B060C17**16 | 43500 | 21 | 9.5 | 46000 | 36200 | 78.7% | 1.9 | 0 | 11 |  |  |  |  | R-454B | 3.625 | Residential & Commercial | USHP | Ducted CEE Tier 1
216972737 | Central HP <5.4 tons | CARRIER | HRCU-A-CB (Split System: Heat Pump with Remote Outdoor Unit-Air-Source) | 27VNA348A*030* | ADP |  | V,C48H175P15*+TXV | 58TN*B070C17**16 | 43000 | 20 | 9 | 46500 | 36800 | 79.14% | 2 | 0 | 10.5 |  |  |  |  | R-454B | 3.5833 | Residential & Commercial | USHP | Ducted CEE Tier 1
216972769 | Central HP <5.4 tons | CARRIER | HRCU-A-CB (Split System: Heat Pump with Remote Outdoor Unit-Air-Source) | 27VNA348A*030* | ADP |  | PL60H210P17*+TXV | 58TN*B090C17**16 | 44000 | 20 | 9 | 47000 | 35400 | 75.32% | 1.86 | 0 | 11.5 |  |  |  |  | R-454B | 3.6667 | Residential & Commercial | USHP | Ducted CEE Tier 1
216972771 | Central HP <5.4 tons | CARRIER | HRCU-A-CB (Split System: Heat Pump with Remote Outdoor Unit-Air-Source) | 27VNA348A*030* | ADP |  | C48A***L53*+TXV | 58TN*B090C17**16 | 44000 | 21 | 9.5 | 46500 | 35600 | 76.56% | 2 | 0 | 11 |  |  |  |  | R-454B | 3.6667 | Residential & Commercial | USHP | Ducted CEE Tier 1
216972803 | Central HP <5.4 tons | CARRIER | HRCU-A-CB (Split System: Heat Pump with Remote Outdoor Unit-Air-Source) | 27VNA348A*030* | ADP |  | V,C48H175P78*+TXV | 59CU5B060C17**16 | 42500 | 20 | 9.5 | 47000 | 36200 | 77.02% | 2 | 0 | 10.5 |  |  |  |  | R-454B | 3.5417 | Residential & Commercial | USHP | Ducted CEE Tier 1
216972812 | Central HP <5.4 tons | CARRIER | HRCU-A-CB (Split System: Heat Pump with Remote Outdoor Unit-Air-Source) | 27VNA348A*030* | ADP |  | V,C60H210P29*+TXV | 59CU5B080C21**20 | 44000 | 21 | 9.5 | 46500 | 36200 | 77.85% | 2 | 0 | 10.5 |  |  |  |  | R-454B | 3.6667 | Residential & Commercial | USHP | Ducted CEE Tier 1
211229928 | Central HP <5.4 tons | SMART COMFORT | HRCU-A-CB (Split System: Heat Pump with Remote Outdoor Unit-Air-Source) | DLCURAH36ABK |  |  | EN(A,D,W)4X48L21** | *80ES(N,L)0702116A* | 35800 | 16.5 | 8.1 | 38500 | 34800 | 90.39% | 2 | 0 | 10 |  |  |  |  | R-410A | 2.9833 | Residential & Commercial | USHP | Ducted CEE Tier 1
211229109 | Central HP <5.4 tons | SMART COMFORT | HRCU-A-CB (Split System: Heat Pump with Remote Outdoor Unit-Air-Source) | DLCURAH36ABK |  |  | EA*4X48L21A* | *96VSN1002120A* | 36000 | 16 | 8.5 | 38500 | 34600 | 89.87% | 2.06 | 0 | 10 |  |  |  |  | R-410A | 3 | Residential & Commercial | USHP | Ducted CEE Tier 1
215441369 | Central HP <5.4 tons | YORK | HRCU-A-CB (Split System: Heat Pump with Remote Outdoor Unit-Air-Source) | HMH72B341 | ADP |  | V,Y36H***P217 | TM9E040A10MP12 | 32200 | 17 | 8.1 | 31800 | 23000 | 72.33% | 1.98 | 0 | 9.5 |  |  |  |  | R-410A | 2.6833 | Residential & Commercial | USHP
215441371 | Central HP <5.4 tons | YORK | HRCU-A-CB (Split System: Heat Pump with Remote Outdoor Unit-Air-Source) | HMH72B341 | ADP |  | H,YG8J736 | TM9E060B12MP12 | 32600 | 17 | 8.1 | 32000 | 23200 | 72.5% | 2 | 0 | 9.5 |  |  |  |  | R-410A | 2.7167 | Residential & Commercial | USHP
211229395 | Central HP <5.4 tons | SMART COMFORT | HRCU-A-CB (Split System: Heat Pump with Remote Outdoor Unit-Air-Source) | DLCURAH36ABK |  |  | EA*4X48L24A* | *80ESU1002120A* | 36000 | 16 | 8.5 | 38500 | 34600 | 89.87% | 2.06 | 0 | 10 |  |  |  |  | R-410A | 3 | Residential & Commercial | USHP | Ducted CEE Tier 1
213076003 | Central HP <5.4 tons | SMART COMFORT | HRCU-A-CB (Split System: Heat Pump with Remote Outdoor Unit-Air-Source) | DLCURAH36ABK |  |  | EN(A,D)4X48L24** | *95MSU1002120A* | 36200 | 16.5 | 8.1 | 38500 | 35000 | 90.91% | 2.02 | 0 | 10.5 |  |  |  |  | R-410A | 3.0167 | Residential & Commercial | USHP | Ducted CEE Tier 1
216972814 | Central HP <5.4 tons | CARRIER | HRCU-A-CB (Split System: Heat Pump with Remote Outdoor Unit-Air-Source) | 27VNA348A*030* | ADP |  | C48A***L15*+TXV | 59CU5B080C21**20 | 43000 | 20 | 9.5 | 46500 | 36200 | 77.85% | 2 | 0 | 10.5 |  |  |  |  | R-454B | 3.5833 | Residential & Commercial | USHP | Ducted CEE Tier 1
216972828 | Central HP <5.4 tons | CARRIER | HRCU-A-CB (Split System: Heat Pump with Remote Outdoor Unit-Air-Source) | 27VNA348A*030* | ADP |  | PL48H210P75*+TXV | 59CU5B100C21**22 | 44000 | 21 | 9.5 | 46000 | 35800 | 77.83% | 2 | 0 | 11 |  |  |  |  | R-454B | 3.6667 | Residential & Commercial | USHP | Ducted CEE Tier 1
216972830 | Central HP <5.4 tons | CARRIER | HRCU-A-CB (Split System: Heat Pump with Remote Outdoor Unit-Air-Source) | 27VNA348A*030* | ADP |  | V,C48H210P16*+TXV | 59CU5B100C21**22 | 44000 | 21 | 9.5 | 46000 | 35800 | 77.83% | 2 | 0 | 11 |  |  |  |  | R-454B | 3.6667 | Residential & Commercial | USHP | Ducted CEE Tier 1
216972846 | Central HP <5.4 tons | CARRIER | HRCU-A-CB (Split System: Heat Pump with Remote Outdoor Unit-Air-Source) | 27VNA348A*030* | ADP |  | PL60H210P17*+TXV | 59MN7C060C21**20 | 43500 | 20 | 9.5 | 46500 | 37000 | 79.57% | 2 | 0 | 10 |  |  |  |  | R-454B | 3.625 | Residential & Commercial | USHP | Ducted CEE Tier 1
216972853 | Central HP <5.4 tons | CARRIER | HRCU-A-CB (Split System: Heat Pump with Remote Outdoor Unit-Air-Source) | 27VNA348A*030* | ADP |  | PL48H175P78*+TXV | 59MN7C080C17**14 | 42500 | 20 | 9.5 | 46500 | 36000 | 77.42% | 2 | 0 | 10.5 |  |  |  |  | R-454B | 3.5417 | Residential & Commercial | USHP | Ducted CEE Tier 1
213077837 | Central HP <5.4 tons | SMART COMFORT | HRCU-A-CB (Split System: Heat Pump with Remote Outdoor Unit-Air-Source) | DLCURAH36ABK |  |  | EA*4X37L17A* | *80MS(N,L)0451412A* | 36000 | 15.2 | 8.5 | 38500 | 35200 | 91.43% | 2 | 0 | 10 |  |  |  |  | R-410A | 3 | Residential & Commercial | USHP | Ducted CEE Tier 1
213080581 | Central HP <5.4 tons | SMART COMFORT | HRCU-A-CB (Split System: Heat Pump with Remote Outdoor Unit-Air-Source) | DLCURAH36ABK |  |  | EA*4X48L21A* | *95MSU0401712A* | 35600 | 15.2 | 8.1 | 38000 | 34800 | 91.58% | 2.02 | 0 | 9.5 |  |  |  |  | R-410A | 2.9667 | Residential & Commercial | USHP
213080477 | Central HP <5.4 tons | SMART COMFORT | HRCU-A-CB (Split System: Heat Pump with Remote Outdoor Unit-Air-Source) | DLCURAH36ABK |  |  | EN(A,D)4X48L24** | *96MSN1202422A* | 35800 | 16.5 | 8.1 | 38500 | 35000 | 90.91% | 2 | 0 | 10 |  |  |  |  | R-410A | 2.9833 | Residential & Commercial | USHP | Ducted CEE Tier 1
213080545 | Central HP <5.4 tons | SMART COMFORT | HRCU-A-CB (Split System: Heat Pump with Remote Outdoor Unit-Air-Source) | DLCURAH36ABK |  |  | EA*4X37L21A* | *95MSU0401712A* | 36200 | 15.2 | 8.5 | 38000 | 35000 | 92.11% | 2.04 | 0 | 10 |  |  |  |  | R-410A | 3.0167 | Residential & Commercial | USHP | Ducted CEE Tier 1
213080145 | Central HP <5.4 tons | SMART COMFORT | HRCU-A-CB (Split System: Heat Pump with Remote Outdoor Unit-Air-Source) | DLCURAH36ABK |  |  | EA*4X36L21A* | *96MSM0802120A* | 35200 | 16 | 8.1 | 39000 | 35200 | 90.26% | 1.84 | 0 | 9.5 |  |  |  |  | R-410A | 2.9333 | Residential & Commercial | USHP
213080193 | Central HP <5.4 tons | SMART COMFORT | HRCU-A-CB (Split System: Heat Pump with Remote Outdoor Unit-Air-Source) | DLCURAH36ABK |  |  | EA*4X43L21A* | *96MSM0802120A* | 36400 | 16 | 8.5 | 38000 | 34800 | 91.58% | 2.06 | 0 | 10 |  |  |  |  | R-410A | 3.0333 | Residential & Commercial | USHP | Ducted CEE Tier 1
213080204 | Central HP <5.4 tons | SMART COMFORT | HRCU-A-CB (Split System: Heat Pump with Remote Outdoor Unit-Air-Source) | DLCURAH36ABK |  |  | EA*4X48L21A* | *96MSN0802120A* | 36000 | 16 | 8.5 | 38000 | 34800 | 91.58% | 2.04 | 0 | 10 |  |  |  |  | R-410A | 3 | Residential & Commercial | USHP | Ducted CEE Tier 1
215424696 | Central HP <5.4 tons | YORK | HRCU-A-CB (Split System: Heat Pump with Remote Outdoor Unit-Air-Source) | HH824E2S11 | ADP |  | H,YE8J*30+TXV | YP9C060B12MP13 | 23000 | 17 | 9 | 21400 | 17600 | 82.24% | 2 | 0 | 12 |  |  |  |  | R-454B | 1.9167 | Residential & Commercial | USHP | Ducted CEE Tier 1
215424703 | Central HP <5.4 tons | YORK | HRCU-A-CB (Split System: Heat Pump with Remote Outdoor Unit-Air-Source) | HH824E2S11 | ADP |  | H,YE7J*30+TXV | YP9C080B12MP13 | 22400 | 17 | 8.8 | 21400 | 17300 | 80.84% | 1.96 | 0 | 11.5 |  |  |  |  | R-454B | 1.8667 | Residential & Commercial | USHP | Ducted CEE Tier 1
213077646 | Central HP <5.4 tons | SMART COMFORT | HRCU-A-CB (Split System: Heat Pump with Remote Outdoor Unit-Air-Source) | DLCURAH36ABK |  |  | EA*4X43L21A* | *96VTN1002120B* | 36200 | 16.5 | 8.5 | 38000 | 34800 | 91.58% | 2.04 | 0 | 10 |  |  |  |  | R-410A | 3.0167 | Residential & Commercial | USHP | Ducted CEE Tier 1
213079018 | Central HP <5.4 tons | SMART COMFORT | HRCU-A-CB (Split System: Heat Pump with Remote Outdoor Unit-Air-Source) | DLCURAH36ABK |  |  | EA*4X43L21A* | *80MSU0401712A* | 36600 | 16 | 8.5 | 38500 | 34800 | 90.39% | 2.08 | 0 | 10 |  |  |  |  | R-410A | 3.05 | Residential & Commercial | USHP | Ducted CEE Tier 1
213079636 | Central HP <5.4 tons | SMART COMFORT | HRCU-A-CB (Split System: Heat Pump with Remote Outdoor Unit-Air-Source) | DLCURAH36ABK |  |  | EN(A,D,W)4X48L21** | *92MSN0801716A* | 36000 | 16.5 | 8.1 | 38500 | 35000 | 90.91% | 2 | 0 | 10 |  |  |  |  | R-410A | 3 | Residential & Commercial | USHP | Ducted CEE Tier 1
213080797 | Central HP <5.4 tons | SMART COMFORT | HRCU-A-CB (Split System: Heat Pump with Remote Outdoor Unit-Air-Source) | DLCURAH36ABK |  |  | EA*4X37L21A* | *95MSU0802120A* | 36600 | 16 | 8.5 | 38500 | 35000 | 90.91% | 2.06 | 0 | 10 |  |  |  |  | R-410A | 3.05 | Residential & Commercial | USHP | Ducted CEE Tier 1
212969514 | Central HP <5.4 tons | SMART COMFORT | HRCU-A-CB (Split System: Heat Pump with Remote Outdoor Unit-Air-Source) | DLCURAH18ABK |  |  | EA*4X19L17A* | *80VSL0451412B* | 18200 | 16.5 | 8.5 | 18100 | 17700 | 97.79% | 2.14 | 0 | 11 |  |  |  |  | R-410A | 1.5167 | Residential & Commercial | USHP | Ducted CEE Tier 1
212971215 | Central HP <5.4 tons | SMART COMFORT | HRCU-A-CB (Split System: Heat Pump with Remote Outdoor Unit-Air-Source) | DLCURAH24ABK |  |  | EN(A,D)4X24L17** | *80VTL0451412B* | 23400 | 17 | 8.5 | 27000 | 25000 | 92.59% | 2.08 | 0 | 10 |  |  |  |  | R-410A | 1.95 | Residential & Commercial | USHP | Ducted CEE Tier 1
212972920 | Central HP <5.4 tons | SMART COMFORT | HRCU-A-CB (Split System: Heat Pump with Remote Outdoor Unit-Air-Source) | DLCURAH24ABK |  |  | EA*4X25L17A* | *96VSN0401410B* | 24000 | 16.5 | 8.1 | 25200 | 21800 | 86.51% | 1.82 | 0 | 10 |  |  |  |  | R-410A | 2 | Residential & Commercial | USHP | Ducted CEE Tier 1
212972970 | Central HP <5.4 tons | SMART COMFORT | HRCU-A-CB (Split System: Heat Pump with Remote Outdoor Unit-Air-Source) | DLCURAH24ABK |  |  | EN(A,D)4X24L14** | *96VSN0401410B* | 23000 | 16 | 8.5 | 27000 | 25600 | 94.81% | 2.12 | 0 | 10 |  |  |  |  | R-410A | 1.9167 | Residential & Commercial | USHP | Ducted CEE Tier 1
212972990 | Central HP <5.4 tons | SMART COMFORT | HRCU-A-CB (Split System: Heat Pump with Remote Outdoor Unit-Air-Source) | DLCURAH24ABK |  |  | EN(A,D)4X30L14** | *96VSN0401410B* | 23400 | 16 | 8.1 | 26400 | 24800 | 93.94% | 2.04 | 0 | 10 |  |  |  |  | R-410A | 1.95 | Residential & Commercial | USHP | Ducted CEE Tier 1
215223188 | Central HP <5.4 tons | BRYANT HEATING AND COOLING SYSTEMS | HRCU-A-CB (Split System: Heat Pump with Remote Outdoor Unit-Air-Source) | 288BNV037*0**A* | ADP |  | H,PE9J936 | 987MB66100C21*** | 32000 | 17 | 8.5 | 31000 | 24600 | 79.35% | 1.98 | 0 | 11.5 |  |  |  |  | R-410A | 2.6667 | Residential & Commercial | USHP | Ducted CEE Tier 1
215223189 | Central HP <5.4 tons | BRYANT HEATING AND COOLING SYSTEMS | HRCU-A-CB (Split System: Heat Pump with Remote Outdoor Unit-Air-Source) | 288BNV037*0**A* | ADP |  | H,PG35936 | 987MB66120C24*** | 31800 | 17 | 8.5 | 31000 | 24600 | 79.35% | 1.98 | 0 | 11.5 |  |  |  |  | R-410A | 2.65 | Residential & Commercial | USHP | Ducted CEE Tier 1
214302982 | Central HP <5.4 tons | RUUD | HRCU-A-CB (Split System: Heat Pump with Remote Outdoor Unit-Air-Source) | RD17AZ36AJ3N | ADP |  | H,RG47936 | R801V0704A17UHU | 34200 | 18 | 8.1 | 32600 | 29200 | 89.57% | 1.9 | 0 | 10 |  |  |  |  | R-410A | 2.85 | Residential & Commercial | USHP | Ducted CEE Tier 1
214848914 | Central HP <5.4 tons | YORK | HRCU-A-CB (Split System: Heat Pump with Remote Outdoor Unit-Air-Source) | HH824E2S11 | ADP |  | H,YG8J*36+TXV | Y91E060B12SMPS1 | 23000 | 17 | 9 | 21400 | 18200 | 85.05% | 2 | 0 | 11.7 |  |  |  |  | R-454B | 1.9167 | Residential & Commercial | USHP | Ducted CEE Tier 1
211230120 | Central HP <5.4 tons | PAYNE HEATING AND COOLING | HRCU-A-CB (Split System: Heat Pump with Remote Outdoor Unit-Air-Source) | 38MURAQ36AB3* |  |  | CNPV*4821AL* | PG92ESAA42060B** | 36200 | 16 | 8.1 | 38500 | 34800 | 90.39% | 2.02 | 0 | 10 |  |  |  |  | R-410A | 3.0167 | Residential & Commercial | USHP | Ducted CEE Tier 1
211230453 | Central HP <5.4 tons | PAYNE HEATING AND COOLING | HRCU-A-CB (Split System: Heat Pump with Remote Outdoor Unit-Air-Source) | 38MURAQ36AB3* |  |  | CNPV*4824AL* | PG80ES(A,L)A60110C** | 36200 | 16.5 | 8.1 | 38500 | 34800 | 90.39% | 2.02 | 0 | 10.5 |  |  |  |  | R-410A | 3.0167 | Residential & Commercial | USHP | Ducted CEE Tier 1
211230489 | Central HP <5.4 tons | PAYNE HEATING AND COOLING | HRCU-A-CB (Split System: Heat Pump with Remote Outdoor Unit-Air-Source) | 38MURAQ36AB3* |  |  | CNPV*4824AL* | PG80ES(A,L)A60155D** | 37200 | 16 | 8.1 | 39500 | 35000 | 88.61% | 2.08 | 0 | 10.5 |  |  |  |  | R-410A | 3.1 | Residential & Commercial | USHP | Ducted CEE Tier 1
211230639 | Central HP <5.4 tons | PAYNE HEATING AND COOLING | HRCU-A-CB (Split System: Heat Pump with Remote Outdoor Unit-Air-Source) | 38MURAQ36AB3* |  |  | CNPV*4824AL* | PG95ESAA60080C** | 36800 | 15.5 | 8.1 | 39500 | 35000 | 88.61% | 2.06 | 0 | 10.5 |  |  |  |  | R-410A | 3.0667 | Residential & Commercial | USHP | Ducted CEE Tier 1
212603098 | Central HP <5.4 tons | DAY & NIGHT | HRCU-A-CB (Split System: Heat Pump with Remote Outdoor Unit-Air-Source) | DLCURAH18ABK | ADP |  | FG80936 | *96VTN0601412A* | 18000 | 16 | 8.5 | 17000 | 18000 | 105.9% | 2.22 | 0 | 11 |  |  |  |  | R-410A | 1.5 | Residential & Commercial | USHP | Ducted CEE Tier 1
212498562 | Central HP <5.4 tons | BRYANT HEATING AND COOLING SYSTEMS | HRCU-A-CB (Split System: Heat Pump with Remote Outdoor Unit-Air-Source) | 38MURAQ24AB3* | ADP |  | CP3005A+TXV+TD | 0 | 23200 | 16 | 8.55 | 24800 | 22600 | 91.13% | 1.84 | 0 | 10 |  |  |  |  | R-410A | 1.9333 | Residential & Commercial | USHP | Ducted CEE Tier 1
213077739 | Central HP <5.4 tons | SMART COMFORT | HRCU-A-CB (Split System: Heat Pump with Remote Outdoor Unit-Air-Source) | DLCURAH36ABK |  |  | EA*4X42L24A* | *96VTN1002122B* | 35400 | 16.5 | 8.1 | 38500 | 35000 | 90.91% | 1.88 | 0 | 10 |  |  |  |  | R-410A | 2.95 | Residential & Commercial | USHP | Ducted CEE Tier 1
213076494 | Central HP <5.4 tons | SMART COMFORT | HRCU-A-CB (Split System: Heat Pump with Remote Outdoor Unit-Air-Source) | DLCURAH36ABK |  |  | EA*4X37L17A* | *80VTL0701716B* | 36000 | 15.5 | 8.5 | 38500 | 35000 | 90.91% | 2 | 0 | 10 |  |  |  |  | R-410A | 3 | Residential & Commercial | USHP | Ducted CEE Tier 1
213076844 | Central HP <5.4 tons | SMART COMFORT | HRCU-A-CB (Split System: Heat Pump with Remote Outdoor Unit-Air-Source) | DLCURAH36ABK |  |  | EN(A,D,W)4X48L21** | *80VTL1102122B* | 36400 | 16.5 | 8.1 | 38500 | 35000 | 90.91% | 2.02 | 0 | 10.5 |  |  |  |  | R-410A | 3.0333 | Residential & Commercial | USHP | Ducted CEE Tier 1
213075883 | Central HP <5.4 tons | SMART COMFORT | HRCU-A-CB (Split System: Heat Pump with Remote Outdoor Unit-Air-Source) | DLCURAH36ABK |  |  | EA*4X36L21A* | *95MSU1002120A* | 35200 | 16 | 8.1 | 38500 | 35200 | 91.43% | 1.84 | 0 | 9.5 |  |  |  |  | R-410A | 2.9333 | Residential & Commercial | USHP
211229916 | Central HP <5.4 tons | SMART COMFORT | HRCU-A-CB (Split System: Heat Pump with Remote Outdoor Unit-Air-Source) | DLCURAH36ABK |  |  | EN(A,D,W)4X48L21** | *80ES(N,L)0701712A* | 36200 | 15.5 | 8.1 | 38500 | 35000 | 90.91% | 2.02 | 0 | 10 |  |  |  |  | R-410A | 3.0167 | Residential & Commercial | USHP | Ducted CEE Tier 1
211230159 | Central HP <5.4 tons | SMART COMFORT | HRCU-A-CB (Split System: Heat Pump with Remote Outdoor Unit-Air-Source) | DLCURAH36ABK |  |  | EN(A,D,W)4X48L21** | *92ESN1002122A* | 37600 | 15.5 | 8.5 | 39500 | 35000 | 88.61% | 2.08 | 0 | 10.5 |  |  |  |  | R-410A | 3.1333 | Residential & Commercial | USHP | Ducted CEE Tier 1
211230191 | Central HP <5.4 tons | SMART COMFORT | HRCU-A-CB (Split System: Heat Pump with Remote Outdoor Unit-Air-Source) | DLCURAH36ABK |  |  | EN(A,D,W)4X48L21** | *95ESN0802120A* | 36800 | 15.5 | 8.1 | 39500 | 35000 | 88.61% | 2.06 | 0 | 10.5 |  |  |  |  | R-410A | 3.0667 | Residential & Commercial | USHP | Ducted CEE Tier 1
216972896 | Central HP <5.4 tons | CARRIER | HRCU-A-CB (Split System: Heat Pump with Remote Outdoor Unit-Air-Source) | 27VNA348A*030* | ADP |  | C48A***L16*+TXV | 59TN6C080C17**14 | 42500 | 20 | 9 | 46500 | 34800 | 74.84% | 2 | 0 | 11 |  |  |  |  | R-454B | 3.5417 | Residential & Commercial | USHP | Ducted CEE Tier 1
216972903 | Central HP <5.4 tons | CARRIER | HRCU-A-CB (Split System: Heat Pump with Remote Outdoor Unit-Air-Source) | 27VNA348A*030* | ADP |  | A60VHA*+TXV | 59TN6C080C21**20 | 44500 | 21 | 9.5 | 46500 | 36200 | 77.85% | 2 | 0 | 11 |  |  |  |  | R-454B | 3.7083 | Residential & Commercial | USHP | Ducted CEE Tier 1
216972923 | Central HP <5.4 tons | CARRIER | HRCU-A-CB (Split System: Heat Pump with Remote Outdoor Unit-Air-Source) | 27VNA348A*030* | ADP |  | PL60H210P17*+TXV | 59TN6C100C21**22 | 44500 | 21 | 9.5 | 46500 | 36400 | 78.28% | 2 | 0 | 10.5 |  |  |  |  | R-454B | 3.7083 | Residential & Commercial | USHP | Ducted CEE Tier 1
216972928 | Central HP <5.4 tons | CARRIER | HRCU-A-CB (Split System: Heat Pump with Remote Outdoor Unit-Air-Source) | 27VNA348A*030* | ADP |  | PL60H210P29*+TXV | 59TN7A080C17**16 | 43000 | 20 | 9.5 | 46500 | 37000 | 79.57% | 2 | 0 | 10.5 |  |  |  |  | R-454B | 3.5833 | Residential & Commercial | USHP | Ducted CEE Tier 1
211229499 | Central HP <5.4 tons | SMART COMFORT | HRCU-A-CB (Split System: Heat Pump with Remote Outdoor Unit-Air-Source) | DLCURAH36ABK |  |  | EA*4X48L24A* | *95ESN1002120A* | 36600 | 16 | 8.5 | 38500 | 34800 | 90.39% | 2.08 | 0 | 10 |  |  |  |  | R-410A | 3.05 | Residential & Commercial | USHP | Ducted CEE Tier 1
211229599 | Central HP <5.4 tons | SMART COMFORT | HRCU-A-CB (Split System: Heat Pump with Remote Outdoor Unit-Air-Source) | DLCURAH36ABK |  |  | EA*4X48L24A* | *96VTN0802120A* | 35600 | 16 | 8.1 | 37800 | 34600 | 91.53% | 2.02 | 0 | 10 |  |  |  |  | R-410A | 2.9667 | Residential & Commercial | USHP | Ducted CEE Tier 1
211229940 | Central HP <5.4 tons | SMART COMFORT | HRCU-A-CB (Split System: Heat Pump with Remote Outdoor Unit-Air-Source) | DLCURAH36ABK |  |  | EN(A,D,W)4X48L21** | *80ES(N,L)0901714A* | 36600 | 16 | 8.1 | 39500 | 35000 | 88.61% | 2.04 | 0 | 10.5 |  |  |  |  | R-410A | 3.05 | Residential & Commercial | USHP | Ducted CEE Tier 1
216972930 | Central HP <5.4 tons | CARRIER | HRCU-A-CB (Split System: Heat Pump with Remote Outdoor Unit-Air-Source) | 27VNA348A*030* | ADP |  | V,C48H175P15*+TXV | 59TN7A080C17**16 | 43000 | 20 | 9.5 | 46500 | 37000 | 79.57% | 2 | 0 | 10.5 |  |  |  |  | R-454B | 3.5833 | Residential & Commercial | USHP | Ducted CEE Tier 1
213088196 | Central HP <5.4 tons | ARCOAIRE | HRCU-A-CB (Split System: Heat Pump with Remote Outdoor Unit-Air-Source) | DLCURAH30ABK | ADP |  | H,GG33936+AEFE4B* | 0 | 30000 | 15.2 | 8.3 | 33400 | 27000 | 80.84% | 1.78 | 0 | 8.5 |  |  |  |  | R-410A | 2.5 | Residential & Commercial | USHP
213079420 | Central HP <5.4 tons | SMART COMFORT | HRCU-A-CB (Split System: Heat Pump with Remote Outdoor Unit-Air-Source) | DLCURAH36ABK |  |  | EA*4X37L21A* | *92MSN0601714A* | 36600 | 16 | 8.5 | 38500 | 35000 | 90.91% | 2.06 | 0 | 10 |  |  |  |  | R-410A | 3.05 | Residential & Commercial | USHP | Ducted CEE Tier 1
213078636 | Central HP <5.4 tons | SMART COMFORT | HRCU-A-CB (Split System: Heat Pump with Remote Outdoor Unit-Air-Source) | DLCURAH36ABK |  |  | EA*4X42L21A* | *80MS(N,L)1102120A* | 35800 | 16.5 | 8.1 | 38500 | 35000 | 90.91% | 1.9 | 0 | 10 |  |  |  |  | R-410A | 2.9833 | Residential & Commercial | USHP | Ducted CEE Tier 1
213077093 | Central HP <5.4 tons | SMART COMFORT | HRCU-A-CB (Split System: Heat Pump with Remote Outdoor Unit-Air-Source) | DLCURAH36ABK |  |  | EA*4X48L21A* | *96VSN0802120B* | 36200 | 16 | 8.5 | 38000 | 34800 | 91.58% | 2.04 | 0 | 10 |  |  |  |  | R-410A | 3.0167 | Residential & Commercial | USHP | Ducted CEE Tier 1
213077163 | Central HP <5.4 tons | SMART COMFORT | HRCU-A-CB (Split System: Heat Pump with Remote Outdoor Unit-Air-Source) | DLCURAH36ABK |  |  | EA*4X42L21A* | *96VSN1002120B* | 35400 | 16 | 8.1 | 38500 | 35200 | 91.43% | 1.88 | 0 | 10 |  |  |  |  | R-410A | 2.95 | Residential & Commercial | USHP | Ducted CEE Tier 1
213080012 | Central HP <5.4 tons | SMART COMFORT | HRCU-A-CB (Split System: Heat Pump with Remote Outdoor Unit-Air-Source) | DLCURAH36ABK |  |  | EA*4X36L21A* | *96MSN0801716A* | 35200 | 15.5 | 8.1 | 39000 | 35400 | 90.77% | 1.84 | 0 | 9.5 |  |  |  |  | R-410A | 2.9333 | Residential & Commercial | USHP
213079210 | Central HP <5.4 tons | SMART COMFORT | HRCU-A-CB (Split System: Heat Pump with Remote Outdoor Unit-Air-Source) | DLCURAH36ABK |  |  | EA*4X36L21A* | *80MSU0802120A* | 34800 | 16.5 | 8.1 | 38500 | 35200 | 91.43% | 1.82 | 0 | 9.5 |  |  |  |  | R-410A | 2.9 | Residential & Commercial | USHP
213078506 | Central HP <5.4 tons | SMART COMFORT | HRCU-A-CB (Split System: Heat Pump with Remote Outdoor Unit-Air-Source) | DLCURAH36ABK |  |  | EA*4X37L21A* | *80MS(N,L)0902120A* | 37000 | 16 | 8.5 | 38500 | 35000 | 90.91% | 2.08 | 0 | 10 |  |  |  |  | R-410A | 3.0833 | Residential & Commercial | USHP | Ducted CEE Tier 1
213078517 | Central HP <5.4 tons | SMART COMFORT | HRCU-A-CB (Split System: Heat Pump with Remote Outdoor Unit-Air-Source) | DLCURAH36ABK |  |  | EA*4X42L21A* | *80MS(N,L)0902120A* | 35400 | 16.5 | 8.1 | 38500 | 35000 | 90.91% | 1.88 | 0 | 10 |  |  |  |  | R-410A | 2.95 | Residential & Commercial | USHP | Ducted CEE Tier 1
211230698 | Central HP <5.4 tons | SMART COMFORT | HRCU-A-CB (Split System: Heat Pump with Remote Outdoor Unit-Air-Source) | DLCURAH36ABK |  |  | EN(A,D)4X48L24** | *96VSN0802120A* | 36200 | 16 | 8.1 | 38500 | 34800 | 90.39% | 2.02 | 0 | 10 |  |  |  |  | R-410A | 3.0167 | Residential & Commercial | USHP | Ducted CEE Tier 1
213078946 | Central HP <5.4 tons | SMART COMFORT | HRCU-A-CB (Split System: Heat Pump with Remote Outdoor Unit-Air-Source) | DLCURAH36ABK |  |  | EN(A,D,W)4X48L21** | *80MSU1002120A* | 35800 | 16.5 | 8.5 | 38500 | 34800 | 90.39% | 2 | 0 | 10 |  |  |  |  | R-410A | 2.9833 | Residential & Commercial | USHP | Ducted CEE Tier 1
213079198 | Central HP <5.4 tons | SMART COMFORT | HRCU-A-CB (Split System: Heat Pump with Remote Outdoor Unit-Air-Source) | DLCURAH36ABK |  |  | EN(A,D)4X48L24** | *80MSU0601716A* | 35800 | 17 | 8.1 | 38000 | 34800 | 91.58% | 2 | 0 | 10.5 |  |  |  |  | R-410A | 2.9833 | Residential & Commercial | USHP | Ducted CEE Tier 1
213079114 | Central HP <5.4 tons | SMART COMFORT | HRCU-A-CB (Split System: Heat Pump with Remote Outdoor Unit-Air-Source) | DLCURAH36ABK |  |  | EA*4X42L21A* | *80MSU0601716A* | 35200 | 16.5 | 8.1 | 38500 | 35000 | 90.91% | 1.86 | 0 | 10 |  |  |  |  | R-410A | 2.9333 | Residential & Commercial | USHP | Ducted CEE Tier 1
213686115 | Central HP <5.4 tons | LENNOX | HRCU-A-CB (Split System: Heat Pump with Remote Outdoor Unit-Air-Source) | SL25XPV-036-230A** | ADP |  | PL36H175P789 | EL297UH070XV36B* | 33800 | 21 | 8.8 | 34200 | 27400 | 80.12% | 1.8 | 0 | 13 |  |  |  |  | R-410A | 2.8167 | Residential & Commercial | USHP | Ducted CEE Tier 1
216797739 | Central HP <5.4 tons | YORK | HRCU-A-CB (Split System: Heat Pump with Remote Outdoor Unit-Air-Source) | HH824E2S11 | ADP |  | AC29C0**+TXV | 0 | 23800 | 19 | 9.35 | 22400 | 16600 | 74.11% | 2.06 | 0 | 11.7 |  |  |  |  | R-454B | 1.9833 | Residential & Commercial | USHP | Ducted CEE Tier 1
213077033 | Central HP <5.4 tons | SMART COMFORT | HRCU-A-CB (Split System: Heat Pump with Remote Outdoor Unit-Air-Source) | DLCURAH36ABK |  |  | EN(A,D,W)4X48L21** | *96VSN0801716B* | 35600 | 16 | 8.1 | 38500 | 35000 | 90.91% | 1.98 | 0 | 10 |  |  |  |  | R-410A | 2.9667 | Residential & Commercial | USHP | Ducted CEE Tier 1
213076681 | Central HP <5.4 tons | SMART COMFORT | HRCU-A-CB (Split System: Heat Pump with Remote Outdoor Unit-Air-Source) | DLCURAH36ABK |  |  | EA*4X43L21A* | *80VTL0902120B* | 36800 | 16 | 8.5 | 38500 | 35000 | 90.91% | 2.08 | 0 | 10 |  |  |  |  | R-410A | 3.0667 | Residential & Commercial | USHP | Ducted CEE Tier 1
213077885 | Central HP <5.4 tons | SMART COMFORT | HRCU-A-CB (Split System: Heat Pump with Remote Outdoor Unit-Air-Source) | DLCURAH36ABK |  |  | EA*4X37L17A* | *80MS(N,L)0701412A* | 36000 | 15.5 | 8.5 | 38500 | 35000 | 90.91% | 2 | 0 | 10 |  |  |  |  | R-410A | 3 | Residential & Commercial | USHP | Ducted CEE Tier 1
213078066 | Central HP <5.4 tons | SMART COMFORT | HRCU-A-CB (Split System: Heat Pump with Remote Outdoor Unit-Air-Source) | DLCURAH36ABK |  |  | EA*4X37L17A* | *80MS(N,L)0701716A* | 36000 | 15.5 | 8.5 | 38500 | 35000 | 90.91% | 2 | 0 | 10 |  |  |  |  | R-410A | 3 | Residential & Commercial | USHP | Ducted CEE Tier 1
213079222 | Central HP <5.4 tons | SMART COMFORT | HRCU-A-CB (Split System: Heat Pump with Remote Outdoor Unit-Air-Source) | DLCURAH36ABK |  |  | EA*4X37L21A* | *80MSU0802120A* | 36600 | 16.5 | 8.5 | 38000 | 34600 | 91.05% | 2.08 | 0 | 10 |  |  |  |  | R-410A | 3.05 | Residential & Commercial | USHP | Ducted CEE Tier 1
216675459 | Central HP <5.4 tons | SMART COMFORT | HRCU-A-CB (Split System: Heat Pump with Remote Outdoor Unit-Air-Source) | D5CURAH24AAK |  |  | EA*5X37M21A* | *80CSU0401712A* | 25400 | 16.5 | 9 | 23400 | 19200 | 82.05% | 2.06 | 0 | 10 |  |  |  |  | R-454B | 2.1167 | Residential & Commercial | USHP | Ducted CEE Tier 1
216972937 | Central HP <5.4 tons | CARRIER | HRCU-A-CB (Split System: Heat Pump with Remote Outdoor Unit-Air-Source) | 27VNA348A*030* | ADP |  | PL60H210P17*+TXV | 59TN7A080C17**16 | 43000 | 20 | 9.5 | 46500 | 37000 | 79.57% | 2 | 0 | 10.5 |  |  |  |  | R-454B | 3.5833 | Residential & Commercial | USHP | Ducted CEE Tier 1
216972944 | Central HP <5.4 tons | CARRIER | HRCU-A-CB (Split System: Heat Pump with Remote Outdoor Unit-Air-Source) | 27VNA348A*030* | ADP |  | PL48H210P75*+TXV | 59TN7A080C21**20 | 43500 | 20 | 9.5 | 46000 | 36200 | 78.7% | 1.92 | 0 | 10.5 |  |  |  |  | R-454B | 3.625 | Residential & Commercial | USHP | Ducted CEE Tier 1
211230299 | Central HP <5.4 tons | SMART COMFORT | HRCU-A-CB (Split System: Heat Pump with Remote Outdoor Unit-Air-Source) | DLCURAH36ABK |  |  | EN(A,D,W)4X48L21** | *95ESU1002122A* | 37400 | 15.5 | 8.5 | 39500 | 35000 | 88.61% | 2.08 | 0 | 10.5 |  |  |  |  | R-410A | 3.1167 | Residential & Commercial | USHP | Ducted CEE Tier 1
211230912 | Central HP <5.4 tons | SMART COMFORT | HRCU-A-CB (Split System: Heat Pump with Remote Outdoor Unit-Air-Source) | DLCURAH36ABK |  |  | FXM4X36**AL | 0 | 35800 | 16.5 | 8.1 | 38500 | 34600 | 89.87% | 1.94 | 0 | 10 |  |  |  |  | R-410A | 2.9833 | Residential & Commercial | USHP | Ducted CEE Tier 1
211228745 | Central HP <5.4 tons | SMART COMFORT | HRCU-A-CB (Split System: Heat Pump with Remote Outdoor Unit-Air-Source) | DLCURAH36ABK |  |  | EA*4X48L21A* | *80ES(N,L)0451712A* | 35600 | 15.5 | 8.1 | 38500 | 34800 | 90.39% | 2.04 | 0 | 9.5 |  |  |  |  | R-410A | 2.9667 | Residential & Commercial | USHP
211228527 | Central HP <5.4 tons | SMART COMFORT | HRCU-A-CB (Split System: Heat Pump with Remote Outdoor Unit-Air-Source) | DLCURAH36ABK |  |  | EA*4X43L21A* | *95ESN1002122A* | 37400 | 15.5 | 8.5 | 39000 | 35000 | 89.74% | 2.16 | 0 | 10 |  |  |  |  | R-410A | 3.1167 | Residential & Commercial | USHP | Ducted CEE Tier 1
211228563 | Central HP <5.4 tons | SMART COMFORT | HRCU-A-CB (Split System: Heat Pump with Remote Outdoor Unit-Air-Source) | DLCURAH36ABK |  |  | EA*4X43L21A* | *96VSN0802120A* | 36400 | 16 | 8.5 | 38500 | 34800 | 90.39% | 2.08 | 0 | 10 |  |  |  |  | R-410A | 3.0333 | Residential & Commercial | USHP | Ducted CEE Tier 1
211228311 | Central HP <5.4 tons | SMART COMFORT | HRCU-A-CB (Split System: Heat Pump with Remote Outdoor Unit-Air-Source) | DLCURAH36ABK |  |  | EA*4X43L21A* | *80VSL0701716A* | 36600 | 15.5 | 8.5 | 38500 | 34800 | 90.39% | 2.1 | 0 | 10 |  |  |  |  | R-410A | 3.05 | Residential & Commercial | USHP | Ducted CEE Tier 1
212628151 | Central HP <5.4 tons | ARCOAIRE | HRCU-A-CB (Split System: Heat Pump with Remote Outdoor Unit-Air-Source) | DLCURAH18ABK | ADP |  | BV**A9925 | 0 | 16500 | 15.2 | 8.5 | 16700 | 19000 | 113.8% | 2.34 | 0 | 10 |  |  |  |  | R-410A | 1.375 | Residential & Commercial | USHP | Ducted CEE Tier 1
216737635 | Central HP <5.4 tons | SMART COMFORT | HRCU-A-CB (Split System: Heat Pump with Remote Outdoor Unit-Air-Source) | D5CUHAH24AAK |  |  | ESH5X30M12A* | *96VSN0401712B* | 22400 | 15.2 | 8.1 | 21200 | 19000 | 89.62% | 1.85 | 0 | 10 |  |  |  |  | R-454B | 1.8667 | Residential & Commercial | USHP | Ducted CEE Tier 1
216737878 | Central HP <5.4 tons | SMART COMFORT | HRCU-A-CB (Split System: Heat Pump with Remote Outdoor Unit-Air-Source) | D5CUHAH24AAK |  |  | ESH5X30M12A* | *96VTN1002122B* | 22600 | 15.2 | 8.1 | 21000 | 18900 | 90% | 1.85 | 0 | 10.5 |  |  |  |  | R-454B | 1.8833 | Residential & Commercial | USHP | Ducted CEE Tier 1
216675397 | Central HP <5.4 tons | SMART COMFORT | HRCU-A-CB (Split System: Heat Pump with Remote Outdoor Unit-Air-Source) | D5CURAH24AAK |  |  | EA*5X30M17A* | *80CSU0401712A* | 24200 | 15.2 | 8.5 | 24400 | 19500 | 79.92% | 1.92 | 0 | 10 |  |  |  |  | R-454B | 2.0167 | Residential & Commercial | USHP | Ducted CEE Tier 1
216737826 | Central HP <5.4 tons | SMART COMFORT | HRCU-A-CB (Split System: Heat Pump with Remote Outdoor Unit-Air-Source) | D5CUHAH24AAK |  |  | ESH5X30M12A* | *96VTN0601412B* | 22200 | 15.2 | 8.1 | 21000 | 18800 | 89.52% | 1.9 | 0 | 10.5 |  |  |  |  | R-454B | 1.85 | Residential & Commercial | USHP | Ducted CEE Tier 1
211230902 | Central HP <5.4 tons | SMART COMFORT | HRCU-A-CB (Split System: Heat Pump with Remote Outdoor Unit-Air-Source) | DLCURAH36ABK |  |  | FVM4X48***L | 0 | 36200 | 17 | 8.5 | 37600 | 34400 | 91.49% | 2.06 | 0 | 10 |  |  |  |  | R-410A | 3.0167 | Residential & Commercial | USHP | Ducted CEE Tier 1
211230934 | Central HP <5.4 tons | SMART COMFORT | HRCU-A-CB (Split System: Heat Pump with Remote Outdoor Unit-Air-Source) | DLCURAH36ABK |  |  | FXM4X48**AL | 0 | 36800 | 16 | 8.5 | 38500 | 34600 | 89.87% | 2.08 | 0 | 10 |  |  |  |  | R-410A | 3.0667 | Residential & Commercial | USHP | Ducted CEE Tier 1
213079786 | Central HP <5.4 tons | SMART COMFORT | HRCU-A-CB (Split System: Heat Pump with Remote Outdoor Unit-Air-Source) | DLCURAH36ABK |  |  | EA*4X43L21A* | *92MSN1002120A* | 36600 | 16.5 | 8.5 | 38000 | 34800 | 91.58% | 2.08 | 0 | 10 |  |  |  |  | R-410A | 3.05 | Residential & Commercial | USHP | Ducted CEE Tier 1
213079318 | Central HP <5.4 tons | SMART COMFORT | HRCU-A-CB (Split System: Heat Pump with Remote Outdoor Unit-Air-Source) | DLCURAH36ABK |  |  | EN(A,D,W)4X48L21** | *80MSU0802120A* | 35800 | 17 | 8.1 | 38000 | 34800 | 91.58% | 2.04 | 0 | 10.5 |  |  |  |  | R-410A | 2.9833 | Residential & Commercial | USHP | Ducted CEE Tier 1
213080300 | Central HP <5.4 tons | SMART COMFORT | HRCU-A-CB (Split System: Heat Pump with Remote Outdoor Unit-Air-Source) | DLCURAH36ABK |  |  | EA*4X42L21A* | *96MSN1002120A* | 35400 | 16 | 8.1 | 38500 | 35000 | 90.91% | 1.88 | 0 | 10 |  |  |  |  | R-410A | 2.95 | Residential & Commercial | USHP | Ducted CEE Tier 1
213080000 | Central HP <5.4 tons | SMART COMFORT | HRCU-A-CB (Split System: Heat Pump with Remote Outdoor Unit-Air-Source) | DLCURAH36ABK |  |  | EA*4X36L17A* | *96MSN0801716A* | 35000 | 15.2 | 8.1 | 39000 | 35400 | 90.77% | 1.82 | 0 | 9.5 |  |  |  |  | R-410A | 2.9167 | Residential & Commercial | USHP
213080465 | Central HP <5.4 tons | SMART COMFORT | HRCU-A-CB (Split System: Heat Pump with Remote Outdoor Unit-Air-Source) | DLCURAH36ABK |  |  | EA*4X42L24A* | *96MSN1202422A* | 35200 | 16 | 8.1 | 38500 | 35000 | 90.91% | 1.88 | 0 | 10 |  |  |  |  | R-410A | 2.9333 | Residential & Commercial | USHP | Ducted CEE Tier 1
213078312 | Central HP <5.4 tons | SMART COMFORT | HRCU-A-CB (Split System: Heat Pump with Remote Outdoor Unit-Air-Source) | DLCURAH36ABK |  |  | EA*4X42L21A* | *80MS(N,L)0901714A* | 35400 | 16.5 | 8.1 | 38500 | 35000 | 90.91% | 1.88 | 0 | 10 |  |  |  |  | R-410A | 2.95 | Residential & Commercial | USHP | Ducted CEE Tier 1
213077173 | Central HP <5.4 tons | SMART COMFORT | HRCU-A-CB (Split System: Heat Pump with Remote Outdoor Unit-Air-Source) | DLCURAH36ABK |  |  | EA*4X42L24A* | *96VSN1002120B* | 35400 | 16 | 8.1 | 38500 | 35200 | 91.43% | 1.88 | 0 | 10 |  |  |  |  | R-410A | 2.95 | Residential & Commercial | USHP | Ducted CEE Tier 1
213077223 | Central HP <5.4 tons | SMART COMFORT | HRCU-A-CB (Split System: Heat Pump with Remote Outdoor Unit-Air-Source) | DLCURAH36ABK |  |  | EN(A,D,W)4X48L21** | *96VSN1002120B* | 36000 | 16.5 | 8.1 | 38500 | 35000 | 90.91% | 2 | 0 | 10 |  |  |  |  | R-410A | 3 | Residential & Commercial | USHP | Ducted CEE Tier 1
211227934 | Central HP <5.4 tons | SMART COMFORT | HRCU-A-CB (Split System: Heat Pump with Remote Outdoor Unit-Air-Source) | DLCURAH36ABK |  |  | EA*4X42L24A* | *80VTL1102122A* | 36200 | 15.5 | 8.1 | 39500 | 35200 | 89.11% | 1.92 | 0 | 10 |  |  |  |  | R-410A | 3.0167 | Residential & Commercial | USHP | Ducted CEE Tier 1
211228027 | Central HP <5.4 tons | SMART COMFORT | HRCU-A-CB (Split System: Heat Pump with Remote Outdoor Unit-Air-Source) | DLCURAH36ABK |  |  | EA*4X42L24A* | *95ESN1002122A* | 36800 | 15.5 | 8.5 | 40000 | 35200 | 88% | 1.94 | 0 | 10 |  |  |  |  | R-410A | 3.0667 | Residential & Commercial | USHP | Ducted CEE Tier 1
211227150 | Central HP <5.4 tons | SMART COMFORT | HRCU-A-CB (Split System: Heat Pump with Remote Outdoor Unit-Air-Source) | DLCURAH36ABK |  |  | EA*4X37L21A* | *95ESU1002120A* | 36600 | 16 | 8.5 | 38500 | 34800 | 90.39% | 2.1 | 0 | 10 |  |  |  |  | R-410A | 3.05 | Residential & Commercial | USHP | Ducted CEE Tier 1
211227350 | Central HP <5.4 tons | SMART COMFORT | HRCU-A-CB (Split System: Heat Pump with Remote Outdoor Unit-Air-Source) | DLCURAH36ABK |  |  | EA*4X42L21A* | *80ES(N,L)0902116A* | 35800 | 16 | 8.1 | 38500 | 35000 | 90.91% | 1.9 | 0 | 10 |  |  |  |  | R-410A | 2.9833 | Residential & Commercial | USHP | Ducted CEE Tier 1
211227466 | Central HP <5.4 tons | SMART COMFORT | HRCU-A-CB (Split System: Heat Pump with Remote Outdoor Unit-Air-Source) | DLCURAH36ABK |  |  | EA*4X42L21A* | *80VTL0701716A* | 35400 | 16 | 8.1 | 38500 | 35000 | 90.91% | 1.88 | 0 | 10 |  |  |  |  | R-410A | 2.95 | Residential & Commercial | USHP | Ducted CEE Tier 1
211227636 | Central HP <5.4 tons | SMART COMFORT | HRCU-A-CB (Split System: Heat Pump with Remote Outdoor Unit-Air-Source) | DLCURAH36ABK |  |  | EA*4X42L21A* | *95ESU0601716A* | 35200 | 16 | 8.1 | 38500 | 35000 | 90.91% | 1.88 | 0 | 9.5 |  |  |  |  | R-410A | 2.9333 | Residential & Commercial | USHP
212150593 | Central HP <5.4 tons | SAMSUNG | HRCU-A-CB (Split System: Heat Pump with Remote Outdoor Unit-Air-Source) | AC036BXUPCH | ASPEN |  | AFM474+TDR | 0 | 35800 | 18.5 | 8.4 | 34600 | 53500 | 154.6% | 2.25 | 0 | 10.5 |  |  |  |  | R-410A | 2.9833 | Residential & Commercial | USHP | Ducted CEE Tier 1
213077193 | Central HP <5.4 tons | SMART COMFORT | HRCU-A-CB (Split System: Heat Pump with Remote Outdoor Unit-Air-Source) | DLCURAH36ABK |  |  | EA*4X48L24A* | *96VSN1002120B* | 35800 | 16 | 8.5 | 38000 | 34800 | 91.58% | 2.02 | 0 | 10 |  |  |  |  | R-410A | 2.9833 | Residential & Commercial | USHP | Ducted CEE Tier 1
213077538 | Central HP <5.4 tons | SMART COMFORT | HRCU-A-CB (Split System: Heat Pump with Remote Outdoor Unit-Air-Source) | DLCURAH36ABK |  |  | EA*4X48L21A* | *96VTN0802120B* | 36200 | 16 | 8.5 | 38000 | 34800 | 91.58% | 2.04 | 0 | 10 |  |  |  |  | R-410A | 3.0167 | Residential & Commercial | USHP | Ducted CEE Tier 1
213075943 | Central HP <5.4 tons | SMART COMFORT | HRCU-A-CB (Split System: Heat Pump with Remote Outdoor Unit-Air-Source) | DLCURAH36ABK |  |  | EA*4X48L21A* | *95MSU1002120A* | 36000 | 16 | 8.5 | 38000 | 34800 | 91.58% | 2.04 | 0 | 10 |  |  |  |  | R-410A | 3 | Residential & Commercial | USHP | Ducted CEE Tier 1
213079444 | Central HP <5.4 tons | SMART COMFORT | HRCU-A-CB (Split System: Heat Pump with Remote Outdoor Unit-Air-Source) | DLCURAH36ABK |  |  | EA*4X43L21A* | *92MSN0601714A* | 36600 | 16 | 8.5 | 38500 | 35000 | 90.91% | 2.06 | 0 | 10 |  |  |  |  | R-410A | 3.05 | Residential & Commercial | USHP | Ducted CEE Tier 1
213077729 | Central HP <5.4 tons | SMART COMFORT | HRCU-A-CB (Split System: Heat Pump with Remote Outdoor Unit-Air-Source) | DLCURAH36ABK |  |  | EA*4X42L21A* | *96VTN1002122B* | 35400 | 16.5 | 8.1 | 38500 | 35000 | 90.91% | 1.88 | 0 | 10 |  |  |  |  | R-410A | 2.95 | Residential & Commercial | USHP | Ducted CEE Tier 1
213078288 | Central HP <5.4 tons | SMART COMFORT | HRCU-A-CB (Split System: Heat Pump with Remote Outdoor Unit-Air-Source) | DLCURAH36ABK |  |  | EA*4X37L17A* | *80MS(N,L)0901714A* | 36200 | 16 | 8.5 | 38500 | 35000 | 90.91% | 2.02 | 0 | 10 |  |  |  |  | R-410A | 3.0167 | Residential & Commercial | USHP | Ducted CEE Tier 1
213078672 | Central HP <5.4 tons | SMART COMFORT | HRCU-A-CB (Split System: Heat Pump with Remote Outdoor Unit-Air-Source) | DLCURAH36ABK |  |  | EA*4X48L21A* | *80MS(N,L)1102120A* | 36200 | 16.5 | 8.5 | 38000 | 34800 | 91.58% | 2.04 | 0 | 10 |  |  |  |  | R-410A | 3.0167 | Residential & Commercial | USHP | Ducted CEE Tier 1
216734255 | Central HP <5.4 tons | SMART COMFORT | HRCU-A-CB (Split System: Heat Pump with Remote Outdoor Unit-Air-Source) | D5CUHAH24AAK |  |  | EA*5X30M17A* | *96VTN0401712B* | 22000 | 15.5 | 8.1 | 20800 | 18800 | 90.38% | 1.9 | 0 | 10.5 |  |  |  |  | R-454B | 1.8333 | Residential & Commercial | USHP | Ducted CEE Tier 1
216733821 | Central HP <5.4 tons | SMART COMFORT | HRCU-A-CB (Split System: Heat Pump with Remote Outdoor Unit-Air-Source) | D5CUHAH24AAK |  |  | EA*5X30M17A* | *80CSU0601716A* | 22800 | 17 | 8.5 | 21200 | 19000 | 89.62% | 1.94 | 0 | 10.5 |  |  |  |  | R-454B | 1.9 | Residential & Commercial | USHP | Ducted CEE Tier 1
216732934 | Central HP <5.4 tons | SMART COMFORT | HRCU-A-CB (Split System: Heat Pump with Remote Outdoor Unit-Air-Source) | D5CUHAH24AAK |  |  | EA*5X24M17A* | *96MSM0601716A* | 22200 | 15.2 | 8.5 | 21200 | 19300 | 91.04% | 1.98 | 0 | 10.5 |  |  |  |  | R-454B | 1.85 | Residential & Commercial | USHP | Ducted CEE Tier 1
216733803 | Central HP <5.4 tons | SMART COMFORT | HRCU-A-CB (Split System: Heat Pump with Remote Outdoor Unit-Air-Source) | D5CUHAH24AAK |  |  | EA*5X30M14A* | *96VTN0601412B* | 22000 | 16 | 8.1 | 20800 | 18800 | 90.38% | 1.85 | 0 | 10.5 |  |  |  |  | R-454B | 1.8333 | Residential & Commercial | USHP | Ducted CEE Tier 1
216734072 | Central HP <5.4 tons | SMART COMFORT | HRCU-A-CB (Split System: Heat Pump with Remote Outdoor Unit-Air-Source) | D5CUHAH24AAK |  |  | EA*5X30M17A* | *92MSN0601714A* | 22200 | 16 | 8.1 | 20800 | 18800 | 90.38% | 1.85 | 0 | 10.5 |  |  |  |  | R-454B | 1.85 | Residential & Commercial | USHP | Ducted CEE Tier 1
216732682 | Central HP <5.4 tons | SMART COMFORT | HRCU-A-CB (Split System: Heat Pump with Remote Outdoor Unit-Air-Source) | D5CUHAH24AAK |  |  | EA*5X24M17A* | *80MS(N,L)0701412A* | 22000 | 16 | 8.5 | 21000 | 19100 | 90.95% | 1.96 | 0 | 10.5 |  |  |  |  | R-454B | 1.8333 | Residential & Commercial | USHP | Ducted CEE Tier 1
216732833 | Central HP <5.4 tons | SMART COMFORT | HRCU-A-CB (Split System: Heat Pump with Remote Outdoor Unit-Air-Source) | D5CUHAH24AAK |  |  | EA*5X24M17A* | *80VTL0701716B* | 22000 | 16 | 8.5 | 21000 | 19200 | 91.43% | 1.96 | 0 | 10.5 |  |  |  |  | R-454B | 1.8333 | Residential & Commercial | USHP | Ducted CEE Tier 1
216735476 | Central HP <5.4 tons | SMART COMFORT | HRCU-A-CB (Split System: Heat Pump with Remote Outdoor Unit-Air-Source) | D5CUHAH24AAK |  |  | EA*5X37M21A* | *80MS(N,L)0701716A* | 23000 | 16.5 | 8.5 | 20600 | 18400 | 89.32% | 1.98 | 0 | 11 |  |  |  |  | R-454B | 1.9167 | Residential & Commercial | USHP | Ducted CEE Tier 1
216734737 | Central HP <5.4 tons | SMART COMFORT | HRCU-A-CB (Split System: Heat Pump with Remote Outdoor Unit-Air-Source) | D5CUHAH24AAK |  |  | EA*5X36M17A* | *95MSU0401712A* | 22400 | 16 | 8.5 | 21000 | 18800 | 89.52% | 1.96 | 0 | 10.5 |  |  |  |  | R-454B | 1.8667 | Residential & Commercial | USHP | Ducted CEE Tier 1
216735306 | Central HP <5.4 tons | SMART COMFORT | HRCU-A-CB (Split System: Heat Pump with Remote Outdoor Unit-Air-Source) | D5CUHAH24AAK |  |  | EA*5X37M17A* | *96CTN0801714B* | 22800 | 16.5 | 8.5 | 20800 | 18400 | 88.46% | 1.98 | 0 | 11 |  |  |  |  | R-454B | 1.9 | Residential & Commercial | USHP | Ducted CEE Tier 1
216735626 | Central HP <5.4 tons | SMART COMFORT | HRCU-A-CB (Split System: Heat Pump with Remote Outdoor Unit-Air-Source) | D5CUHAH24AAK |  |  | EA*5X37M21A* | *80CTL0901716B* | 22800 | 16 | 8.5 | 20400 | 18300 | 89.71% | 1.98 | 0 | 11 |  |  |  |  | R-454B | 1.9 | Residential & Commercial | USHP | Ducted CEE Tier 1
216735892 | Central HP <5.4 tons | SMART COMFORT | HRCU-A-CB (Split System: Heat Pump with Remote Outdoor Unit-Air-Source) | D5CUHAH24AAK |  |  | EA*5X37M21A* | *96VSN0802120B* | 23200 | 16.5 | 8.5 | 20800 | 18500 | 88.94% | 1.96 | 0 | 11 |  |  |  |  | R-454B | 1.9333 | Residential & Commercial | USHP | Ducted CEE Tier 1
216736111 | Central HP <5.4 tons | SMART COMFORT | HRCU-A-CB (Split System: Heat Pump with Remote Outdoor Unit-Air-Source) | D5CUHAH24AAK |  |  | EA*5X37M21A* | OMV098J12* | 23200 | 15.2 | 8.5 | 20600 | 18500 | 89.81% | 1.98 | 0 | 11 |  |  |  |  | R-454B | 1.9333 | Residential & Commercial | USHP | Ducted CEE Tier 1
216736293 | Central HP <5.4 tons | SMART COMFORT | HRCU-A-CB (Split System: Heat Pump with Remote Outdoor Unit-Air-Source) | D5CUHAH24AAK |  |  | ESH5X24M12A* | *80VSL0701716B* | 22400 | 16 | 8.1 | 21200 | 19100 | 90.09% | 1.85 | 0 | 10.5 |  |  |  |  | R-454B | 1.8667 | Residential & Commercial | USHP | Ducted CEE Tier 1
213076670 | Central HP <5.4 tons | SMART COMFORT | HRCU-A-CB (Split System: Heat Pump with Remote Outdoor Unit-Air-Source) | DLCURAH36ABK |  |  | EA*4X42L24A* | *80VTL0902120B* | 35200 | 16 | 8.1 | 38500 | 35000 | 90.91% | 1.88 | 0 | 10 |  |  |  |  | R-410A | 2.9333 | Residential & Commercial | USHP | Ducted CEE Tier 1
213076725 | Central HP <5.4 tons | SMART COMFORT | HRCU-A-CB (Split System: Heat Pump with Remote Outdoor Unit-Air-Source) | DLCURAH36ABK |  |  | EN(A,D)4X48L24** | *80VTL0902120B* | 36000 | 16.5 | 8.1 | 38500 | 35000 | 90.91% | 2 | 0 | 10 |  |  |  |  | R-410A | 3 | Residential & Commercial | USHP | Ducted CEE Tier 1
213076736 | Central HP <5.4 tons | SMART COMFORT | HRCU-A-CB (Split System: Heat Pump with Remote Outdoor Unit-Air-Source) | DLCURAH36ABK |  |  | EA*4X36L21A* | *80VTL1102122B* | 35400 | 16 | 8.1 | 39000 | 35200 | 90.26% | 1.84 | 0 | 10 |  |  |  |  | R-410A | 2.95 | Residential & Commercial | USHP | Ducted CEE Tier 1
213075991 | Central HP <5.4 tons | SMART COMFORT | HRCU-A-CB (Split System: Heat Pump with Remote Outdoor Unit-Air-Source) | DLCURAH36ABK |  |  | EN(A,D,W)4X48L21** | *95MSU1002120A* | 36200 | 16.5 | 8.1 | 38500 | 35000 | 90.91% | 2.02 | 0 | 10.5 |  |  |  |  | R-410A | 3.0167 | Residential & Commercial | USHP | Ducted CEE Tier 1
213077143 | Central HP <5.4 tons | SMART COMFORT | HRCU-A-CB (Split System: Heat Pump with Remote Outdoor Unit-Air-Source) | DLCURAH36ABK |  |  | EA*4X36L21A* | *96VSN1002120B* | 35200 | 16 | 8.1 | 38500 | 35200 | 91.43% | 1.82 | 0 | 9.5 |  |  |  |  | R-410A | 2.9333 | Residential & Commercial | USHP
213077263 | Central HP <5.4 tons | SMART COMFORT | HRCU-A-CB (Split System: Heat Pump with Remote Outdoor Unit-Air-Source) | DLCURAH36ABK |  |  | EN(A,D)4X48L24** | *96VSN1202422B* | 36000 | 16.5 | 8.1 | 38500 | 35000 | 90.91% | 2 | 0 | 10 |  |  |  |  | R-410A | 3 | Residential & Commercial | USHP | Ducted CEE Tier 1
213077043 | Central HP <5.4 tons | SMART COMFORT | HRCU-A-CB (Split System: Heat Pump with Remote Outdoor Unit-Air-Source) | DLCURAH36ABK |  |  | EA*4X36L21A* | *96VSN0802120B* | 34800 | 16 | 8.1 | 38500 | 35200 | 91.43% | 1.82 | 0 | 9.5 |  |  |  |  | R-410A | 2.9 | Residential & Commercial | USHP
216738494 | Central HP <5.4 tons | SMART COMFORT | HRCU-A-CB (Split System: Heat Pump with Remote Outdoor Unit-Air-Source) | D5CUHAH24AAK |  |  | ESH5X36M12A* | *92MSN1002120A* | 22800 | 16 | 8.1 | 20800 | 18500 | 88.94% | 1.85 | 0 | 11 |  |  |  |  | R-454B | 1.9 | Residential & Commercial | USHP | Ducted CEE Tier 1
216739037 | Central HP <5.4 tons | SMART COMFORT | HRCU-A-CB (Split System: Heat Pump with Remote Outdoor Unit-Air-Source) | D5CUHAH24AAK |  |  | F5MA5*24L*B* | 0 | 23000 | 15.5 | 8.5 | 21400 | 19200 | 89.72% | 1.98 | 0 | 11 |  |  |  |  | R-454B | 1.9167 | Residential & Commercial | USHP | Ducted CEE Tier 1
216739114 | Central HP <5.4 tons | SMART COMFORT | HRCU-A-CB (Split System: Heat Pump with Remote Outdoor Unit-Air-Source) | D5CUHAH24AAK |  |  | FM(C,U)5Z36**AL* | 0 | 23200 | 17 | 9 | 21400 | 19300 | 90.19% | 2.08 | 0 | 11 |  |  |  |  | R-454B | 1.9333 | Residential & Commercial | USHP | Ducted CEE Tier 1
216735495 | Central HP <5.4 tons | SMART COMFORT | HRCU-A-CB (Split System: Heat Pump with Remote Outdoor Unit-Air-Source) | D5CUHAH24AAK |  |  | EA*5X37M21A* | *80MS(N,L)0901714A* | 23000 | 16 | 8.5 | 20600 | 18400 | 89.32% | 1.98 | 0 | 11 |  |  |  |  | R-454B | 1.9167 | Residential & Commercial | USHP | Ducted CEE Tier 1
216735931 | Central HP <5.4 tons | SMART COMFORT | HRCU-A-CB (Split System: Heat Pump with Remote Outdoor Unit-Air-Source) | D5CUHAH24AAK |  |  | EA*5X37M21A* | *95MSU0802120A* | 22800 | 16 | 8.5 | 20400 | 18300 | 89.71% | 1.98 | 0 | 11 |  |  |  |  | R-454B | 1.9 | Residential & Commercial | USHP | Ducted CEE Tier 1
216735865 | Central HP <5.4 tons | SMART COMFORT | HRCU-A-CB (Split System: Heat Pump with Remote Outdoor Unit-Air-Source) | D5CUHAH24AAK |  |  | EA*5X37M21A* | *96VSN0401712B* | 23000 | 16 | 8.5 | 20800 | 18500 | 88.94% | 1.96 | 0 | 10.5 |  |  |  |  | R-454B | 1.9167 | Residential & Commercial | USHP | Ducted CEE Tier 1
216736120 | Central HP <5.4 tons | SMART COMFORT | HRCU-A-CB (Split System: Heat Pump with Remote Outdoor Unit-Air-Source) | D5CUHAH24AAK |  |  | EA*5X37M21A* | OMV112K14A | 23600 | 16 | 8.5 | 21200 | 18800 | 88.68% | 1.96 | 0 | 11 |  |  |  |  | R-454B | 1.9667 | Residential & Commercial | USHP | Ducted CEE Tier 1
216734968 | Central HP <5.4 tons | SMART COMFORT | HRCU-A-CB (Split System: Heat Pump with Remote Outdoor Unit-Air-Source) | D5CUHAH24AAK |  |  | EA*5X37M17A* | *80VSL0451412B* | 23000 | 16.5 | 8.5 | 20800 | 18500 | 88.94% | 1.96 | 0 | 11 |  |  |  |  | R-454B | 1.9167 | Residential & Commercial | USHP | Ducted CEE Tier 1
211243919 | Central HP <5.4 tons | SMART COMFORT | HRCU-A-CB (Split System: Heat Pump with Remote Outdoor Unit-Air-Source) | DLCURAH24ABK |  |  | EN(A,D)4X24L17** | *80ES(N,L)0701716A* | 24400 | 15.5 | 8.5 | 27400 | 22400 | 81.75% | 1.84 | 0 | 10 |  |  |  |  | R-410A | 2.0333 | Residential & Commercial | USHP | Ducted CEE Tier 1
211244187 | Central HP <5.4 tons | SMART COMFORT | HRCU-A-CB (Split System: Heat Pump with Remote Outdoor Unit-Air-Source) | DLCURAH24ABK |  |  | EN(A,D)4X24L17** | *95ESN0601714A* | 24200 | 15.5 | 8.5 | 27200 | 22800 | 83.82% | 1.86 | 0 | 10 |  |  |  |  | R-410A | 2.0167 | Residential & Commercial | USHP | Ducted CEE Tier 1
211244096 | Central HP <5.4 tons | SMART COMFORT | HRCU-A-CB (Split System: Heat Pump with Remote Outdoor Unit-Air-Source) | DLCURAH24ABK |  |  | EN(A,D)4X24L17** | *96VTN0601714A* | 23400 | 16 | 8.5 | 26600 | 23800 | 89.47% | 1.96 | 0 | 10 |  |  |  |  | R-410A | 1.95 | Residential & Commercial | USHP | Ducted CEE Tier 1
211227906 | Central HP <5.4 tons | PAYNE HEATING AND COOLING | HRCU-A-CB (Split System: Heat Pump with Remote Outdoor Unit-Air-Source) | 38MURAQ36AB3* |  |  | CAP**4224AL* | PG80ESUA60100C** | 35600 | 16 | 8.1 | 38500 | 35000 | 90.91% | 1.88 | 0 | 10 |  |  |  |  | R-410A | 2.9667 | Residential & Commercial | USHP | Ducted CEE Tier 1
211228090 | Central HP <5.4 tons | PAYNE HEATING AND COOLING | HRCU-A-CB (Split System: Heat Pump with Remote Outdoor Unit-Air-Source) | 38MURAQ36AB3* |  |  | CAP**4224AL* | PG95ESUA60100C** | 35800 | 16 | 8.1 | 38500 | 35000 | 90.91% | 1.9 | 0 | 10 |  |  |  |  | R-410A | 2.9833 | Residential & Commercial | USHP | Ducted CEE Tier 1
211228774 | Central HP <5.4 tons | PAYNE HEATING AND COOLING | HRCU-A-CB (Split System: Heat Pump with Remote Outdoor Unit-Air-Source) | 38MURAQ36AB3* |  |  | CAP**4821AL* | PG80ES(A,L)A42090B** | 36400 | 16 | 8.5 | 38500 | 34800 | 90.39% | 2.08 | 0 | 10 |  |  |  |  | R-410A | 3.0333 | Residential & Commercial | USHP | Ducted CEE Tier 1
211230162 | Central HP <5.4 tons | PAYNE HEATING AND COOLING | HRCU-A-CB (Split System: Heat Pump with Remote Outdoor Unit-Air-Source) | 38MURAQ36AB3* |  |  | CNPV*4821AL* | PG95ESAA42060B** | 35600 | 15.5 | 8.1 | 38500 | 35000 | 90.91% | 2 | 0 | 10 |  |  |  |  | R-410A | 2.9667 | Residential & Commercial | USHP | Ducted CEE Tier 1
211230681 | Central HP <5.4 tons | PAYNE HEATING AND COOLING | HRCU-A-CB (Split System: Heat Pump with Remote Outdoor Unit-Air-Source) | 38MURAQ36AB3* |  |  | CNPV*4824AL* | PG95ESAA66140D** | 37400 | 15.2 | 8.1 | 40000 | 35200 | 88% | 2.08 | 0 | 10 |  |  |  |  | R-410A | 3.1167 | Residential & Commercial | USHP | Ducted CEE Tier 1
211230916 | Central HP <5.4 tons | PAYNE HEATING AND COOLING | HRCU-A-CB (Split System: Heat Pump with Remote Outdoor Unit-Air-Source) | 38MURAQ36AB3* |  |  | PF4MNB043L | 0 | 36000 | 16 | 8.1 | 38500 | 34800 | 90.39% | 1.94 | 0 | 10 |  |  |  |  | R-410A | 3 | Residential & Commercial | USHP | Ducted CEE Tier 1
216972332 | Central HP <5.4 tons | CARRIER | HRCU-A-CB (Split System: Heat Pump with Remote Outdoor Unit-Air-Source) | 27VNA154A*030* | ADP |  | V,C48H210P16*+TXV | 59TN6C100C21**22 | 48000 | 19 | 10.5 | 50500 | 53000 | 105% | 1.96 | 0 | 10.5 |  |  |  |  | R-454B | 4 | Residential & Commercial | USHP | Ducted CEE Tier 1
213078384 | Central HP <5.4 tons | SMART COMFORT | HRCU-A-CB (Split System: Heat Pump with Remote Outdoor Unit-Air-Source) | DLCURAH36ABK |  |  | EN(A,D,W)4X48L21** | *80MS(N,L)0901714A* | 36000 | 16.5 | 8.1 | 38500 | 35000 | 90.91% | 2 | 0 | 10.5 |  |  |  |  | R-410A | 3 | Residential & Commercial | USHP | Ducted CEE Tier 1
213080324 | Central HP <5.4 tons | SMART COMFORT | HRCU-A-CB (Split System: Heat Pump with Remote Outdoor Unit-Air-Source) | DLCURAH36ABK |  |  | EA*4X43L21A* | *96MSN1002120A* | 36600 | 16 | 8.5 | 38500 | 34800 | 90.39% | 2.1 | 0 | 10 |  |  |  |  | R-410A | 3.05 | Residential & Commercial | USHP | Ducted CEE Tier 1
213079738 | Central HP <5.4 tons | SMART COMFORT | HRCU-A-CB (Split System: Heat Pump with Remote Outdoor Unit-Air-Source) | DLCURAH36ABK |  |  | EA*4X36L21A* | *92MSN1002120A* | 35000 | 16.5 | 8.1 | 38500 | 35200 | 91.43% | 1.82 | 0 | 9.5 |  |  |  |  | R-410A | 2.9167 | Residential & Commercial | USHP
214229475 | Central HP <5.4 tons | SMART COMFORT | HRCU-A-CB (Split System: Heat Pump with Remote Outdoor Unit-Air-Source) | DLCURAH36ABK |  |  | EN(A,D)4X48L24** | *80MSU1002120A* | 35800 | 16.5 | 8.5 | 38500 | 34800 | 90.39% | 2 | 0 | 10 |  |  |  |  | R-410A | 2.9833 | Residential & Commercial | USHP | Ducted CEE Tier 1
213079516 | Central HP <5.4 tons | SMART COMFORT | HRCU-A-CB (Split System: Heat Pump with Remote Outdoor Unit-Air-Source) | DLCURAH36ABK |  |  | EA*4X36L17A* | *92MSN0801716A* | 35000 | 16 | 8.1 | 38500 | 35200 | 91.43% | 1.82 | 0 | 9.5 |  |  |  |  | R-410A | 2.9167 | Residential & Commercial | USHP
213079234 | Central HP <5.4 tons | SMART COMFORT | HRCU-A-CB (Split System: Heat Pump with Remote Outdoor Unit-Air-Source) | DLCURAH36ABK |  |  | EA*4X42L21A* | *80MSU0802120A* | 35000 | 16.5 | 8.1 | 38500 | 35000 | 90.91% | 1.9 | 0 | 10 |  |  |  |  | R-410A | 2.9167 | Residential & Commercial | USHP | Ducted CEE Tier 1
212384835 | Central HP <5.4 tons | SMART COMFORT | HRCU-A-CB (Split System: Heat Pump with Remote Outdoor Unit-Air-Source) | DLCURAH36ABK |  |  | FJMA4*42L*C* | 0 | 37000 | 16 | 8.1 | 39000 | 34800 | 89.23% | 2 | 0 | 10 |  |  |  |  | R-410A | 3.0833 | Residential & Commercial | USHP | Ducted CEE Tier 1
212980484 | Central HP <5.4 tons | SMART COMFORT | HRCU-A-CB (Split System: Heat Pump with Remote Outdoor Unit-Air-Source) | DLCURAH36ABK |  |  | EA*4X48L21A* | *80MS(N,L)0902120A* | 35800 | 16.5 | 8.5 | 37800 | 34600 | 91.53% | 2.02 | 0 | 10 |  |  |  |  | R-410A | 2.9833 | Residential & Commercial | USHP | Ducted CEE Tier 1
212979938 | Central HP <5.4 tons | SMART COMFORT | HRCU-A-CB (Split System: Heat Pump with Remote Outdoor Unit-Air-Source) | DLCURAH24ABK |  |  | EN(A,D)4X36L21** | *80MS(N,L)0901714A* | 23600 | 17 | 8.5 | 26400 | 24400 | 92.42% | 2.02 | 0 | 10.5 |  |  |  |  | R-410A | 1.9667 | Residential & Commercial | USHP | Ducted CEE Tier 1
212978255 | Central HP <5.4 tons | SMART COMFORT | HRCU-A-CB (Split System: Heat Pump with Remote Outdoor Unit-Air-Source) | DLCURAH18ABK |  |  | EA*4X24L17A* | *80MS(N,L)0701412A* | 17600 | 16.5 | 8.5 | 18500 | 19400 | 104.9% | 2.34 | 0 | 10.5 |  |  |  |  | R-410A | 1.4667 | Residential & Commercial | USHP | Ducted CEE Tier 1
212973670 | Central HP <5.4 tons | SMART COMFORT | HRCU-A-CB (Split System: Heat Pump with Remote Outdoor Unit-Air-Source) | DLCURAH18ABK |  |  | EA*4X24L17A* | *96VSN0801716B* | 17200 | 16 | 8.5 | 18200 | 19400 | 106.6% | 2.34 | 0 | 10.5 |  |  |  |  | R-410A | 1.4333 | Residential & Commercial | USHP | Ducted CEE Tier 1
212973350 | Central HP <5.4 tons | SMART COMFORT | HRCU-A-CB (Split System: Heat Pump with Remote Outdoor Unit-Air-Source) | DLCURAH18ABK |  |  | EA*4X30L17A* | *96VSN0601412B* | 17400 | 16.5 | 8.5 | 18000 | 18700 | 103.9% | 2.26 | 0 | 10.5 |  |  |  |  | R-410A | 1.45 | Residential & Commercial | USHP | Ducted CEE Tier 1
212973320 | Central HP <5.4 tons | SMART COMFORT | HRCU-A-CB (Split System: Heat Pump with Remote Outdoor Unit-Air-Source) | DLCURAH18ABK |  |  | EA*4X24L17A* | *96VSN0601412B* | 17300 | 16 | 8.5 | 18200 | 19400 | 106.6% | 2.34 | 0 | 10.5 |  |  |  |  | R-410A | 1.4417 | Residential & Commercial | USHP | Ducted CEE Tier 1
216972364 | Central HP <5.4 tons | CARRIER | HRCU-A-CB (Split System: Heat Pump with Remote Outdoor Unit-Air-Source) | 27VNA154A*030* | ADP |  | PL60H210P17*+TXV | 59TN7A080C21**20 | 49000 | 19 | 10.5 | 50500 | 53000 | 105% | 1.94 | 0 | 11 |  |  |  |  | R-454B | 4.0833 | Residential & Commercial | USHP | Ducted CEE Tier 1
216972970 | Central HP <5.4 tons | CARRIER | HRCU-A-CB (Split System: Heat Pump with Remote Outdoor Unit-Air-Source) | 27VNA360A*030* | ADP |  | C60A***L16*+TXV | 58TN*B070C21**20 | 54000 | 18 | 8.45 | 58500 | 46500 | 79.49% | 2 | 0 | 10.5 |  |  |  |  | R-454B | 4.5 | Residential & Commercial | USHP | Ducted CEE Tier 1
216972981 | Central HP <5.4 tons | CARRIER | HRCU-A-CB (Split System: Heat Pump with Remote Outdoor Unit-Air-Source) | 27VNA360A*030* | ADP |  | C60A***L18*+TXV | 58TN*B090C21**20 | 55500 | 19 | 8.5 | 58500 | 46000 | 78.63% | 2.04 | 0 | 11 |  |  |  |  | R-454B | 4.625 | Residential & Commercial | USHP | Ducted CEE Tier 1
216973031 | Central HP <5.4 tons | CARRIER | HRCU-A-CB (Split System: Heat Pump with Remote Outdoor Unit-Air-Source) | 27VNA360A*030* | ADP |  | C60A***L19*+TXV | 59MN7C100C21**22 | 56500 | 18 | 8.5 | 58500 | 46000 | 78.63% | 2.02 | 0 | 11.5 |  |  |  |  | R-454B | 4.7083 | Residential & Commercial | USHP | Ducted CEE Tier 1
216973036 | Central HP <5.4 tons | CARRIER | HRCU-A-CB (Split System: Heat Pump with Remote Outdoor Unit-Air-Source) | 27VNA360A*030* | ADP |  | C60A***L16*+TXV | 59TN6C100C21**22 | 54500 | 18 | 8.45 | 58500 | 46000 | 78.63% | 2 | 0 | 11 |  |  |  |  | R-454B | 4.5417 | Residential & Commercial | USHP | Ducted CEE Tier 1
212984094 | Central HP <5.4 tons | SMART COMFORT | HRCU-A-CB (Split System: Heat Pump with Remote Outdoor Unit-Air-Source) | DLCURAH24ABK |  |  | EA*4X37L17A* | *92MSN0601714A* | 24000 | 17 | 8.5 | 25600 | 22400 | 87.5% | 1.88 | 0 | 10 |  |  |  |  | R-410A | 2 | Residential & Commercial | USHP | Ducted CEE Tier 1
212980583 | Central HP <5.4 tons | SMART COMFORT | HRCU-A-CB (Split System: Heat Pump with Remote Outdoor Unit-Air-Source) | DLCURAH24ABK |  |  | EA*4X36L21A* | *80MS(N,L)0902120A* | 23800 | 17.5 | 8.5 | 26200 | 23800 | 90.84% | 1.98 | 0 | 10 |  |  |  |  | R-410A | 1.9833 | Residential & Commercial | USHP | Ducted CEE Tier 1
212981003 | Central HP <5.4 tons | SMART COMFORT | HRCU-A-CB (Split System: Heat Pump with Remote Outdoor Unit-Air-Source) | DLCURAH24ABK |  |  | EA*4X37L21A* | *80MS(N,L)1102120A* | 24800 | 17.5 | 8.5 | 25600 | 21200 | 82.81% | 1.8 | 0 | 10.5 |  |  |  |  | R-410A | 2.0667 | Residential & Commercial | USHP | Ducted CEE Tier 1
212981805 | Central HP <5.4 tons | SMART COMFORT | HRCU-A-CB (Split System: Heat Pump with Remote Outdoor Unit-Air-Source) | DLCURAH24ABK |  |  | EN(A,D,W)4X36L17** | *80MSU1002120A* | 23800 | 16.5 | 8.5 | 26400 | 24000 | 90.91% | 1.98 | 0 | 10.5 |  |  |  |  | R-410A | 1.9833 | Residential & Commercial | USHP | Ducted CEE Tier 1
211260271 | Central HP <5.4 tons | SMART COMFORT | HRCU-A-CB (Split System: Heat Pump with Remote Outdoor Unit-Air-Source) | DLCURAH18ABK |  |  | EA*4X24L17A* | *96VSN0601714A* | 17700 | 16 | 8.5 | 18600 | 19100 | 102.7% | 2.3 | 0 | 10.5 |  |  |  |  | R-410A | 1.475 | Residential & Commercial | USHP | Ducted CEE Tier 1
213077063 | Central HP <5.4 tons | SMART COMFORT | HRCU-A-CB (Split System: Heat Pump with Remote Outdoor Unit-Air-Source) | DLCURAH36ABK |  |  | EA*4X42L21A* | *96VSN0802120B* | 35600 | 16 | 8.1 | 38500 | 35200 | 91.43% | 1.9 | 0 | 10 |  |  |  |  | R-410A | 2.9667 | Residential & Commercial | USHP | Ducted CEE Tier 1
213077445 | Central HP <5.4 tons | SMART COMFORT | HRCU-A-CB (Split System: Heat Pump with Remote Outdoor Unit-Air-Source) | DLCURAH36ABK |  |  | END4X42L17** | *96VTN0801716B* | 35800 | 15.5 | 8.1 | 39000 | 35200 | 90.26% | 1.96 | 0 | 10 |  |  |  |  | R-410A | 2.9833 | Residential & Commercial | USHP | Ducted CEE Tier 1
213077620 | Central HP <5.4 tons | SMART COMFORT | HRCU-A-CB (Split System: Heat Pump with Remote Outdoor Unit-Air-Source) | DLCURAH36ABK |  |  | EA*4X42L21A* | *96VTN1002120B* | 35400 | 16 | 8.1 | 38500 | 35000 | 90.91% | 1.88 | 0 | 10 |  |  |  |  | R-410A | 2.95 | Residential & Commercial | USHP | Ducted CEE Tier 1
216643944 | Central HP <5.4 tons | SMART COMFORT | HRCU-A-CB (Split System: Heat Pump with Remote Outdoor Unit-Air-Source) | D5CUHAH18AAK |  |  | EA*5X19M17A* | *92MSN0801716A* | 18500 | 15.2 | 10.5 | 20000 | 17800 | 89% | 2 | 0 | 11.5 |  |  |  |  | R-454B | 1.5417 | Residential & Commercial | USHP | Ducted CEE Tier 1
212978329 | Central HP <5.4 tons | SMART COMFORT | HRCU-A-CB (Split System: Heat Pump with Remote Outdoor Unit-Air-Source) | DLCURAH18ABK |  |  | EN(A,D)4X24L17** | *80MS(N,L)0701412A* | 17600 | 16.5 | 8.5 | 18500 | 19100 | 103.2% | 2.3 | 0 | 11 |  |  |  |  | R-410A | 1.4667 | Residential & Commercial | USHP | Ducted CEE Tier 1
212984226 | Central HP <5.4 tons | SMART COMFORT | HRCU-A-CB (Split System: Heat Pump with Remote Outdoor Unit-Air-Source) | DLCURAH18ABK |  |  | EN(A,D)4X30L17** | *92MSN0601714A* | 17700 | 16.5 | 8.1 | 18300 | 18600 | 101.6% | 2.24 | 0 | 11 |  |  |  |  | R-410A | 1.475 | Residential & Commercial | USHP | Ducted CEE Tier 1
212982405 | Central HP <5.4 tons | SMART COMFORT | HRCU-A-CB (Split System: Heat Pump with Remote Outdoor Unit-Air-Source) | DLCURAH18ABK |  |  | EA*4X25L17A* | *80MSU0401712A* | 17800 | 16 | 8.1 | 17800 | 17600 | 98.88% | 2.12 | 0 | 10.5 |  |  |  |  | R-410A | 1.4833 | Residential & Commercial | USHP | Ducted CEE Tier 1
212983878 | Central HP <5.4 tons | SMART COMFORT | HRCU-A-CB (Split System: Heat Pump with Remote Outdoor Unit-Air-Source) | DLCURAH36ABK |  |  | EA*4X48L21A* | *92MSN0601714A* | 35600 | 16 | 8.5 | 37800 | 34800 | 92.06% | 2.02 | 0 | 10 |  |  |  |  | R-410A | 2.9667 | Residential & Commercial | USHP | Ducted CEE Tier 1
213077083 | Central HP <5.4 tons | SMART COMFORT | HRCU-A-CB (Split System: Heat Pump with Remote Outdoor Unit-Air-Source) | DLCURAH36ABK |  |  | EA*4X43L21A* | *96VSN0802120B* | 36600 | 16 | 8.5 | 38500 | 35000 | 90.91% | 2.06 | 0 | 10 |  |  |  |  | R-410A | 3.05 | Residential & Commercial | USHP | Ducted CEE Tier 1
213076983 | Central HP <5.4 tons | SMART COMFORT | HRCU-A-CB (Split System: Heat Pump with Remote Outdoor Unit-Air-Source) | DLCURAH36ABK |  |  | EA*4X43L21A* | *96VSN0801716B* | 36600 | 15.5 | 8.5 | 38500 | 35000 | 90.91% | 2.06 | 0 | 10 |  |  |  |  | R-410A | 3.05 | Residential & Commercial | USHP | Ducted CEE Tier 1
213076582 | Central HP <5.4 tons | SMART COMFORT | HRCU-A-CB (Split System: Heat Pump with Remote Outdoor Unit-Air-Source) | DLCURAH36ABK |  |  | EN(A,D,W)4X48L21** | *80VTL0701716B* | 35600 | 16 | 8.1 | 38500 | 35000 | 90.91% | 1.98 | 0 | 10 |  |  |  |  | R-410A | 2.9667 | Residential & Commercial | USHP | Ducted CEE Tier 1
214336192 | Central HP <5.4 tons | SAMSUNG | HRCU-A-CB (Split System: Heat Pump with Remote Outdoor Unit-Air-Source) | AC036BXUDCH | ADP |  | F,PE*CC1937 | 0 | 36000 | 17 | 8.1 | 33000 | 31200 | 94.55% | 1.8 | 0 | 9 |  |  |  |  | R-410A | 3 | Residential & Commercial | USHP
214229432 | Central HP <5.4 tons | SMART COMFORT | HRCU-A-CB (Split System: Heat Pump with Remote Outdoor Unit-Air-Source) | DLCURAH36ABK |  |  | EA*4X42L24A* | *80MSU1002120A* | 35200 | 16 | 8.5 | 38500 | 35000 | 90.91% | 1.88 | 0 | 9.5 |  |  |  |  | R-410A | 2.9333 | Residential & Commercial | USHP
216972735 | Central HP <5.4 tons | CARRIER | HRCU-A-CB (Split System: Heat Pump with Remote Outdoor Unit-Air-Source) | 27VNA348A*030* | ADP |  | PL60H210P29*+TXV | 58TN*B070C17**16 | 43000 | 20 | 9 | 47000 | 37000 | 78.72% | 2 | 0 | 10.5 |  |  |  |  | R-454B | 3.5833 | Residential & Commercial | USHP | Ducted CEE Tier 1
216972748 | Central HP <5.4 tons | CARRIER | HRCU-A-CB (Split System: Heat Pump with Remote Outdoor Unit-Air-Source) | 27VNA348A*030* | ADP |  | V,C60H210P29*+TXV | 58TN*B070C21**20 | 44000 | 21 | 9.5 | 46500 | 36200 | 77.85% | 2 | 0 | 10.5 |  |  |  |  | R-454B | 3.6667 | Residential & Commercial | USHP | Ducted CEE Tier 1
216972750 | Central HP <5.4 tons | CARRIER | HRCU-A-CB (Split System: Heat Pump with Remote Outdoor Unit-Air-Source) | 27VNA348A*030* | ADP |  | C48A***L15*+TXV | 58TN*B070C21**20 | 43500 | 20 | 9.5 | 46000 | 36200 | 78.7% | 2 | 0 | 10.5 |  |  |  |  | R-454B | 3.625 | Residential & Commercial | USHP | Ducted CEE Tier 1
216972818 | Central HP <5.4 tons | CARRIER | HRCU-A-CB (Split System: Heat Pump with Remote Outdoor Unit-Air-Source) | 27VNA348A*030* | ADP |  | C48A***L16*+TXV | 59CU5B080C21**20 | 43500 | 21 | 9.5 | 46500 | 36200 | 77.85% | 2 | 0 | 10.5 |  |  |  |  | R-454B | 3.625 | Residential & Commercial | USHP | Ducted CEE Tier 1
212978123 | Central HP <5.4 tons | SMART COMFORT | HRCU-A-CB (Split System: Heat Pump with Remote Outdoor Unit-Air-Source) | DLCURAH24ABK |  |  | EA*4X30L14A* | *80MS(N,L)0701412A* | 23400 | 17 | 8.5 | 26200 | 24800 | 94.66% | 2.08 | 0 | 10 |  |  |  |  | R-410A | 1.95 | Residential & Commercial | USHP | Ducted CEE Tier 1
212971696 | Central HP <5.4 tons | SMART COMFORT | HRCU-A-CB (Split System: Heat Pump with Remote Outdoor Unit-Air-Source) | DLCURAH24ABK |  |  | EA*4X37L21A* | *80VTL0701716B* | 24200 | 17.5 | 8.5 | 25200 | 21600 | 85.71% | 1.82 | 0 | 10 |  |  |  |  | R-410A | 2.0167 | Residential & Commercial | USHP | Ducted CEE Tier 1
212383443 | Central HP <5.4 tons | SMART COMFORT | HRCU-A-CB (Split System: Heat Pump with Remote Outdoor Unit-Air-Source) | DLCURAH36ABK |  |  | EA*4X37L21A* | *92ESN1002120A* | 37200 | 16 | 8.5 | 39000 | 34800 | 89.23% | 2.12 | 0 | 10 |  |  |  |  | R-410A | 3.1 | Residential & Commercial | USHP | Ducted CEE Tier 1
212384695 | Central HP <5.4 tons | SMART COMFORT | HRCU-A-CB (Split System: Heat Pump with Remote Outdoor Unit-Air-Source) | DLCURAH36ABK |  |  | EN(A,D,W)4X42L21** | *92ESN1002120A* | 36200 | 15.5 | 8.1 | 39500 | 35200 | 89.11% | 1.9 | 0 | 10 |  |  |  |  | R-410A | 3.0167 | Residential & Commercial | USHP | Ducted CEE Tier 1
212975648 | Central HP <5.4 tons | SMART COMFORT | HRCU-A-CB (Split System: Heat Pump with Remote Outdoor Unit-Air-Source) | DLCURAH24ABK |  |  | EA*4X24L17A* | *96VTN0601412B* | 23200 | 16.5 | 8.5 | 26800 | 26800 | 100% | 2.28 | 0 | 10 |  |  |  |  | R-410A | 1.9333 | Residential & Commercial | USHP | Ducted CEE Tier 1
213079552 | Central HP <5.4 tons | SMART COMFORT | HRCU-A-CB (Split System: Heat Pump with Remote Outdoor Unit-Air-Source) | DLCURAH36ABK |  |  | EA*4X37L21A* | *92MSN0801716A* | 36200 | 16.5 | 8.5 | 38000 | 34800 | 91.58% | 2.04 | 0 | 10 |  |  |  |  | R-410A | 3.0167 | Residential & Commercial | USHP | Ducted CEE Tier 1
213078982 | Central HP <5.4 tons | SMART COMFORT | HRCU-A-CB (Split System: Heat Pump with Remote Outdoor Unit-Air-Source) | DLCURAH36ABK |  |  | EA*4X37L17A* | *80MSU0401712A* | 36000 | 15.5 | 8.5 | 38500 | 34800 | 90.39% | 2.02 | 0 | 10 |  |  |  |  | R-410A | 3 | Residential & Commercial | USHP | Ducted CEE Tier 1
213079102 | Central HP <5.4 tons | SMART COMFORT | HRCU-A-CB (Split System: Heat Pump with Remote Outdoor Unit-Air-Source) | DLCURAH36ABK |  |  | EA*4X37L21A* | *80MSU0601716A* | 36400 | 16.5 | 8.5 | 38000 | 34800 | 91.58% | 2.08 | 0 | 10 |  |  |  |  | R-410A | 3.0333 | Residential & Commercial | USHP | Ducted CEE Tier 1
213078850 | Central HP <5.4 tons | SMART COMFORT | HRCU-A-CB (Split System: Heat Pump with Remote Outdoor Unit-Air-Source) | DLCURAH36ABK |  |  | EA*4X37L17A* | *80MSU1002120A* | 36000 | 15.5 | 8.5 | 38500 | 35000 | 90.91% | 2 | 0 | 10 |  |  |  |  | R-410A | 3 | Residential & Commercial | USHP | Ducted CEE Tier 1
215731682 | Central HP <5.4 tons | YORK | HRCU-A-CB (Split System: Heat Pump with Remote Outdoor Unit-Air-Source) | HH860E2S11 | ADP |  | H,YG86*48+TXV | Y81E100C16SMPS1 | 44000 | 18 | 8.5 | 42000 | 32800 | 78.1% | 2 | 0 | 12 |  |  |  |  | R-454B | 3.6667 | Residential & Commercial | USHP | Ducted CEE Tier 1
215731748 | Central HP <5.4 tons | YORK | HRCU-A-CB (Split System: Heat Pump with Remote Outdoor Unit-Air-Source) | HH860E2S11 | ADP |  | H,YG55*60+TXV-BLEED | Y81E120C20SMPS1 | 52500 | 19 | 8.5 | 51500 | 38000 | 73.79% | 2 | 0 | 11.7 |  |  |  |  | R-454B | 4.375 | Residential & Commercial | USHP | Ducted CEE Tier 1
215731750 | Central HP <5.4 tons | YORK | HRCU-A-CB (Split System: Heat Pump with Remote Outdoor Unit-Air-Source) | HH860E2S11 | ADP |  | H,YG55*60+TXV | Y81E120C20SMPS1 | 52500 | 19 | 8.5 | 51500 | 38000 | 73.79% | 2 | 0 | 11.7 |  |  |  |  | R-454B | 4.375 | Residential & Commercial | USHP | Ducted CEE Tier 1
215731783 | Central HP <5.4 tons | YORK | HRCU-A-CB (Split System: Heat Pump with Remote Outdoor Unit-Air-Source) | HH860E2S11 | ADP |  | H,YG54*60+TXV-BLEED | Y81E130D20SMPS1 | 54000 | 19 | 8.5 | 52500 | 39000 | 74.29% | 2 | 0 | 11.7 |  |  |  |  | R-454B | 4.5 | Residential & Commercial | USHP | Ducted CEE Tier 1
212974960 | Central HP <5.4 tons | SMART COMFORT | HRCU-A-CB (Split System: Heat Pump with Remote Outdoor Unit-Air-Source) | DLCURAH24ABK |  |  | EA*4X30L14A* | *96VTN0401410B* | 23200 | 16 | 8.5 | 26400 | 25000 | 94.7% | 2.08 | 0 | 10 |  |  |  |  | R-410A | 1.9333 | Residential & Commercial | USHP | Ducted CEE Tier 1
214391041 | Central HP <5.4 tons | DAY & NIGHT | HRCU-A-CB (Split System: Heat Pump with Remote Outdoor Unit-Air-Source) | DLCURAH24ABK | ADP |  | H,GE32936 | *96VTN0401410B* | 23000 | 16 | 8.5 | 25400 | 26800 | 105.5% | 2.3 | 0 | 9.5 |  |  |  |  | R-410A | 1.9167 | Residential & Commercial | USHP
211245938 | Central HP <5.4 tons | PAYNE HEATING AND COOLING | HRCU-A-CB (Split System: Heat Pump with Remote Outdoor Unit-Air-Source) | 38MURAQ24AB3* |  |  | FM(C,U)4Z24**AL* | 0 | 23800 | 17.5 | 9 | 27200 | 25800 | 94.85% | 2.18 | 0 | 10 |  |  |  |  | R-410A | 1.9833 | Residential & Commercial | USHP | Ducted CEE Tier 1
212973020 | Central HP <5.4 tons | SMART COMFORT | HRCU-A-CB (Split System: Heat Pump with Remote Outdoor Unit-Air-Source) | DLCURAH18ABK |  |  | EA*4X19L17A* | *96VSN0401712B* | 17700 | 16 | 8.1 | 17800 | 17900 | 100.6% | 2.16 | 0 | 10.5 |  |  |  |  | R-410A | 1.475 | Residential & Commercial | USHP | Ducted CEE Tier 1
213077341 | Central HP <5.4 tons | SMART COMFORT | HRCU-A-CB (Split System: Heat Pump with Remote Outdoor Unit-Air-Source) | DLCURAH36ABK |  |  | EA*4X36L17A* | *96VTN0801716B* | 35200 | 15.2 | 8.1 | 39000 | 35400 | 90.77% | 1.82 | 0 | 9.5 |  |  |  |  | R-410A | 2.9333 | Residential & Commercial | USHP
213077607 | Central HP <5.4 tons | SMART COMFORT | HRCU-A-CB (Split System: Heat Pump with Remote Outdoor Unit-Air-Source) | DLCURAH36ABK |  |  | EA*4X37L21A* | *96VTN1002120B* | 36200 | 16.5 | 8.5 | 38000 | 34800 | 91.58% | 2.04 | 0 | 10 |  |  |  |  | R-410A | 3.0167 | Residential & Commercial | USHP | Ducted CEE Tier 1
213077709 | Central HP <5.4 tons | SMART COMFORT | HRCU-A-CB (Split System: Heat Pump with Remote Outdoor Unit-Air-Source) | DLCURAH36ABK |  |  | EA*4X36L21A* | *96VTN1002122B* | 35000 | 16.5 | 8.1 | 38500 | 35200 | 91.43% | 1.82 | 0 | 10 |  |  |  |  | R-410A | 2.9167 | Residential & Commercial | USHP | Ducted CEE Tier 1
213076973 | Central HP <5.4 tons | SMART COMFORT | HRCU-A-CB (Split System: Heat Pump with Remote Outdoor Unit-Air-Source) | DLCURAH36ABK |  |  | EA*4X42L21A* | *96VSN0801716B* | 35000 | 15.5 | 8.1 | 38500 | 35200 | 91.43% | 1.86 | 0 | 9.5 |  |  |  |  | R-410A | 2.9167 | Residential & Commercial | USHP
216733930 | Central HP <5.4 tons | SMART COMFORT | HRCU-A-CB (Split System: Heat Pump with Remote Outdoor Unit-Air-Source) | D5CUHAH24AAK |  |  | EA*5X30M17A* | *80MSU0401712A* | 22200 | 16.5 | 8.5 | 20800 | 18800 | 90.38% | 1.96 | 0 | 10.5 |  |  |  |  | R-454B | 1.85 | Residential & Commercial | USHP | Ducted CEE Tier 1
213080749 | Central HP <5.4 tons | SMART COMFORT | HRCU-A-CB (Split System: Heat Pump with Remote Outdoor Unit-Air-Source) | DLCURAH36ABK |  |  | END4X42L17** | *95MSU0601716A* | 35800 | 15.5 | 8.1 | 38500 | 35200 | 91.43% | 1.96 | 0 | 10 |  |  |  |  | R-410A | 2.9833 | Residential & Commercial | USHP | Ducted CEE Tier 1
216736879 | Central HP <5.4 tons | SMART COMFORT | HRCU-A-CB (Split System: Heat Pump with Remote Outdoor Unit-Air-Source) | D5CUHAH24AAK |  |  | ESH5X24M12A* | *96VTN1002120B* | 22400 | 15.5 | 8.1 | 21200 | 19100 | 90.09% | 1.85 | 0 | 10.5 |  |  |  |  | R-454B | 1.8667 | Residential & Commercial | USHP | Ducted CEE Tier 1
216734453 | Central HP <5.4 tons | SMART COMFORT | HRCU-A-CB (Split System: Heat Pump with Remote Outdoor Unit-Air-Source) | D5CUHAH24AAK |  |  | EA*5X36M17A* | *80VSL0901716B* | 22200 | 16.5 | 8.1 | 20800 | 18700 | 89.9% | 1.85 | 0 | 10.5 |  |  |  |  | R-454B | 1.85 | Residential & Commercial | USHP | Ducted CEE Tier 1
216737816 | Central HP <5.4 tons | SMART COMFORT | HRCU-A-CB (Split System: Heat Pump with Remote Outdoor Unit-Air-Source) | D5CUHAH24AAK |  |  | ESH5X30M12A* | *96VTN0401712B* | 22400 | 15.2 | 8.1 | 21200 | 19000 | 89.62% | 1.85 | 0 | 10 |  |  |  |  | R-454B | 1.8667 | Residential & Commercial | USHP | Ducted CEE Tier 1
216737898 | Central HP <5.4 tons | SMART COMFORT | HRCU-A-CB (Split System: Heat Pump with Remote Outdoor Unit-Air-Source) | D5CUHAH24AAK |  |  | ESH5X30M12A* | *97VTN0601716A* | 22400 | 15.5 | 8.1 | 21000 | 18800 | 89.52% | 1.85 | 0 | 10.5 |  |  |  |  | R-454B | 1.8667 | Residential & Commercial | USHP | Ducted CEE Tier 1
216738417 | Central HP <5.4 tons | SMART COMFORT | HRCU-A-CB (Split System: Heat Pump with Remote Outdoor Unit-Air-Source) | D5CUHAH24AAK |  |  | ESH5X36M12A* | *97CMN0801714B* | 22600 | 15.2 | 8.1 | 20600 | 18400 | 89.32% | 1.85 | 0 | 10.5 |  |  |  |  | R-454B | 1.8833 | Residential & Commercial | USHP | Ducted CEE Tier 1
216738986 | Central HP <5.4 tons | SMART COMFORT | HRCU-A-CB (Split System: Heat Pump with Remote Outdoor Unit-Air-Source) | D5CUHAH24AAK |  |  | FCMA5B36L0C*+WALLCON | 0 | 23000 | 16.5 | 8.5 | 21000 | 18800 | 89.52% | 1.96 | 0 | 11 |  |  |  |  | R-454B | 1.9167 | Residential & Commercial | USHP | Ducted CEE Tier 1
215223182 | Central HP <5.4 tons | BRYANT HEATING AND COOLING SYSTEMS | HRCU-A-CB (Split System: Heat Pump with Remote Outdoor Unit-Air-Source) | 288BNV037*0**A* | ADP |  | H,PG35936 | 987MB42080C17*** | 31600 | 17 | 8.1 | 31800 | 24400 | 76.73% | 1.86 | 0 | 11 |  |  |  |  | R-410A | 2.6333 | Residential & Commercial | USHP | Ducted CEE Tier 1
213079540 | Central HP <5.4 tons | SMART COMFORT | HRCU-A-CB (Split System: Heat Pump with Remote Outdoor Unit-Air-Source) | DLCURAH36ABK |  |  | EA*4X37L17A* | *92MSN0801716A* | 36400 | 15.5 | 8.5 | 38500 | 35000 | 90.91% | 2.02 | 0 | 10 |  |  |  |  | R-410A | 3.0333 | Residential & Commercial | USHP | Ducted CEE Tier 1
213079774 | Central HP <5.4 tons | SMART COMFORT | HRCU-A-CB (Split System: Heat Pump with Remote Outdoor Unit-Air-Source) | DLCURAH36ABK |  |  | EA*4X42L24A* | *92MSN1002120A* | 35400 | 16.5 | 8.1 | 38500 | 35000 | 90.91% | 1.88 | 0 | 10 |  |  |  |  | R-410A | 2.95 | Residential & Commercial | USHP | Ducted CEE Tier 1
213080024 | Central HP <5.4 tons | SMART COMFORT | HRCU-A-CB (Split System: Heat Pump with Remote Outdoor Unit-Air-Source) | DLCURAH36ABK |  |  | EA*4X37L17A* | *96MSN0801716A* | 35800 | 15.5 | 8.1 | 38500 | 35000 | 90.91% | 2 | 0 | 10 |  |  |  |  | R-410A | 2.9833 | Residential & Commercial | USHP | Ducted CEE Tier 1
213080072 | Central HP <5.4 tons | SMART COMFORT | HRCU-A-CB (Split System: Heat Pump with Remote Outdoor Unit-Air-Source) | DLCURAH36ABK |  |  | EA*4X48L21A* | *96MSN0801716A* | 35800 | 15.5 | 8.5 | 38000 | 34800 | 91.58% | 2.02 | 0 | 10 |  |  |  |  | R-410A | 2.9833 | Residential & Commercial | USHP | Ducted CEE Tier 1
211226376 | Central HP <5.4 tons | SMART COMFORT | HRCU-A-CB (Split System: Heat Pump with Remote Outdoor Unit-Air-Source) | DLCURAH36ABK |  |  | EA*4X36L21A* | *95ESN1002120A* | 35600 | 15.5 | 8.1 | 39500 | 35200 | 89.11% | 1.84 | 0 | 9.5 |  |  |  |  | R-410A | 2.9667 | Residential & Commercial | USHP
216972850 | Central HP <5.4 tons | CARRIER | HRCU-A-CB (Split System: Heat Pump with Remote Outdoor Unit-Air-Source) | 27VNA348A*030* | ADP |  | PL60H210P29*+TXV | 59MN7C080C17**14 | 43000 | 20 | 9.5 | 47000 | 36200 | 77.02% | 2 | 0 | 10.5 |  |  |  |  | R-454B | 3.5833 | Residential & Commercial | USHP | Ducted CEE Tier 1
216972851 | Central HP <5.4 tons | CARRIER | HRCU-A-CB (Split System: Heat Pump with Remote Outdoor Unit-Air-Source) | 27VNA348A*030* | ADP |  | PL48H175P15*+TXV | 59MN7C080C17**14 | 42500 | 20 | 9.5 | 46500 | 36000 | 77.42% | 2 | 0 | 10.5 |  |  |  |  | R-454B | 3.5417 | Residential & Commercial | USHP | Ducted CEE Tier 1
216972901 | Central HP <5.4 tons | CARRIER | HRCU-A-CB (Split System: Heat Pump with Remote Outdoor Unit-Air-Source) | 27VNA348A*030* | ADP |  | PL60H210P29*+TXV | 59TN6C080C21**20 | 44000 | 21 | 9.5 | 46500 | 36200 | 77.85% | 2 | 0 | 10.5 |  |  |  |  | R-454B | 3.6667 | Residential & Commercial | USHP | Ducted CEE Tier 1
216973003 | Central HP <5.4 tons | CARRIER | HRCU-A-CB (Split System: Heat Pump with Remote Outdoor Unit-Air-Source) | 27VNA360A*030* | ADP |  | C60A***L16*+TXV | 59CU5B100C21**22 | 55000 | 18 | 8.5 | 58500 | 45000 | 76.92% | 2.08 | 0 | 11 |  |  |  |  | R-454B | 4.5833 | Residential & Commercial | USHP | Ducted CEE Tier 1
216973021 | Central HP <5.4 tons | CARRIER | HRCU-A-CB (Split System: Heat Pump with Remote Outdoor Unit-Air-Source) | 27VNA360A*030* | ADP |  | V,C60H210P17*+TXV | 59MN7C080C21**20 | 55500 | 18 | 8.1 | 58500 | 45500 | 77.78% | 1.95 | 0 | 11 |  |  |  |  | R-454B | 4.625 | Residential & Commercial | USHP | Ducted CEE Tier 1
216973023 | Central HP <5.4 tons | CARRIER | HRCU-A-CB (Split System: Heat Pump with Remote Outdoor Unit-Air-Source) | 27VNA360A*030* | ADP |  | C60A***L19*+TXV | 59MN7C080C21**20 | 56000 | 18 | 8.5 | 58500 | 46000 | 78.63% | 2.02 | 0 | 11 |  |  |  |  | R-454B | 4.6667 | Residential & Commercial | USHP | Ducted CEE Tier 1
213078572 | Central HP <5.4 tons | SMART COMFORT | HRCU-A-CB (Split System: Heat Pump with Remote Outdoor Unit-Air-Source) | DLCURAH36ABK |  |  | EN(A,D,W)4X48L21** | *80MS(N,L)0902120A* | 36000 | 16.5 | 8.1 | 38500 | 35000 | 90.91% | 2 | 0 | 10.5 |  |  |  |  | R-410A | 3 | Residential & Commercial | USHP | Ducted CEE Tier 1
213623869 | Central HP <5.4 tons | RUNTRU | HRCU-A-CB (Split System: Heat Pump with Remote Outdoor Unit-Air-Source) | E4HL5036A1000A | ADP |  | PL36H175P789 | A801X060BM4SCA | 30000 | 15.2 | 8.1 | 23400 | 17600 | 75.21% | 1.75 | 0 | 9.5 |  |  |  |  | R-410A | 2.5 | Residential & Commercial | USHP
216644288 | Central HP <5.4 tons | SMART COMFORT | HRCU-A-CB (Split System: Heat Pump with Remote Outdoor Unit-Air-Source) | D5CUHAH18AAK |  |  | EA*5X25M17A* | *95MSU0601716A* | 18100 | 15.2 | 9 | 19700 | 17600 | 89.34% | 1.9 | 0 | 11 |  |  |  |  | R-454B | 1.5083 | Residential & Commercial | USHP | Ducted CEE Tier 1
213145932 | Central HP <5.4 tons | CARRIER | HRCU-A-CB (Split System: Heat Pump with Remote Outdoor Unit-Air-Source) | 38MURAQ36AB3* | ADP |  | C36A***L129+AEFE3A* | 0 | 35400 | 15.2 | 8.1 | 36800 | 34400 | 93.48% | 2 | 0 | 9.5 |  |  |  |  | R-410A | 2.95 | Residential & Commercial | USHP
211226624 | Central HP <5.4 tons | PAYNE HEATING AND COOLING | HRCU-A-CB (Split System: Heat Pump with Remote Outdoor Unit-Air-Source) | 38MURAQ36AB3* |  |  | CAP**3717AL* | PG92ESAA42060B** | 35800 | 16 | 8.1 | 38500 | 34800 | 90.39% | 2 | 0 | 10 |  |  |  |  | R-410A | 2.9833 | Residential & Commercial | USHP | Ducted CEE Tier 1
212975087 | Central HP <5.4 tons | SMART COMFORT | HRCU-A-CB (Split System: Heat Pump with Remote Outdoor Unit-Air-Source) | DLCURAH18ABK |  |  | EA*4X24L17A* | *96VTN0401712B* | 17200 | 16 | 8.5 | 18200 | 19400 | 106.6% | 2.34 | 0 | 10.5 |  |  |  |  | R-410A | 1.4333 | Residential & Commercial | USHP | Ducted CEE Tier 1
216734977 | Central HP <5.4 tons | SMART COMFORT | HRCU-A-CB (Split System: Heat Pump with Remote Outdoor Unit-Air-Source) | D5CUHAH24AAK |  |  | EA*5X37M17A* | *80VSL0701412B* | 23000 | 16.5 | 8.5 | 20800 | 18500 | 88.94% | 1.94 | 0 | 11 |  |  |  |  | R-454B | 1.9167 | Residential & Commercial | USHP | Ducted CEE Tier 1
216734986 | Central HP <5.4 tons | SMART COMFORT | HRCU-A-CB (Split System: Heat Pump with Remote Outdoor Unit-Air-Source) | D5CUHAH24AAK |  |  | EA*5X37M17A* | *80VSL0701716B* | 23200 | 16.5 | 8.5 | 21000 | 18600 | 88.57% | 1.96 | 0 | 11 |  |  |  |  | R-454B | 1.9333 | Residential & Commercial | USHP | Ducted CEE Tier 1
216734502 | Central HP <5.4 tons | SMART COMFORT | HRCU-A-CB (Split System: Heat Pump with Remote Outdoor Unit-Air-Source) | D5CUHAH24AAK |  |  | EA*5X36M17A* | *80CTL0701716B* | 22400 | 16.5 | 8.5 | 20800 | 18700 | 89.9% | 1.96 | 0 | 10.5 |  |  |  |  | R-454B | 1.8667 | Residential & Commercial | USHP | Ducted CEE Tier 1
216734700 | Central HP <5.4 tons | SMART COMFORT | HRCU-A-CB (Split System: Heat Pump with Remote Outdoor Unit-Air-Source) | D5CUHAH24AAK |  |  | EA*5X36M17A* | *96VSN0401712B* | 22200 | 15.5 | 8.1 | 20800 | 18700 | 89.9% | 1.85 | 0 | 10.5 |  |  |  |  | R-454B | 1.85 | Residential & Commercial | USHP | Ducted CEE Tier 1
216734709 | Central HP <5.4 tons | SMART COMFORT | HRCU-A-CB (Split System: Heat Pump with Remote Outdoor Unit-Air-Source) | D5CUHAH24AAK |  |  | EA*5X36M17A* | *96VSN0601412B* | 22200 | 16 | 8.1 | 20800 | 18700 | 89.9% | 1.85 | 0 | 10.5 |  |  |  |  | R-454B | 1.85 | Residential & Commercial | USHP | Ducted CEE Tier 1
216990668 | Central HP <5.4 tons | BRYANT HEATING AND COOLING SYSTEMS | HRCU-A-CB (Split System: Heat Pump with Remote Outdoor Unit-Air-Source) | 293VAN048**AA* | ADP |  | V,C60H245P76*+TXV | 88*TB66135C24*** | 44000 | 21 | 9.5 | 46000 | 35800 | 77.83% | 2 | 0 | 11 |  |  |  |  | R-454B | 3.6667 | Residential & Commercial | USHP | Ducted CEE Tier 1
216643593 | Central HP <5.4 tons | SMART COMFORT | HRCU-A-CB (Split System: Heat Pump with Remote Outdoor Unit-Air-Source) | D5CUHAH18AAK |  |  | EA*5X19M17A* | *80MSU0601716A* | 18300 | 15.5 | 9.5 | 20000 | 17800 | 89% | 2 | 0 | 11 |  |  |  |  | R-454B | 1.525 | Residential & Commercial | USHP | Ducted CEE Tier 1
212973920 | Central HP <5.4 tons | SMART COMFORT | HRCU-A-CB (Split System: Heat Pump with Remote Outdoor Unit-Air-Source) | DLCURAH24ABK |  |  | EN(A,D,W)4X36L17** | *96VSN0801716B* | 23400 | 16.5 | 8.1 | 25800 | 24200 | 93.8% | 2 | 0 | 10 |  |  |  |  | R-410A | 1.95 | Residential & Commercial | USHP | Ducted CEE Tier 1
212974320 | Central HP <5.4 tons | SMART COMFORT | HRCU-A-CB (Split System: Heat Pump with Remote Outdoor Unit-Air-Source) | DLCURAH24ABK |  |  | EA*4X36L21A* | *96VSN1002120B* | 23600 | 17 | 8.5 | 26200 | 24000 | 91.6% | 2 | 0 | 10 |  |  |  |  | R-410A | 1.9667 | Residential & Commercial | USHP | Ducted CEE Tier 1
212974999 | Central HP <5.4 tons | SMART COMFORT | HRCU-A-CB (Split System: Heat Pump with Remote Outdoor Unit-Air-Source) | DLCURAH24ABK |  |  | EA*4X37L17A* | *96VTN0401410B* | 23800 | 16 | 8.1 | 25200 | 22400 | 88.89% | 1.84 | 0 | 10 |  |  |  |  | R-410A | 1.9833 | Residential & Commercial | USHP | Ducted CEE Tier 1
211226910 | Central HP <5.4 tons | PAYNE HEATING AND COOLING | HRCU-A-CB (Split System: Heat Pump with Remote Outdoor Unit-Air-Source) | 38MURAQ36AB3* |  |  | CAP**3721AL* | PG80ESUA48060B** | 37000 | 16 | 8.5 | 38500 | 34800 | 90.39% | 2.12 | 0 | 10 |  |  |  |  | R-410A | 3.0833 | Residential & Commercial | USHP | Ducted CEE Tier 1
211227765 | Central HP <5.4 tons | PAYNE HEATING AND COOLING | HRCU-A-CB (Split System: Heat Pump with Remote Outdoor Unit-Air-Source) | 38MURAQ36AB3* |  |  | CAP**4224AL* | PG80ES(A,L)A48070C** | 35200 | 16 | 8.1 | 38500 | 35000 | 90.91% | 1.88 | 0 | 10 |  |  |  |  | R-410A | 2.9333 | Residential & Commercial | USHP | Ducted CEE Tier 1
211227813 | Central HP <5.4 tons | PAYNE HEATING AND COOLING | HRCU-A-CB (Split System: Heat Pump with Remote Outdoor Unit-Air-Source) | 38MURAQ36AB3* |  |  | CAP**4224AL* | PG80ES(A,L)A60110C** | 35400 | 16 | 8.1 | 38500 | 35000 | 90.91% | 1.88 | 0 | 10 |  |  |  |  | R-410A | 2.95 | Residential & Commercial | USHP | Ducted CEE Tier 1
211227849 | Central HP <5.4 tons | PAYNE HEATING AND COOLING | HRCU-A-CB (Split System: Heat Pump with Remote Outdoor Unit-Air-Source) | 38MURAQ36AB3* |  |  | CAP**4224AL* | PG80ES(A,L)A60155D** | 36400 | 15.5 | 8.1 | 39500 | 35200 | 89.11% | 1.94 | 0 | 10 |  |  |  |  | R-410A | 3.0333 | Residential & Commercial | USHP | Ducted CEE Tier 1
211244776 | Central HP <5.4 tons | PAYNE HEATING AND COOLING | HRCU-A-CB (Split System: Heat Pump with Remote Outdoor Unit-Air-Source) | 38MURAQ24AB3* |  |  | CNPV*3017AL* | PG92ESAA30040A** | 24000 | 15.2 | 8.1 | 26600 | 22800 | 85.71% | 1.86 | 0 | 10 |  |  |  |  | R-410A | 2 | Residential & Commercial | USHP | Ducted CEE Tier 1
213078624 | Central HP <5.4 tons | SMART COMFORT | HRCU-A-CB (Split System: Heat Pump with Remote Outdoor Unit-Air-Source) | DLCURAH36ABK |  |  | EA*4X37L21A* | *80MS(N,L)1102120A* | 36600 | 16.5 | 8.5 | 38000 | 34800 | 91.58% | 2.06 | 0 | 10 |  |  |  |  | R-410A | 3.05 | Residential & Commercial | USHP | Ducted CEE Tier 1
212982609 | Central HP <5.4 tons | SMART COMFORT | HRCU-A-CB (Split System: Heat Pump with Remote Outdoor Unit-Air-Source) | DLCURAH36ABK |  |  | EA*4X48L24A* | *80MSU0601716A* | 35600 | 17 | 8.5 | 37800 | 34600 | 91.53% | 2.02 | 0 | 10 |  |  |  |  | R-410A | 2.9667 | Residential & Commercial | USHP | Ducted CEE Tier 1
212982093 | Central HP <5.4 tons | SMART COMFORT | HRCU-A-CB (Split System: Heat Pump with Remote Outdoor Unit-Air-Source) | DLCURAH36ABK |  |  | EA*4X48L21A* | *80MSU0401712A* | 35600 | 16 | 8.5 | 37800 | 34600 | 91.53% | 2.04 | 0 | 10 |  |  |  |  | R-410A | 2.9667 | Residential & Commercial | USHP | Ducted CEE Tier 1
216751909 | Central HP <5.4 tons | YORK | HRCU-A-CB (Split System: Heat Pump with Remote Outdoor Unit-Air-Source) | HH860E2S11 | ADP |  | H,YG3K*60+TXV-BLEED | Y91E120D20SMPS1 | 46000 | 18 | 9 | 45000 | 33800 | 75.11% | 2 | 0 | 11.7 |  |  |  |  | R-454B | 3.8333 | Residential & Commercial | USHP | Ducted CEE Tier 1
214229384 | Central HP <5.4 tons | SMART COMFORT | HRCU-A-CB (Split System: Heat Pump with Remote Outdoor Unit-Air-Source) | DLCURAH24ABK |  |  | EA*4X37L21A* | *80MSU0802120A* | 24200 | 17.5 | 8.5 | 25000 | 21400 | 85.6% | 1.8 | 0 | 10 |  |  |  |  | R-410A | 2.0167 | Residential & Commercial | USHP | Ducted CEE Tier 1
212980991 | Central HP <5.4 tons | SMART COMFORT | HRCU-A-CB (Split System: Heat Pump with Remote Outdoor Unit-Air-Source) | DLCURAH24ABK |  |  | EA*4X36L21A* | *80MS(N,L)1102120A* | 23600 | 17.5 | 8.5 | 26200 | 23800 | 90.84% | 2 | 0 | 10 |  |  |  |  | R-410A | 1.9667 | Residential & Commercial | USHP | Ducted CEE Tier 1
213076659 | Central HP <5.4 tons | SMART COMFORT | HRCU-A-CB (Split System: Heat Pump with Remote Outdoor Unit-Air-Source) | DLCURAH36ABK |  |  | EA*4X42L21A* | *80VTL0902120B* | 35200 | 16 | 8.1 | 38500 | 35000 | 90.91% | 1.88 | 0 | 10 |  |  |  |  | R-410A | 2.9333 | Residential & Commercial | USHP | Ducted CEE Tier 1
213077243 | Central HP <5.4 tons | SMART COMFORT | HRCU-A-CB (Split System: Heat Pump with Remote Outdoor Unit-Air-Source) | DLCURAH36ABK |  |  | EA*4X42L24A* | *96VSN1202422B* | 35400 | 16 | 8.1 | 38500 | 35000 | 90.91% | 1.9 | 0 | 10 |  |  |  |  | R-410A | 2.95 | Residential & Commercial | USHP | Ducted CEE Tier 1
213076784 | Central HP <5.4 tons | SMART COMFORT | HRCU-A-CB (Split System: Heat Pump with Remote Outdoor Unit-Air-Source) | DLCURAH36ABK |  |  | EA*4X43L21A* | *80VTL1102122B* | 36600 | 16 | 8.5 | 38000 | 34800 | 91.58% | 2.06 | 0 | 10 |  |  |  |  | R-410A | 3.05 | Residential & Commercial | USHP | Ducted CEE Tier 1
213078054 | Central HP <5.4 tons | SMART COMFORT | HRCU-A-CB (Split System: Heat Pump with Remote Outdoor Unit-Air-Source) | DLCURAH36ABK |  |  | EA*4X36L21A* | *80MS(N,L)0701716A* | 34800 | 16 | 8.1 | 38500 | 35200 | 91.43% | 1.82 | 0 | 9.5 |  |  |  |  | R-410A | 2.9 | Residential & Commercial | USHP
213078090 | Central HP <5.4 tons | SMART COMFORT | HRCU-A-CB (Split System: Heat Pump with Remote Outdoor Unit-Air-Source) | DLCURAH36ABK |  |  | EA*4X42L21A* | *80MS(N,L)0701716A* | 35000 | 16 | 8.1 | 38500 | 35000 | 90.91% | 1.88 | 0 | 9.5 |  |  |  |  | R-410A | 2.9167 | Residential & Commercial | USHP
213077527 | Central HP <5.4 tons | SMART COMFORT | HRCU-A-CB (Split System: Heat Pump with Remote Outdoor Unit-Air-Source) | DLCURAH36ABK |  |  | EA*4X43L21A* | *96VTN0802120B* | 36600 | 16 | 8.5 | 38500 | 35000 | 90.91% | 2.06 | 0 | 10 |  |  |  |  | R-410A | 3.05 | Residential & Commercial | USHP | Ducted CEE Tier 1
213077813 | Central HP <5.4 tons | SMART COMFORT | HRCU-A-CB (Split System: Heat Pump with Remote Outdoor Unit-Air-Source) | DLCURAH36ABK |  |  | EN(A,D)4X48L24** | *96VTN1202422B* | 35800 | 16.5 | 8.1 | 38500 | 35000 | 90.91% | 2 | 0 | 10 |  |  |  |  | R-410A | 2.9833 | Residential & Commercial | USHP | Ducted CEE Tier 1
212407328 | Central HP <5.4 tons | PAYNE HEATING AND COOLING | HRCU-A-CB (Split System: Heat Pump with Remote Outdoor Unit-Air-Source) | 38MURAQ18AB3* | ADP |  | H,PG7J936 | PG92ESAA30040A** | 17500 | 15.2 | 8.5 | 17100 | 18100 | 105.8% | 2.22 | 0 | 10 |  |  |  |  | R-410A | 1.4583 | Residential & Commercial | USHP | Ducted CEE Tier 1
212407329 | Central HP <5.4 tons | PAYNE HEATING AND COOLING | HRCU-A-CB (Split System: Heat Pump with Remote Outdoor Unit-Air-Source) | 38MURAQ18AB3* | ADP |  | H,PG7J936 | PG92ESAA42060B** | 17600 | 16 | 8.5 | 16900 | 18700 | 110.7% | 2.3 | 0 | 10.5 |  |  |  |  | R-410A | 1.4667 | Residential & Commercial | USHP | Ducted CEE Tier 1
212407330 | Central HP <5.4 tons | PAYNE HEATING AND COOLING | HRCU-A-CB (Split System: Heat Pump with Remote Outdoor Unit-Air-Source) | 38MURAQ18AB3* | ADP |  | H,PG7J936 | PG92ESAA48080B** | 18500 | 16 | 8.5 | 17900 | 18000 | 100.6% | 2.24 | 0 | 11 |  |  |  |  | R-410A | 1.5417 | Residential & Commercial | USHP | Ducted CEE Tier 1
212441559 | Central HP <5.4 tons | PAYNE HEATING AND COOLING | HRCU-A-CB (Split System: Heat Pump with Remote Outdoor Unit-Air-Source) | 38MURAQ18AB3* | ADP |  | H,PG7J936 | PG96VTAA42060B** | 17200 | 16 | 8.5 | 16800 | 18100 | 107.7% | 2.22 | 0 | 10 |  |  |  |  | R-410A | 1.4333 | Residential & Commercial | USHP | Ducted CEE Tier 1
212979974 | Central HP <5.4 tons | SMART COMFORT | HRCU-A-CB (Split System: Heat Pump with Remote Outdoor Unit-Air-Source) | DLCURAH18ABK |  |  | EA*4X25L17A* | *80MS(N,L)0901714A* | 18100 | 16.5 | 8.5 | 17900 | 17700 | 98.88% | 2.14 | 0 | 11 |  |  |  |  | R-410A | 1.5083 | Residential & Commercial | USHP | Ducted CEE Tier 1
216990750 | Central HP <5.4 tons | BRYANT HEATING AND COOLING SYSTEMS | HRCU-A-CB (Split System: Heat Pump with Remote Outdoor Unit-Air-Source) | 290VAN024**AA* | ADP |  | C36A***L13*+TXV | 88*TB36045C17*** | 23000 | 16 | 9 | 22200 | 16300 | 73.42% | 1.98 | 0 | 10 |  |  |  |  | R-454B | 1.9167 | Residential & Commercial | USHP | Ducted CEE Tier 1
216990751 | Central HP <5.4 tons | BRYANT HEATING AND COOLING SYSTEMS | HRCU-A-CB (Split System: Heat Pump with Remote Outdoor Unit-Air-Source) | 290VAN024**AA* | ADP |  | PL36H175P14*+TXV | 88*TB36045C17*** | 23000 | 16 | 9 | 22200 | 16300 | 73.42% | 1.98 | 0 | 10 |  |  |  |  | R-454B | 1.9167 | Residential & Commercial | USHP | Ducted CEE Tier 1
216990764 | Central HP <5.4 tons | BRYANT HEATING AND COOLING SYSTEMS | HRCU-A-CB (Split System: Heat Pump with Remote Outdoor Unit-Air-Source) | 290VAN024**AA* | ADP |  | PL36H175P15*+TXV | 88*TB36070C14*** | 23400 | 17 | 9 | 21600 | 16000 | 74.07% | 2 | 0 | 10 |  |  |  |  | R-454B | 1.95 | Residential & Commercial | USHP | Ducted CEE Tier 1
213078874 | Central HP <5.4 tons | SMART COMFORT | HRCU-A-CB (Split System: Heat Pump with Remote Outdoor Unit-Air-Source) | DLCURAH36ABK |  |  | EA*4X42L21A* | *80MSU1002120A* | 35200 | 16 | 8.5 | 38500 | 35000 | 90.91% | 1.88 | 0 | 9.5 |  |  |  |  | R-410A | 2.9333 | Residential & Commercial | USHP
213079258 | Central HP <5.4 tons | SMART COMFORT | HRCU-A-CB (Split System: Heat Pump with Remote Outdoor Unit-Air-Source) | DLCURAH36ABK |  |  | EA*4X43L21A* | *80MSU0802120A* | 36600 | 16.5 | 8.5 | 38000 | 34600 | 91.05% | 2.08 | 0 | 10 |  |  |  |  | R-410A | 3.05 | Residential & Commercial | USHP | Ducted CEE Tier 1
216733494 | Central HP <5.4 tons | SMART COMFORT | HRCU-A-CB (Split System: Heat Pump with Remote Outdoor Unit-Air-Source) | D5CUHAH24AAK |  |  | EA*5X25M17A* | *96VSN0601412B* | 22800 | 16.5 | 8.5 | 20600 | 18400 | 89.32% | 1.96 | 0 | 11 |  |  |  |  | R-454B | 1.9 | Residential & Commercial | USHP | Ducted CEE Tier 1
216733260 | Central HP <5.4 tons | SMART COMFORT | HRCU-A-CB (Split System: Heat Pump with Remote Outdoor Unit-Air-Source) | D5CUHAH24AAK |  |  | EA*5X25M17A* | *80MSU0401712A* | 23000 | 17 | 8.5 | 20600 | 18400 | 89.32% | 1.96 | 0 | 11 |  |  |  |  | R-454B | 1.9167 | Residential & Commercial | USHP | Ducted CEE Tier 1
214848998 | Central HP <5.4 tons | YORK | HRCU-A-CB (Split System: Heat Pump with Remote Outdoor Unit-Air-Source) | HH860E2S11 | ADP |  | H,YG84*60+TXV-BLEED | Y81E080C16SMPS1 | 44500 | 18 | 8.5 | 42500 | 33000 | 77.65% | 2 | 0 | 12 |  |  |  |  | R-454B | 3.7083 | Residential & Commercial | USHP | Ducted CEE Tier 1
212971465 | Central HP <5.4 tons | SMART COMFORT | HRCU-A-CB (Split System: Heat Pump with Remote Outdoor Unit-Air-Source) | DLCURAH18ABK |  |  | EA*4X25L17A* | *80VTL0701716B* | 18000 | 16.5 | 8.5 | 17900 | 17700 | 98.88% | 2.14 | 0 | 11 |  |  |  |  | R-410A | 1.5 | Residential & Commercial | USHP | Ducted CEE Tier 1
212972690 | Central HP <5.4 tons | SMART COMFORT | HRCU-A-CB (Split System: Heat Pump with Remote Outdoor Unit-Air-Source) | DLCURAH18ABK |  |  | EA*4X24L17A* | *96VSN0401410B* | 17200 | 17.5 | 8.5 | 18200 | 19400 | 106.6% | 2.34 | 0 | 10.5 |  |  |  |  | R-410A | 1.4333 | Residential & Commercial | USHP | Ducted CEE Tier 1
212975384 | Central HP <5.4 tons | SMART COMFORT | HRCU-A-CB (Split System: Heat Pump with Remote Outdoor Unit-Air-Source) | DLCURAH18ABK |  |  | EA*4X19L17A* | *96VTN0601412B* | 17700 | 16.5 | 8.1 | 17700 | 17900 | 101.1% | 2.16 | 0 | 10.5 |  |  |  |  | R-410A | 1.475 | Residential & Commercial | USHP | Ducted CEE Tier 1
212975807 | Central HP <5.4 tons | SMART COMFORT | HRCU-A-CB (Split System: Heat Pump with Remote Outdoor Unit-Air-Source) | DLCURAH18ABK |  |  | EA*4X25L17A* | *96VTN0801716B* | 17800 | 16.5 | 8.1 | 17600 | 17800 | 101.1% | 2.14 | 0 | 10.5 |  |  |  |  | R-410A | 1.4833 | Residential & Commercial | USHP | Ducted CEE Tier 1
214229285 | Central HP <5.4 tons | SMART COMFORT | HRCU-A-CB (Split System: Heat Pump with Remote Outdoor Unit-Air-Source) | DLCURAH36ABK |  |  | EA*4X36L17A* | *80MSU0601716A* | 34800 | 16 | 8.1 | 38500 | 35200 | 91.43% | 1.82 | 0 | 9.5 |  |  |  |  | R-410A | 2.9 | Residential & Commercial | USHP
211229347 | Central HP <5.4 tons | SMART COMFORT | HRCU-A-CB (Split System: Heat Pump with Remote Outdoor Unit-Air-Source) | DLCURAH36ABK |  |  | EA*4X48L24A* | *80VSL0702120A* | 36000 | 16 | 8.5 | 38500 | 34600 | 89.87% | 2.06 | 0 | 10 |  |  |  |  | R-410A | 3 | Residential & Commercial | USHP | Ducted CEE Tier 1
211229540 | Central HP <5.4 tons | SMART COMFORT | HRCU-A-CB (Split System: Heat Pump with Remote Outdoor Unit-Air-Source) | DLCURAH36ABK |  |  | EA*4X48L24A* | *96VSN0802120A* | 36200 | 16 | 8.5 | 38500 | 34600 | 89.87% | 2.06 | 0 | 10 |  |  |  |  | R-410A | 3.0167 | Residential & Commercial | USHP | Ducted CEE Tier 1
211230460 | Central HP <5.4 tons | SMART COMFORT | HRCU-A-CB (Split System: Heat Pump with Remote Outdoor Unit-Air-Source) | DLCURAH36ABK |  |  | EN(A,D)4X48L24** | *80ES(N,L)1102120A* | 36200 | 16.5 | 8.1 | 38500 | 34800 | 90.39% | 2.02 | 0 | 10.5 |  |  |  |  | R-410A | 3.0167 | Residential & Commercial | USHP | Ducted CEE Tier 1
211230635 | Central HP <5.4 tons | SMART COMFORT | HRCU-A-CB (Split System: Heat Pump with Remote Outdoor Unit-Air-Source) | DLCURAH36ABK |  |  | EN(A,D)4X48L24** | *92ESN1202420A* | 36400 | 16 | 8.1 | 38500 | 34800 | 90.39% | 2.04 | 0 | 10.5 |  |  |  |  | R-410A | 3.0333 | Residential & Commercial | USHP | Ducted CEE Tier 1
213078324 | Central HP <5.4 tons | SMART COMFORT | HRCU-A-CB (Split System: Heat Pump with Remote Outdoor Unit-Air-Source) | DLCURAH36ABK |  |  | EA*4X43L21A* | *80MS(N,L)0901714A* | 36200 | 16.5 | 8.5 | 38000 | 34800 | 91.58% | 2.04 | 0 | 10 |  |  |  |  | R-410A | 3.0167 | Residential & Commercial | USHP | Ducted CEE Tier 1
212979986 | Central HP <5.4 tons | SMART COMFORT | HRCU-A-CB (Split System: Heat Pump with Remote Outdoor Unit-Air-Source) | DLCURAH18ABK |  |  | EA*4X30L17A* | *80MS(N,L)0901714A* | 17700 | 16 | 8.5 | 18300 | 18700 | 102.2% | 2.24 | 0 | 10.5 |  |  |  |  | R-410A | 1.475 | Residential & Commercial | USHP | Ducted CEE Tier 1
211227193 | Central HP <5.4 tons | PAYNE HEATING AND COOLING | HRCU-A-CB (Split System: Heat Pump with Remote Outdoor Unit-Air-Source) | 38MURAQ36AB3* |  |  | CAP**3721AL* | PG96VTAA60100C** | 36600 | 15.5 | 8.5 | 38500 | 34800 | 90.39% | 2.1 | 0 | 10 |  |  |  |  | R-410A | 3.05 | Residential & Commercial | USHP | Ducted CEE Tier 1
216990765 | Central HP <5.4 tons | BRYANT HEATING AND COOLING SYSTEMS | HRCU-A-CB (Split System: Heat Pump with Remote Outdoor Unit-Air-Source) | 290VAN024**AA* | ADP |  | C36A***L15*+TXV | 88*TB36070C14*** | 23400 | 17 | 9 | 21800 | 16100 | 73.85% | 2 | 0 | 10 |  |  |  |  | R-454B | 1.95 | Residential & Commercial | USHP | Ducted CEE Tier 1
216990767 | Central HP <5.4 tons | BRYANT HEATING AND COOLING SYSTEMS | HRCU-A-CB (Split System: Heat Pump with Remote Outdoor Unit-Air-Source) | 290VAN024**AA* | ADP |  | PL36H***P44*+TXV | 88*TB36070C14*** | 23400 | 17 | 9 | 21800 | 16100 | 73.85% | 2 | 0 | 10 |  |  |  |  | R-454B | 1.95 | Residential & Commercial | USHP | Ducted CEE Tier 1
216990681 | Central HP <5.4 tons | BRYANT HEATING AND COOLING SYSTEMS | HRCU-A-CB (Split System: Heat Pump with Remote Outdoor Unit-Air-Source) | 293VAN060**AA* | ADP |  | PL60H210P17*+TXV | 88*TB60090C21*** | 55500 | 19 | 8.5 | 58500 | 46000 | 78.63% | 2.04 | 0 | 11 |  |  |  |  | R-454B | 4.625 | Residential & Commercial | USHP | Ducted CEE Tier 1
213078910 | Central HP <5.4 tons | SMART COMFORT | HRCU-A-CB (Split System: Heat Pump with Remote Outdoor Unit-Air-Source) | DLCURAH36ABK |  |  | EN(A,D)4X36L21** | *80MSU1002120A* | 35000 | 15.5 | 8.1 | 38500 | 35400 | 91.95% | 1.76 | 0 | 10 |  |  |  |  | R-410A | 2.9167 | Residential & Commercial | USHP | Ducted CEE Tier 1
211241099 | Central HP <5.4 tons | PAYNE HEATING AND COOLING | HRCU-A-CB (Split System: Heat Pump with Remote Outdoor Unit-Air-Source) | 38MURAQ24AB3* |  |  | CAP**2517AL* | PG80ES(A,L)A42090B** | 25200 | 17 | 8.5 | 25800 | 20800 | 80.62% | 1.76 | 0 | 10.5 |  |  |  |  | R-410A | 2.1 | Residential & Commercial | USHP | Ducted CEE Tier 1
211241133 | Central HP <5.4 tons | PAYNE HEATING AND COOLING | HRCU-A-CB (Split System: Heat Pump with Remote Outdoor Unit-Air-Source) | 38MURAQ24AB3* |  |  | CAP**2517AL* | PG92ESAA48080B** | 25000 | 17.5 | 8.5 | 25600 | 21000 | 82.03% | 1.78 | 0 | 10.5 |  |  |  |  | R-410A | 2.0833 | Residential & Commercial | USHP | Ducted CEE Tier 1
211241450 | Central HP <5.4 tons | PAYNE HEATING AND COOLING | HRCU-A-CB (Split System: Heat Pump with Remote Outdoor Unit-Air-Source) | 38MURAQ24AB3* |  |  | CAP**3017AL* | PG80ES(A,L)A48070B** | 24800 | 16 | 8.5 | 26800 | 22200 | 82.84% | 1.82 | 0 | 10 |  |  |  |  | R-410A | 2.0667 | Residential & Commercial | USHP | Ducted CEE Tier 1
211241533 | Central HP <5.4 tons | PAYNE HEATING AND COOLING | HRCU-A-CB (Split System: Heat Pump with Remote Outdoor Unit-Air-Source) | 38MURAQ24AB3* |  |  | CAP**3017AL* | PG96VTAA36040B** | 23200 | 16 | 8.5 | 25800 | 24200 | 93.8% | 2 | 0 | 10 |  |  |  |  | R-410A | 1.9333 | Residential & Commercial | USHP | Ducted CEE Tier 1
212498312 | Central HP <5.4 tons | PAYNE HEATING AND COOLING | HRCU-A-CB (Split System: Heat Pump with Remote Outdoor Unit-Air-Source) | 38MURAQ18AB3* | ADP |  | CP2301A+TXV+TD | 0 | 17100 | 15.2 | 8.6 | 17000 | 19300 | 113.5% | 2.3 | 0 | 10.5 |  |  |  |  | R-410A | 1.425 | Residential & Commercial | USHP | Ducted CEE Tier 1
212498314 | Central HP <5.4 tons | PAYNE HEATING AND COOLING | HRCU-A-CB (Split System: Heat Pump with Remote Outdoor Unit-Air-Source) | 38MURAQ18AB3* | ADP |  | CP2403A+TXV+TD | 0 | 17400 | 15.2 | 8.7 | 17000 | 19400 | 114.1% | 2.32 | 0 | 10.5 |  |  |  |  | R-410A | 1.45 | Residential & Commercial | USHP | Ducted CEE Tier 1
212978972 | Central HP <5.4 tons | SMART COMFORT | HRCU-A-CB (Split System: Heat Pump with Remote Outdoor Unit-Air-Source) | DLCURAH36ABK |  |  | EA*4X48L21A* | *80MS(N,L)0701716A* | 35600 | 16 | 8.1 | 37800 | 34600 | 91.53% | 2 | 0 | 10 |  |  |  |  | R-410A | 2.9667 | Residential & Commercial | USHP | Ducted CEE Tier 1
211244586 | Central HP <5.4 tons | SMART COMFORT | HRCU-A-CB (Split System: Heat Pump with Remote Outdoor Unit-Air-Source) | DLCURAH24ABK |  |  | EN(A,D)4X30L17** | *96VTN0801716A* | 24200 | 16.5 | 8.1 | 26200 | 23000 | 87.79% | 1.9 | 0 | 10.5 |  |  |  |  | R-410A | 2.0167 | Residential & Commercial | USHP | Ducted CEE Tier 1
211244704 | Central HP <5.4 tons | SMART COMFORT | HRCU-A-CB (Split System: Heat Pump with Remote Outdoor Unit-Air-Source) | DLCURAH24ABK |  |  | EN(A,D)4X30L17** | *80ES(N,L)0701712A* | 24400 | 16.5 | 8.1 | 26400 | 22600 | 85.61% | 1.88 | 0 | 10.5 |  |  |  |  | R-410A | 2.0333 | Residential & Commercial | USHP | Ducted CEE Tier 1
211244854 | Central HP <5.4 tons | SMART COMFORT | HRCU-A-CB (Split System: Heat Pump with Remote Outdoor Unit-Air-Source) | DLCURAH24ABK |  |  | EN(A,D,W)4X36L17** | *80VSL0451412A* | 23400 | 16.5 | 8.1 | 25800 | 24200 | 93.8% | 2 | 0 | 10 |  |  |  |  | R-410A | 1.95 | Residential & Commercial | USHP | Ducted CEE Tier 1
211245253 | Central HP <5.4 tons | SMART COMFORT | HRCU-A-CB (Split System: Heat Pump with Remote Outdoor Unit-Air-Source) | DLCURAH24ABK |  |  | EN(A,D,W)4X36L17** | *80ESU0601716A | 24800 | 16.5 | 8.5 | 26600 | 22200 | 83.46% | 1.84 | 0 | 10.5 |  |  |  |  | R-410A | 2.0667 | Residential & Commercial | USHP | Ducted CEE Tier 1
216643606 | Central HP <5.4 tons | SMART COMFORT | HRCU-A-CB (Split System: Heat Pump with Remote Outdoor Unit-Air-Source) | D5CUHAH18AAK |  |  | EA*5X24M17A* | *80MSU0601716A* | 17800 | 15.2 | 10 | 20600 | 18500 | 89.81% | 1.98 | 0 | 11 |  |  |  |  | R-454B | 1.4833 | Residential & Commercial | USHP | Ducted CEE Tier 1
216681826 | Central HP <5.4 tons | SMART COMFORT | HRCU-A-CB (Split System: Heat Pump with Remote Outdoor Unit-Air-Source) | DLCURAH36ABK |  |  | EA*4X48L24A* | *97VTN1002120A* | 35800 | 16.5 | 9 | 38000 | 34200 | 90% | 1.96 | 0 | 10 |  |  |  |  | R-410A | 2.9833 | Residential & Commercial | USHP | Ducted CEE Tier 1
216679971 | Central HP <5.4 tons | SMART COMFORT | HRCU-A-CB (Split System: Heat Pump with Remote Outdoor Unit-Air-Source) | DLCURAH36ABK |  |  | EN(A,D,W)4X42L21** | *97VTN0801716A* | 35400 | 15.2 | 8.5 | 39000 | 34800 | 89.23% | 1.75 | 0 | 10 |  |  |  |  | R-410A | 2.95 | Residential & Commercial | USHP | Ducted CEE Tier 1
212980594 | Central HP <5.4 tons | SMART COMFORT | HRCU-A-CB (Split System: Heat Pump with Remote Outdoor Unit-Air-Source) | DLCURAH24ABK |  |  | EA*4X37L21A* | *80MS(N,L)0902120A* | 24000 | 17.5 | 8.5 | 25200 | 21800 | 86.51% | 1.82 | 0 | 10 |  |  |  |  | R-410A | 2 | Residential & Commercial | USHP | Ducted CEE Tier 1
213079528 | Central HP <5.4 tons | SMART COMFORT | HRCU-A-CB (Split System: Heat Pump with Remote Outdoor Unit-Air-Source) | DLCURAH36ABK |  |  | EA*4X36L21A* | *92MSN0801716A* | 35200 | 16 | 8.1 | 38500 | 35200 | 91.43% | 1.82 | 0 | 9.5 |  |  |  |  | R-410A | 2.9333 | Residential & Commercial | USHP
216973039 | Central HP <5.4 tons | CARRIER | HRCU-A-CB (Split System: Heat Pump with Remote Outdoor Unit-Air-Source) | 27VNA360A*030* | ADP |  | C60A***L18*+TXV | 59TN6C100C21**22 | 55500 | 18 | 8.5 | 58500 | 46000 | 78.63% | 2.02 | 0 | 11 |  |  |  |  | R-454B | 4.625 | Residential & Commercial | USHP | Ducted CEE Tier 1
213079576 | Central HP <5.4 tons | SMART COMFORT | HRCU-A-CB (Split System: Heat Pump with Remote Outdoor Unit-Air-Source) | DLCURAH36ABK |  |  | EA*4X43L21A* | *92MSN0801716A* | 36200 | 16.5 | 8.5 | 38000 | 34800 | 91.58% | 2.04 | 0 | 10 |  |  |  |  | R-410A | 3.0167 | Residential & Commercial | USHP | Ducted CEE Tier 1
213078826 | Central HP <5.4 tons | SMART COMFORT | HRCU-A-CB (Split System: Heat Pump with Remote Outdoor Unit-Air-Source) | DLCURAH36ABK |  |  | EA*4X36L17A* | *80MSU1002120A* | 35400 | 15.5 | 8.1 | 39000 | 35400 | 90.77% | 1.84 | 0 | 9.5 |  |  |  |  | R-410A | 2.95 | Residential & Commercial | USHP
213079126 | Central HP <5.4 tons | SMART COMFORT | HRCU-A-CB (Split System: Heat Pump with Remote Outdoor Unit-Air-Source) | DLCURAH36ABK |  |  | EA*4X42L24A* | *80MSU0601716A* | 35200 | 16.5 | 8.1 | 38500 | 35000 | 90.91% | 1.88 | 0 | 10 |  |  |  |  | R-410A | 2.9333 | Residential & Commercial | USHP | Ducted CEE Tier 1
211226851 | Central HP <5.4 tons | PAYNE HEATING AND COOLING | HRCU-A-CB (Split System: Heat Pump with Remote Outdoor Unit-Air-Source) | 38MURAQ36AB3* |  |  | CAP**3721AL* | PG80ES(A,L)A60110C** | 37000 | 15.5 | 8.5 | 38500 | 34800 | 90.39% | 2.12 | 0 | 10 |  |  |  |  | R-410A | 3.0833 | Residential & Commercial | USHP | Ducted CEE Tier 1
211227542 | Central HP <5.4 tons | PAYNE HEATING AND COOLING | HRCU-A-CB (Split System: Heat Pump with Remote Outdoor Unit-Air-Source) | 38MURAQ36AB3* |  |  | CAP**4221AL* | PG92ESAA60100C** | 35200 | 16.5 | 8.1 | 38500 | 35000 | 90.91% | 1.88 | 0 | 10 |  |  |  |  | R-410A | 2.9333 | Residential & Commercial | USHP | Ducted CEE Tier 1
211227651 | Central HP <5.4 tons | PAYNE HEATING AND COOLING | HRCU-A-CB (Split System: Heat Pump with Remote Outdoor Unit-Air-Source) | 38MURAQ36AB3* |  |  | CAP**4221AL* | PG95ESUA60100C** | 35800 | 16 | 8.1 | 38500 | 35000 | 90.91% | 1.9 | 0 | 10 |  |  |  |  | R-410A | 2.9833 | Residential & Commercial | USHP | Ducted CEE Tier 1
211227837 | Central HP <5.4 tons | PAYNE HEATING AND COOLING | HRCU-A-CB (Split System: Heat Pump with Remote Outdoor Unit-Air-Source) | 38MURAQ36AB3* |  |  | CAP**4224AL* | PG80ES(A,L)A60135D** | 35600 | 16 | 8.1 | 38500 | 35000 | 90.91% | 1.9 | 0 | 10 |  |  |  |  | R-410A | 2.9667 | Residential & Commercial | USHP | Ducted CEE Tier 1
211228010 | Central HP <5.4 tons | PAYNE HEATING AND COOLING | HRCU-A-CB (Split System: Heat Pump with Remote Outdoor Unit-Air-Source) | 38MURAQ36AB3* |  |  | CAP**4224AL* | PG95ESAA60100C** | 36000 | 15.5 | 8.1 | 39500 | 35200 | 89.11% | 1.92 | 0 | 10 |  |  |  |  | R-410A | 3 | Residential & Commercial | USHP | Ducted CEE Tier 1
211230149 | Central HP <5.4 tons | SMART COMFORT | HRCU-A-CB (Split System: Heat Pump with Remote Outdoor Unit-Air-Source) | DLCURAH36ABK |  |  | EN(A,D,W)4X48L21** | *92ESN1002120A* | 35800 | 16.5 | 8.1 | 38500 | 34800 | 90.39% | 2 | 0 | 10 |  |  |  |  | R-410A | 2.9833 | Residential & Commercial | USHP | Ducted CEE Tier 1
211230869 | Central HP <5.4 tons | SMART COMFORT | HRCU-A-CB (Split System: Heat Pump with Remote Outdoor Unit-Air-Source) | DLCURAH36ABK |  |  | FM(C,U)4Z36**AL* | 0 | 36000 | 16.5 | 8.1 | 40000 | 35400 | 88.5% | 1.82 | 0 | 10 |  |  |  |  | R-410A | 3 | Residential & Commercial | USHP | Ducted CEE Tier 1
213353863 | Central HP <5.4 tons | SMART COMFORT | HRCU-A-CB (Split System: Heat Pump with Remote Outdoor Unit-Air-Source) | DLCURAH36ABK |  |  | F5MA4*42L*C* | 0 | 37200 | 16 | 9 | 38500 | 35000 | 90.91% | 2.04 | 0 | 10 |  |  |  |  | R-410A | 3.1 | Residential & Commercial | USHP | Ducted CEE Tier 1
216679911 | Central HP <5.4 tons | SMART COMFORT | HRCU-A-CB (Split System: Heat Pump with Remote Outdoor Unit-Air-Source) | DLCURAH36ABK |  |  | EHD4X42AAL | *97VTN0801716A* | 35600 | 15.2 | 8.5 | 38500 | 34600 | 89.87% | 1.8 | 0 | 9.8 |  |  |  |  | R-410A | 2.9667 | Residential & Commercial | USHP
216681072 | Central HP <5.4 tons | SMART COMFORT | HRCU-A-CB (Split System: Heat Pump with Remote Outdoor Unit-Air-Source) | DLCURAH36ABK |  |  | EA*4X48L21A* | *97VTN0802120A* | 36200 | 16 | 9 | 38000 | 34400 | 90.53% | 1.96 | 0 | 10 |  |  |  |  | R-410A | 3.0167 | Residential & Commercial | USHP | Ducted CEE Tier 1
214280276 | Central HP <5.4 tons | SMART COMFORT | HRCU-A-CB (Split System: Heat Pump with Remote Outdoor Unit-Air-Source) | DLCURAH36ABK |  |  | EA*4X37L21A* | *96MSN0601716A* | 36000 | 15.5 | 8.5 | 38000 | 35000 | 92.11% | 2.06 | 0 | 10 |  |  |  |  | R-410A | 3 | Residential & Commercial | USHP | Ducted CEE Tier 1
216734850 | Central HP <5.4 tons | SMART COMFORT | HRCU-A-CB (Split System: Heat Pump with Remote Outdoor Unit-Air-Source) | D5CUHAH24AAK |  |  | EA*5X36M17A* | *97VTN0801716A* | 22200 | 16 | 8.1 | 20800 | 18700 | 89.9% | 1.85 | 0 | 10.5 |  |  |  |  | R-454B | 1.85 | Residential & Commercial | USHP | Ducted CEE Tier 1
216733232 | Central HP <5.4 tons | SMART COMFORT | HRCU-A-CB (Split System: Heat Pump with Remote Outdoor Unit-Air-Source) | D5CUHAH24AAK |  |  | EA*5X25M17A* | *80VSL0701412B* | 23200 | 17 | 8.5 | 20800 | 18400 | 88.46% | 1.96 | 0 | 11 |  |  |  |  | R-454B | 1.9333 | Residential & Commercial | USHP | Ducted CEE Tier 1
212603228 | Central HP <5.4 tons | DAY & NIGHT | HRCU-A-CB (Split System: Heat Pump with Remote Outdoor Unit-Air-Source) | DLCURAH24ABK | ADP |  | V,G36H175P159 | *96VTN0801716A* | 24200 | 16 | 8.1 | 24600 | 22600 | 91.87% | 1.9 | 0 | 10.5 |  |  |  |  | R-410A | 2.0167 | Residential & Commercial | USHP | Ducted CEE Tier 1
214229395 | Central HP <5.4 tons | SMART COMFORT | HRCU-A-CB (Split System: Heat Pump with Remote Outdoor Unit-Air-Source) | DLCURAH24ABK |  |  | EN(A,D)4X36L21** | *80MSU0802120A* | 23400 | 17 | 8.5 | 25800 | 23800 | 92.25% | 2 | 0 | 10.5 |  |  |  |  | R-410A | 1.95 | Residential & Commercial | USHP | Ducted CEE Tier 1
211241685 | Central HP <5.4 tons | PAYNE HEATING AND COOLING | HRCU-A-CB (Split System: Heat Pump with Remote Outdoor Unit-Air-Source) | 38MURAQ24AB3* |  |  | CAP**3017AL* | PG92ESAA36060A** | 23400 | 17 | 8.5 | 25800 | 24200 | 93.8% | 2.02 | 0 | 10 |  |  |  |  | R-410A | 1.95 | Residential & Commercial | USHP | Ducted CEE Tier 1
211241718 | Central HP <5.4 tons | PAYNE HEATING AND COOLING | HRCU-A-CB (Split System: Heat Pump with Remote Outdoor Unit-Air-Source) | 38MURAQ24AB3* |  |  | CAP**3017AL* | PG95ESAA42060B** | 24600 | 16 | 8.5 | 26800 | 22600 | 84.33% | 1.84 | 0 | 10 |  |  |  |  | R-410A | 2.05 | Residential & Commercial | USHP | Ducted CEE Tier 1
211241886 | Central HP <5.4 tons | PAYNE HEATING AND COOLING | HRCU-A-CB (Split System: Heat Pump with Remote Outdoor Unit-Air-Source) | 38MURAQ24AB3* |  |  | CAP**3617AL* | PG80ES(A,L)A48070B** | 25000 | 16 | 8.5 | 26800 | 21800 | 81.34% | 1.8 | 0 | 10 |  |  |  |  | R-410A | 2.0833 | Residential & Commercial | USHP | Ducted CEE Tier 1
211241969 | Central HP <5.4 tons | PAYNE HEATING AND COOLING | HRCU-A-CB (Split System: Heat Pump with Remote Outdoor Unit-Air-Source) | 38MURAQ24AB3* |  |  | CAP**3617AL* | PG96VTAA36040B** | 23400 | 16 | 8.5 | 25800 | 23600 | 91.47% | 1.96 | 0 | 10 |  |  |  |  | R-410A | 1.95 | Residential & Commercial | USHP | Ducted CEE Tier 1
212986184 | Central HP <5.4 tons | SMART COMFORT | HRCU-A-CB (Split System: Heat Pump with Remote Outdoor Unit-Air-Source) | DLCURAH24ABK |  |  | EA*4X30L17A* | *96MSN0401410A* | 23400 | 16 | 8.5 | 26400 | 24600 | 93.18% | 2.04 | 0 | 10 |  |  |  |  | R-410A | 1.95 | Residential & Commercial | USHP | Ducted CEE Tier 1
212986568 | Central HP <5.4 tons | SMART COMFORT | HRCU-A-CB (Split System: Heat Pump with Remote Outdoor Unit-Air-Source) | DLCURAH24ABK |  |  | EA*4X36L17A* | *96MSN0401712A* | 23400 | 16 | 8.5 | 26200 | 24400 | 93.13% | 2 | 0 | 9.5 |  |  |  |  | R-410A | 1.95 | Residential & Commercial | USHP
212441557 | Central HP <5.4 tons | PAYNE HEATING AND COOLING | HRCU-A-CB (Split System: Heat Pump with Remote Outdoor Unit-Air-Source) | 38MURAQ18AB3* | ADP |  | H,PG7J936 | PG95ESAA30026A** | 18000 | 15.2 | 8.5 | 17400 | 18500 | 106.3% | 2.26 | 0 | 10.5 |  |  |  |  | R-410A | 1.5 | Residential & Commercial | USHP | Ducted CEE Tier 1
211245145 | Central HP <5.4 tons | PAYNE HEATING AND COOLING | HRCU-A-CB (Split System: Heat Pump with Remote Outdoor Unit-Air-Source) | 38MURAQ24AB3* |  |  | CNPV*3617AL* | PG80ES(A,L)A42090B** | 24600 | 16.5 | 8.1 | 26400 | 22600 | 85.61% | 1.86 | 0 | 10.5 |  |  |  |  | R-410A | 2.05 | Residential & Commercial | USHP | Ducted CEE Tier 1
211245246 | Central HP <5.4 tons | PAYNE HEATING AND COOLING | HRCU-A-CB (Split System: Heat Pump with Remote Outdoor Unit-Air-Source) | 38MURAQ24AB3* |  |  | CNPV*3617AL* | PG80ESUA48060B** | 24800 | 16.5 | 8.5 | 26600 | 22200 | 83.46% | 1.84 | 0 | 10.5 |  |  |  |  | R-410A | 2.0667 | Residential & Commercial | USHP | Ducted CEE Tier 1
211228365 | Central HP <5.4 tons | PAYNE HEATING AND COOLING | HRCU-A-CB (Split System: Heat Pump with Remote Outdoor Unit-Air-Source) | 38MURAQ36AB3* |  |  | CAP**4321AL* | PG80ESUA60100C** | 36400 | 16 | 8.5 | 38500 | 34800 | 90.39% | 2.08 | 0 | 10 |  |  |  |  | R-410A | 3.0333 | Residential & Commercial | USHP | Ducted CEE Tier 1
211229419 | Central HP <5.4 tons | PAYNE HEATING AND COOLING | HRCU-A-CB (Split System: Heat Pump with Remote Outdoor Unit-Air-Source) | 38MURAQ36AB3* |  |  | CAP**4824AL* | PG80VTLA66135D** | 36000 | 16 | 8.5 | 38500 | 34600 | 89.87% | 2.06 | 0 | 10 |  |  |  |  | R-410A | 3 | Residential & Commercial | USHP | Ducted CEE Tier 1
211229470 | Central HP <5.4 tons | PAYNE HEATING AND COOLING | HRCU-A-CB (Split System: Heat Pump with Remote Outdoor Unit-Air-Source) | 38MURAQ36AB3* |  |  | CAP**4824AL* | PG92ESAA60120D** | 36200 | 16 | 8.5 | 38500 | 34600 | 89.87% | 2.08 | 0 | 10 |  |  |  |  | R-410A | 3.0167 | Residential & Commercial | USHP | Ducted CEE Tier 1
211229621 | Central HP <5.4 tons | PAYNE HEATING AND COOLING | HRCU-A-CB (Split System: Heat Pump with Remote Outdoor Unit-Air-Source) | 38MURAQ36AB3* |  |  | CAP**4824AL* | PG96VTAA66120D** | 36000 | 16 | 8.5 | 38500 | 34600 | 89.87% | 2.06 | 0 | 10 |  |  |  |  | R-410A | 3 | Residential & Commercial | USHP | Ducted CEE Tier 1
211245745 | Central HP <5.4 tons | PAYNE HEATING AND COOLING | HRCU-A-CB (Split System: Heat Pump with Remote Outdoor Unit-Air-Source) | 38MURAQ24AB3* |  |  | CNPV*3621AL* | PG80ESUA48060B** | 24800 | 16.5 | 8.5 | 26600 | 22200 | 83.46% | 1.84 | 0 | 10.5 |  |  |  |  | R-410A | 2.0667 | Residential & Commercial | USHP | Ducted CEE Tier 1
213079564 | Central HP <5.4 tons | SMART COMFORT | HRCU-A-CB (Split System: Heat Pump with Remote Outdoor Unit-Air-Source) | DLCURAH36ABK |  |  | EA*4X42L21A* | *92MSN0801716A* | 35400 | 16 | 8.1 | 38500 | 35000 | 90.91% | 1.88 | 0 | 10 |  |  |  |  | R-410A | 2.95 | Residential & Commercial | USHP | Ducted CEE Tier 1
211226537 | Central HP <5.4 tons | SMART COMFORT | HRCU-A-CB (Split System: Heat Pump with Remote Outdoor Unit-Air-Source) | DLCURAH36ABK |  |  | EA*4X37L17A* | *80ES(N,L)0901714A* | 36400 | 15.5 | 8.5 | 38500 | 35000 | 90.91% | 2.04 | 0 | 10 |  |  |  |  | R-410A | 3.0333 | Residential & Commercial | USHP | Ducted CEE Tier 1
211226702 | Central HP <5.4 tons | SMART COMFORT | HRCU-A-CB (Split System: Heat Pump with Remote Outdoor Unit-Air-Source) | DLCURAH36ABK |  |  | EA*4X37L17A* | *95ESU0601716A* | 36200 | 15.5 | 8.5 | 38500 | 35000 | 90.91% | 2.02 | 0 | 10 |  |  |  |  | R-410A | 3.0167 | Residential & Commercial | USHP | Ducted CEE Tier 1
213076808 | Central HP <5.4 tons | SMART COMFORT | HRCU-A-CB (Split System: Heat Pump with Remote Outdoor Unit-Air-Source) | DLCURAH36ABK |  |  | EA*4X48L24A* | *80VTL1102122B* | 36200 | 16.5 | 8.5 | 38000 | 34800 | 91.58% | 2.04 | 0 | 10 |  |  |  |  | R-410A | 3.0167 | Residential & Commercial | USHP | Ducted CEE Tier 1
211227120 | Central HP <5.4 tons | SMART COMFORT | HRCU-A-CB (Split System: Heat Pump with Remote Outdoor Unit-Air-Source) | DLCURAH36ABK |  |  | EA*4X37L21A* | *96VSN0802120A* | 36400 | 16 | 8.5 | 38500 | 34800 | 90.39% | 2.08 | 0 | 10 |  |  |  |  | R-410A | 3.0333 | Residential & Commercial | USHP | Ducted CEE Tier 1
211227338 | Central HP <5.4 tons | SMART COMFORT | HRCU-A-CB (Split System: Heat Pump with Remote Outdoor Unit-Air-Source) | DLCURAH36ABK |  |  | EA*4X42L21A* | *80ES(N,L)0901714A* | 36000 | 15.5 | 8.1 | 39500 | 35200 | 89.11% | 1.9 | 0 | 10 |  |  |  |  | R-410A | 3 | Residential & Commercial | USHP | Ducted CEE Tier 1
212555729 | Central HP <5.4 tons | DAY & NIGHT | HRCU-A-CB (Split System: Heat Pump with Remote Outdoor Unit-Air-Source) | CVH837GKA2* | ADP |  | PL36H210P179 | *80CTL1102120A* | 32200 | 18 | 8.5 | 30200 | 29400 | 97.35% | 2 | 0 | 11 |  |  |  |  | R-410A | 2.6833 | Residential & Commercial | USHP | Ducted CEE Tier 1
211226519 | Central HP <5.4 tons | PAYNE HEATING AND COOLING | HRCU-A-CB (Split System: Heat Pump with Remote Outdoor Unit-Air-Source) | 38MURAQ36AB3* |  |  | CAP**3717AL* | PG80ES(A,L)A48070B** | 36200 | 15.5 | 8.5 | 39500 | 35000 | 88.61% | 2.02 | 0 | 10 |  |  |  |  | R-410A | 3.0167 | Residential & Commercial | USHP | Ducted CEE Tier 1
211226803 | Central HP <5.4 tons | PAYNE HEATING AND COOLING | HRCU-A-CB (Split System: Heat Pump with Remote Outdoor Unit-Air-Source) | 38MURAQ36AB3* |  |  | CAP**3721AL* | PG80ES(A,L)A48070C** | 37200 | 15.5 | 8.5 | 38500 | 35000 | 90.91% | 2.12 | 0 | 10 |  |  |  |  | R-410A | 3.1 | Residential & Commercial | USHP | Ducted CEE Tier 1
211245604 | Central HP <5.4 tons | SMART COMFORT | HRCU-A-CB (Split System: Heat Pump with Remote Outdoor Unit-Air-Source) | DLCURAH24ABK |  |  | EN(A,D)4X36L21** | *80ES(N,L)0701712A* | 24400 | 16.5 | 8.1 | 26400 | 22600 | 85.61% | 1.88 | 0 | 10.5 |  |  |  |  | R-410A | 2.0333 | Residential & Commercial | USHP | Ducted CEE Tier 1
211245640 | Central HP <5.4 tons | SMART COMFORT | HRCU-A-CB (Split System: Heat Pump with Remote Outdoor Unit-Air-Source) | DLCURAH24ABK |  |  | EN(A,D)4X36L21** | *80ES(N,L)0902120A* | 24600 | 16.5 | 8.5 | 26600 | 22400 | 84.21% | 1.84 | 0 | 10.5 |  |  |  |  | R-410A | 2.05 | Residential & Commercial | USHP | Ducted CEE Tier 1
212981781 | Central HP <5.4 tons | SMART COMFORT | HRCU-A-CB (Split System: Heat Pump with Remote Outdoor Unit-Air-Source) | DLCURAH24ABK |  |  | EN(A,D)4X24L17** | *80MSU1002120A* | 23200 | 16 | 8.5 | 27000 | 25000 | 92.59% | 2.08 | 0 | 10 |  |  |  |  | R-410A | 1.9333 | Residential & Commercial | USHP | Ducted CEE Tier 1
216973000 | Central HP <5.4 tons | CARRIER | HRCU-A-CB (Split System: Heat Pump with Remote Outdoor Unit-Air-Source) | 27VNA360A*030* | ADP |  | PL60H210P29*+TXV | 59CU5B100C21**22 | 56000 | 18 | 8.1 | 59000 | 45000 | 76.27% | 2 | 0 | 11.5 |  |  |  |  | R-454B | 4.6667 | Residential & Commercial | USHP | Ducted CEE Tier 1
216973016 | Central HP <5.4 tons | CARRIER | HRCU-A-CB (Split System: Heat Pump with Remote Outdoor Unit-Air-Source) | 27VNA360A*030* | ADP |  | PL60H210P29*+TXV | 59MN7C080C21**20 | 54000 | 18 | 8.5 | 58500 | 46000 | 78.63% | 2.02 | 0 | 10.5 |  |  |  |  | R-454B | 4.5 | Residential & Commercial | USHP | Ducted CEE Tier 1
216973017 | Central HP <5.4 tons | CARRIER | HRCU-A-CB (Split System: Heat Pump with Remote Outdoor Unit-Air-Source) | 27VNA360A*030* | ADP |  | V,C60H210P29*+TXV | 59MN7C080C21**20 | 54000 | 18 | 8.5 | 58500 | 46000 | 78.63% | 2.02 | 0 | 10.5 |  |  |  |  | R-454B | 4.5 | Residential & Commercial | USHP | Ducted CEE Tier 1
211245804 | Central HP <5.4 tons | PAYNE HEATING AND COOLING | HRCU-A-CB (Split System: Heat Pump with Remote Outdoor Unit-Air-Source) | 38MURAQ24AB3* |  |  | FB4CNP025L | 0 | 23800 | 17.5 | 8.5 | 26000 | 23800 | 91.54% | 2 | 0 | 10 |  |  |  |  | R-410A | 1.9833 | Residential & Commercial | USHP | Ducted CEE Tier 1
211227303 | Central HP <5.4 tons | SMART COMFORT | HRCU-A-CB (Split System: Heat Pump with Remote Outdoor Unit-Air-Source) | DLCURAH36ABK |  |  | EA*4X42L21A* | *80ES(N,L)0701712A* | 35600 | 15.2 | 8.1 | 39500 | 35200 | 89.11% | 1.88 | 0 | 9.5 |  |  |  |  | R-410A | 2.9667 | Residential & Commercial | USHP
211227772 | Central HP <5.4 tons | SMART COMFORT | HRCU-A-CB (Split System: Heat Pump with Remote Outdoor Unit-Air-Source) | DLCURAH36ABK |  |  | EA*4X42L24A* | *80ES(N,L)0702116A* | 35200 | 16 | 8.1 | 38500 | 35000 | 90.91% | 1.88 | 0 | 10 |  |  |  |  | R-410A | 2.9333 | Residential & Commercial | USHP | Ducted CEE Tier 1
211227924 | Central HP <5.4 tons | SMART COMFORT | HRCU-A-CB (Split System: Heat Pump with Remote Outdoor Unit-Air-Source) | DLCURAH36ABK |  |  | EA*4X42L24A* | *80VTL0902120A* | 35000 | 16 | 8.1 | 38500 | 35000 | 90.91% | 1.86 | 0 | 9.5 |  |  |  |  | R-410A | 2.9167 | Residential & Commercial | USHP
216991850 | Central HP <5.4 tons | BRYANT HEATING AND COOLING SYSTEMS | HRCU-A-CB (Split System: Heat Pump with Remote Outdoor Unit-Air-Source) | 37MUHAQ24AA3 | ADP |  | C36A***L13*+TXV | 88*TB36070C14*** | 22400 | 16 | 8.1 | 19200 | 18300 | 95.31% | 1.85 | 0 | 11 |  |  |  |  | R-454B | 1.8667 | Residential & Commercial | USHP | Ducted CEE Tier 1
215726317 | Central HP <5.4 tons | YORK | HRCU-A-CB (Split System: Heat Pump with Remote Outdoor Unit-Air-Source) | HH836E2S11 | ADP |  | H,YG81*36+TXV | TM8V080B12MP12 | 32400 | 17 | 8.5 | 28800 | 24800 | 86.11% | 2 | 0 | 11 |  |  |  |  | R-454B | 2.7 | Residential & Commercial | USHP | Ducted CEE Tier 1
215726334 | Central HP <5.4 tons | YORK | HRCU-A-CB (Split System: Heat Pump with Remote Outdoor Unit-Air-Source) | HH836E2S11 | ADP |  | H,YG36*36+TXV-BLEED | TM9V060B12MP12 | 32600 | 17 | 8.5 | 29000 | 24800 | 85.52% | 2 | 0 | 11 |  |  |  |  | R-454B | 2.7167 | Residential & Commercial | USHP | Ducted CEE Tier 1
215726369 | Central HP <5.4 tons | YORK | HRCU-A-CB (Split System: Heat Pump with Remote Outdoor Unit-Air-Source) | HH836E2S11 | ADP |  | H,YG36*36+TXV-BLEED | TM9Y100C16MP11 | 32800 | 19 | 8.5 | 29400 | 23800 | 80.95% | 2 | 0 | 11 |  |  |  |  | R-454B | 2.7333 | Residential & Commercial | USHP | Ducted CEE Tier 1
212509259 | Central HP <5.4 tons | PAYNE HEATING AND COOLING | HRCU-A-CB (Split System: Heat Pump with Remote Outdoor Unit-Air-Source) | 38MURAQ18AB3* | ADP |  | H,PG7J936 | PG95ESUA48060B** | 18500 | 15.2 | 8.5 | 17900 | 18000 | 100.6% | 2.24 | 0 | 11 |  |  |  |  | R-410A | 1.5417 | Residential & Commercial | USHP | Ducted CEE Tier 1
212986616 | Central HP <5.4 tons | SMART COMFORT | HRCU-A-CB (Split System: Heat Pump with Remote Outdoor Unit-Air-Source) | DLCURAH24ABK |  |  | EN(A,D)4X24L17** | *96MSN0401712A* | 23200 | 15.2 | 8.5 | 27200 | 24800 | 91.18% | 2.04 | 0 | 10 |  |  |  |  | R-410A | 1.9333 | Residential & Commercial | USHP | Ducted CEE Tier 1
212987468 | Central HP <5.4 tons | SMART COMFORT | HRCU-A-CB (Split System: Heat Pump with Remote Outdoor Unit-Air-Source) | DLCURAH24ABK |  |  | EN(A,D)4X30L17** | *96MSN0801716A* | 23800 | 17 | 8.5 | 26400 | 24000 | 90.91% | 2 | 0 | 10.5 |  |  |  |  | R-410A | 1.9833 | Residential & Commercial | USHP | Ducted CEE Tier 1
212988706 | Central HP <5.4 tons | SMART COMFORT | HRCU-A-CB (Split System: Heat Pump with Remote Outdoor Unit-Air-Source) | DLCURAH24ABK |  |  | EA*4X37L17A* | *95MSU0401712A* | 24000 | 16.5 | 8.5 | 25200 | 22200 | 88.1% | 1.84 | 0 | 10 |  |  |  |  | R-410A | 2 | Residential & Commercial | USHP | Ducted CEE Tier 1
212984610 | Central HP <5.4 tons | SMART COMFORT | HRCU-A-CB (Split System: Heat Pump with Remote Outdoor Unit-Air-Source) | DLCURAH24ABK |  |  | EA*4X36L17A* | *92MSN0801716A* | 23600 | 17.5 | 8.5 | 26200 | 24000 | 91.6% | 2 | 0 | 10 |  |  |  |  | R-410A | 1.9667 | Residential & Commercial | USHP | Ducted CEE Tier 1
212984646 | Central HP <5.4 tons | SMART COMFORT | HRCU-A-CB (Split System: Heat Pump with Remote Outdoor Unit-Air-Source) | DLCURAH24ABK |  |  | EA*4X37L21A* | *92MSN0801716A* | 24200 | 17.5 | 8.5 | 25000 | 21400 | 85.6% | 1.8 | 0 | 10.5 |  |  |  |  | R-410A | 2.0167 | Residential & Commercial | USHP | Ducted CEE Tier 1
212982357 | Central HP <5.4 tons | SMART COMFORT | HRCU-A-CB (Split System: Heat Pump with Remote Outdoor Unit-Air-Source) | DLCURAH24ABK |  |  | EN(A,D,W)4X36L17** | *80MSU0401712A* | 23800 | 16.5 | 8.5 | 25800 | 23800 | 92.25% | 1.98 | 0 | 10.5 |  |  |  |  | R-410A | 1.9833 | Residential & Commercial | USHP | Ducted CEE Tier 1
211228435 | Central HP <5.4 tons | PAYNE HEATING AND COOLING | HRCU-A-CB (Split System: Heat Pump with Remote Outdoor Unit-Air-Source) | 38MURAQ36AB3* |  |  | CAP**4321AL* | PG92ESAA42060B** | 36400 | 16 | 8.5 | 38500 | 34800 | 90.39% | 2.08 | 0 | 10 |  |  |  |  | R-410A | 3.0333 | Residential & Commercial | USHP | Ducted CEE Tier 1
211228637 | Central HP <5.4 tons | PAYNE HEATING AND COOLING | HRCU-A-CB (Split System: Heat Pump with Remote Outdoor Unit-Air-Source) | 38MURAQ36AB3* |  |  | CAP**4321AL* | PG96VTAA60080C** | 37000 | 15.5 | 8.5 | 38500 | 35000 | 90.91% | 2.1 | 0 | 10 |  |  |  |  | R-410A | 3.0833 | Residential & Commercial | USHP | Ducted CEE Tier 1
211228798 | Central HP <5.4 tons | PAYNE HEATING AND COOLING | HRCU-A-CB (Split System: Heat Pump with Remote Outdoor Unit-Air-Source) | 38MURAQ36AB3* |  |  | CAP**4821AL* | PG80ES(A,L)A60090C** | 36400 | 16 | 8.5 | 38500 | 34800 | 90.39% | 2.08 | 0 | 10 |  |  |  |  | R-410A | 3.0333 | Residential & Commercial | USHP | Ducted CEE Tier 1
211228912 | Central HP <5.4 tons | PAYNE HEATING AND COOLING | HRCU-A-CB (Split System: Heat Pump with Remote Outdoor Unit-Air-Source) | 38MURAQ36AB3* |  |  | CAP**4821AL* | PG80VTLA48090B** | 36200 | 16 | 8.5 | 38500 | 34600 | 89.87% | 2.06 | 0 | 10 |  |  |  |  | R-410A | 3.0167 | Residential & Commercial | USHP | Ducted CEE Tier 1
211229439 | Central HP <5.4 tons | PAYNE HEATING AND COOLING | HRCU-A-CB (Split System: Heat Pump with Remote Outdoor Unit-Air-Source) | 38MURAQ36AB3* |  |  | CAP**4824AL* | PG92ESAA60080C** | 35800 | 16.5 | 8.5 | 37800 | 34600 | 91.53% | 2.04 | 0 | 10 |  |  |  |  | R-410A | 2.9833 | Residential & Commercial | USHP | Ducted CEE Tier 1
216733241 | Central HP <5.4 tons | SMART COMFORT | HRCU-A-CB (Split System: Heat Pump with Remote Outdoor Unit-Air-Source) | D5CUHAH24AAK |  |  | EA*5X25M17A* | *80VSL0701716B* | 22800 | 16.5 | 8.5 | 20600 | 18400 | 89.32% | 1.98 | 0 | 11 |  |  |  |  | R-454B | 1.9 | Residential & Commercial | USHP | Ducted CEE Tier 1
216733591 | Central HP <5.4 tons | SMART COMFORT | HRCU-A-CB (Split System: Heat Pump with Remote Outdoor Unit-Air-Source) | D5CUHAH24AAK |  |  | EA*5X25M17A* | *96VTN0601716B* | 23000 | 16.5 | 8.5 | 20600 | 18400 | 89.32% | 1.98 | 0 | 11 |  |  |  |  | R-454B | 1.9167 | Residential & Commercial | USHP | Ducted CEE Tier 1
216681790 | Central HP <5.4 tons | SMART COMFORT | HRCU-A-CB (Split System: Heat Pump with Remote Outdoor Unit-Air-Source) | DLCURAH36ABK |  |  | EA*4X42L24A* | *97VTN1002120A* | 35400 | 16 | 8.5 | 38500 | 34600 | 89.87% | 1.76 | 0 | 10 |  |  |  |  | R-410A | 2.95 | Residential & Commercial | USHP | Ducted CEE Tier 1
212984586 | Central HP <5.4 tons | SMART COMFORT | HRCU-A-CB (Split System: Heat Pump with Remote Outdoor Unit-Air-Source) | DLCURAH24ABK |  |  | EA*4X25L17A* | *92MSN0801716A* | 24000 | 17.5 | 8.5 | 25000 | 21800 | 87.2% | 1.84 | 0 | 10 |  |  |  |  | R-410A | 2 | Residential & Commercial | USHP | Ducted CEE Tier 1
212984034 | Central HP <5.4 tons | SMART COMFORT | HRCU-A-CB (Split System: Heat Pump with Remote Outdoor Unit-Air-Source) | DLCURAH24ABK |  |  | EA*4X24L17A* | *92MSN0601714A* | 23400 | 17 | 8.5 | 26800 | 26400 | 98.51% | 2.24 | 0 | 10 |  |  |  |  | R-410A | 1.95 | Residential & Commercial | USHP | Ducted CEE Tier 1
212987829 | Central HP <5.4 tons | SMART COMFORT | HRCU-A-CB (Split System: Heat Pump with Remote Outdoor Unit-Air-Source) | DLCURAH24ABK |  |  | EN(A,D)4X36L21** | *96MSM0802120A* | 23600 | 17 | 8.5 | 26400 | 24200 | 91.67% | 2.02 | 0 | 10.5 |  |  |  |  | R-410A | 1.9667 | Residential & Commercial | USHP | Ducted CEE Tier 1
212986208 | Central HP <5.4 tons | SMART COMFORT | HRCU-A-CB (Split System: Heat Pump with Remote Outdoor Unit-Air-Source) | DLCURAH24ABK |  |  | EA*4X37L17A* | *96MSN0401410A* | 24000 | 16 | 8.1 | 25200 | 22200 | 88.1% | 1.84 | 0 | 10 |  |  |  |  | R-410A | 2 | Residential & Commercial | USHP | Ducted CEE Tier 1
215726501 | Central HP <5.4 tons | YORK | HRCU-A-CB (Split System: Heat Pump with Remote Outdoor Unit-Air-Source) | HH860E2S11 | ADP |  | H,YG48*48+TXV-BLEED | TM8V100C20MP12 | 44000 | 18 | 8.5 | 42500 | 33200 | 78.12% | 2 | 0 | 11.7 |  |  |  |  | R-454B | 3.6667 | Residential & Commercial | USHP | Ducted CEE Tier 1
215726502 | Central HP <5.4 tons | YORK | HRCU-A-CB (Split System: Heat Pump with Remote Outdoor Unit-Air-Source) | HH860E2S11 | ADP |  | H,YG48*60+TXV-BLEED | TM8V100C20MP12 | 44000 | 18 | 8.5 | 42500 | 33200 | 78.12% | 2 | 0 | 11.7 |  |  |  |  | R-454B | 3.6667 | Residential & Commercial | USHP | Ducted CEE Tier 1
215726518 | Central HP <5.4 tons | YORK | HRCU-A-CB (Split System: Heat Pump with Remote Outdoor Unit-Air-Source) | HH860E2S11 | ADP |  | H,YG48*48+TXV | TM8V120C20MP12 | 44000 | 18 | 8.5 | 42500 | 33200 | 78.12% | 2 | 0 | 11.7 |  |  |  |  | R-454B | 3.6667 | Residential & Commercial | USHP | Ducted CEE Tier 1
211227488 | Central HP <5.4 tons | SMART COMFORT | HRCU-A-CB (Split System: Heat Pump with Remote Outdoor Unit-Air-Source) | DLCURAH36ABK |  |  | EA*4X42L21A* | *80VTL1102122A* | 36200 | 15.5 | 8.1 | 39500 | 35200 | 89.11% | 1.92 | 0 | 10 |  |  |  |  | R-410A | 3.0167 | Residential & Commercial | USHP | Ducted CEE Tier 1
211227688 | Central HP <5.4 tons | SMART COMFORT | HRCU-A-CB (Split System: Heat Pump with Remote Outdoor Unit-Air-Source) | DLCURAH36ABK |  |  | EA*4X42L21A* | *96VTN0801716A* | 35200 | 15.5 | 8.1 | 38500 | 35000 | 90.91% | 1.86 | 0 | 9.5 |  |  |  |  | R-410A | 2.9333 | Residential & Commercial | USHP
212969764 | Central HP <5.4 tons | SMART COMFORT | HRCU-A-CB (Split System: Heat Pump with Remote Outdoor Unit-Air-Source) | DLCURAH24ABK |  |  | EA*4X30L14A* | *80VSL0451412B* | 23400 | 17 | 8.5 | 26200 | 25000 | 95.42% | 2.08 | 0 | 10 |  |  |  |  | R-410A | 1.95 | Residential & Commercial | USHP | Ducted CEE Tier 1
212969814 | Central HP <5.4 tons | SMART COMFORT | HRCU-A-CB (Split System: Heat Pump with Remote Outdoor Unit-Air-Source) | DLCURAH24ABK |  |  | EN(A,D)4X24L17** | *80VSL0451412B* | 23400 | 17 | 8.5 | 27000 | 25000 | 92.59% | 2.08 | 0 | 10 |  |  |  |  | R-410A | 1.95 | Residential & Commercial | USHP | Ducted CEE Tier 1
211229141 | Central HP <5.4 tons | SMART COMFORT | HRCU-A-CB (Split System: Heat Pump with Remote Outdoor Unit-Air-Source) | DLCURAH36ABK |  |  | EA*4X48L21A* | *95ESU1002120A* | 36200 | 16 | 8.5 | 38500 | 34600 | 89.87% | 2.06 | 0 | 10 |  |  |  |  | R-410A | 3.0167 | Residential & Commercial | USHP | Ducted CEE Tier 1
211227509 | Central HP <5.4 tons | PAYNE HEATING AND COOLING | HRCU-A-CB (Split System: Heat Pump with Remote Outdoor Unit-Air-Source) | 38MURAQ36AB3* |  |  | CAP**4221AL* | PG92ESAA42060B** | 35400 | 16 | 8.1 | 38500 | 35000 | 90.91% | 1.88 | 0 | 10 |  |  |  |  | R-410A | 2.95 | Residential & Commercial | USHP | Ducted CEE Tier 1
211244555 | Central HP <5.4 tons | PAYNE HEATING AND COOLING | HRCU-A-CB (Split System: Heat Pump with Remote Outdoor Unit-Air-Source) | 38MURAQ24AB3* |  |  | CNPV*3017AL* | PG80VTLA36045A** | 24200 | 16.5 | 8.1 | 26200 | 22800 | 87.02% | 1.88 | 0 | 10.5 |  |  |  |  | R-410A | 2.0167 | Residential & Commercial | USHP | Ducted CEE Tier 1
213145908 | Central HP <5.4 tons | CARRIER | HRCU-A-CB (Split System: Heat Pump with Remote Outdoor Unit-Air-Source) | 38MURAQ24AB3* | ADP |  | PL36H175P149+AEFE4B* | 0 | 24200 | 18 | 8.9 | 25000 | 22600 | 90.4% | 1.9 | 0 | 10.5 |  |  |  |  | R-410A | 2.0167 | Residential & Commercial | USHP | Ducted CEE Tier 1
213145910 | Central HP <5.4 tons | CARRIER | HRCU-A-CB (Split System: Heat Pump with Remote Outdoor Unit-Air-Source) | 38MURAQ24AB3* | ADP |  | PL36H175P159+AEFE4B* | 0 | 24200 | 18 | 9 | 25000 | 22600 | 90.4% | 1.92 | 0 | 10.5 |  |  |  |  | R-410A | 2.0167 | Residential & Commercial | USHP | Ducted CEE Tier 1
211244991 | Central HP <5.4 tons | PAYNE HEATING AND COOLING | HRCU-A-CB (Split System: Heat Pump with Remote Outdoor Unit-Air-Source) | 38MURAQ24AB3* |  |  | CNPV*3617AL* | PG80VTLA36045A** | 24200 | 16.5 | 8.1 | 26200 | 22800 | 87.02% | 1.88 | 0 | 10.5 |  |  |  |  | R-410A | 2.0167 | Residential & Commercial | USHP | Ducted CEE Tier 1
211227777 | Central HP <5.4 tons | PAYNE HEATING AND COOLING | HRCU-A-CB (Split System: Heat Pump with Remote Outdoor Unit-Air-Source) | 38MURAQ36AB3* |  |  | CAP**4224AL* | PG80ES(A,L)A48090C** | 35800 | 16 | 8.1 | 39500 | 35000 | 88.61% | 1.9 | 0 | 10 |  |  |  |  | R-410A | 2.9833 | Residential & Commercial | USHP | Ducted CEE Tier 1
211227927 | Central HP <5.4 tons | PAYNE HEATING AND COOLING | HRCU-A-CB (Split System: Heat Pump with Remote Outdoor Unit-Air-Source) | 38MURAQ36AB3* |  |  | CAP**4224AL* | PG80VTLA66110C** | 36200 | 15.5 | 8.1 | 39500 | 35200 | 89.11% | 1.92 | 0 | 10 |  |  |  |  | R-410A | 3.0167 | Residential & Commercial | USHP | Ducted CEE Tier 1
211230184 | Central HP <5.4 tons | PAYNE HEATING AND COOLING | HRCU-A-CB (Split System: Heat Pump with Remote Outdoor Unit-Air-Source) | 38MURAQ36AB3* |  |  | CNPV*4821AL* | PG95ESAA60080C** | 36800 | 15.5 | 8.1 | 39500 | 35000 | 88.61% | 2.06 | 0 | 10.5 |  |  |  |  | R-410A | 3.0667 | Residential & Commercial | USHP | Ducted CEE Tier 1
211230477 | Central HP <5.4 tons | PAYNE HEATING AND COOLING | HRCU-A-CB (Split System: Heat Pump with Remote Outdoor Unit-Air-Source) | 38MURAQ36AB3* |  |  | CNPV*4824AL* | PG80ES(A,L)A60135D** | 36200 | 16 | 8.1 | 38500 | 34800 | 90.39% | 2.02 | 0 | 10 |  |  |  |  | R-410A | 3.0167 | Residential & Commercial | USHP | Ducted CEE Tier 1
212978135 | Central HP <5.4 tons | SMART COMFORT | HRCU-A-CB (Split System: Heat Pump with Remote Outdoor Unit-Air-Source) | DLCURAH24ABK |  |  | EA*4X30L17A* | *80MS(N,L)0701412A* | 23600 | 17.5 | 8.5 | 26200 | 24600 | 93.89% | 2.06 | 0 | 10 |  |  |  |  | R-410A | 1.9667 | Residential & Commercial | USHP | Ducted CEE Tier 1
212979224 | Central HP <5.4 tons | SMART COMFORT | HRCU-A-CB (Split System: Heat Pump with Remote Outdoor Unit-Air-Source) | DLCURAH24ABK |  |  | EN(A,D)4X30L17** | *80MS(N,L)0701716A* | 23600 | 17 | 8.5 | 26400 | 24400 | 92.42% | 2.02 | 0 | 10.5 |  |  |  |  | R-410A | 1.9667 | Residential & Commercial | USHP | Ducted CEE Tier 1
212982717 | Central HP <5.4 tons | SMART COMFORT | HRCU-A-CB (Split System: Heat Pump with Remote Outdoor Unit-Air-Source) | DLCURAH24ABK |  |  | EA*4X37L21A* | *80MSU0601716A* | 24200 | 17.5 | 8.5 | 24800 | 21400 | 86.29% | 1.8 | 0 | 10.5 |  |  |  |  | R-410A | 2.0167 | Residential & Commercial | USHP | Ducted CEE Tier 1
212981745 | Central HP <5.4 tons | SMART COMFORT | HRCU-A-CB (Split System: Heat Pump with Remote Outdoor Unit-Air-Source) | DLCURAH24ABK |  |  | EA*4X36L21A* | *80MSU1002120A* | 23600 | 17 | 8.5 | 26200 | 24000 | 91.6% | 2 | 0 | 10 |  |  |  |  | R-410A | 1.9667 | Residential & Commercial | USHP | Ducted CEE Tier 1
211229047 | Central HP <5.4 tons | PAYNE HEATING AND COOLING | HRCU-A-CB (Split System: Heat Pump with Remote Outdoor Unit-Air-Source) | 38MURAQ36AB3* |  |  | CAP**4821AL* | PG95ESAA60100C** | 36400 | 15.5 | 8.5 | 38500 | 34800 | 90.39% | 2.08 | 0 | 10 |  |  |  |  | R-410A | 3.0333 | Residential & Commercial | USHP | Ducted CEE Tier 1
212986979 | Central HP <5.4 tons | PAYNE HEATING AND COOLING | HRCU-A-CB (Split System: Heat Pump with Remote Outdoor Unit-Air-Source) | 38MURAQ18AB3* |  |  | CAP**1917AL* | PG96MSAA36060A** | 17800 | 16.5 | 8.1 | 17800 | 17900 | 100.6% | 2.16 | 0 | 10.5 |  |  |  |  | R-410A | 1.4833 | Residential & Commercial | USHP | Ducted CEE Tier 1
211264300 | Central HP <5.4 tons | PAYNE HEATING AND COOLING | HRCU-A-CB (Split System: Heat Pump with Remote Outdoor Unit-Air-Source) | 38MURAQ18AB3* |  |  | CNPV*3017AL* | PG95ESAA36060A** | 18000 | 16 | 8.5 | 18500 | 18400 | 99.46% | 2.22 | 0 | 11 |  |  |  |  | R-410A | 1.5 | Residential & Commercial | USHP | Ducted CEE Tier 1
216676148 | Central HP <5.4 tons | SMART COMFORT | HRCU-A-CB (Split System: Heat Pump with Remote Outdoor Unit-Air-Source) | D5CURAH24AAK |  |  | EA*5X36M17A* | *80VSL0451412B* | 23600 | 15.5 | 8.5 | 24000 | 19300 | 80.42% | 1.92 | 0 | 9.8 |  |  |  |  | R-454B | 1.9667 | Residential & Commercial | USHP
211228386 | Central HP <5.4 tons | PAYNE HEATING AND COOLING | HRCU-A-CB (Split System: Heat Pump with Remote Outdoor Unit-Air-Source) | 38MURAQ36AB3* |  |  | CAP**4321AL* | PG80VTLA48090B** | 36600 | 16 | 8.5 | 38500 | 34800 | 90.39% | 2.08 | 0 | 10 |  |  |  |  | R-410A | 3.05 | Residential & Commercial | USHP | Ducted CEE Tier 1
211228597 | Central HP <5.4 tons | PAYNE HEATING AND COOLING | HRCU-A-CB (Split System: Heat Pump with Remote Outdoor Unit-Air-Source) | 38MURAQ36AB3* |  |  | CAP**4321AL* | PG95ESUA60100C** | 36600 | 16 | 8.5 | 38500 | 34800 | 90.39% | 2.1 | 0 | 10 |  |  |  |  | R-410A | 3.05 | Residential & Commercial | USHP | Ducted CEE Tier 1
213079394 | Central HP <5.4 tons | SMART COMFORT | HRCU-A-CB (Split System: Heat Pump with Remote Outdoor Unit-Air-Source) | DLCURAH36ABK |  |  | EA*4X36L21A* | *92MSN0601714A* | 35000 | 16 | 8.1 | 38500 | 35200 | 91.43% | 1.82 | 0 | 9.5 |  |  |  |  | R-410A | 2.9167 | Residential & Commercial | USHP
211228738 | Central HP <5.4 tons | PAYNE HEATING AND COOLING | HRCU-A-CB (Split System: Heat Pump with Remote Outdoor Unit-Air-Source) | 38MURAQ36AB3* |  |  | CAP**4821AL* | PG80ES(A,L)A36045B** | 35600 | 15.5 | 8.1 | 38500 | 34800 | 90.39% | 2.04 | 0 | 9.5 |  |  |  |  | R-410A | 2.9667 | Residential & Commercial | USHP
211229481 | Central HP <5.4 tons | PAYNE HEATING AND COOLING | HRCU-A-CB (Split System: Heat Pump with Remote Outdoor Unit-Air-Source) | 38MURAQ36AB3* |  |  | CAP**4824AL* | PG95ESAA60080C** | 36600 | 15.5 | 8.5 | 38500 | 34800 | 90.39% | 2.1 | 0 | 10 |  |  |  |  | R-410A | 3.05 | Residential & Commercial | USHP | Ducted CEE Tier 1
216678819 | Central HP <5.4 tons | SMART COMFORT | HRCU-A-CB (Split System: Heat Pump with Remote Outdoor Unit-Air-Source) | DLCURAH36ABK |  |  | END4X42L17** | *97VTN0601716A* | 35400 | 15.5 | 8.5 | 38500 | 34600 | 89.87% | 1.78 | 0 | 10 |  |  |  |  | R-410A | 2.95 | Residential & Commercial | USHP | Ducted CEE Tier 1
213353775 | Central HP <5.4 tons | SMART COMFORT | HRCU-A-CB (Split System: Heat Pump with Remote Outdoor Unit-Air-Source) | DLCURAH24ABK |  |  | F5MA4*24L*B* | 0 | 24400 | 17 | 9.5 | 26600 | 22800 | 85.71% | 1.9 | 0 | 10 |  |  |  |  | R-410A | 2.0333 | Residential & Commercial | USHP | Ducted CEE Tier 1
214395028 | Central HP <5.4 tons | SMART COMFORT | HRCU-A-CB (Split System: Heat Pump with Remote Outdoor Unit-Air-Source) | DLCURAH24ABK |  |  | EN(A,D)4X30L17** | *96MSN0601716A* | 23400 | 16.5 | 9 | 25800 | 24200 | 93.8% | 2 | 0 | 10 |  |  |  |  | R-410A | 1.95 | Residential & Commercial | USHP | Ducted CEE Tier 1
216681545 | Central HP <5.4 tons | SMART COMFORT | HRCU-A-CB (Split System: Heat Pump with Remote Outdoor Unit-Air-Source) | DLCURAH24ABK |  |  | EHD4X30AAL | *97VTN0802120A* | 23800 | 16 | 9 | 26000 | 22800 | 87.69% | 1.78 | 0 | 10 |  |  |  |  | R-410A | 1.9833 | Residential & Commercial | USHP | Ducted CEE Tier 1
216679539 | Central HP <5.4 tons | SMART COMFORT | HRCU-A-CB (Split System: Heat Pump with Remote Outdoor Unit-Air-Source) | DLCURAH24ABK |  |  | EN(A,D)4X36L21** | *97VTN0601716A* | 23600 | 16.5 | 9 | 25800 | 23600 | 91.47% | 1.76 | 0 | 10 |  |  |  |  | R-410A | 1.9667 | Residential & Commercial | USHP | Ducted CEE Tier 1
212981829 | Central HP <5.4 tons | SMART COMFORT | HRCU-A-CB (Split System: Heat Pump with Remote Outdoor Unit-Air-Source) | DLCURAH18ABK |  |  | EA*4X19L17A* | *80MSU1002120A* | 17800 | 16 | 8.1 | 17900 | 17900 | 100% | 2.14 | 0 | 10.5 |  |  |  |  | R-410A | 1.4833 | Residential & Commercial | USHP | Ducted CEE Tier 1
212985356 | Central HP <5.4 tons | SMART COMFORT | HRCU-A-CB (Split System: Heat Pump with Remote Outdoor Unit-Air-Source) | DLCURAH24ABK |  |  | EA*4X37L21A* | *92MSN1002120A* | 24200 | 17.5 | 8.5 | 25200 | 21600 | 85.71% | 1.82 | 0 | 10.5 |  |  |  |  | R-410A | 2.0167 | Residential & Commercial | USHP | Ducted CEE Tier 1
212989150 | Central HP <5.4 tons | SMART COMFORT | HRCU-A-CB (Split System: Heat Pump with Remote Outdoor Unit-Air-Source) | DLCURAH24ABK |  |  | EA*4X25L17A* | *95MSU0601716A* | 24200 | 17 | 8.5 | 25200 | 21800 | 86.51% | 1.82 | 0 | 10 |  |  |  |  | R-410A | 2.0167 | Residential & Commercial | USHP | Ducted CEE Tier 1
211262419 | Central HP <5.4 tons | PAYNE HEATING AND COOLING | HRCU-A-CB (Split System: Heat Pump with Remote Outdoor Unit-Air-Source) | 38MURAQ18AB3* |  |  | CNPV*1814AL* | PG80ES(A,L)A36045A** | 17800 | 15.5 | 8.5 | 18900 | 19200 | 101.6% | 2.3 | 0 | 10.5 |  |  |  |  | R-410A | 1.4833 | Residential & Commercial | USHP | Ducted CEE Tier 1
211228173 | Central HP <5.4 tons | SMART COMFORT | HRCU-A-CB (Split System: Heat Pump with Remote Outdoor Unit-Air-Source) | DLCURAH36ABK |  |  | EA*4X42L24A* | OMV154L20A | 36200 | 16 | 8.1 | 39500 | 35200 | 89.11% | 1.92 | 0 | 10 |  |  |  |  | R-410A | 3.0167 | Residential & Commercial | USHP | Ducted CEE Tier 1
216990614 | Central HP <5.4 tons | BRYANT HEATING AND COOLING SYSTEMS | HRCU-A-CB (Split System: Heat Pump with Remote Outdoor Unit-Air-Source) | 293VAN048**AA* | ADP |  | PL60H210P29*+TXV | 88*TB48090C17*** | 44000 | 20 | 9 | 47000 | 35400 | 75.32% | 1.86 | 0 | 11.5 |  |  |  |  | R-454B | 3.6667 | Residential & Commercial | USHP | Ducted CEE Tier 1
216990647 | Central HP <5.4 tons | BRYANT HEATING AND COOLING SYSTEMS | HRCU-A-CB (Split System: Heat Pump with Remote Outdoor Unit-Air-Source) | 293VAN048**AA* | ADP |  | C48A***L16*+TXV | 88*TB60090C21*** | 44000 | 21 | 9.5 | 46000 | 35800 | 77.83% | 1.92 | 0 | 11 |  |  |  |  | R-454B | 3.6667 | Residential & Commercial | USHP | Ducted CEE Tier 1
216990566 | Central HP <5.4 tons | BRYANT HEATING AND COOLING SYSTEMS | HRCU-A-CB (Split System: Heat Pump with Remote Outdoor Unit-Air-Source) | 293VAN036**AA* | ADP |  | C36A***L15*+TXV | 88*TB36070C14*** | 33400 | 19 | 9 | 33600 | 26600 | 79.17% | 1.92 | 0 | 11 |  |  |  |  | R-454B | 2.7833 | Residential & Commercial | USHP | Ducted CEE Tier 1
216990583 | Central HP <5.4 tons | BRYANT HEATING AND COOLING SYSTEMS | HRCU-A-CB (Split System: Heat Pump with Remote Outdoor Unit-Air-Source) | 293VAN036**AA* | ADP |  | PL36H210P29*+TXV | 88*TB48090C17*** | 33400 | 20 | 9.5 | 33000 | 26000 | 78.79% | 2.04 | 0 | 11.5 |  |  |  |  | R-454B | 2.7833 | Residential & Commercial | USHP | Ducted CEE Tier 1
211228506 | Central HP <5.4 tons | SMART COMFORT | HRCU-A-CB (Split System: Heat Pump with Remote Outdoor Unit-Air-Source) | DLCURAH36ABK |  |  | EA*4X43L21A* | *95ESN0802120A* | 37200 | 15.5 | 8.5 | 38500 | 35000 | 90.91% | 2.12 | 0 | 10 |  |  |  |  | R-410A | 3.1 | Residential & Commercial | USHP | Ducted CEE Tier 1
211230747 | Central HP <5.4 tons | SMART COMFORT | HRCU-A-CB (Split System: Heat Pump with Remote Outdoor Unit-Air-Source) | DLCURAH36ABK |  |  | EN(A,D)4X48L24** | *95ESU1002122A* | 37400 | 15.5 | 8.5 | 39500 | 35000 | 88.61% | 2.08 | 0 | 10.5 |  |  |  |  | R-410A | 3.1167 | Residential & Commercial | USHP | Ducted CEE Tier 1
212982729 | Central HP <5.4 tons | SMART COMFORT | HRCU-A-CB (Split System: Heat Pump with Remote Outdoor Unit-Air-Source) | DLCURAH24ABK |  |  | EN(A,D)4X36L21** | *80MSU0601716A* | 23600 | 17 | 8.5 | 25600 | 24000 | 93.75% | 2 | 0 | 10.5 |  |  |  |  | R-410A | 1.9667 | Residential & Commercial | USHP | Ducted CEE Tier 1
212982345 | Central HP <5.4 tons | SMART COMFORT | HRCU-A-CB (Split System: Heat Pump with Remote Outdoor Unit-Air-Source) | DLCURAH24ABK |  |  | EN(A,D)4X30L17** | *80MSU0401712A* | 23800 | 16.5 | 8.5 | 25800 | 23800 | 92.25% | 1.98 | 0 | 10.5 |  |  |  |  | R-410A | 1.9833 | Residential & Commercial | USHP | Ducted CEE Tier 1
212984658 | Central HP <5.4 tons | SMART COMFORT | HRCU-A-CB (Split System: Heat Pump with Remote Outdoor Unit-Air-Source) | DLCURAH24ABK |  |  | EN(A,D)4X24L17** | *92MSN0801716A* | 23600 | 17 | 8.5 | 27000 | 24400 | 90.37% | 2.02 | 0 | 10 |  |  |  |  | R-410A | 1.9667 | Residential & Commercial | USHP | Ducted CEE Tier 1
212988670 | Central HP <5.4 tons | SMART COMFORT | HRCU-A-CB (Split System: Heat Pump with Remote Outdoor Unit-Air-Source) | DLCURAH24ABK |  |  | EA*4X30L17A* | *95MSU0401712A* | 23600 | 16.5 | 8.5 | 26400 | 24400 | 92.42% | 2.02 | 0 | 10 |  |  |  |  | R-410A | 1.9667 | Residential & Commercial | USHP | Ducted CEE Tier 1
212988754 | Central HP <5.4 tons | SMART COMFORT | HRCU-A-CB (Split System: Heat Pump with Remote Outdoor Unit-Air-Source) | DLCURAH24ABK |  |  | EN(A,D,W)4X36L17** | *95MSU0401712A* | 23600 | 16.5 | 8.1 | 26400 | 24200 | 91.67% | 2.02 | 0 | 10 |  |  |  |  | R-410A | 1.9667 | Residential & Commercial | USHP | Ducted CEE Tier 1
212987816 | Central HP <5.4 tons | SMART COMFORT | HRCU-A-CB (Split System: Heat Pump with Remote Outdoor Unit-Air-Source) | DLCURAH24ABK |  |  | EA*4X37L21A* | *96MSN0802120A* | 24200 | 17.5 | 8.5 | 25200 | 21600 | 85.71% | 1.82 | 0 | 10 |  |  |  |  | R-410A | 2.0167 | Residential & Commercial | USHP | Ducted CEE Tier 1
211230650 | Central HP <5.4 tons | PAYNE HEATING AND COOLING | HRCU-A-CB (Split System: Heat Pump with Remote Outdoor Unit-Air-Source) | 38MURAQ36AB3* |  |  | CNPV*4824AL* | PG95ESAA60100C** | 36800 | 16 | 8.1 | 39500 | 35000 | 88.61% | 2.06 | 0 | 10.5 |  |  |  |  | R-410A | 3.0667 | Residential & Commercial | USHP | Ducted CEE Tier 1
211230884 | Central HP <5.4 tons | PAYNE HEATING AND COOLING | HRCU-A-CB (Split System: Heat Pump with Remote Outdoor Unit-Air-Source) | 38MURAQ36AB3* |  |  | FMA4X36**AL* | 0 | 35800 | 17 | 8.1 | 40000 | 35200 | 88% | 1.86 | 0 | 10 |  |  |  |  | R-410A | 2.9833 | Residential & Commercial | USHP | Ducted CEE Tier 1
211245633 | Central HP <5.4 tons | PAYNE HEATING AND COOLING | HRCU-A-CB (Split System: Heat Pump with Remote Outdoor Unit-Air-Source) | 38MURAQ24AB3* |  |  | CNPV*3621AL* | PG80ES(A,L)A60090C** | 24600 | 16.5 | 8.5 | 26600 | 22400 | 84.21% | 1.84 | 0 | 10.5 |  |  |  |  | R-410A | 2.05 | Residential & Commercial | USHP | Ducted CEE Tier 1
211245894 | Central HP <5.4 tons | PAYNE HEATING AND COOLING | HRCU-A-CB (Split System: Heat Pump with Remote Outdoor Unit-Air-Source) | 38MURAQ24AB3* |  |  | FMA4X30**AL* | 0 | 25800 | 18 | 9 | 27600 | 21000 | 76.09% | 1.8 | 0 | 10.5 |  |  |  |  | R-410A | 2.15 | Residential & Commercial | USHP | Ducted CEE Tier 1
213356035 | Central HP <5.4 tons | PAYNE HEATING AND COOLING | HRCU-A-CB (Split System: Heat Pump with Remote Outdoor Unit-Air-Source) | 38MURAQ18AB3* | ADP |  | A24VBA+TXV+CBPE3A* | 0 | 17800 | 15.5 | 9 | 17100 | 19400 | 113.5% | 2.4 | 0 | 10.5 |  |  |  |  | R-410A | 1.4833 | Residential & Commercial | USHP | Ducted CEE Tier 1
212603094 | Central HP <5.4 tons | DAY & NIGHT | HRCU-A-CB (Split System: Heat Pump with Remote Outdoor Unit-Air-Source) | DLCURAH18ABK | ADP |  | FG80936 | *96VSN0401410A* | 17400 | 16 | 8.5 | 16700 | 18800 | 112.6% | 2.3 | 0 | 10.5 |  |  |  |  | R-410A | 1.45 | Residential & Commercial | USHP | Ducted CEE Tier 1
214228977 | Central HP <5.4 tons | SMART COMFORT | HRCU-A-CB (Split System: Heat Pump with Remote Outdoor Unit-Air-Source) | DLCURAH18ABK |  |  | EA*4X19L17A* | *80MSU0601716A* | 18100 | 16.5 | 8.5 | 18000 | 17700 | 98.33% | 2.14 | 0 | 11 |  |  |  |  | R-410A | 1.5083 | Residential & Commercial | USHP | Ducted CEE Tier 1
212987432 | Central HP <5.4 tons | SMART COMFORT | HRCU-A-CB (Split System: Heat Pump with Remote Outdoor Unit-Air-Source) | DLCURAH24ABK |  |  | EA*4X37L17A* | *96MSN0801716A* | 24200 | 17 | 8.5 | 25200 | 22000 | 87.3% | 1.84 | 0 | 10 |  |  |  |  | R-410A | 2.0167 | Residential & Commercial | USHP | Ducted CEE Tier 1
212986605 | Central HP <5.4 tons | SMART COMFORT | HRCU-A-CB (Split System: Heat Pump with Remote Outdoor Unit-Air-Source) | DLCURAH24ABK |  |  | EA*4X37L21A* | *96MSM0401712A* | 24000 | 16 | 8.1 | 25200 | 22000 | 87.3% | 1.82 | 0 | 10 |  |  |  |  | R-410A | 2 | Residential & Commercial | USHP | Ducted CEE Tier 1
216676759 | Central HP <5.4 tons | SMART COMFORT | HRCU-A-CB (Split System: Heat Pump with Remote Outdoor Unit-Air-Source) | D5CURAH24AAK |  |  | EA*5X36M17A* | *80MSU0601716A* | 23600 | 15.5 | 8.5 | 23800 | 19300 | 81.09% | 1.92 | 0 | 9.8 |  |  |  |  | R-454B | 1.9667 | Residential & Commercial | USHP
216677579 | Central HP <5.4 tons | SMART COMFORT | HRCU-A-CB (Split System: Heat Pump with Remote Outdoor Unit-Air-Source) | D5CURAH24AAK |  |  | EA*5X36M17A* | *96VSN0801716B* | 23600 | 15.2 | 8.5 | 24000 | 19400 | 80.83% | 1.9 | 0 | 9.8 |  |  |  |  | R-454B | 1.9667 | Residential & Commercial | USHP
211230608 | Central HP <5.4 tons | PAYNE HEATING AND COOLING | HRCU-A-CB (Split System: Heat Pump with Remote Outdoor Unit-Air-Source) | 38MURAQ36AB3* |  |  | CNPV*4824AL* | PG92ESAA60100C** | 35800 | 16.5 | 8.1 | 38500 | 34800 | 90.39% | 2 | 0 | 10 |  |  |  |  | R-410A | 2.9833 | Residential & Commercial | USHP | Ducted CEE Tier 1
211263318 | Central HP <5.4 tons | PAYNE HEATING AND COOLING | HRCU-A-CB (Split System: Heat Pump with Remote Outdoor Unit-Air-Source) | 38MURAQ18AB3* |  |  | CNPV*2417AL* | PG80ES(A,L)A36045B** | 18400 | 15.5 | 8.5 | 19400 | 18500 | 95.36% | 2.24 | 0 | 11 |  |  |  |  | R-410A | 1.5333 | Residential & Commercial | USHP | Ducted CEE Tier 1
211263368 | Central HP <5.4 tons | PAYNE HEATING AND COOLING | HRCU-A-CB (Split System: Heat Pump with Remote Outdoor Unit-Air-Source) | 38MURAQ18AB3* |  |  | CNPV*2417AL* | PG92ESAA36060A** | 18100 | 16 | 8.5 | 19000 | 18600 | 97.89% | 2.24 | 0 | 11 |  |  |  |  | R-410A | 1.5083 | Residential & Commercial | USHP | Ducted CEE Tier 1
211263756 | Central HP <5.4 tons | PAYNE HEATING AND COOLING | HRCU-A-CB (Split System: Heat Pump with Remote Outdoor Unit-Air-Source) | 38MURAQ18AB3* |  |  | CNPV*3014AL* | PG95ESAA30026A** | 18100 | 15.5 | 8.5 | 18800 | 18400 | 97.87% | 2.2 | 0 | 11 |  |  |  |  | R-410A | 1.5083 | Residential & Commercial | USHP | Ducted CEE Tier 1
211230846 | Central HP <5.4 tons | SMART COMFORT | HRCU-A-CB (Split System: Heat Pump with Remote Outdoor Unit-Air-Source) | DLCURAH36ABK |  |  | FEM4X42**BL | 0 | 37000 | 16 | 8.1 | 38500 | 34800 | 90.39% | 2 | 0 | 10 |  |  |  |  | R-410A | 3.0833 | Residential & Commercial | USHP | Ducted CEE Tier 1
211230564 | Central HP <5.4 tons | SMART COMFORT | HRCU-A-CB (Split System: Heat Pump with Remote Outdoor Unit-Air-Source) | DLCURAH36ABK |  |  | EN(A,D)4X48L24** | *80VTL0902120A* | 35800 | 16.5 | 8.1 | 38500 | 34800 | 90.39% | 2 | 0 | 10 |  |  |  |  | R-410A | 2.9833 | Residential & Commercial | USHP | Ducted CEE Tier 1
211229477 | Central HP <5.4 tons | SMART COMFORT | HRCU-A-CB (Split System: Heat Pump with Remote Outdoor Unit-Air-Source) | DLCURAH36ABK |  |  | EA*4X48L24A* | *92ESN1202420A* | 36200 | 16 | 8.5 | 38500 | 34600 | 89.87% | 2.08 | 0 | 10 |  |  |  |  | R-410A | 3.0167 | Residential & Commercial | USHP | Ducted CEE Tier 1
211229579 | Central HP <5.4 tons | SMART COMFORT | HRCU-A-CB (Split System: Heat Pump with Remote Outdoor Unit-Air-Source) | DLCURAH36ABK |  |  | EA*4X48L24A* | *95ESU1002120A* | 36200 | 16 | 8.5 | 38500 | 34600 | 89.87% | 2.08 | 0 | 10 |  |  |  |  | R-410A | 3.0167 | Residential & Commercial | USHP | Ducted CEE Tier 1
211230329 | Central HP <5.4 tons | SMART COMFORT | HRCU-A-CB (Split System: Heat Pump with Remote Outdoor Unit-Air-Source) | DLCURAH36ABK |  |  | EN(A,D,W)4X48L21** | *96VTN0802120A* | 35600 | 16 | 8.1 | 38500 | 34800 | 90.39% | 2 | 0 | 10 |  |  |  |  | R-410A | 2.9667 | Residential & Commercial | USHP | Ducted CEE Tier 1
216680523 | Central HP <5.4 tons | SMART COMFORT | HRCU-A-CB (Split System: Heat Pump with Remote Outdoor Unit-Air-Source) | DLCURAH24ABK |  |  | EA*4X30L17A* | *97VTN0801716A* | 23400 | 16.5 | 9 | 25800 | 24000 | 93.02% | 1.9 | 0 | 10 |  |  |  |  | R-410A | 1.95 | Residential & Commercial | USHP | Ducted CEE Tier 1
212987805 | Central HP <5.4 tons | SMART COMFORT | HRCU-A-CB (Split System: Heat Pump with Remote Outdoor Unit-Air-Source) | DLCURAH24ABK |  |  | EA*4X36L21A* | *96MSM0802120A* | 23800 | 17 | 8.5 | 26200 | 23600 | 90.08% | 1.96 | 0 | 10 |  |  |  |  | R-410A | 1.9833 | Residential & Commercial | USHP | Ducted CEE Tier 1
212989174 | Central HP <5.4 tons | SMART COMFORT | HRCU-A-CB (Split System: Heat Pump with Remote Outdoor Unit-Air-Source) | DLCURAH24ABK |  |  | EA*4X36L17A* | *95MSU0601716A* | 23600 | 17 | 8.5 | 26200 | 24000 | 91.6% | 1.98 | 0 | 10 |  |  |  |  | R-410A | 1.9667 | Residential & Commercial | USHP | Ducted CEE Tier 1
212989258 | Central HP <5.4 tons | SMART COMFORT | HRCU-A-CB (Split System: Heat Pump with Remote Outdoor Unit-Air-Source) | DLCURAH24ABK |  |  | EN(A,D)4X36L21** | *95MSU0601716A* | 23600 | 17 | 8.5 | 26400 | 24400 | 92.42% | 2.02 | 0 | 10.5 |  |  |  |  | R-410A | 1.9667 | Residential & Commercial | USHP | Ducted CEE Tier 1
213080773 | Central HP <5.4 tons | SMART COMFORT | HRCU-A-CB (Split System: Heat Pump with Remote Outdoor Unit-Air-Source) | DLCURAH36ABK |  |  | EN(A,D,W)4X48L21** | *95MSU0601716A* | 35600 | 16 | 8.1 | 38500 | 35000 | 90.91% | 1.98 | 0 | 10 |  |  |  |  | R-410A | 2.9667 | Residential & Commercial | USHP | Ducted CEE Tier 1
213080569 | Central HP <5.4 tons | SMART COMFORT | HRCU-A-CB (Split System: Heat Pump with Remote Outdoor Unit-Air-Source) | DLCURAH36ABK |  |  | EA*4X43L21A* | *95MSU0401712A* | 36200 | 15.5 | 8.5 | 38500 | 35000 | 90.91% | 2.04 | 0 | 10 |  |  |  |  | R-410A | 3.0167 | Residential & Commercial | USHP | Ducted CEE Tier 1
213080689 | Central HP <5.4 tons | SMART COMFORT | HRCU-A-CB (Split System: Heat Pump with Remote Outdoor Unit-Air-Source) | DLCURAH36ABK |  |  | EA*4X37L21A* | *95MSU0601716A* | 36600 | 16 | 8.5 | 38500 | 35000 | 90.91% | 2.06 | 0 | 10 |  |  |  |  | R-410A | 3.05 | Residential & Commercial | USHP | Ducted CEE Tier 1
211244596 | Central HP <5.4 tons | SMART COMFORT | HRCU-A-CB (Split System: Heat Pump with Remote Outdoor Unit-Air-Source) | DLCURAH24ABK |  |  | EN(A,D)4X30L17** | *80VTL0701716A* | 24200 | 17 | 8.1 | 26200 | 23000 | 87.79% | 1.9 | 0 | 10.5 |  |  |  |  | R-410A | 2.0167 | Residential & Commercial | USHP | Ducted CEE Tier 1
211244680 | Central HP <5.4 tons | SMART COMFORT | HRCU-A-CB (Split System: Heat Pump with Remote Outdoor Unit-Air-Source) | DLCURAH24ABK |  |  | EN(A,D)4X30L17** | *80ES(N,L)0451412A* | 24600 | 16 | 8.1 | 26600 | 22400 | 84.21% | 1.84 | 0 | 10.5 |  |  |  |  | R-410A | 2.05 | Residential & Commercial | USHP | Ducted CEE Tier 1
211241111 | Central HP <5.4 tons | PAYNE HEATING AND COOLING | HRCU-A-CB (Split System: Heat Pump with Remote Outdoor Unit-Air-Source) | 38MURAQ24AB3* |  |  | CAP**2517AL* | PG92ESAA36060A** | 24000 | 17 | 8.1 | 25000 | 21800 | 87.2% | 1.82 | 0 | 10 |  |  |  |  | R-410A | 2 | Residential & Commercial | USHP | Ducted CEE Tier 1
216675499 | Central HP <5.4 tons | SMART COMFORT | HRCU-A-CB (Split System: Heat Pump with Remote Outdoor Unit-Air-Source) | D5CURAH24AAK |  |  | EA*5X36M17A* | *80CSU0601716A* | 24400 | 16 | 9 | 24200 | 19500 | 80.58% | 2.02 | 0 | 10 |  |  |  |  | R-454B | 2.0333 | Residential & Commercial | USHP | Ducted CEE Tier 1
216676158 | Central HP <5.4 tons | SMART COMFORT | HRCU-A-CB (Split System: Heat Pump with Remote Outdoor Unit-Air-Source) | D5CURAH24AAK |  |  | EA*5X25M17A* | *80VSL0451412B* | 24200 | 15.5 | 8.5 | 23200 | 19100 | 82.33% | 1.94 | 0 | 10 |  |  |  |  | R-454B | 2.0167 | Residential & Commercial | USHP | Ducted CEE Tier 1
214229318 | Central HP <5.4 tons | SMART COMFORT | HRCU-A-CB (Split System: Heat Pump with Remote Outdoor Unit-Air-Source) | DLCURAH36ABK |  |  | END4X42L17** | *80MSU0601716A* | 35400 | 16 | 8.1 | 38500 | 35000 | 90.91% | 1.96 | 0 | 10 |  |  |  |  | R-410A | 2.95 | Residential & Commercial | USHP | Ducted CEE Tier 1
214229175 | Central HP <5.4 tons | SMART COMFORT | HRCU-A-CB (Split System: Heat Pump with Remote Outdoor Unit-Air-Source) | DLCURAH24ABK |  |  | EA*4X37L17A* | *80MSU0601716A* | 24000 | 17.5 | 8.5 | 25600 | 21600 | 84.38% | 1.82 | 0 | 10 |  |  |  |  | R-410A | 2 | Residential & Commercial | USHP | Ducted CEE Tier 1
211241188 | Central HP <5.4 tons | PAYNE HEATING AND COOLING | HRCU-A-CB (Split System: Heat Pump with Remote Outdoor Unit-Air-Source) | 38MURAQ24AB3* |  |  | CAP**2517AL* | PG80ES(A,L)A36070A** | 25000 | 17 | 8.5 | 25600 | 21000 | 82.03% | 1.78 | 0 | 10.5 |  |  |  |  | R-410A | 2.0833 | Residential & Commercial | USHP | Ducted CEE Tier 1
211241649 | Central HP <5.4 tons | PAYNE HEATING AND COOLING | HRCU-A-CB (Split System: Heat Pump with Remote Outdoor Unit-Air-Source) | 38MURAQ24AB3* |  |  | CAP**3017AL* | PG80ES(A,L)A36045B** | 24000 | 16.5 | 8.5 | 26200 | 23200 | 88.55% | 1.9 | 0 | 10 |  |  |  |  | R-410A | 2 | Residential & Commercial | USHP | Ducted CEE Tier 1
211241965 | Central HP <5.4 tons | PAYNE HEATING AND COOLING | HRCU-A-CB (Split System: Heat Pump with Remote Outdoor Unit-Air-Source) | 38MURAQ24AB3* |  |  | CAP**3617AL* | PG80VTLA36070A** | 24400 | 17 | 8.5 | 26200 | 22400 | 85.5% | 1.86 | 0 | 10 |  |  |  |  | R-410A | 2.0333 | Residential & Commercial | USHP | Ducted CEE Tier 1
211241999 | Central HP <5.4 tons | PAYNE HEATING AND COOLING | HRCU-A-CB (Split System: Heat Pump with Remote Outdoor Unit-Air-Source) | 38MURAQ24AB3* |  |  | CAP**3617AL* | PG95ESAA30040A** | 24400 | 15.2 | 8.5 | 26600 | 22400 | 84.21% | 1.82 | 0 | 10 |  |  |  |  | R-410A | 2.0333 | Residential & Commercial | USHP | Ducted CEE Tier 1
211242042 | Central HP <5.4 tons | PAYNE HEATING AND COOLING | HRCU-A-CB (Split System: Heat Pump with Remote Outdoor Unit-Air-Source) | 38MURAQ24AB3* |  |  | CAP**3617AL* | PG96VTAA36060A** | 23600 | 16.5 | 8.5 | 25800 | 23400 | 90.7% | 1.94 | 0 | 10 |  |  |  |  | R-410A | 1.9667 | Residential & Commercial | USHP | Ducted CEE Tier 1
216972378 | Central HP <5.4 tons | CARRIER | HRCU-A-CB (Split System: Heat Pump with Remote Outdoor Unit-Air-Source) | 27VNA154A*030* | ADP |  | A60VHA*+TXV | 59TN7A100C21**22 | 49000 | 19 | 10.5 | 50500 | 53000 | 105% | 1.96 | 0 | 11 |  |  |  |  | R-454B | 4.0833 | Residential & Commercial | USHP | Ducted CEE Tier 1
216678415 | Central HP <5.4 tons | SMART COMFORT | HRCU-A-CB (Split System: Heat Pump with Remote Outdoor Unit-Air-Source) | D5CURAH24AAK |  |  | EA*5X37M21A* | *97VTN1002122A* | 24800 | 15.5 | 9 | 23200 | 19100 | 82.33% | 2.08 | 0 | 10 |  |  |  |  | R-454B | 2.0667 | Residential & Commercial | USHP | Ducted CEE Tier 1
211245466 | Central HP <5.4 tons | SMART COMFORT | HRCU-A-CB (Split System: Heat Pump with Remote Outdoor Unit-Air-Source) | DLCURAH24ABK |  |  | EN(A,D)4X36L21** | *95ESU0601716A* | 24200 | 16.5 | 8.1 | 26200 | 22800 | 87.02% | 1.9 | 0 | 10.5 |  |  |  |  | R-410A | 2.0167 | Residential & Commercial | USHP | Ducted CEE Tier 1
211245175 | Central HP <5.4 tons | SMART COMFORT | HRCU-A-CB (Split System: Heat Pump with Remote Outdoor Unit-Air-Source) | DLCURAH24ABK |  |  | EN(A,D,W)4X36L17** | *92ESN0601714A* | 24400 | 16.5 | 8.1 | 26400 | 22800 | 86.36% | 1.88 | 0 | 10.5 |  |  |  |  | R-410A | 2.0333 | Residential & Commercial | USHP | Ducted CEE Tier 1
211230448 | Central HP <5.4 tons | SMART COMFORT | HRCU-A-CB (Split System: Heat Pump with Remote Outdoor Unit-Air-Source) | DLCURAH36ABK |  |  | EN(A,D)4X48L24** | *80ES(N,L)0902420A* | 36200 | 16.5 | 8.1 | 38500 | 34800 | 90.39% | 2.02 | 0 | 10.5 |  |  |  |  | R-410A | 3.0167 | Residential & Commercial | USHP | Ducted CEE Tier 1
211230514 | Central HP <5.4 tons | SMART COMFORT | HRCU-A-CB (Split System: Heat Pump with Remote Outdoor Unit-Air-Source) | DLCURAH36ABK |  |  | EN(A,D)4X48L24** | *80VSL0902120A* | 35800 | 16.5 | 8.1 | 38500 | 34800 | 90.39% | 2 | 0 | 10 |  |  |  |  | R-410A | 2.9833 | Residential & Commercial | USHP | Ducted CEE Tier 1
211230080 | Central HP <5.4 tons | SMART COMFORT | HRCU-A-CB (Split System: Heat Pump with Remote Outdoor Unit-Air-Source) | DLCURAH36ABK |  |  | EN(A,D,W)4X48L21** | *80VTL0902120A* | 35800 | 16.5 | 8.1 | 38500 | 34800 | 90.39% | 2 | 0 | 10 |  |  |  |  | R-410A | 2.9833 | Residential & Commercial | USHP | Ducted CEE Tier 1
212978305 | Central HP <5.4 tons | SMART COMFORT | HRCU-A-CB (Split System: Heat Pump with Remote Outdoor Unit-Air-Source) | DLCURAH18ABK |  |  | EN(A,D)4X18L14** | *80MS(N,L)0701412A* | 17400 | 16 | 8.5 | 18500 | 19700 | 106.5% | 2.38 | 0 | 10.5 |  |  |  |  | R-410A | 1.45 | Residential & Commercial | USHP | Ducted CEE Tier 1
212969594 | Central HP <5.4 tons | SMART COMFORT | HRCU-A-CB (Split System: Heat Pump with Remote Outdoor Unit-Air-Source) | DLCURAH18ABK |  |  | EN(A,D)4X30L14** | *80VSL0451412B* | 17400 | 16.5 | 8.1 | 17900 | 18600 | 103.9% | 2.24 | 0 | 11 |  |  |  |  | R-410A | 1.45 | Residential & Commercial | USHP | Ducted CEE Tier 1
212971251 | Central HP <5.4 tons | SMART COMFORT | HRCU-A-CB (Split System: Heat Pump with Remote Outdoor Unit-Air-Source) | DLCURAH24ABK |  |  | EN(A,D,W)4X36L17** | *80VTL0451412B* | 23600 | 17 | 8.5 | 26200 | 24600 | 93.89% | 2.04 | 0 | 10.5 |  |  |  |  | R-410A | 1.9667 | Residential & Commercial | USHP | Ducted CEE Tier 1
212975296 | Central HP <5.4 tons | SMART COMFORT | HRCU-A-CB (Split System: Heat Pump with Remote Outdoor Unit-Air-Source) | DLCURAH24ABK |  |  | EA*4X36L17A* | *96VTN0401712B* | 23400 | 16.5 | 8.5 | 26200 | 24400 | 93.13% | 2.02 | 0 | 10 |  |  |  |  | R-410A | 1.95 | Residential & Commercial | USHP | Ducted CEE Tier 1
212974110 | Central HP <5.4 tons | SMART COMFORT | HRCU-A-CB (Split System: Heat Pump with Remote Outdoor Unit-Air-Source) | DLCURAH24ABK |  |  | EA*4X37L21A* | *96VSN0802120B* | 24400 | 17 | 8.5 | 25200 | 21400 | 84.92% | 1.8 | 0 | 10.5 |  |  |  |  | R-410A | 2.0333 | Residential & Commercial | USHP | Ducted CEE Tier 1
212972940 | Central HP <5.4 tons | SMART COMFORT | HRCU-A-CB (Split System: Heat Pump with Remote Outdoor Unit-Air-Source) | DLCURAH24ABK |  |  | EA*4X30L17A* | *96VSN0401410B* | 23400 | 16 | 8.5 | 26400 | 24800 | 93.94% | 2.04 | 0 | 10 |  |  |  |  | R-410A | 1.95 | Residential & Commercial | USHP | Ducted CEE Tier 1
216990598 | Central HP <5.4 tons | BRYANT HEATING AND COOLING SYSTEMS | HRCU-A-CB (Split System: Heat Pump with Remote Outdoor Unit-Air-Source) | 293VAN036**AA* | ADP |  | C36A***L53*+TXV | 88*TB60070C21*** | 34000 | 20 | 9.5 | 32600 | 25600 | 78.53% | 2.04 | 0 | 11.7 |  |  |  |  | R-454B | 2.8333 | Residential & Commercial | USHP | Ducted CEE Tier 1
216990600 | Central HP <5.4 tons | BRYANT HEATING AND COOLING SYSTEMS | HRCU-A-CB (Split System: Heat Pump with Remote Outdoor Unit-Air-Source) | 293VAN036**AA* | ADP |  | PL36H210P74*+TXV | 88*TB60090C21*** | 32800 | 20 | 9.5 | 33000 | 26000 | 78.79% | 2.04 | 0 | 11.5 |  |  |  |  | R-454B | 2.7333 | Residential & Commercial | USHP | Ducted CEE Tier 1
212973190 | Central HP <5.4 tons | SMART COMFORT | HRCU-A-CB (Split System: Heat Pump with Remote Outdoor Unit-Air-Source) | DLCURAH24ABK |  |  | EA*4X24L17A* | *96VSN0401712B* | 23400 | 16 | 8.5 | 27000 | 26200 | 97.04% | 2.18 | 0 | 9.5 |  |  |  |  | R-410A | 1.95 | Residential & Commercial | USHP
213076123 | Central HP <5.4 tons | SMART COMFORT | HRCU-A-CB (Split System: Heat Pump with Remote Outdoor Unit-Air-Source) | DLCURAH24ABK |  |  | EN(A,D)4X36L21** | *95MSU1002120A* | 23800 | 17 | 8.5 | 26400 | 24000 | 90.91% | 2 | 0 | 10.5 |  |  |  |  | R-410A | 1.9833 | Residential & Commercial | USHP | Ducted CEE Tier 1
216676308 | Central HP <5.4 tons | SMART COMFORT | HRCU-A-CB (Split System: Heat Pump with Remote Outdoor Unit-Air-Source) | D5CURAH24AAK |  |  | EA*5X36M17A* | *80VSL0901716B* | 23600 | 15.5 | 8.5 | 24000 | 19400 | 80.83% | 1.92 | 0 | 9.8 |  |  |  |  | R-454B | 1.9667 | Residential & Commercial | USHP
216678048 | Central HP <5.4 tons | SMART COMFORT | HRCU-A-CB (Split System: Heat Pump with Remote Outdoor Unit-Air-Source) | D5CURAH24AAK |  |  | EA*5X36M17A* | *96VTN0601716B* | 23600 | 15.2 | 8.5 | 24000 | 19400 | 80.83% | 1.92 | 0 | 9.8 |  |  |  |  | R-454B | 1.9667 | Residential & Commercial | USHP
216677761 | Central HP <5.4 tons | SMART COMFORT | HRCU-A-CB (Split System: Heat Pump with Remote Outdoor Unit-Air-Source) | D5CURAH24AAK |  |  | ESH5X36M12A* | *92MSN0801716A* | 24000 | 15.2 | 8.5 | 23600 | 19200 | 81.36% | 1.94 | 0 | 9.8 |  |  |  |  | R-454B | 2 | Residential & Commercial | USHP
216678254 | Central HP <5.4 tons | SMART COMFORT | HRCU-A-CB (Split System: Heat Pump with Remote Outdoor Unit-Air-Source) | D5CURAH24AAK |  |  | EA*5X36M17A* | *97VTN0601716A* | 23600 | 15.2 | 8.5 | 24000 | 19400 | 80.83% | 1.92 | 0 | 9.8 |  |  |  |  | R-454B | 1.9667 | Residential & Commercial | USHP
216678061 | Central HP <5.4 tons | SMART COMFORT | HRCU-A-CB (Split System: Heat Pump with Remote Outdoor Unit-Air-Source) | D5CURAH24AAK |  |  | EA*5X25M17A* | *96VTN0601716B* | 24400 | 15.5 | 8.5 | 23200 | 19100 | 82.33% | 1.94 | 0 | 10 |  |  |  |  | R-454B | 2.0333 | Residential & Commercial | USHP | Ducted CEE Tier 1
216675908 | Central HP <5.4 tons | SMART COMFORT | HRCU-A-CB (Split System: Heat Pump with Remote Outdoor Unit-Air-Source) | D5CURAH24AAK |  |  | EA*5X30M17A* | *80MS(N,L)0701716A* | 23600 | 15.2 | 8.5 | 24200 | 19400 | 80.17% | 1.9 | 0 | 9.8 |  |  |  |  | R-454B | 1.9667 | Residential & Commercial | USHP
216677806 | Central HP <5.4 tons | SMART COMFORT | HRCU-A-CB (Split System: Heat Pump with Remote Outdoor Unit-Air-Source) | D5CURAH24AAK |  |  | EA*5X37M21A* | *95MSU0802120A* | 24200 | 15.5 | 8.5 | 23000 | 19000 | 82.61% | 1.96 | 0 | 10 |  |  |  |  | R-454B | 2.0167 | Residential & Commercial | USHP | Ducted CEE Tier 1
216677022 | Central HP <5.4 tons | SMART COMFORT | HRCU-A-CB (Split System: Heat Pump with Remote Outdoor Unit-Air-Source) | D5CURAH24AAK |  |  | ESH5X36M12A* | *92MSN1002120A* | 24200 | 15.2 | 8.5 | 23600 | 19300 | 81.78% | 1.94 | 0 | 10 |  |  |  |  | R-454B | 2.0167 | Residential & Commercial | USHP | Ducted CEE Tier 1
216676188 | Central HP <5.4 tons | SMART COMFORT | HRCU-A-CB (Split System: Heat Pump with Remote Outdoor Unit-Air-Source) | D5CURAH24AAK |  |  | EA*5X24M17A* | *80VSL0701412B* | 23400 | 15.5 | 9 | 24800 | 19600 | 79.03% | 1.98 | 0 | 9.8 |  |  |  |  | R-454B | 1.95 | Residential & Commercial | USHP
211245686 | Central HP <5.4 tons | SMART COMFORT | HRCU-A-CB (Split System: Heat Pump with Remote Outdoor Unit-Air-Source) | DLCURAH24ABK |  |  | EN(A,D)4X36L21** | *92ESN0802120A* | 24800 | 16.5 | 8.5 | 26800 | 22200 | 82.84% | 1.84 | 0 | 10.5 |  |  |  |  | R-410A | 2.0667 | Residential & Commercial | USHP | Ducted CEE Tier 1
211245152 | Central HP <5.4 tons | SMART COMFORT | HRCU-A-CB (Split System: Heat Pump with Remote Outdoor Unit-Air-Source) | DLCURAH24ABK |  |  | EN(A,D,W)4X36L17** | *80ES(N,L)0901714A* | 24600 | 16.5 | 8.1 | 26400 | 22600 | 85.61% | 1.86 | 0 | 10.5 |  |  |  |  | R-410A | 2.05 | Residential & Commercial | USHP | Ducted CEE Tier 1
216678576 | Central HP <5.4 tons | SMART COMFORT | HRCU-A-CB (Split System: Heat Pump with Remote Outdoor Unit-Air-Source) | D5CURAH24AAK |  |  | FM(C,U)5Z36**AL* | 0 | 24800 | 16 | 9.5 | 24800 | 19600 | 79.03% | 2.14 | 0 | 10 |  |  |  |  | R-454B | 2.0667 | Residential & Commercial | USHP | Ducted CEE Tier 1
216678278 | Central HP <5.4 tons | SMART COMFORT | HRCU-A-CB (Split System: Heat Pump with Remote Outdoor Unit-Air-Source) | D5CURAH24AAK |  |  | EA*5X37M21A* | *97VTN0601716A* | 24400 | 15.5 | 8.5 | 23000 | 19000 | 82.61% | 1.96 | 0 | 10 |  |  |  |  | R-454B | 2.0333 | Residential & Commercial | USHP | Ducted CEE Tier 1
213075907 | Central HP <5.4 tons | SMART COMFORT | HRCU-A-CB (Split System: Heat Pump with Remote Outdoor Unit-Air-Source) | DLCURAH36ABK |  |  | EA*4X42L21A* | *95MSU1002120A* | 35600 | 16 | 8.1 | 38500 | 35200 | 91.43% | 1.9 | 0 | 10 |  |  |  |  | R-410A | 2.9667 | Residential & Commercial | USHP | Ducted CEE Tier 1
213076527 | Central HP <5.4 tons | SMART COMFORT | HRCU-A-CB (Split System: Heat Pump with Remote Outdoor Unit-Air-Source) | DLCURAH36ABK |  |  | EA*4X43L21A* | *80VTL0701716B* | 36200 | 16 | 8.5 | 38000 | 34800 | 91.58% | 2.04 | 0 | 10 |  |  |  |  | R-410A | 3.0167 | Residential & Commercial | USHP | Ducted CEE Tier 1
216643549 | Central HP <5.4 tons | SMART COMFORT | HRCU-A-CB (Split System: Heat Pump with Remote Outdoor Unit-Air-Source) | D5CUHAH18AAK |  |  | EA*5X25M17A* | *80MSU0401712A* | 18300 | 15.5 | 9.5 | 20000 | 17600 | 88% | 2 | 0 | 11 |  |  |  |  | R-454B | 1.525 | Residential & Commercial | USHP | Ducted CEE Tier 1
211245805 | Central HP <5.4 tons | PAYNE HEATING AND COOLING | HRCU-A-CB (Split System: Heat Pump with Remote Outdoor Unit-Air-Source) | 38MURAQ24AB3* |  |  | PF4MNP025L* | 0 | 23800 | 17.5 | 8.5 | 26000 | 23800 | 91.54% | 2 | 0 | 10 |  |  |  |  | R-410A | 1.9833 | Residential & Commercial | USHP | Ducted CEE Tier 1
211245839 | Central HP <5.4 tons | PAYNE HEATING AND COOLING | HRCU-A-CB (Split System: Heat Pump with Remote Outdoor Unit-Air-Source) | 38MURAQ24AB3* |  |  | PF4MNB031L | 0 | 24200 | 16.5 | 8.5 | 26000 | 22600 | 86.92% | 1.86 | 0 | 10 |  |  |  |  | R-410A | 2.0167 | Residential & Commercial | USHP | Ducted CEE Tier 1
211245971 | Central HP <5.4 tons | PAYNE HEATING AND COOLING | HRCU-A-CB (Split System: Heat Pump with Remote Outdoor Unit-Air-Source) | 38MURAQ24AB3* |  |  | FV4CNF002L | 0 | 23800 | 17 | 8.5 | 25800 | 23000 | 89.15% | 1.92 | 0 | 10 |  |  |  |  | R-410A | 1.9833 | Residential & Commercial | USHP | Ducted CEE Tier 1
211245068 | Central HP <5.4 tons | PAYNE HEATING AND COOLING | HRCU-A-CB (Split System: Heat Pump with Remote Outdoor Unit-Air-Source) | 38MURAQ24AB3* |  |  | CNPV*3617AL* | PG96VTAA30040A** | 23400 | 16 | 8.1 | 25800 | 24000 | 93.02% | 2 | 0 | 10 |  |  |  |  | R-410A | 1.95 | Residential & Commercial | USHP | Ducted CEE Tier 1
214229208 | Central HP <5.4 tons | SMART COMFORT | HRCU-A-CB (Split System: Heat Pump with Remote Outdoor Unit-Air-Source) | DLCURAH24ABK |  |  | EN(A,D,W)4X36L17** | *80MSU0601716A* | 23600 | 17 | 8.5 | 25600 | 24000 | 93.75% | 2 | 0 | 10.5 |  |  |  |  | R-410A | 1.9667 | Residential & Commercial | USHP | Ducted CEE Tier 1
216677785 | Central HP <5.4 tons | SMART COMFORT | HRCU-A-CB (Split System: Heat Pump with Remote Outdoor Unit-Air-Source) | D5CURAH24AAK |  |  | EA*5X37M21A* | *95MSU0601716A* | 24400 | 15.5 | 8.5 | 23000 | 19000 | 82.61% | 1.96 | 0 | 10 |  |  |  |  | R-454B | 2.0333 | Residential & Commercial | USHP | Ducted CEE Tier 1
216678219 | Central HP <5.4 tons | SMART COMFORT | HRCU-A-CB (Split System: Heat Pump with Remote Outdoor Unit-Air-Source) | D5CURAH24AAK |  |  | EA*5X37M21A* | *96VTN1002122B* | 24800 | 15.5 | 9 | 23200 | 19100 | 82.33% | 2.08 | 0 | 10 |  |  |  |  | R-454B | 2.0667 | Residential & Commercial | USHP | Ducted CEE Tier 1
216678517 | Central HP <5.4 tons | SMART COMFORT | HRCU-A-CB (Split System: Heat Pump with Remote Outdoor Unit-Air-Source) | D5CURAH24AAK |  |  | FCMA5B36L0C*+WALLCON | 0 | 24400 | 15.5 | 9 | 24000 | 19400 | 80.83% | 2.04 | 0 | 10 |  |  |  |  | R-454B | 2.0333 | Residential & Commercial | USHP | Ducted CEE Tier 1
216676832 | Central HP <5.4 tons | SMART COMFORT | HRCU-A-CB (Split System: Heat Pump with Remote Outdoor Unit-Air-Source) | D5CURAH24AAK |  |  | EA*5X37M21A* | *95CSU1002122B* | 25400 | 15.2 | 9 | 23400 | 19200 | 82.05% | 2.08 | 0 | 10 |  |  |  |  | R-454B | 2.1167 | Residential & Commercial | USHP | Ducted CEE Tier 1
216677599 | Central HP <5.4 tons | SMART COMFORT | HRCU-A-CB (Split System: Heat Pump with Remote Outdoor Unit-Air-Source) | D5CURAH24AAK |  |  | EA*5X37M17A* | *96VSN0801716B* | 24400 | 15.5 | 8.5 | 23600 | 19300 | 81.78% | 1.94 | 0 | 10 |  |  |  |  | R-454B | 2.0333 | Residential & Commercial | USHP | Ducted CEE Tier 1
216677829 | Central HP <5.4 tons | SMART COMFORT | HRCU-A-CB (Split System: Heat Pump with Remote Outdoor Unit-Air-Source) | D5CURAH24AAK |  |  | ESH5X36M12A* | *95MSU1002120A* | 24200 | 15.2 | 8.5 | 23800 | 19300 | 81.09% | 1.92 | 0 | 10 |  |  |  |  | R-454B | 2.0167 | Residential & Commercial | USHP | Ducted CEE Tier 1
211240543 | Central HP <5.4 tons | PAYNE HEATING AND COOLING | HRCU-A-CB (Split System: Heat Pump with Remote Outdoor Unit-Air-Source) | 38MURAQ24AB3* |  |  | CAP**2417AL* | PG80VTLA48070B** | 23800 | 16.5 | 8.5 | 26800 | 24000 | 89.55% | 2 | 0 | 10 |  |  |  |  | R-410A | 1.9833 | Residential & Commercial | USHP | Ducted CEE Tier 1
211240586 | Central HP <5.4 tons | PAYNE HEATING AND COOLING | HRCU-A-CB (Split System: Heat Pump with Remote Outdoor Unit-Air-Source) | 38MURAQ24AB3* |  |  | CAP**2417AL* | PG96VTAA30040A** | 23400 | 15.5 | 8.5 | 26800 | 24800 | 92.54% | 2.04 | 0 | 10 |  |  |  |  | R-410A | 1.95 | Residential & Commercial | USHP | Ducted CEE Tier 1
211240663 | Central HP <5.4 tons | PAYNE HEATING AND COOLING | HRCU-A-CB (Split System: Heat Pump with Remote Outdoor Unit-Air-Source) | 38MURAQ24AB3* |  |  | CAP**2417AL* | PG80ES(A,L)A42090B** | 24200 | 16.5 | 8.5 | 27000 | 23400 | 86.67% | 1.94 | 0 | 10 |  |  |  |  | R-410A | 2.0167 | Residential & Commercial | USHP | Ducted CEE Tier 1
211240686 | Central HP <5.4 tons | PAYNE HEATING AND COOLING | HRCU-A-CB (Split System: Heat Pump with Remote Outdoor Unit-Air-Source) | 38MURAQ24AB3* |  |  | CAP**2417AL* | PG92ESAA42060B** | 24000 | 16.5 | 8.5 | 26800 | 23800 | 88.81% | 1.96 | 0 | 10 |  |  |  |  | R-410A | 2 | Residential & Commercial | USHP | Ducted CEE Tier 1
211240945 | Central HP <5.4 tons | PAYNE HEATING AND COOLING | HRCU-A-CB (Split System: Heat Pump with Remote Outdoor Unit-Air-Source) | 38MURAQ24AB3* |  |  | CAP**2517AL* | PG80VTLA36045A** | 24800 | 17 | 8.5 | 25600 | 21200 | 82.81% | 1.78 | 0 | 10.5 |  |  |  |  | R-410A | 2.0667 | Residential & Commercial | USHP | Ducted CEE Tier 1
211242549 | Central HP <5.4 tons | PAYNE HEATING AND COOLING | HRCU-A-CB (Split System: Heat Pump with Remote Outdoor Unit-Air-Source) | 38MURAQ24AB3* |  |  | CAP**3621AL* | PG80ES(A,L)A36045B** | 24200 | 17 | 8.5 | 26200 | 22600 | 86.26% | 1.86 | 0 | 10 |  |  |  |  | R-410A | 2.0167 | Residential & Commercial | USHP | Ducted CEE Tier 1
216678313 | Central HP <5.4 tons | SMART COMFORT | HRCU-A-CB (Split System: Heat Pump with Remote Outdoor Unit-Air-Source) | D5CURAH24AAK |  |  | EA*5X36M17A* | *97VTN0801716A* | 23600 | 15.2 | 8.5 | 24000 | 19400 | 80.83% | 1.9 | 0 | 9.8 |  |  |  |  | R-454B | 1.9667 | Residential & Commercial | USHP
216676218 | Central HP <5.4 tons | SMART COMFORT | HRCU-A-CB (Split System: Heat Pump with Remote Outdoor Unit-Air-Source) | D5CURAH24AAK |  |  | EA*5X36M17A* | *80VSL0701412B* | 23800 | 15.5 | 8.5 | 24000 | 19400 | 80.83% | 1.92 | 0 | 10 |  |  |  |  | R-454B | 1.9833 | Residential & Commercial | USHP | Ducted CEE Tier 1
216676466 | Central HP <5.4 tons | SMART COMFORT | HRCU-A-CB (Split System: Heat Pump with Remote Outdoor Unit-Air-Source) | D5CURAH24AAK |  |  | EA*5X37M21A* | *80MSU0601716A* | 24200 | 15.5 | 8.5 | 22800 | 19000 | 83.33% | 1.96 | 0 | 10 |  |  |  |  | R-454B | 2.0167 | Residential & Commercial | USHP | Ducted CEE Tier 1
216676298 | Central HP <5.4 tons | SMART COMFORT | HRCU-A-CB (Split System: Heat Pump with Remote Outdoor Unit-Air-Source) | D5CURAH24AAK |  |  | EA*5X30M17A* | *80VSL0901716B* | 23400 | 15.2 | 8.5 | 24000 | 19400 | 80.83% | 1.92 | 0 | 9.8 |  |  |  |  | R-454B | 1.95 | Residential & Commercial | USHP
216677728 | Central HP <5.4 tons | SMART COMFORT | HRCU-A-CB (Split System: Heat Pump with Remote Outdoor Unit-Air-Source) | D5CURAH24AAK |  |  | EA*5X37M21A* | *95MSU0401712A* | 24400 | 15.5 | 8.5 | 23000 | 19100 | 83.04% | 1.96 | 0 | 10 |  |  |  |  | R-454B | 2.0333 | Residential & Commercial | USHP | Ducted CEE Tier 1
216678598 | Central HP <5.4 tons | SMART COMFORT | HRCU-A-CB (Split System: Heat Pump with Remote Outdoor Unit-Air-Source) | D5CURAH24AAK |  |  | FHMA5*30L*B* | 0 | 25000 | 15.2 | 9 | 24000 | 19400 | 80.83% | 2.04 | 0 | 10 |  |  |  |  | R-454B | 2.0833 | Residential & Commercial | USHP | Ducted CEE Tier 1
216678337 | Central HP <5.4 tons | SMART COMFORT | HRCU-A-CB (Split System: Heat Pump with Remote Outdoor Unit-Air-Source) | D5CURAH24AAK |  |  | EA*5X37M17A* | *97VTN0801716A* | 24400 | 15.5 | 8.5 | 23600 | 19300 | 81.78% | 1.94 | 0 | 10 |  |  |  |  | R-454B | 2.0333 | Residential & Commercial | USHP | Ducted CEE Tier 1
216678564 | Central HP <5.4 tons | SMART COMFORT | HRCU-A-CB (Split System: Heat Pump with Remote Outdoor Unit-Air-Source) | D5CURAH24AAK |  |  | FM(C,U)5Z30**AL* | 0 | 24800 | 16 | 9.5 | 24800 | 19600 | 79.03% | 2.14 | 0 | 10 |  |  |  |  | R-454B | 2.0667 | Residential & Commercial | USHP | Ducted CEE Tier 1
216676699 | Central HP <5.4 tons | SMART COMFORT | HRCU-A-CB (Split System: Heat Pump with Remote Outdoor Unit-Air-Source) | D5CURAH24AAK |  |  | EA*5X37M21A* | *80VTL0701716B* | 24400 | 15.5 | 8.5 | 23000 | 19000 | 82.61% | 1.96 | 0 | 10 |  |  |  |  | R-454B | 2.0333 | Residential & Commercial | USHP | Ducted CEE Tier 1
216676726 | Central HP <5.4 tons | SMART COMFORT | HRCU-A-CB (Split System: Heat Pump with Remote Outdoor Unit-Air-Source) | D5CURAH24AAK |  |  | EA*5X37M21A* | *80VTL0902120B* | 25000 | 15.2 | 8.5 | 23200 | 19100 | 82.33% | 1.96 | 0 | 10 |  |  |  |  | R-454B | 2.0833 | Residential & Commercial | USHP | Ducted CEE Tier 1
211245949 | Central HP <5.4 tons | PAYNE HEATING AND COOLING | HRCU-A-CB (Split System: Heat Pump with Remote Outdoor Unit-Air-Source) | 38MURAQ24AB3* |  |  | FM(C,U)4Z30**AL* | 0 | 24200 | 18 | 9 | 26600 | 23000 | 86.47% | 1.92 | 0 | 10.5 |  |  |  |  | R-410A | 2.0167 | Residential & Commercial | USHP | Ducted CEE Tier 1
211245545 | Central HP <5.4 tons | PAYNE HEATING AND COOLING | HRCU-A-CB (Split System: Heat Pump with Remote Outdoor Unit-Air-Source) | 38MURAQ24AB3* |  |  | CNPV*3621AL* | PG96VTAA42060B** | 24000 | 16.5 | 8.1 | 26200 | 23200 | 88.55% | 1.92 | 0 | 10 |  |  |  |  | R-410A | 2 | Residential & Commercial | USHP | Ducted CEE Tier 1
214228988 | Central HP <5.4 tons | SMART COMFORT | HRCU-A-CB (Split System: Heat Pump with Remote Outdoor Unit-Air-Source) | DLCURAH18ABK |  |  | EA*4X24L17A* | *80MSU0601716A* | 17600 | 16.5 | 8.5 | 18600 | 19100 | 102.7% | 2.3 | 0 | 10.5 |  |  |  |  | R-410A | 1.4667 | Residential & Commercial | USHP | Ducted CEE Tier 1
214229021 | Central HP <5.4 tons | SMART COMFORT | HRCU-A-CB (Split System: Heat Pump with Remote Outdoor Unit-Air-Source) | DLCURAH18ABK |  |  | EN(A,D)4X24L17** | *80MSU0601716A* | 17600 | 16 | 8.5 | 18500 | 18900 | 102.2% | 2.28 | 0 | 11 |  |  |  |  | R-410A | 1.4667 | Residential & Commercial | USHP | Ducted CEE Tier 1
211259770 | Central HP <5.4 tons | SMART COMFORT | HRCU-A-CB (Split System: Heat Pump with Remote Outdoor Unit-Air-Source) | DLCURAH18ABK |  |  | EA*4X19L17A* | *96VTN0401712A* | 18200 | 15.5 | 8.5 | 18300 | 17600 | 96.17% | 2.12 | 0 | 10.5 |  |  |  |  | R-410A | 1.5167 | Residential & Commercial | USHP | Ducted CEE Tier 1
216676248 | Central HP <5.4 tons | SMART COMFORT | HRCU-A-CB (Split System: Heat Pump with Remote Outdoor Unit-Air-Source) | D5CURAH24AAK |  |  | EA*5X30M17A* | *80VSL0701716B* | 23400 | 15.2 | 8.5 | 24000 | 19400 | 80.83% | 1.9 | 0 | 9.8 |  |  |  |  | R-454B | 1.95 | Residential & Commercial | USHP
216676418 | Central HP <5.4 tons | SMART COMFORT | HRCU-A-CB (Split System: Heat Pump with Remote Outdoor Unit-Air-Source) | D5CURAH24AAK |  |  | EA*5X30M17A* | *80MSU0401712A* | 23600 | 15.5 | 8.5 | 24000 | 19400 | 80.83% | 1.9 | 0 | 9.8 |  |  |  |  | R-454B | 1.9667 | Residential & Commercial | USHP
216677738 | Central HP <5.4 tons | SMART COMFORT | HRCU-A-CB (Split System: Heat Pump with Remote Outdoor Unit-Air-Source) | D5CURAH24AAK |  |  | EA*5X30M17A* | *95CSU0601716B* | 23400 | 15.2 | 8.5 | 24200 | 19400 | 80.17% | 1.9 | 0 | 9.8 |  |  |  |  | R-454B | 1.95 | Residential & Commercial | USHP
216677529 | Central HP <5.4 tons | SMART COMFORT | HRCU-A-CB (Split System: Heat Pump with Remote Outdoor Unit-Air-Source) | D5CURAH24AAK |  |  | EA*5X36M17A* | *96VSN0601716B* | 23600 | 15.2 | 8.5 | 24000 | 19400 | 80.83% | 1.92 | 0 | 9.8 |  |  |  |  | R-454B | 1.9667 | Residential & Commercial | USHP
211261292 | Central HP <5.4 tons | SMART COMFORT | HRCU-A-CB (Split System: Heat Pump with Remote Outdoor Unit-Air-Source) | DLCURAH18ABK |  |  | EA*4X30L14A* | *96VSN0601412A* | 18000 | 16 | 8.5 | 18500 | 18500 | 100% | 2.22 | 0 | 10.5 |  |  |  |  | R-410A | 1.5 | Residential & Commercial | USHP | Ducted CEE Tier 1
216675449 | Central HP <5.4 tons | SMART COMFORT | HRCU-A-CB (Split System: Heat Pump with Remote Outdoor Unit-Air-Source) | D5CURAH24AAK |  |  | EA*5X25M17A* | *80CSU0401712A* | 25200 | 16.5 | 9 | 23600 | 19200 | 81.36% | 2.06 | 0 | 10 |  |  |  |  | R-454B | 2.1 | Residential & Commercial | USHP | Ducted CEE Tier 1
216675767 | Central HP <5.4 tons | SMART COMFORT | HRCU-A-CB (Split System: Heat Pump with Remote Outdoor Unit-Air-Source) | D5CURAH24AAK |  |  | EA*5X24M14A* | *80MS(N,L)0701412A* | 23200 | 15.2 | 8.5 | 24600 | 19600 | 79.67% | 1.88 | 0 | 9.5 |  |  |  |  | R-454B | 1.9333 | Residential & Commercial | USHP
212976802 | Central HP <5.4 tons | SMART COMFORT | HRCU-A-CB (Split System: Heat Pump with Remote Outdoor Unit-Air-Source) | DLCURAH36ABK |  |  | EA*4X48L21A* | *96VTN1002120B* | 35800 | 16.5 | 8.5 | 37800 | 34600 | 91.53% | 2.02 | 0 | 10 |  |  |  |  | R-410A | 2.9833 | Residential & Commercial | USHP | Ducted CEE Tier 1
213352709 | Central HP <5.4 tons | CARRIER | HRCU-A-CB (Split System: Heat Pump with Remote Outdoor Unit-Air-Source) | 38MURAQ24AB3* | ADP |  | C24A***L039 | 59TP6C080V21**20 | 22800 | 16 | 8.5 | 24800 | 23600 | 95.16% | 1.98 | 0 | 10 |  |  |  |  | R-410A | 1.9 | Residential & Commercial | USHP | Ducted CEE Tier 1
216680847 | Central HP <5.4 tons | SMART COMFORT | HRCU-A-CB (Split System: Heat Pump with Remote Outdoor Unit-Air-Source) | DLCURAH18ABK |  |  | EA*4X24L17A* | *97VTN0801716A* | 17200 | 16 | 8.5 | 18100 | 19200 | 106.1% | 2.2 | 0 | 10.5 |  |  |  |  | R-410A | 1.4333 | Residential & Commercial | USHP | Ducted CEE Tier 1
216678506 | Central HP <5.4 tons | SMART COMFORT | HRCU-A-CB (Split System: Heat Pump with Remote Outdoor Unit-Air-Source) | D5CURAH24AAK |  |  | FM(C,U)5Z24**AL* | 0 | 24200 | 15.5 | 9 | 25400 | 19800 | 77.95% | 2 | 0 | 10 |  |  |  |  | R-454B | 2.0167 | Residential & Commercial | USHP | Ducted CEE Tier 1
211259943 | Central HP <5.4 tons | SMART COMFORT | HRCU-A-CB (Split System: Heat Pump with Remote Outdoor Unit-Air-Source) | DLCURAH18ABK |  |  | EA*4X19L17A* | *92ESN0601412A* | 18700 | 16.5 | 8.5 | 18600 | 17500 | 94.09% | 2.14 | 0 | 11 |  |  |  |  | R-410A | 1.5583 | Residential & Commercial | USHP | Ducted CEE Tier 1
211260161 | Central HP <5.4 tons | SMART COMFORT | HRCU-A-CB (Split System: Heat Pump with Remote Outdoor Unit-Air-Source) | DLCURAH18ABK |  |  | EA*4X24L14A* | *96VTN0401410A* | 17300 | 16 | 8.5 | 18300 | 19200 | 104.9% | 2.3 | 0 | 10.5 |  |  |  |  | R-410A | 1.4417 | Residential & Commercial | USHP | Ducted CEE Tier 1
216677773 | Central HP <5.4 tons | SMART COMFORT | HRCU-A-CB (Split System: Heat Pump with Remote Outdoor Unit-Air-Source) | D5CURAH24AAK |  |  | EA*5X36M17A* | *95MSU0601716A* | 23800 | 15.5 | 8.5 | 24000 | 19400 | 80.83% | 1.9 | 0 | 9.8 |  |  |  |  | R-454B | 1.9833 | Residential & Commercial | USHP
216678495 | Central HP <5.4 tons | SMART COMFORT | HRCU-A-CB (Split System: Heat Pump with Remote Outdoor Unit-Air-Source) | D5CURAH24AAK |  |  | EA*5X37M21A* | OMV112K14A | 25200 | 15.2 | 9 | 23600 | 19300 | 81.78% | 2.06 | 0 | 10 |  |  |  |  | R-454B | 2.1 | Residential & Commercial | USHP | Ducted CEE Tier 1
216679755 | Central HP <5.4 tons | SMART COMFORT | HRCU-A-CB (Split System: Heat Pump with Remote Outdoor Unit-Air-Source) | DLCURAH18ABK |  |  | EHD4X30AAL | *97VTN0601716A* | 17600 | 15.5 | 8.5 | 18100 | 18000 | 99.45% | 1.96 | 0 | 10.5 |  |  |  |  | R-410A | 1.4667 | Residential & Commercial | USHP | Ducted CEE Tier 1
212977775 | Central HP <5.4 tons | SMART COMFORT | HRCU-A-CB (Split System: Heat Pump with Remote Outdoor Unit-Air-Source) | DLCURAH18ABK |  |  | EA*4X30L17A* | *80MS(N,L)0451412A* | 17700 | 16.5 | 8.5 | 18200 | 18800 | 103.3% | 2.26 | 0 | 10.5 |  |  |  |  | R-410A | 1.475 | Residential & Commercial | USHP | Ducted CEE Tier 1
212986316 | Central HP <5.4 tons | SMART COMFORT | HRCU-A-CB (Split System: Heat Pump with Remote Outdoor Unit-Air-Source) | DLCURAH18ABK |  |  | EA*4X30L14A* | *96MSN0401410A* | 17600 | 16 | 8.5 | 18300 | 18900 | 103.3% | 2.26 | 0 | 10.5 |  |  |  |  | R-410A | 1.4667 | Residential & Commercial | USHP | Ducted CEE Tier 1
216676960 | Central HP <5.4 tons | SMART COMFORT | HRCU-A-CB (Split System: Heat Pump with Remote Outdoor Unit-Air-Source) | D5CURAH24AAK |  |  | EA*5X24M17A* | *92MSN0801716A* | 23200 | 15.2 | 8.5 | 24600 | 19600 | 79.67% | 1.88 | 0 | 9.5 |  |  |  |  | R-454B | 1.9333 | Residential & Commercial | USHP
213076392 | Central HP <5.4 tons | SMART COMFORT | HRCU-A-CB (Split System: Heat Pump with Remote Outdoor Unit-Air-Source) | DLCURAH18ABK |  |  | EA*4X24L17A* | *96VTN0601716B* | 17400 | 16 | 8.5 | 18400 | 19500 | 106% | 2.34 | 0 | 10.5 |  |  |  |  | R-410A | 1.45 | Residential & Commercial | USHP | Ducted CEE Tier 1
212984706 | Central HP <5.4 tons | SMART COMFORT | HRCU-A-CB (Split System: Heat Pump with Remote Outdoor Unit-Air-Source) | DLCURAH18ABK |  |  | EA*4X19L17A* | *92MSN0801716A* | 18300 | 16.5 | 8.5 | 18200 | 17700 | 97.25% | 2.14 | 0 | 11 |  |  |  |  | R-410A | 1.525 | Residential & Commercial | USHP | Ducted CEE Tier 1
212988802 | Central HP <5.4 tons | SMART COMFORT | HRCU-A-CB (Split System: Heat Pump with Remote Outdoor Unit-Air-Source) | DLCURAH18ABK |  |  | EA*4X25L17A* | *95MSU0401712A* | 17700 | 16.5 | 8.1 | 17700 | 17800 | 100.6% | 2.14 | 0 | 10.5 |  |  |  |  | R-410A | 1.475 | Residential & Commercial | USHP | Ducted CEE Tier 1
211245022 | Central HP <5.4 tons | SMART COMFORT | HRCU-A-CB (Split System: Heat Pump with Remote Outdoor Unit-Air-Source) | DLCURAH24ABK |  |  | EN(A,D,W)4X36L17** | *96VTN0801716A* | 24200 | 16.5 | 8.1 | 26200 | 23000 | 87.79% | 1.9 | 0 | 10.5 |  |  |  |  | R-410A | 2.0167 | Residential & Commercial | USHP | Ducted CEE Tier 1
211244908 | Central HP <5.4 tons | SMART COMFORT | HRCU-A-CB (Split System: Heat Pump with Remote Outdoor Unit-Air-Source) | DLCURAH24ABK |  |  | EN(A,D,W)4X36L17** | *96VSN0801716A* | 24200 | 16.5 | 8.1 | 26200 | 23000 | 87.79% | 1.9 | 0 | 10.5 |  |  |  |  | R-410A | 2.0167 | Residential & Commercial | USHP | Ducted CEE Tier 1
211264515 | Central HP <5.4 tons | PAYNE HEATING AND COOLING | HRCU-A-CB (Split System: Heat Pump with Remote Outdoor Unit-Air-Source) | 38MURAQ18AB3* |  |  | CNPV*3017AL* | PG80ES(A,L)A36070B** | 18200 | 16.5 | 8.5 | 18700 | 18300 | 97.86% | 2.22 | 0 | 11 |  |  |  |  | R-410A | 1.5167 | Residential & Commercial | USHP | Ducted CEE Tier 1
211264780 | Central HP <5.4 tons | PAYNE HEATING AND COOLING | HRCU-A-CB (Split System: Heat Pump with Remote Outdoor Unit-Air-Source) | 38MURAQ18AB3* |  |  | FB4CNF024L | 0 | 17300 | 16 | 8.5 | 18200 | 19400 | 106.6% | 2.34 | 0 | 10.5 |  |  |  |  | R-410A | 1.4417 | Residential & Commercial | USHP | Ducted CEE Tier 1
216678266 | Central HP <5.4 tons | SMART COMFORT | HRCU-A-CB (Split System: Heat Pump with Remote Outdoor Unit-Air-Source) | D5CURAH24AAK |  |  | EA*5X25M17A* | *97VTN0601716A* | 24400 | 15.5 | 8.5 | 23200 | 19100 | 82.33% | 1.94 | 0 | 10 |  |  |  |  | R-454B | 2.0333 | Residential & Commercial | USHP | Ducted CEE Tier 1
216677884 | Central HP <5.4 tons | SMART COMFORT | HRCU-A-CB (Split System: Heat Pump with Remote Outdoor Unit-Air-Source) | D5CURAH24AAK |  |  | ESH5X30M12A* | *95MSU0802120A* | 24200 | 15.2 | 8.5 | 24400 | 19600 | 80.33% | 1.9 | 0 | 9.8 |  |  |  |  | R-454B | 2.0167 | Residential & Commercial | USHP
216676546 | Central HP <5.4 tons | SMART COMFORT | HRCU-A-CB (Split System: Heat Pump with Remote Outdoor Unit-Air-Source) | D5CURAH24AAK |  |  | EA*5X30M17A* | *80VTL0451412B* | 23400 | 15.2 | 8.5 | 24000 | 19400 | 80.83% | 1.9 | 0 | 9.8 |  |  |  |  | R-454B | 1.95 | Residential & Commercial | USHP
211260658 | Central HP <5.4 tons | SMART COMFORT | HRCU-A-CB (Split System: Heat Pump with Remote Outdoor Unit-Air-Source) | DLCURAH18ABK |  |  | EA*4X24L17A* | OMV098J12* | 18200 | 16 | 9 | 19200 | 18800 | 97.92% | 2.26 | 0 | 10.5 |  |  |  |  | R-410A | 1.5167 | Residential & Commercial | USHP | Ducted CEE Tier 1
211260515 | Central HP <5.4 tons | SMART COMFORT | HRCU-A-CB (Split System: Heat Pump with Remote Outdoor Unit-Air-Source) | DLCURAH18ABK |  |  | EA*4X24L17A* | *95ESN0261410A* | 18000 | 15.5 | 8.5 | 19000 | 18900 | 99.47% | 2.26 | 0 | 10.5 |  |  |  |  | R-410A | 1.5 | Residential & Commercial | USHP | Ducted CEE Tier 1
211260383 | Central HP <5.4 tons | SMART COMFORT | HRCU-A-CB (Split System: Heat Pump with Remote Outdoor Unit-Air-Source) | DLCURAH18ABK |  |  | EA*4X24L17A* | *80ESU0401712A* | 18400 | 16.5 | 9 | 19200 | 18700 | 97.4% | 2.26 | 0 | 11 |  |  |  |  | R-410A | 1.5333 | Residential & Commercial | USHP | Ducted CEE Tier 1
211264936 | Central HP <5.4 tons | SMART COMFORT | HRCU-A-CB (Split System: Heat Pump with Remote Outdoor Unit-Air-Source) | DLCURAH18ABK |  |  | FMA4X18**AL* | 0 | 17400 | 16 | 8.5 | 18500 | 20000 | 108.1% | 2.44 | 0 | 10.5 |  |  |  |  | R-410A | 1.45 | Residential & Commercial | USHP | Ducted CEE Tier 1
212974947 | Central HP <5.4 tons | SMART COMFORT | HRCU-A-CB (Split System: Heat Pump with Remote Outdoor Unit-Air-Source) | DLCURAH24ABK |  |  | EA*4X25L17A* | *96VTN0401410B* | 24000 | 16 | 8.1 | 25200 | 22000 | 87.3% | 1.82 | 0 | 10 |  |  |  |  | R-410A | 2 | Residential & Commercial | USHP | Ducted CEE Tier 1
211244739 | Central HP <5.4 tons | SMART COMFORT | HRCU-A-CB (Split System: Heat Pump with Remote Outdoor Unit-Air-Source) | DLCURAH24ABK |  |  | EN(A,D)4X30L17** | *92ESN0601714A* | 24400 | 16.5 | 8.1 | 26400 | 22800 | 86.36% | 1.88 | 0 | 10.5 |  |  |  |  | R-410A | 2.0333 | Residential & Commercial | USHP | Ducted CEE Tier 1
212986700 | Central HP <5.4 tons | SMART COMFORT | HRCU-A-CB (Split System: Heat Pump with Remote Outdoor Unit-Air-Source) | DLCURAH18ABK |  |  | EA*4X30L17A* | *96MSN0401712A* | 17300 | 15.5 | 8.5 | 18100 | 18800 | 103.9% | 2.24 | 0 | 10 |  |  |  |  | R-410A | 1.4417 | Residential & Commercial | USHP | Ducted CEE Tier 1
212986701 | Central HP <5.4 tons | SMART COMFORT | HRCU-A-CB (Split System: Heat Pump with Remote Outdoor Unit-Air-Source) | DLCURAH18ABK |  |  | EA*4X30L17A* | *96MSM0401712A* | 17300 | 15.5 | 8.5 | 18100 | 18800 | 103.9% | 2.24 | 0 | 10 |  |  |  |  | R-410A | 1.4417 | Residential & Commercial | USHP | Ducted CEE Tier 1
211260620 | Central HP <5.4 tons | SMART COMFORT | HRCU-A-CB (Split System: Heat Pump with Remote Outdoor Unit-Air-Source) | DLCURAH18ABK |  |  | EA*4X24L17A* | *92ESN0401712A* | 17800 | 15.5 | 8.5 | 18800 | 19000 | 101.1% | 2.28 | 0 | 10.5 |  |  |  |  | R-410A | 1.4833 | Residential & Commercial | USHP | Ducted CEE Tier 1
211262106 | Central HP <5.4 tons | SMART COMFORT | HRCU-A-CB (Split System: Heat Pump with Remote Outdoor Unit-Air-Source) | DLCURAH18ABK |  |  | EA*4X30L17A* | *92ESN0601714A* | 17900 | 16.5 | 8.5 | 18300 | 18500 | 101.1% | 2.22 | 0 | 10.5 |  |  |  |  | R-410A | 1.4917 | Residential & Commercial | USHP | Ducted CEE Tier 1
211261658 | Central HP <5.4 tons | SMART COMFORT | HRCU-A-CB (Split System: Heat Pump with Remote Outdoor Unit-Air-Source) | DLCURAH18ABK |  |  | EA*4X30L17A* | *95ESU0401712A* | 17800 | 16 | 8.5 | 18300 | 18500 | 101.1% | 2.22 | 0 | 10.5 |  |  |  |  | R-410A | 1.4833 | Residential & Commercial | USHP | Ducted CEE Tier 1
211261926 | Central HP <5.4 tons | SMART COMFORT | HRCU-A-CB (Split System: Heat Pump with Remote Outdoor Unit-Air-Source) | DLCURAH18ABK |  |  | EA*4X30L17A* | *96VTN0401410A* | 17500 | 16 | 8.5 | 18100 | 18600 | 102.8% | 2.24 | 0 | 10.5 |  |  |  |  | R-410A | 1.4583 | Residential & Commercial | USHP | Ducted CEE Tier 1
211259636 | Central HP <5.4 tons | SMART COMFORT | HRCU-A-CB (Split System: Heat Pump with Remote Outdoor Unit-Air-Source) | DLCURAH18ABK |  |  | EA*4X19L17A* | *96VSN0401712A* | 18200 | 15.5 | 8.5 | 18300 | 17600 | 96.17% | 2.12 | 0 | 10.5 |  |  |  |  | R-410A | 1.5167 | Residential & Commercial | USHP | Ducted CEE Tier 1
216676362 | Central HP <5.4 tons | SMART COMFORT | HRCU-A-CB (Split System: Heat Pump with Remote Outdoor Unit-Air-Source) | D5CURAH24AAK |  |  | ESH5X24M12A* | *80CSU0401712A* | 24400 | 15.2 | 8.5 | 24800 | 19700 | 79.44% | 1.88 | 0 | 9.8 |  |  |  |  | R-454B | 2.0333 | Residential & Commercial | USHP
216676228 | Central HP <5.4 tons | SMART COMFORT | HRCU-A-CB (Split System: Heat Pump with Remote Outdoor Unit-Air-Source) | D5CURAH24AAK |  |  | ESH5X36M12A* | *80VSL0701412B* | 24200 | 15.2 | 8.5 | 23800 | 19300 | 81.09% | 1.92 | 0 | 10 |  |  |  |  | R-454B | 2.0167 | Residential & Commercial | USHP | Ducted CEE Tier 1
216677315 | Central HP <5.4 tons | SMART COMFORT | HRCU-A-CB (Split System: Heat Pump with Remote Outdoor Unit-Air-Source) | D5CURAH24AAK |  |  | EA*5X37M21A* | *96MSM0802120A* | 24400 | 15.5 | 8.5 | 23000 | 19000 | 82.61% | 1.96 | 0 | 10 |  |  |  |  | R-454B | 2.0333 | Residential & Commercial | USHP | Ducted CEE Tier 1
216677999 | Central HP <5.4 tons | SMART COMFORT | HRCU-A-CB (Split System: Heat Pump with Remote Outdoor Unit-Air-Source) | D5CURAH24AAK |  |  | EA*5X36M17A* | *96VTN0601412B* | 23600 | 15.2 | 8.5 | 24000 | 19400 | 80.83% | 1.9 | 0 | 9.8 |  |  |  |  | R-454B | 1.9667 | Residential & Commercial | USHP
216677549 | Central HP <5.4 tons | SMART COMFORT | HRCU-A-CB (Split System: Heat Pump with Remote Outdoor Unit-Air-Source) | D5CURAH24AAK |  |  | EA*5X37M21A* | *96VSN0601716B* | 24400 | 15.5 | 8.5 | 23000 | 19000 | 82.61% | 1.96 | 0 | 10 |  |  |  |  | R-454B | 2.0333 | Residential & Commercial | USHP | Ducted CEE Tier 1
212986232 | Central HP <5.4 tons | SMART COMFORT | HRCU-A-CB (Split System: Heat Pump with Remote Outdoor Unit-Air-Source) | DLCURAH24ABK |  |  | EN(A,D)4X24L17** | *96MSN0401410A* | 23200 | 16 | 8.5 | 27000 | 25200 | 93.33% | 2.1 | 0 | 10 |  |  |  |  | R-410A | 1.9333 | Residential & Commercial | USHP | Ducted CEE Tier 1
212975670 | Central HP <5.4 tons | SMART COMFORT | HRCU-A-CB (Split System: Heat Pump with Remote Outdoor Unit-Air-Source) | DLCURAH24ABK |  |  | EA*4X30L14A* | *96VTN0601412B* | 23400 | 16.5 | 8.5 | 26200 | 25000 | 95.42% | 2.08 | 0 | 10 |  |  |  |  | R-410A | 1.95 | Residential & Commercial | USHP | Ducted CEE Tier 1
212982429 | Central HP <5.4 tons | SMART COMFORT | HRCU-A-CB (Split System: Heat Pump with Remote Outdoor Unit-Air-Source) | DLCURAH18ABK |  |  | EN(A,D)4X24L17** | *80MSU0401712A* | 17500 | 16 | 8.5 | 18400 | 18900 | 102.7% | 2.28 | 0 | 10.5 |  |  |  |  | R-410A | 1.4583 | Residential & Commercial | USHP | Ducted CEE Tier 1
212986677 | Central HP <5.4 tons | SMART COMFORT | HRCU-A-CB (Split System: Heat Pump with Remote Outdoor Unit-Air-Source) | DLCURAH18ABK |  |  | EA*4X24L17A* | *96MSM0401712A* | 17200 | 15.5 | 8.5 | 18300 | 19400 | 106% | 2.32 | 0 | 10 |  |  |  |  | R-410A | 1.4333 | Residential & Commercial | USHP | Ducted CEE Tier 1
216677649 | Central HP <5.4 tons | SMART COMFORT | HRCU-A-CB (Split System: Heat Pump with Remote Outdoor Unit-Air-Source) | D5CURAH24AAK |  |  | ESH5X36M12A* | *96VSN1002120B* | 24600 | 15.2 | 8.5 | 23800 | 19400 | 81.51% | 1.92 | 0 | 10 |  |  |  |  | R-454B | 2.05 | Residential & Commercial | USHP | Ducted CEE Tier 1
211243959 | Central HP <5.4 tons | PAYNE HEATING AND COOLING | HRCU-A-CB (Split System: Heat Pump with Remote Outdoor Unit-Air-Source) | 38MURAQ24AB3* |  |  | CNPV*2417AL* | PG95ESUA48060B** | 23800 | 16.5 | 8.5 | 26800 | 23400 | 87.31% | 1.92 | 0 | 10 |  |  |  |  | R-410A | 1.9833 | Residential & Commercial | USHP | Ducted CEE Tier 1
211242888 | Central HP <5.4 tons | PAYNE HEATING AND COOLING | HRCU-A-CB (Split System: Heat Pump with Remote Outdoor Unit-Air-Source) | 38MURAQ24AB3* |  |  | CAP**3717AL* | PG80ESUA36040B** | 24400 | 17.5 | 8.5 | 25400 | 21800 | 85.83% | 1.82 | 0 | 10.5 |  |  |  |  | R-410A | 2.0333 | Residential & Commercial | USHP | Ducted CEE Tier 1
212981853 | Central HP <5.4 tons | SMART COMFORT | HRCU-A-CB (Split System: Heat Pump with Remote Outdoor Unit-Air-Source) | DLCURAH18ABK |  |  | EA*4X25L17A* | *80MSU1002120A* | 17800 | 16 | 8.1 | 17800 | 17800 | 100% | 2.14 | 0 | 10.5 |  |  |  |  | R-410A | 1.4833 | Residential & Commercial | USHP | Ducted CEE Tier 1
212981889 | Central HP <5.4 tons | SMART COMFORT | HRCU-A-CB (Split System: Heat Pump with Remote Outdoor Unit-Air-Source) | DLCURAH18ABK |  |  | EN(A,D)4X30L17** | *80MSU1002120A* | 17500 | 16 | 8.1 | 18200 | 18700 | 102.7% | 2.24 | 0 | 10.5 |  |  |  |  | R-410A | 1.4583 | Residential & Commercial | USHP | Ducted CEE Tier 1
212972770 | Central HP <5.4 tons | SMART COMFORT | HRCU-A-CB (Split System: Heat Pump with Remote Outdoor Unit-Air-Source) | DLCURAH18ABK |  |  | EN(A,D)4X30L17** | *96VSN0401410B* | 17400 | 16 | 8.1 | 18000 | 18700 | 103.9% | 2.24 | 0 | 10.5 |  |  |  |  | R-410A | 1.45 | Residential & Commercial | USHP | Ducted CEE Tier 1
211240289 | Central HP <5.4 tons | PAYNE HEATING AND COOLING | HRCU-A-CB (Split System: Heat Pump with Remote Outdoor Unit-Air-Source) | 38MURAQ24AB3* |  |  | CAP**2414AL* | PG96VTAA30040A** | 23400 | 15.5 | 8.5 | 26800 | 24800 | 92.54% | 2.04 | 0 | 9.5 |  |  |  |  | R-410A | 1.95 | Residential & Commercial | USHP
211240708 | Central HP <5.4 tons | PAYNE HEATING AND COOLING | HRCU-A-CB (Split System: Heat Pump with Remote Outdoor Unit-Air-Source) | 38MURAQ24AB3* |  |  | CAP**2417AL* | PG95ESAA42060B** | 24400 | 15.5 | 8.5 | 27200 | 23200 | 85.29% | 1.9 | 0 | 10 |  |  |  |  | R-410A | 2.0333 | Residential & Commercial | USHP | Ducted CEE Tier 1
211240923 | Central HP <5.4 tons | PAYNE HEATING AND COOLING | HRCU-A-CB (Split System: Heat Pump with Remote Outdoor Unit-Air-Source) | 38MURAQ24AB3* |  |  | CAP**2517AL* | PG95ESUA48060B** | 24800 | 17 | 8.5 | 25600 | 21000 | 82.03% | 1.78 | 0 | 10.5 |  |  |  |  | R-410A | 2.0667 | Residential & Commercial | USHP | Ducted CEE Tier 1
211263286 | Central HP <5.4 tons | SMART COMFORT | HRCU-A-CB (Split System: Heat Pump with Remote Outdoor Unit-Air-Source) | DLCURAH18ABK |  |  | EN(A,D)4X24L17** | *96VTN0601714A* | 17600 | 15.5 | 8.5 | 18600 | 18900 | 101.6% | 2.26 | 0 | 10.5 |  |  |  |  | R-410A | 1.4667 | Residential & Commercial | USHP | Ducted CEE Tier 1
211263405 | Central HP <5.4 tons | SMART COMFORT | HRCU-A-CB (Split System: Heat Pump with Remote Outdoor Unit-Air-Source) | DLCURAH18ABK |  |  | EN(A,D)4X24L17** | *92ESN0601714A* | 17700 | 16 | 8.5 | 18500 | 18800 | 101.6% | 2.26 | 0 | 11 |  |  |  |  | R-410A | 1.475 | Residential & Commercial | USHP | Ducted CEE Tier 1
216677609 | Central HP <5.4 tons | SMART COMFORT | HRCU-A-CB (Split System: Heat Pump with Remote Outdoor Unit-Air-Source) | D5CURAH24AAK |  |  | EA*5X37M21A* | *96VSN0801716B* | 24800 | 15.5 | 8.5 | 23200 | 19100 | 82.33% | 1.96 | 0 | 10 |  |  |  |  | R-454B | 2.0667 | Residential & Commercial | USHP | Ducted CEE Tier 1
216676372 | Central HP <5.4 tons | SMART COMFORT | HRCU-A-CB (Split System: Heat Pump with Remote Outdoor Unit-Air-Source) | D5CURAH24AAK |  |  | ESH5X30M12A* | *80CSU0601716A* | 24600 | 15.2 | 8.5 | 24600 | 19600 | 79.67% | 1.9 | 0 | 9.8 |  |  |  |  | R-454B | 2.05 | Residential & Commercial | USHP
211244551 | Central HP <5.4 tons | SMART COMFORT | HRCU-A-CB (Split System: Heat Pump with Remote Outdoor Unit-Air-Source) | DLCURAH24ABK |  |  | EN(A,D)4X30L17** | *80ESU0401712A* | 24000 | 17 | 8.1 | 26000 | 23200 | 89.23% | 1.94 | 0 | 10.5 |  |  |  |  | R-410A | 2 | Residential & Commercial | USHP | Ducted CEE Tier 1
216677314 | Central HP <5.4 tons | SMART COMFORT | HRCU-A-CB (Split System: Heat Pump with Remote Outdoor Unit-Air-Source) | D5CURAH24AAK |  |  | EA*5X37M21A* | *96MSN0802120A* | 24400 | 15.5 | 8.5 | 23000 | 19000 | 82.61% | 1.96 | 0 | 10 |  |  |  |  | R-454B | 2.0333 | Residential & Commercial | USHP | Ducted CEE Tier 1
216677350 | Central HP <5.4 tons | SMART COMFORT | HRCU-A-CB (Split System: Heat Pump with Remote Outdoor Unit-Air-Source) | D5CURAH24AAK |  |  | EA*5X37M21A* | *96MSN1002120A* | 24800 | 15.5 | 8.5 | 23200 | 19100 | 82.33% | 1.96 | 0 | 10 |  |  |  |  | R-454B | 2.0667 | Residential & Commercial | USHP | Ducted CEE Tier 1
211243017 | Central HP <5.4 tons | PAYNE HEATING AND COOLING | HRCU-A-CB (Split System: Heat Pump with Remote Outdoor Unit-Air-Source) | 38MURAQ24AB3* |  |  | CAP**3717AL* | PG80ES(A,L)A36045A** | 25200 | 16 | 8.5 | 26200 | 21000 | 80.15% | 1.76 | 0 | 10 |  |  |  |  | R-410A | 2.1 | Residential & Commercial | USHP | Ducted CEE Tier 1
211243453 | Central HP <5.4 tons | PAYNE HEATING AND COOLING | HRCU-A-CB (Split System: Heat Pump with Remote Outdoor Unit-Air-Source) | 38MURAQ24AB3* |  |  | CAP**3721AL* | PG96VTAA42060B** | 24600 | 16.5 | 8.5 | 25400 | 21000 | 82.68% | 1.78 | 0 | 10 |  |  |  |  | R-410A | 2.05 | Residential & Commercial | USHP | Ducted CEE Tier 1
214229032 | Central HP <5.4 tons | SMART COMFORT | HRCU-A-CB (Split System: Heat Pump with Remote Outdoor Unit-Air-Source) | DLCURAH18ABK |  |  | EN(A,D)4X30L17** | *80MSU0601716A* | 17800 | 16.5 | 8.1 | 18300 | 18500 | 101.1% | 2.22 | 0 | 11 |  |  |  |  | R-410A | 1.4833 | Residential & Commercial | USHP | Ducted CEE Tier 1
216676454 | Central HP <5.4 tons | SMART COMFORT | HRCU-A-CB (Split System: Heat Pump with Remote Outdoor Unit-Air-Source) | D5CURAH24AAK |  |  | EA*5X25M17A* | *80MSU0601716A* | 25000 | 16 | 9 | 23400 | 19200 | 82.05% | 2.06 | 0 | 10 |  |  |  |  | R-454B | 2.0833 | Residential & Commercial | USHP | Ducted CEE Tier 1
213942109 | Central HP <5.4 tons | SMART COMFORT | HRCU-A-CB (Split System: Heat Pump with Remote Outdoor Unit-Air-Source) | DLCURAH24ABK |  |  | EN(A,D,W)4X36L17** | *96VTN0601716B* | 24000 | 16.5 | 9 | 26000 | 23200 | 89.23% | 1.92 | 0 | 10.5 |  |  |  |  | R-410A | 2 | Residential & Commercial | USHP | Ducted CEE Tier 1
211244987 | Central HP <5.4 tons | SMART COMFORT | HRCU-A-CB (Split System: Heat Pump with Remote Outdoor Unit-Air-Source) | DLCURAH24ABK |  |  | EN(A,D,W)4X36L17** | *80ESU0401712A* | 24000 | 17 | 8.1 | 26000 | 23200 | 89.23% | 1.94 | 0 | 10.5 |  |  |  |  | R-410A | 2 | Residential & Commercial | USHP | Ducted CEE Tier 1
211244836 | Central HP <5.4 tons | SMART COMFORT | HRCU-A-CB (Split System: Heat Pump with Remote Outdoor Unit-Air-Source) | DLCURAH24ABK |  |  | EN(A,D)4X30L17** | OLV098A12* | 23400 | 16.5 | 8.1 | 25800 | 24200 | 93.8% | 2 | 0 | 10 |  |  |  |  | R-410A | 1.95 | Residential & Commercial | USHP | Ducted CEE Tier 1
211259896 | Central HP <5.4 tons | SMART COMFORT | HRCU-A-CB (Split System: Heat Pump with Remote Outdoor Unit-Air-Source) | DLCURAH18ABK |  |  | EA*4X19L17A* | *80ES(N,L)0451412A* | 18600 | 16.5 | 8.5 | 18500 | 17500 | 94.59% | 2.14 | 0 | 11 |  |  |  |  | R-410A | 1.55 | Residential & Commercial | USHP | Ducted CEE Tier 1
211260314 | Central HP <5.4 tons | SMART COMFORT | HRCU-A-CB (Split System: Heat Pump with Remote Outdoor Unit-Air-Source) | DLCURAH18ABK |  |  | EA*4X24L17A* | *96VSN0801716A* | 17400 | 16 | 8.5 | 18300 | 19200 | 104.9% | 2.3 | 0 | 10.5 |  |  |  |  | R-410A | 1.45 | Residential & Commercial | USHP | Ducted CEE Tier 1
211260023 | Central HP <5.4 tons | SMART COMFORT | HRCU-A-CB (Split System: Heat Pump with Remote Outdoor Unit-Air-Source) | DLCURAH18ABK |  |  | EA*4X19L17A* | *80ESU0601716A | 19100 | 16.5 | 9 | 19000 | 17400 | 91.58% | 2.14 | 0 | 11 |  |  |  |  | R-410A | 1.5917 | Residential & Commercial | USHP | Ducted CEE Tier 1
211260632 | Central HP <5.4 tons | SMART COMFORT | HRCU-A-CB (Split System: Heat Pump with Remote Outdoor Unit-Air-Source) | DLCURAH18ABK |  |  | EA*4X24L17A* | *80ES(N,L)0701412A* | 17600 | 16 | 8.5 | 18400 | 19100 | 103.8% | 2.3 | 0 | 10.5 |  |  |  |  | R-410A | 1.4667 | Residential & Commercial | USHP | Ducted CEE Tier 1
211260800 | Central HP <5.4 tons | SMART COMFORT | HRCU-A-CB (Split System: Heat Pump with Remote Outdoor Unit-Air-Source) | DLCURAH18ABK |  |  | EA*4X25L17A* | *80VSL0451716A* | 18100 | 16 | 8.5 | 18000 | 17500 | 97.22% | 2.12 | 0 | 10.5 |  |  |  |  | R-410A | 1.5083 | Residential & Commercial | USHP | Ducted CEE Tier 1
211262170 | Central HP <5.4 tons | SMART COMFORT | HRCU-A-CB (Split System: Heat Pump with Remote Outdoor Unit-Air-Source) | DLCURAH18ABK |  |  | EA*4X30L17A* | *80ES(N,L)0701412A* | 17800 | 16.5 | 8.5 | 18200 | 18500 | 101.6% | 2.22 | 0 | 10.5 |  |  |  |  | R-410A | 1.4833 | Residential & Commercial | USHP | Ducted CEE Tier 1
211261638 | Central HP <5.4 tons | SMART COMFORT | HRCU-A-CB (Split System: Heat Pump with Remote Outdoor Unit-Air-Source) | DLCURAH18ABK |  |  | EA*4X30L17A* | *96VSN0801716A* | 17600 | 16 | 8.5 | 18100 | 18600 | 102.8% | 2.24 | 0 | 10.5 |  |  |  |  | R-410A | 1.4667 | Residential & Commercial | USHP | Ducted CEE Tier 1
211261713 | Central HP <5.4 tons | SMART COMFORT | HRCU-A-CB (Split System: Heat Pump with Remote Outdoor Unit-Air-Source) | DLCURAH18ABK |  |  | EA*4X30L17A* | *80VSL0451716A* | 17800 | 16 | 8.5 | 18300 | 18600 | 101.6% | 2.22 | 0 | 10.5 |  |  |  |  | R-410A | 1.4833 | Residential & Commercial | USHP | Ducted CEE Tier 1
211261218 | Central HP <5.4 tons | SMART COMFORT | HRCU-A-CB (Split System: Heat Pump with Remote Outdoor Unit-Air-Source) | DLCURAH18ABK |  |  | EA*4X25L17A* | OLV098A12* | 18600 | 16 | 8.5 | 18600 | 17400 | 93.55% | 2.12 | 0 | 11 |  |  |  |  | R-410A | 1.55 | Residential & Commercial | USHP | Ducted CEE Tier 1
211261336 | Central HP <5.4 tons | SMART COMFORT | HRCU-A-CB (Split System: Heat Pump with Remote Outdoor Unit-Air-Source) | DLCURAH18ABK |  |  | EA*4X30L14A* | *95ESN0401410A* | 17900 | 15.5 | 8.5 | 18500 | 18500 | 100% | 2.22 | 0 | 10.5 |  |  |  |  | R-410A | 1.4917 | Residential & Commercial | USHP | Ducted CEE Tier 1
211261602 | Central HP <5.4 tons | SMART COMFORT | HRCU-A-CB (Split System: Heat Pump with Remote Outdoor Unit-Air-Source) | DLCURAH18ABK |  |  | EA*4X30L17A* | *96VSN0401712A* | 17900 | 15.5 | 8.5 | 18500 | 18500 | 100% | 2.22 | 0 | 10.5 |  |  |  |  | R-410A | 1.4917 | Residential & Commercial | USHP | Ducted CEE Tier 1
216678615 | Central HP <5.4 tons | SMART COMFORT | HRCU-A-CB (Split System: Heat Pump with Remote Outdoor Unit-Air-Source) | D5CURAH24AAK |  |  | FTMA5B36L0C* | 0 | 24600 | 16 | 9 | 24200 | 19400 | 80.17% | 2.02 | 0 | 10 |  |  |  |  | R-454B | 2.05 | Residential & Commercial | USHP | Ducted CEE Tier 1
216676268 | Central HP <5.4 tons | SMART COMFORT | HRCU-A-CB (Split System: Heat Pump with Remote Outdoor Unit-Air-Source) | D5CURAH24AAK |  |  | EA*5X25M17A* | *80VSL0701716B* | 24200 | 15.5 | 8.5 | 23200 | 19100 | 82.33% | 1.94 | 0 | 10 |  |  |  |  | R-454B | 2.0167 | Residential & Commercial | USHP | Ducted CEE Tier 1
216678138 | Central HP <5.4 tons | SMART COMFORT | HRCU-A-CB (Split System: Heat Pump with Remote Outdoor Unit-Air-Source) | D5CURAH24AAK |  |  | EA*5X37M17A* | *96VTN0801716B* | 24400 | 15.5 | 8.5 | 23600 | 19300 | 81.78% | 1.94 | 0 | 10 |  |  |  |  | R-454B | 2.0333 | Residential & Commercial | USHP | Ducted CEE Tier 1
216676925 | Central HP <5.4 tons | SMART COMFORT | HRCU-A-CB (Split System: Heat Pump with Remote Outdoor Unit-Air-Source) | D5CURAH24AAK |  |  | EA*5X30M17A* | *92MSN0601714A* | 23600 | 15.2 | 8.5 | 24200 | 19400 | 80.17% | 1.9 | 0 | 9.8 |  |  |  |  | R-454B | 1.9667 | Residential & Commercial | USHP
216677034 | Central HP <5.4 tons | SMART COMFORT | HRCU-A-CB (Split System: Heat Pump with Remote Outdoor Unit-Air-Source) | D5CURAH24AAK |  |  | EA*5X37M21A* | *92MSN1002120A* | 24400 | 16 | 8.5 | 23000 | 19000 | 82.61% | 1.96 | 0 | 10 |  |  |  |  | R-454B | 2.0333 | Residential & Commercial | USHP | Ducted CEE Tier 1
216677254 | Central HP <5.4 tons | SMART COMFORT | HRCU-A-CB (Split System: Heat Pump with Remote Outdoor Unit-Air-Source) | D5CURAH24AAK |  |  | EA*5X36M17A* | *96MSN0801716A* | 23800 | 15.2 | 8.5 | 24000 | 19400 | 80.83% | 1.92 | 0 | 9.8 |  |  |  |  | R-454B | 1.9833 | Residential & Commercial | USHP
211259586 | Central HP <5.4 tons | SMART COMFORT | HRCU-A-CB (Split System: Heat Pump with Remote Outdoor Unit-Air-Source) | DLCURAH18ABK |  |  | EA*4X19L17A* | *80VSL0451412A* | 18200 | 16.5 | 8.5 | 18200 | 17600 | 96.7% | 2.14 | 0 | 11 |  |  |  |  | R-410A | 1.5167 | Residential & Commercial | USHP | Ducted CEE Tier 1
211260371 | Central HP <5.4 tons | SMART COMFORT | HRCU-A-CB (Split System: Heat Pump with Remote Outdoor Unit-Air-Source) | DLCURAH18ABK |  |  | EA*4X24L17A* | *80VSL0701716A* | 17400 | 16 | 8.5 | 18300 | 19200 | 104.9% | 2.32 | 0 | 10.5 |  |  |  |  | R-410A | 1.45 | Residential & Commercial | USHP | Ducted CEE Tier 1
211260438 | Central HP <5.4 tons | SMART COMFORT | HRCU-A-CB (Split System: Heat Pump with Remote Outdoor Unit-Air-Source) | DLCURAH18ABK |  |  | EA*4X24L17A* | *80VTL0701716A* | 17300 | 16 | 8.5 | 18100 | 19200 | 106.1% | 2.32 | 0 | 10.5 |  |  |  |  | R-410A | 1.4417 | Residential & Commercial | USHP | Ducted CEE Tier 1
211260669 | Central HP <5.4 tons | SMART COMFORT | HRCU-A-CB (Split System: Heat Pump with Remote Outdoor Unit-Air-Source) | DLCURAH18ABK |  |  | EA*4X24L17A* | OLV098A12* | 18000 | 15.5 | 8.5 | 19000 | 18900 | 99.47% | 2.26 | 0 | 10.5 |  |  |  |  | R-410A | 1.5 | Residential & Commercial | USHP | Ducted CEE Tier 1
211260052 | Central HP <5.4 tons | SMART COMFORT | HRCU-A-CB (Split System: Heat Pump with Remote Outdoor Unit-Air-Source) | DLCURAH18ABK |  |  | EA*4X19L17A* | OLV098A12* | 18600 | 16 | 8.5 | 18600 | 17500 | 94.09% | 2.12 | 0 | 11 |  |  |  |  | R-410A | 1.55 | Residential & Commercial | USHP | Ducted CEE Tier 1
211260304 | Central HP <5.4 tons | SMART COMFORT | HRCU-A-CB (Split System: Heat Pump with Remote Outdoor Unit-Air-Source) | DLCURAH18ABK |  |  | EA*4X24L17A* | *96VSN0601412A* | 17900 | 16 | 8.5 | 18800 | 19000 | 101.1% | 2.28 | 0 | 10.5 |  |  |  |  | R-410A | 1.4917 | Residential & Commercial | USHP | Ducted CEE Tier 1
211261441 | Central HP <5.4 tons | SMART COMFORT | HRCU-A-CB (Split System: Heat Pump with Remote Outdoor Unit-Air-Source) | DLCURAH18ABK |  |  | EA*4X30L14A* | *80ES(N,L)0451412A* | 18200 | 16.5 | 8.5 | 18600 | 18400 | 98.92% | 2.22 | 0 | 10.5 |  |  |  |  | R-410A | 1.5167 | Residential & Commercial | USHP | Ducted CEE Tier 1
216676278 | Central HP <5.4 tons | SMART COMFORT | HRCU-A-CB (Split System: Heat Pump with Remote Outdoor Unit-Air-Source) | D5CURAH24AAK |  |  | EA*5X37M17A* | *80VSL0701716B* | 24800 | 15.5 | 9 | 23600 | 19300 | 81.78% | 2.04 | 0 | 10 |  |  |  |  | R-454B | 2.0667 | Residential & Commercial | USHP | Ducted CEE Tier 1
216676328 | Central HP <5.4 tons | SMART COMFORT | HRCU-A-CB (Split System: Heat Pump with Remote Outdoor Unit-Air-Source) | D5CURAH24AAK |  |  | EA*5X37M21A* | *80VSL0902120B* | 25000 | 15.2 | 8.5 | 23200 | 19100 | 82.33% | 1.96 | 0 | 10 |  |  |  |  | R-454B | 2.0833 | Residential & Commercial | USHP | Ducted CEE Tier 1
211245128 | Central HP <5.4 tons | SMART COMFORT | HRCU-A-CB (Split System: Heat Pump with Remote Outdoor Unit-Air-Source) | DLCURAH24ABK |  |  | EN(A,D,W)4X36L17** | *80ES(N,L)0451712A* | 24000 | 16.5 | 8.1 | 26200 | 23000 | 87.79% | 1.9 | 0 | 10.5 |  |  |  |  | R-410A | 2 | Residential & Commercial | USHP | Ducted CEE Tier 1
211245230 | Central HP <5.4 tons | SMART COMFORT | HRCU-A-CB (Split System: Heat Pump with Remote Outdoor Unit-Air-Source) | DLCURAH24ABK |  |  | EN(A,D,W)4X36L17** | *92ESN0401712A* | 23600 | 15.5 | 8.1 | 26200 | 23400 | 89.31% | 1.92 | 0 | 10 |  |  |  |  | R-410A | 1.9667 | Residential & Commercial | USHP | Ducted CEE Tier 1
216675920 | Central HP <5.4 tons | SMART COMFORT | HRCU-A-CB (Split System: Heat Pump with Remote Outdoor Unit-Air-Source) | D5CURAH24AAK |  |  | EA*5X36M17A* | *80MS(N,L)0701716A* | 23800 | 15.5 | 8.5 | 24000 | 19400 | 80.83% | 1.92 | 0 | 9.8 |  |  |  |  | R-454B | 1.9833 | Residential & Commercial | USHP
216676339 | Central HP <5.4 tons | SMART COMFORT | HRCU-A-CB (Split System: Heat Pump with Remote Outdoor Unit-Air-Source) | D5CURAH24AAK |  |  | EA*5X36M17A* | *80MSU0401712A* | 23800 | 15.5 | 8.5 | 24000 | 19300 | 80.42% | 1.92 | 0 | 10 |  |  |  |  | R-454B | 1.9833 | Residential & Commercial | USHP | Ducted CEE Tier 1
216676488 | Central HP <5.4 tons | SMART COMFORT | HRCU-A-CB (Split System: Heat Pump with Remote Outdoor Unit-Air-Source) | D5CURAH24AAK |  |  | ESH5X30M12A* | *80MSU0802120A* | 24400 | 15.2 | 8.5 | 24400 | 19500 | 79.92% | 1.9 | 0 | 10 |  |  |  |  | R-454B | 2.0333 | Residential & Commercial | USHP | Ducted CEE Tier 1
216675987 | Central HP <5.4 tons | SMART COMFORT | HRCU-A-CB (Split System: Heat Pump with Remote Outdoor Unit-Air-Source) | D5CURAH24AAK |  |  | EA*5X30M17A* | *80MS(N,L)0901714A* | 23600 | 15.2 | 8.5 | 24200 | 19400 | 80.17% | 1.9 | 0 | 9.8 |  |  |  |  | R-454B | 1.9667 | Residential & Commercial | USHP
216676035 | Central HP <5.4 tons | SMART COMFORT | HRCU-A-CB (Split System: Heat Pump with Remote Outdoor Unit-Air-Source) | D5CURAH24AAK |  |  | EA*5X37M21A* | *80MS(N,L)0901714A* | 24400 | 15.5 | 8.5 | 23000 | 19000 | 82.61% | 1.96 | 0 | 10 |  |  |  |  | R-454B | 2.0333 | Residential & Commercial | USHP | Ducted CEE Tier 1
216676118 | Central HP <5.4 tons | SMART COMFORT | HRCU-A-CB (Split System: Heat Pump with Remote Outdoor Unit-Air-Source) | D5CURAH24AAK |  |  | EA*5X30M17A* | *80VSL0451412B* | 23400 | 15.2 | 8.5 | 24000 | 19400 | 80.83% | 1.9 | 0 | 9.8 |  |  |  |  | R-454B | 1.95 | Residential & Commercial | USHP
216677659 | Central HP <5.4 tons | SMART COMFORT | HRCU-A-CB (Split System: Heat Pump with Remote Outdoor Unit-Air-Source) | D5CURAH24AAK |  |  | EA*5X37M21A* | *96VSN1002120B* | 25000 | 16 | 9 | 23200 | 19100 | 82.33% | 2.06 | 0 | 10 |  |  |  |  | R-454B | 2.0833 | Residential & Commercial | USHP | Ducted CEE Tier 1
216676737 | Central HP <5.4 tons | SMART COMFORT | HRCU-A-CB (Split System: Heat Pump with Remote Outdoor Unit-Air-Source) | D5CURAH24AAK |  |  | ESH5X30M12A* | *80MSU0401712A* | 23800 | 15.2 | 8.5 | 24200 | 19500 | 80.58% | 1.9 | 0 | 9.8 |  |  |  |  | R-454B | 1.9833 | Residential & Commercial | USHP
216676771 | Central HP <5.4 tons | SMART COMFORT | HRCU-A-CB (Split System: Heat Pump with Remote Outdoor Unit-Air-Source) | D5CURAH24AAK |  |  | ESH5X30M12A* | *80MSU0601716A* | 24200 | 15.2 | 8.5 | 24400 | 19500 | 79.92% | 1.92 | 0 | 9.8 |  |  |  |  | R-454B | 2.0167 | Residential & Commercial | USHP
216676972 | Central HP <5.4 tons | SMART COMFORT | HRCU-A-CB (Split System: Heat Pump with Remote Outdoor Unit-Air-Source) | D5CURAH24AAK |  |  | EA*5X30M17A* | *92MSN0801716A* | 23400 | 15.5 | 8.5 | 24000 | 19400 | 80.83% | 1.9 | 0 | 9.8 |  |  |  |  | R-454B | 1.95 | Residential & Commercial | USHP
211226953 | Central HP <5.4 tons | PAYNE HEATING AND COOLING | HRCU-A-CB (Split System: Heat Pump with Remote Outdoor Unit-Air-Source) | 38MURAQ36AB3* |  |  | CAP**3721AL* | PG80VTLA48090B** | 36600 | 16 | 8.5 | 38500 | 34800 | 90.39% | 2.08 | 0 | 10 |  |  |  |  | R-410A | 3.05 | Residential & Commercial | USHP | Ducted CEE Tier 1
211227957 | Central HP <5.4 tons | PAYNE HEATING AND COOLING | HRCU-A-CB (Split System: Heat Pump with Remote Outdoor Unit-Air-Source) | 38MURAQ36AB3* |  |  | CAP**4224AL* | PG92ESAA60080C** | 35200 | 16.5 | 8.1 | 38500 | 35000 | 90.91% | 1.88 | 0 | 10 |  |  |  |  | R-410A | 2.9333 | Residential & Commercial | USHP | Ducted CEE Tier 1
211227988 | Central HP <5.4 tons | PAYNE HEATING AND COOLING | HRCU-A-CB (Split System: Heat Pump with Remote Outdoor Unit-Air-Source) | 38MURAQ36AB3* |  |  | CAP**4224AL* | PG92ESAA60120D** | 35800 | 16 | 8.1 | 38500 | 35000 | 90.91% | 1.9 | 0 | 10 |  |  |  |  | R-410A | 2.9833 | Residential & Commercial | USHP | Ducted CEE Tier 1
211261255 | Central HP <5.4 tons | SMART COMFORT | HRCU-A-CB (Split System: Heat Pump with Remote Outdoor Unit-Air-Source) | DLCURAH18ABK |  |  | EA*4X30L14A* | *80VSL0451412A* | 17800 | 16 | 8.5 | 18400 | 18500 | 100.5% | 2.22 | 0 | 10.5 |  |  |  |  | R-410A | 1.4833 | Residential & Commercial | USHP | Ducted CEE Tier 1
216676812 | Central HP <5.4 tons | SMART COMFORT | HRCU-A-CB (Split System: Heat Pump with Remote Outdoor Unit-Air-Source) | D5CURAH24AAK |  |  | EA*5X37M21A* | *95CSU0802120B* | 25200 | 15.2 | 9 | 23400 | 19200 | 82.05% | 2.1 | 0 | 10 |  |  |  |  | R-454B | 2.1 | Residential & Commercial | USHP | Ducted CEE Tier 1
216675828 | Central HP <5.4 tons | SMART COMFORT | HRCU-A-CB (Split System: Heat Pump with Remote Outdoor Unit-Air-Source) | D5CURAH24AAK |  |  | EA*5X25M17A* | *80MS(N,L)0701412A* | 24400 | 16 | 8.5 | 23200 | 19100 | 82.33% | 1.96 | 0 | 10 |  |  |  |  | R-454B | 2.0333 | Residential & Commercial | USHP | Ducted CEE Tier 1
216675944 | Central HP <5.4 tons | SMART COMFORT | HRCU-A-CB (Split System: Heat Pump with Remote Outdoor Unit-Air-Source) | D5CURAH24AAK |  |  | EA*5X37M21A* | *80MS(N,L)0701716A* | 24400 | 15.5 | 8.5 | 23000 | 19000 | 82.61% | 1.96 | 0 | 10 |  |  |  |  | R-454B | 2.0333 | Residential & Commercial | USHP | Ducted CEE Tier 1
216676395 | Central HP <5.4 tons | SMART COMFORT | HRCU-A-CB (Split System: Heat Pump with Remote Outdoor Unit-Air-Source) | D5CURAH24AAK |  |  | EA*5X37M21A* | *80MSU0401712A* | 24400 | 16 | 8.5 | 23000 | 19000 | 82.61% | 1.94 | 0 | 10 |  |  |  |  | R-454B | 2.0333 | Residential & Commercial | USHP | Ducted CEE Tier 1
216677449 | Central HP <5.4 tons | SMART COMFORT | HRCU-A-CB (Split System: Heat Pump with Remote Outdoor Unit-Air-Source) | D5CURAH24AAK |  |  | EA*5X37M17A* | *96VSN0401712B* | 24200 | 15.2 | 8.5 | 23600 | 19300 | 81.78% | 1.96 | 0 | 9.8 |  |  |  |  | R-454B | 2.0167 | Residential & Commercial | USHP
214229153 | Central HP <5.4 tons | SMART COMFORT | HRCU-A-CB (Split System: Heat Pump with Remote Outdoor Unit-Air-Source) | DLCURAH24ABK |  |  | EA*4X30L17A* | *80MSU0601716A* | 23600 | 17 | 8.5 | 25800 | 24200 | 93.8% | 2.02 | 0 | 10 |  |  |  |  | R-410A | 1.9667 | Residential & Commercial | USHP | Ducted CEE Tier 1
211244639 | Central HP <5.4 tons | SMART COMFORT | HRCU-A-CB (Split System: Heat Pump with Remote Outdoor Unit-Air-Source) | DLCURAH24ABK |  |  | EN(A,D)4X30L17** | *96VTN0401410A* | 23400 | 16 | 8.1 | 25800 | 24000 | 93.02% | 2 | 0 | 10 |  |  |  |  | R-410A | 1.95 | Residential & Commercial | USHP | Ducted CEE Tier 1
211244716 | Central HP <5.4 tons | SMART COMFORT | HRCU-A-CB (Split System: Heat Pump with Remote Outdoor Unit-Air-Source) | DLCURAH24ABK |  |  | EN(A,D)4X30L17** | *80ES(N,L)0901714A* | 24600 | 16.5 | 8.1 | 26400 | 22600 | 85.61% | 1.86 | 0 | 10.5 |  |  |  |  | R-410A | 2.05 | Residential & Commercial | USHP | Ducted CEE Tier 1
211245500 | Central HP <5.4 tons | SMART COMFORT | HRCU-A-CB (Split System: Heat Pump with Remote Outdoor Unit-Air-Source) | DLCURAH24ABK |  |  | EN(A,D)4X36L21** | *96VTN0401712A* | 23400 | 16 | 8.1 | 25800 | 24000 | 93.02% | 1.98 | 0 | 10 |  |  |  |  | R-410A | 1.95 | Residential & Commercial | USHP | Ducted CEE Tier 1
211245800 | Central HP <5.4 tons | SMART COMFORT | HRCU-A-CB (Split System: Heat Pump with Remote Outdoor Unit-Air-Source) | DLCURAH24ABK |  |  | FEM4P30**AL | 0 | 24000 | 17 | 8.5 | 26200 | 23400 | 89.31% | 1.94 | 0 | 10 |  |  |  |  | R-410A | 2 | Residential & Commercial | USHP | Ducted CEE Tier 1
211245752 | Central HP <5.4 tons | SMART COMFORT | HRCU-A-CB (Split System: Heat Pump with Remote Outdoor Unit-Air-Source) | DLCURAH24ABK |  |  | EN(A,D)4X36L21** | *80ESU0601716A | 24800 | 16.5 | 8.5 | 26600 | 22200 | 83.46% | 1.84 | 0 | 10.5 |  |  |  |  | R-410A | 2.0667 | Residential & Commercial | USHP | Ducted CEE Tier 1
216676208 | Central HP <5.4 tons | SMART COMFORT | HRCU-A-CB (Split System: Heat Pump with Remote Outdoor Unit-Air-Source) | D5CURAH24AAK |  |  | EA*5X30M17A* | *80VSL0701412B* | 23800 | 15.5 | 8.5 | 24200 | 19400 | 80.17% | 1.9 | 0 | 9.8 |  |  |  |  | R-454B | 1.9833 | Residential & Commercial | USHP
216676383 | Central HP <5.4 tons | SMART COMFORT | HRCU-A-CB (Split System: Heat Pump with Remote Outdoor Unit-Air-Source) | D5CURAH24AAK |  |  | EA*5X25M17A* | *80MSU0401712A* | 24400 | 16 | 8.5 | 23200 | 19100 | 82.33% | 1.94 | 0 | 10 |  |  |  |  | R-454B | 2.0333 | Residential & Commercial | USHP | Ducted CEE Tier 1
211245317 | Central HP <5.4 tons | SMART COMFORT | HRCU-A-CB (Split System: Heat Pump with Remote Outdoor Unit-Air-Source) | DLCURAH24ABK |  |  | EN(A,D)4X36L21** | *96VSN0601714A* | 23400 | 16.5 | 8.1 | 25800 | 24000 | 93.02% | 2 | 0 | 10 |  |  |  |  | R-410A | 1.95 | Residential & Commercial | USHP | Ducted CEE Tier 1
211245326 | Central HP <5.4 tons | SMART COMFORT | HRCU-A-CB (Split System: Heat Pump with Remote Outdoor Unit-Air-Source) | DLCURAH24ABK |  |  | EN(A,D)4X36L21** | *96VSN0802120A* | 24000 | 17 | 8.1 | 26000 | 23200 | 89.23% | 1.92 | 0 | 10.5 |  |  |  |  | R-410A | 2 | Residential & Commercial | USHP | Ducted CEE Tier 1
211245335 | Central HP <5.4 tons | SMART COMFORT | HRCU-A-CB (Split System: Heat Pump with Remote Outdoor Unit-Air-Source) | DLCURAH24ABK |  |  | EN(A,D)4X36L21** | *96VSN1002120A* | 23800 | 17 | 8.1 | 26000 | 23400 | 90% | 1.94 | 0 | 10.5 |  |  |  |  | R-410A | 1.9833 | Residential & Commercial | USHP | Ducted CEE Tier 1
211244805 | Central HP <5.4 tons | SMART COMFORT | HRCU-A-CB (Split System: Heat Pump with Remote Outdoor Unit-Air-Source) | DLCURAH24ABK |  |  | EN(A,D)4X30L17** | *80ES(N,L)0701412A* | 24200 | 16.5 | 8.1 | 26400 | 22800 | 86.36% | 1.88 | 0 | 10.5 |  |  |  |  | R-410A | 2.0167 | Residential & Commercial | USHP | Ducted CEE Tier 1
211244957 | Central HP <5.4 tons | SMART COMFORT | HRCU-A-CB (Split System: Heat Pump with Remote Outdoor Unit-Air-Source) | DLCURAH24ABK |  |  | EN(A,D,W)4X36L17** | *80VSL0451716A* | 24200 | 16 | 8.1 | 26400 | 22800 | 86.36% | 1.88 | 0 | 10.5 |  |  |  |  | R-410A | 2.0167 | Residential & Commercial | USHP | Ducted CEE Tier 1
211245032 | Central HP <5.4 tons | SMART COMFORT | HRCU-A-CB (Split System: Heat Pump with Remote Outdoor Unit-Air-Source) | DLCURAH24ABK |  |  | EN(A,D,W)4X36L17** | *80VTL0701716A* | 24200 | 17 | 8.1 | 26200 | 23000 | 87.79% | 1.9 | 0 | 10.5 |  |  |  |  | R-410A | 2.0167 | Residential & Commercial | USHP | Ducted CEE Tier 1
211245064 | Central HP <5.4 tons | SMART COMFORT | HRCU-A-CB (Split System: Heat Pump with Remote Outdoor Unit-Air-Source) | DLCURAH24ABK |  |  | EN(A,D,W)4X36L17** | *95ESN0601412A* | 24400 | 15.5 | 8.1 | 26600 | 22600 | 84.96% | 1.86 | 0 | 10 |  |  |  |  | R-410A | 2.0333 | Residential & Commercial | USHP | Ducted CEE Tier 1
211245116 | Central HP <5.4 tons | SMART COMFORT | HRCU-A-CB (Split System: Heat Pump with Remote Outdoor Unit-Air-Source) | DLCURAH24ABK |  |  | EN(A,D,W)4X36L17** | *80ES(N,L)0451412A* | 24600 | 16 | 8.1 | 26600 | 22400 | 84.21% | 1.84 | 0 | 10.5 |  |  |  |  | R-410A | 2.05 | Residential & Commercial | USHP | Ducted CEE Tier 1
211245241 | Central HP <5.4 tons | SMART COMFORT | HRCU-A-CB (Split System: Heat Pump with Remote Outdoor Unit-Air-Source) | DLCURAH24ABK |  |  | EN(A,D,W)4X36L17** | *80ES(N,L)0701412A* | 24200 | 16.5 | 8.1 | 26400 | 22800 | 86.36% | 1.88 | 0 | 10.5 |  |  |  |  | R-410A | 2.0167 | Residential & Commercial | USHP | Ducted CEE Tier 1
211228224 | Central HP <5.4 tons | PAYNE HEATING AND COOLING | HRCU-A-CB (Split System: Heat Pump with Remote Outdoor Unit-Air-Source) | 38MURAQ36AB3* |  |  | CAP**4321AL* | PG80ES(A,L)A36070B** | 36400 | 15.5 | 8.5 | 38500 | 34800 | 90.39% | 2.08 | 0 | 10 |  |  |  |  | R-410A | 3.0333 | Residential & Commercial | USHP | Ducted CEE Tier 1
211228272 | Central HP <5.4 tons | PAYNE HEATING AND COOLING | HRCU-A-CB (Split System: Heat Pump with Remote Outdoor Unit-Air-Source) | 38MURAQ36AB3* |  |  | CAP**4321AL* | PG80ES(A,L)A60090C** | 36800 | 16 | 8.5 | 38500 | 34800 | 90.39% | 2.1 | 0 | 10 |  |  |  |  | R-410A | 3.0667 | Residential & Commercial | USHP | Ducted CEE Tier 1
211228924 | Central HP <5.4 tons | PAYNE HEATING AND COOLING | HRCU-A-CB (Split System: Heat Pump with Remote Outdoor Unit-Air-Source) | 38MURAQ36AB3* |  |  | CAP**4821AL* | PG80VTLA66110C** | 36800 | 16 | 8.5 | 38500 | 34800 | 90.39% | 2.1 | 0 | 10 |  |  |  |  | R-410A | 3.0667 | Residential & Commercial | USHP | Ducted CEE Tier 1
211228994 | Central HP <5.4 tons | PAYNE HEATING AND COOLING | HRCU-A-CB (Split System: Heat Pump with Remote Outdoor Unit-Air-Source) | 38MURAQ36AB3* |  |  | CAP**4821AL* | PG92ESAA60100C** | 35600 | 16.5 | 8.5 | 37800 | 34600 | 91.53% | 2.04 | 0 | 10 |  |  |  |  | R-410A | 2.9667 | Residential & Commercial | USHP | Ducted CEE Tier 1
211229259 | Central HP <5.4 tons | PAYNE HEATING AND COOLING | HRCU-A-CB (Split System: Heat Pump with Remote Outdoor Unit-Air-Source) | 38MURAQ36AB3* |  |  | CAP**4824AL* | PG80ES(A,L)A48090C** | 36400 | 16 | 8.5 | 38500 | 34600 | 89.87% | 2.08 | 0 | 10 |  |  |  |  | R-410A | 3.0333 | Residential & Commercial | USHP | Ducted CEE Tier 1
211229492 | Central HP <5.4 tons | PAYNE HEATING AND COOLING | HRCU-A-CB (Split System: Heat Pump with Remote Outdoor Unit-Air-Source) | 38MURAQ36AB3* |  |  | CAP**4824AL* | PG95ESAA60100C** | 36600 | 16 | 8.5 | 38500 | 34800 | 90.39% | 2.08 | 0 | 10 |  |  |  |  | R-410A | 3.05 | Residential & Commercial | USHP | Ducted CEE Tier 1
211229512 | Central HP <5.4 tons | PAYNE HEATING AND COOLING | HRCU-A-CB (Split System: Heat Pump with Remote Outdoor Unit-Air-Source) | 38MURAQ36AB3* |  |  | CAP**4824AL* | PG95ESAA66120D** | 37200 | 15.5 | 8.5 | 38500 | 35000 | 90.91% | 2.12 | 0 | 10 |  |  |  |  | R-410A | 3.1 | Residential & Commercial | USHP | Ducted CEE Tier 1
212970867 | Central HP <5.4 tons | SMART COMFORT | HRCU-A-CB (Split System: Heat Pump with Remote Outdoor Unit-Air-Source) | DLCURAH18ABK |  |  | EA*4X24L14A* | *80VTL0451412B* | 17700 | 16.5 | 8.5 | 18600 | 19400 | 104.3% | 2.32 | 0 | 10.5 |  |  |  |  | R-410A | 1.475 | Residential & Commercial | USHP | Ducted CEE Tier 1
212974661 | Central HP <5.4 tons | SMART COMFORT | HRCU-A-CB (Split System: Heat Pump with Remote Outdoor Unit-Air-Source) | DLCURAH18ABK |  |  | EA*4X25L17A* | *96VTN0401410B* | 17700 | 16 | 8.1 | 17700 | 17900 | 101.1% | 2.14 | 0 | 10.5 |  |  |  |  | R-410A | 1.475 | Residential & Commercial | USHP | Ducted CEE Tier 1
212973690 | Central HP <5.4 tons | SMART COMFORT | HRCU-A-CB (Split System: Heat Pump with Remote Outdoor Unit-Air-Source) | DLCURAH18ABK |  |  | EA*4X30L17A* | *96VSN0801716B* | 17400 | 16 | 8.5 | 18000 | 18700 | 103.9% | 2.26 | 0 | 10.5 |  |  |  |  | R-410A | 1.45 | Residential & Commercial | USHP | Ducted CEE Tier 1
212972670 | Central HP <5.4 tons | SMART COMFORT | HRCU-A-CB (Split System: Heat Pump with Remote Outdoor Unit-Air-Source) | DLCURAH18ABK |  |  | EA*4X19L17A* | *96VSN0401410B* | 17700 | 16 | 8.1 | 17800 | 17900 | 100.6% | 2.16 | 0 | 10.5 |  |  |  |  | R-410A | 1.475 | Residential & Commercial | USHP | Ducted CEE Tier 1
212973040 | Central HP <5.4 tons | SMART COMFORT | HRCU-A-CB (Split System: Heat Pump with Remote Outdoor Unit-Air-Source) | DLCURAH18ABK |  |  | EA*4X25L17A* | *96VSN0401712B* | 17700 | 16 | 8.1 | 17800 | 17800 | 100% | 2.14 | 0 | 10.5 |  |  |  |  | R-410A | 1.475 | Residential & Commercial | USHP | Ducted CEE Tier 1
212973340 | Central HP <5.4 tons | SMART COMFORT | HRCU-A-CB (Split System: Heat Pump with Remote Outdoor Unit-Air-Source) | DLCURAH18ABK |  |  | EA*4X30L14A* | *96VSN0601412B* | 17400 | 16.5 | 8.5 | 18000 | 18900 | 105% | 2.28 | 0 | 10.5 |  |  |  |  | R-410A | 1.45 | Residential & Commercial | USHP | Ducted CEE Tier 1
216675999 | Central HP <5.4 tons | SMART COMFORT | HRCU-A-CB (Split System: Heat Pump with Remote Outdoor Unit-Air-Source) | D5CURAH24AAK |  |  | EA*5X36M17A* | *80MS(N,L)0901714A* | 23800 | 15.2 | 8.5 | 24000 | 19400 | 80.83% | 1.92 | 0 | 9.8 |  |  |  |  | R-454B | 1.9833 | Residential & Commercial | USHP
216676524 | Central HP <5.4 tons | SMART COMFORT | HRCU-A-CB (Split System: Heat Pump with Remote Outdoor Unit-Air-Source) | D5CURAH24AAK |  |  | EA*5X37M21A* | *80MSU1002120A* | 24600 | 15.5 | 8.5 | 23200 | 19100 | 82.33% | 1.94 | 0 | 10 |  |  |  |  | R-454B | 2.05 | Residential & Commercial | USHP | Ducted CEE Tier 1
216676594 | Central HP <5.4 tons | SMART COMFORT | HRCU-A-CB (Split System: Heat Pump with Remote Outdoor Unit-Air-Source) | D5CURAH24AAK |  |  | EA*5X25M17A* | *80VTL0451412B* | 24200 | 15.5 | 8.5 | 23200 | 19100 | 82.33% | 1.94 | 0 | 10 |  |  |  |  | R-454B | 2.0167 | Residential & Commercial | USHP | Ducted CEE Tier 1
216676792 | Central HP <5.4 tons | SMART COMFORT | HRCU-A-CB (Split System: Heat Pump with Remote Outdoor Unit-Air-Source) | D5CURAH24AAK |  |  | EA*5X37M21A* | *95CSU0601716B* | 24400 | 15.5 | 8.5 | 23000 | 19000 | 82.61% | 1.96 | 0 | 10 |  |  |  |  | R-454B | 2.0333 | Residential & Commercial | USHP | Ducted CEE Tier 1
216677955 | Central HP <5.4 tons | SMART COMFORT | HRCU-A-CB (Split System: Heat Pump with Remote Outdoor Unit-Air-Source) | D5CURAH24AAK |  |  | EA*5X37M17A* | *96VTN0401712B* | 24200 | 15.2 | 8.5 | 23600 | 19300 | 81.78% | 1.96 | 0 | 9.8 |  |  |  |  | R-454B | 2.0167 | Residential & Commercial | USHP
216678112 | Central HP <5.4 tons | SMART COMFORT | HRCU-A-CB (Split System: Heat Pump with Remote Outdoor Unit-Air-Source) | D5CURAH24AAK |  |  | EA*5X36M17A* | *96VTN0801716B* | 23600 | 15.2 | 8.5 | 24000 | 19400 | 80.83% | 1.9 | 0 | 9.8 |  |  |  |  | R-454B | 1.9667 | Residential & Commercial | USHP
212971487 | Central HP <5.4 tons | SMART COMFORT | HRCU-A-CB (Split System: Heat Pump with Remote Outdoor Unit-Air-Source) | DLCURAH18ABK |  |  | EN(A,D)4X24L17** | *80VTL0701716B* | 17500 | 16 | 8.5 | 18500 | 19200 | 103.8% | 2.3 | 0 | 10.5 |  |  |  |  | R-410A | 1.4583 | Residential & Commercial | USHP | Ducted CEE Tier 1
212498602 | Central HP <5.4 tons | BRYANT HEATING AND COOLING SYSTEMS | HRCU-A-CB (Split System: Heat Pump with Remote Outdoor Unit-Air-Source) | 38MURAQ24AB3* | ADP |  | CE2403C+TXV | 0 | 23800 | 17 | 8.85 | 25600 | 25400 | 99.22% | 2.14 | 0 | 10 |  |  |  |  | R-410A | 1.9833 | Residential & Commercial | USHP | Ducted CEE Tier 1
213080180 | Central HP <5.4 tons | SMART COMFORT | HRCU-A-CB (Split System: Heat Pump with Remote Outdoor Unit-Air-Source) | DLCURAH36ABK |  |  | EA*4X42L24A* | *96MSN0802120A* | 35600 | 16 | 8.1 | 38500 | 35200 | 91.43% | 1.9 | 0 | 10 |  |  |  |  | R-410A | 2.9667 | Residential & Commercial | USHP | Ducted CEE Tier 1
213080205 | Central HP <5.4 tons | SMART COMFORT | HRCU-A-CB (Split System: Heat Pump with Remote Outdoor Unit-Air-Source) | DLCURAH36ABK |  |  | EA*4X48L21A* | *96MSM0802120A* | 36000 | 16 | 8.5 | 38000 | 34800 | 91.58% | 2.04 | 0 | 10 |  |  |  |  | R-410A | 3 | Residential & Commercial | USHP | Ducted CEE Tier 1
213078958 | Central HP <5.4 tons | SMART COMFORT | HRCU-A-CB (Split System: Heat Pump with Remote Outdoor Unit-Air-Source) | DLCURAH36ABK |  |  | EA*4X36L17A* | *80MSU0401712A* | 34800 | 15.5 | 8.5 | 39000 | 35200 | 90.26% | 1.8 | 0 | 9.5 |  |  |  |  | R-410A | 2.9 | Residential & Commercial | USHP
213079006 | Central HP <5.4 tons | SMART COMFORT | HRCU-A-CB (Split System: Heat Pump with Remote Outdoor Unit-Air-Source) | DLCURAH36ABK |  |  | EA*4X42L21A* | *80MSU0401712A* | 35200 | 16 | 8.1 | 38500 | 35000 | 90.91% | 1.88 | 0 | 9.5 |  |  |  |  | R-410A | 2.9333 | Residential & Commercial | USHP
213079090 | Central HP <5.4 tons | SMART COMFORT | HRCU-A-CB (Split System: Heat Pump with Remote Outdoor Unit-Air-Source) | DLCURAH36ABK |  |  | EA*4X36L21A* | *80MSU0601716A* | 35000 | 16.5 | 8.1 | 38500 | 35000 | 90.91% | 1.8 | 0 | 9.5 |  |  |  |  | R-410A | 2.9167 | Residential & Commercial | USHP
213078583 | Central HP <5.4 tons | SMART COMFORT | HRCU-A-CB (Split System: Heat Pump with Remote Outdoor Unit-Air-Source) | DLCURAH36ABK |  |  | EN(A,D)4X48L24** | *80MS(N,L)0902120A* | 36000 | 16.5 | 8.1 | 38500 | 35000 | 90.91% | 2 | 0 | 10.5 |  |  |  |  | R-410A | 3 | Residential & Commercial | USHP | Ducted CEE Tier 1
212975038 | Central HP <5.4 tons | SMART COMFORT | HRCU-A-CB (Split System: Heat Pump with Remote Outdoor Unit-Air-Source) | DLCURAH24ABK |  |  | EN(A,D)4X30L14** | *96VTN0401410B* | 23200 | 15.5 | 8.1 | 25800 | 24200 | 93.8% | 2 | 0 | 10 |  |  |  |  | R-410A | 1.9333 | Residential & Commercial | USHP | Ducted CEE Tier 1
212394423 | Central HP <5.4 tons | LENNOX | HRCU-A-CB (Split System: Heat Pump with Remote Outdoor Unit-Air-Source) | EL22XPV-024-230A** | ADP |  | LH29/36X9 | SL297UH040NV36B* | 23800 | 21 | 8.5 | 22000 | 15400 | 70% | 1.92 | 0 | 13.5 |  |  |  |  | R-410A | 1.9833 | Residential & Commercial | USHP | Ducted CEE Tier 1
211226530 | Central HP <5.4 tons | PAYNE HEATING AND COOLING | HRCU-A-CB (Split System: Heat Pump with Remote Outdoor Unit-Air-Source) | 38MURAQ36AB3* |  |  | CAP**3717AL* | PG80ES(A,L)A42090B** | 36400 | 15.5 | 8.5 | 38500 | 35000 | 90.91% | 2.04 | 0 | 10 |  |  |  |  | R-410A | 3.0333 | Residential & Commercial | USHP | Ducted CEE Tier 1
211244761 | Central HP <5.4 tons | SMART COMFORT | HRCU-A-CB (Split System: Heat Pump with Remote Outdoor Unit-Air-Source) | DLCURAH24ABK |  |  | EN(A,D)4X30L17** | *95ESN0601714A* | 24600 | 16 | 8.1 | 26600 | 22400 | 84.21% | 1.84 | 0 | 10 |  |  |  |  | R-410A | 2.05 | Residential & Commercial | USHP | Ducted CEE Tier 1
211244976 | Central HP <5.4 tons | SMART COMFORT | HRCU-A-CB (Split System: Heat Pump with Remote Outdoor Unit-Air-Source) | DLCURAH24ABK |  |  | EN(A,D,W)4X36L17** | *95ESU0601716A* | 24200 | 16.5 | 8.1 | 26200 | 22800 | 87.02% | 1.9 | 0 | 10.5 |  |  |  |  | R-410A | 2.0167 | Residential & Commercial | USHP | Ducted CEE Tier 1
211245447 | Central HP <5.4 tons | SMART COMFORT | HRCU-A-CB (Split System: Heat Pump with Remote Outdoor Unit-Air-Source) | DLCURAH24ABK |  |  | EN(A,D)4X36L21** | *80VSL0702120A* | 24600 | 16 | 8.1 | 26600 | 22400 | 84.21% | 1.84 | 0 | 10.5 |  |  |  |  | R-410A | 2.05 | Residential & Commercial | USHP | Ducted CEE Tier 1
211245812 | Central HP <5.4 tons | SMART COMFORT | HRCU-A-CB (Split System: Heat Pump with Remote Outdoor Unit-Air-Source) | DLCURAH24ABK |  |  | FEM4X24**CL | 0 | 23800 | 17.5 | 8.5 | 26000 | 23800 | 91.54% | 2 | 0 | 10 |  |  |  |  | R-410A | 1.9833 | Residential & Commercial | USHP | Ducted CEE Tier 1
211245879 | Central HP <5.4 tons | SMART COMFORT | HRCU-A-CB (Split System: Heat Pump with Remote Outdoor Unit-Air-Source) | DLCURAH24ABK |  |  | FMA4P30**AL* | 0 | 25200 | 15.2 | 9 | 27800 | 21600 | 77.7% | 1.78 | 0 | 10 |  |  |  |  | R-410A | 2.1 | Residential & Commercial | USHP | Ducted CEE Tier 1
211245562 | Central HP <5.4 tons | SMART COMFORT | HRCU-A-CB (Split System: Heat Pump with Remote Outdoor Unit-Air-Source) | DLCURAH24ABK |  |  | EN(A,D)4X36L21** | *96VTN0802120A* | 23600 | 17 | 8.1 | 25800 | 23800 | 92.25% | 1.98 | 0 | 10.5 |  |  |  |  | R-410A | 1.9667 | Residential & Commercial | USHP | Ducted CEE Tier 1
211245531 | Central HP <5.4 tons | SMART COMFORT | HRCU-A-CB (Split System: Heat Pump with Remote Outdoor Unit-Air-Source) | DLCURAH24ABK |  |  | EN(A,D)4X36L21** | *80VTL0701716A* | 24200 | 17 | 8.1 | 26200 | 23000 | 87.79% | 1.9 | 0 | 10.5 |  |  |  |  | R-410A | 2.0167 | Residential & Commercial | USHP | Ducted CEE Tier 1
211244845 | Central HP <5.4 tons | SMART COMFORT | HRCU-A-CB (Split System: Heat Pump with Remote Outdoor Unit-Air-Source) | DLCURAH24ABK |  |  | EN(A,D)4X30L17** | OMV112K14A | 24000 | 16 | 8.1 | 26400 | 23000 | 87.12% | 1.88 | 0 | 10 |  |  |  |  | R-410A | 2 | Residential & Commercial | USHP | Ducted CEE Tier 1
211245012 | Central HP <5.4 tons | SMART COMFORT | HRCU-A-CB (Split System: Heat Pump with Remote Outdoor Unit-Air-Source) | DLCURAH24ABK |  |  | EN(A,D,W)4X36L17** | *96VTN0401712A* | 23400 | 16 | 8.1 | 25800 | 24000 | 93.02% | 1.98 | 0 | 10 |  |  |  |  | R-410A | 1.95 | Residential & Commercial | USHP | Ducted CEE Tier 1
211244728 | Central HP <5.4 tons | SMART COMFORT | HRCU-A-CB (Split System: Heat Pump with Remote Outdoor Unit-Air-Source) | DLCURAH24ABK |  |  | EN(A,D)4X30L17** | *92ESN0601412A* | 23400 | 17 | 8.1 | 25800 | 24000 | 93.02% | 2 | 0 | 10 |  |  |  |  | R-410A | 1.95 | Residential & Commercial | USHP | Ducted CEE Tier 1
212989510 | Central HP <5.4 tons | SMART COMFORT | HRCU-A-CB (Split System: Heat Pump with Remote Outdoor Unit-Air-Source) | DLCURAH36ABK |  |  | EA*4X48L24A* | *95MSU0802120A* | 35600 | 16.5 | 8.5 | 37800 | 34600 | 91.53% | 2.02 | 0 | 10 |  |  |  |  | R-410A | 2.9667 | Residential & Commercial | USHP | Ducted CEE Tier 1
216678735 | Central HP <5.4 tons | SMART COMFORT | HRCU-A-CB (Split System: Heat Pump with Remote Outdoor Unit-Air-Source) | DLCURAH36ABK |  |  | EA*4X43L21A* | *97VTN0601716A* | 36200 | 15.5 | 8.5 | 38000 | 34400 | 90.53% | 1.96 | 0 | 10 |  |  |  |  | R-410A | 3.0167 | Residential & Commercial | USHP | Ducted CEE Tier 1
211264666 | Central HP <5.4 tons | SMART COMFORT | HRCU-A-CB (Split System: Heat Pump with Remote Outdoor Unit-Air-Source) | DLCURAH18ABK |  |  | EN(A,D)4X30L17** | *80ESU0601716A | 18700 | 16.5 | 8.5 | 19200 | 18200 | 94.79% | 2.2 | 0 | 11 |  |  |  |  | R-410A | 1.5583 | Residential & Commercial | USHP | Ducted CEE Tier 1
212984682 | Central HP <5.4 tons | SMART COMFORT | HRCU-A-CB (Split System: Heat Pump with Remote Outdoor Unit-Air-Source) | DLCURAH24ABK |  |  | EN(A,D,W)4X36L17** | *92MSN0801716A* | 23600 | 17.5 | 8.5 | 26200 | 24600 | 93.89% | 2.04 | 0 | 10.5 |  |  |  |  | R-410A | 1.9667 | Residential & Commercial | USHP | Ducted CEE Tier 1
212986136 | Central HP <5.4 tons | SMART COMFORT | HRCU-A-CB (Split System: Heat Pump with Remote Outdoor Unit-Air-Source) | DLCURAH24ABK |  |  | EA*4X24L14A* | *96MSN0401410A* | 23200 | 16 | 8.5 | 27000 | 26600 | 98.52% | 2.22 | 0 | 9.5 |  |  |  |  | R-410A | 1.9333 | Residential & Commercial | USHP
212982381 | Central HP <5.4 tons | SMART COMFORT | HRCU-A-CB (Split System: Heat Pump with Remote Outdoor Unit-Air-Source) | DLCURAH18ABK |  |  | EA*4X19L17A* | *80MSU0401712A* | 17800 | 16 | 8.1 | 17900 | 17700 | 98.88% | 2.14 | 0 | 10.5 |  |  |  |  | R-410A | 1.4833 | Residential & Commercial | USHP | Ducted CEE Tier 1
215223139 | Central HP <5.4 tons | BRYANT HEATING AND COOLING SYSTEMS | HRCU-A-CB (Split System: Heat Pump with Remote Outdoor Unit-Air-Source) | 288BNV025*0**C* | ADP |  | H,PG9J930 | 987MC42080C17*** | 23600 | 16 | 8.1 | 19800 | 16300 | 82.32% | 1.96 | 0 | 11 |  |  |  |  | R-410A | 1.9667 | Residential & Commercial | USHP | Ducted CEE Tier 1
216676406 | Central HP <5.4 tons | SMART COMFORT | HRCU-A-CB (Split System: Heat Pump with Remote Outdoor Unit-Air-Source) | D5CURAH24AAK |  |  | EA*5X24M17A* | *80MSU0401712A* | 23400 | 15.2 | 9 | 24600 | 19600 | 79.67% | 2 | 0 | 9.8 |  |  |  |  | R-454B | 1.95 | Residential & Commercial | USHP
216677489 | Central HP <5.4 tons | SMART COMFORT | HRCU-A-CB (Split System: Heat Pump with Remote Outdoor Unit-Air-Source) | D5CURAH24AAK |  |  | EA*5X36M17A* | *96VSN0601412B* | 23600 | 15.2 | 8.5 | 24000 | 19400 | 80.83% | 1.9 | 0 | 9.8 |  |  |  |  | R-454B | 1.9667 | Residential & Commercial | USHP
211262300 | Central HP <5.4 tons | SMART COMFORT | HRCU-A-CB (Split System: Heat Pump with Remote Outdoor Unit-Air-Source) | DLCURAH18ABK |  |  | EN(A,D)4X18L14** | *80VTL0451412A* | 17400 | 16 | 8.5 | 18400 | 19400 | 105.4% | 2.34 | 0 | 10.5 |  |  |  |  | R-410A | 1.45 | Residential & Commercial | USHP | Ducted CEE Tier 1
211262669 | Central HP <5.4 tons | SMART COMFORT | HRCU-A-CB (Split System: Heat Pump with Remote Outdoor Unit-Air-Source) | DLCURAH18ABK |  |  | EN(A,D)4X24L14** | *96VTN0601412A* | 17900 | 15.5 | 8.5 | 18800 | 18700 | 99.47% | 2.26 | 0 | 11 |  |  |  |  | R-410A | 1.4917 | Residential & Commercial | USHP | Ducted CEE Tier 1
211226580 | Central HP <5.4 tons | PAYNE HEATING AND COOLING | HRCU-A-CB (Split System: Heat Pump with Remote Outdoor Unit-Air-Source) | 38MURAQ36AB3* |  |  | CAP**3717AL* | PG80VTLA36045A** | 36000 | 15.2 | 8.1 | 38500 | 35000 | 90.91% | 2.02 | 0 | 9.5 |  |  |  |  | R-410A | 3 | Residential & Commercial | USHP
211226791 | Central HP <5.4 tons | PAYNE HEATING AND COOLING | HRCU-A-CB (Split System: Heat Pump with Remote Outdoor Unit-Air-Source) | 38MURAQ36AB3* |  |  | CAP**3721AL* | PG80ES(A,L)A36070B** | 36400 | 15.5 | 8.5 | 38500 | 34800 | 90.39% | 2.08 | 0 | 10 |  |  |  |  | R-410A | 3.0333 | Residential & Commercial | USHP | Ducted CEE Tier 1
211229247 | Central HP <5.4 tons | PAYNE HEATING AND COOLING | HRCU-A-CB (Split System: Heat Pump with Remote Outdoor Unit-Air-Source) | 38MURAQ36AB3* |  |  | CAP**4824AL* | PG80ES(A,L)A48070C** | 35800 | 16.5 | 8.5 | 37800 | 34600 | 91.53% | 2.04 | 0 | 10 |  |  |  |  | R-410A | 2.9833 | Residential & Commercial | USHP | Ducted CEE Tier 1
211229331 | Central HP <5.4 tons | PAYNE HEATING AND COOLING | HRCU-A-CB (Split System: Heat Pump with Remote Outdoor Unit-Air-Source) | 38MURAQ36AB3* |  |  | CAP**4824AL* | PG80ES(A,L)A60155D** | 37000 | 16 | 8.5 | 38500 | 34800 | 90.39% | 2.12 | 0 | 10 |  |  |  |  | R-410A | 3.0833 | Residential & Commercial | USHP | Ducted CEE Tier 1
211229388 | Central HP <5.4 tons | PAYNE HEATING AND COOLING | HRCU-A-CB (Split System: Heat Pump with Remote Outdoor Unit-Air-Source) | 38MURAQ36AB3* |  |  | CAP**4824AL* | PG80ESUA60100C** | 36000 | 16 | 8.5 | 38500 | 34600 | 89.87% | 2.06 | 0 | 10 |  |  |  |  | R-410A | 3 | Residential & Commercial | USHP | Ducted CEE Tier 1
211229399 | Central HP <5.4 tons | PAYNE HEATING AND COOLING | HRCU-A-CB (Split System: Heat Pump with Remote Outdoor Unit-Air-Source) | 38MURAQ36AB3* |  |  | CAP**4824AL* | PG80VTLA60090C** | 35600 | 16.5 | 8.1 | 37800 | 34600 | 91.53% | 2.04 | 0 | 10 |  |  |  |  | R-410A | 2.9667 | Residential & Commercial | USHP | Ducted CEE Tier 1
212984718 | Central HP <5.4 tons | SMART COMFORT | HRCU-A-CB (Split System: Heat Pump with Remote Outdoor Unit-Air-Source) | DLCURAH18ABK |  |  | EA*4X24L17A* | *92MSN0801716A* | 17700 | 16.5 | 8.5 | 18700 | 19300 | 103.2% | 2.32 | 0 | 10.5 |  |  |  |  | R-410A | 1.475 | Residential & Commercial | USHP | Ducted CEE Tier 1
211245085 | Central HP <5.4 tons | SMART COMFORT | HRCU-A-CB (Split System: Heat Pump with Remote Outdoor Unit-Air-Source) | DLCURAH24ABK |  |  | EN(A,D,W)4X36L17** | *96VTN0601412A* | 23600 | 16.5 | 8.1 | 25800 | 23800 | 92.25% | 1.98 | 0 | 10 |  |  |  |  | R-410A | 1.9667 | Residential & Commercial | USHP | Ducted CEE Tier 1
211264958 | Central HP <5.4 tons | SMART COMFORT | HRCU-A-CB (Split System: Heat Pump with Remote Outdoor Unit-Air-Source) | DLCURAH18ABK |  |  | FMA4X24**AL* | 0 | 17400 | 16 | 8.5 | 18500 | 20000 | 108.1% | 2.44 | 0 | 10.5 |  |  |  |  | R-410A | 1.45 | Residential & Commercial | USHP | Ducted CEE Tier 1
211245208 | Central HP <5.4 tons | SMART COMFORT | HRCU-A-CB (Split System: Heat Pump with Remote Outdoor Unit-Air-Source) | DLCURAH24ABK |  |  | EN(A,D,W)4X36L17** | *95ESN0801716A* | 24600 | 15.5 | 8.1 | 26800 | 22200 | 82.84% | 1.82 | 0 | 10 |  |  |  |  | R-410A | 2.05 | Residential & Commercial | USHP | Ducted CEE Tier 1
211245374 | Central HP <5.4 tons | SMART COMFORT | HRCU-A-CB (Split System: Heat Pump with Remote Outdoor Unit-Air-Source) | DLCURAH24ABK |  |  | EN(A,D)4X36L21** | *80ES(N,L)0701716A* | 24800 | 16 | 8.1 | 26800 | 22200 | 82.84% | 1.82 | 0 | 10.5 |  |  |  |  | R-410A | 2.0667 | Residential & Commercial | USHP | Ducted CEE Tier 1
216678723 | Central HP <5.4 tons | SMART COMFORT | HRCU-A-CB (Split System: Heat Pump with Remote Outdoor Unit-Air-Source) | DLCURAH36ABK |  |  | EA*4X37L21A* | *97VTN0601716A* | 36200 | 15.5 | 8.5 | 38000 | 34400 | 90.53% | 1.96 | 0 | 10 |  |  |  |  | R-410A | 3.0167 | Residential & Commercial | USHP | Ducted CEE Tier 1
211226599 | Central HP <5.4 tons | SMART COMFORT | HRCU-A-CB (Split System: Heat Pump with Remote Outdoor Unit-Air-Source) | DLCURAH36ABK |  |  | EA*4X37L17A* | *80VTL0701716A* | 36400 | 15.5 | 8.5 | 39500 | 35000 | 88.61% | 2.04 | 0 | 10 |  |  |  |  | R-410A | 3.0333 | Residential & Commercial | USHP | Ducted CEE Tier 1
211245609 | Central HP <5.4 tons | PAYNE HEATING AND COOLING | HRCU-A-CB (Split System: Heat Pump with Remote Outdoor Unit-Air-Source) | 38MURAQ24AB3* |  |  | CNPV*3621AL* | PG80ES(A,L)A48070C** | 24200 | 17 | 8.1 | 26200 | 22800 | 87.02% | 1.9 | 0 | 10.5 |  |  |  |  | R-410A | 2.0167 | Residential & Commercial | USHP | Ducted CEE Tier 1
211230131 | Central HP <5.4 tons | PAYNE HEATING AND COOLING | HRCU-A-CB (Split System: Heat Pump with Remote Outdoor Unit-Air-Source) | 38MURAQ36AB3* |  |  | CNPV*4821AL* | PG92ESAA60080C** | 35800 | 16.5 | 8.1 | 38500 | 34800 | 90.39% | 2.02 | 0 | 10.5 |  |  |  |  | R-410A | 2.9833 | Residential & Commercial | USHP | Ducted CEE Tier 1
211228354 | Central HP <5.4 tons | PAYNE HEATING AND COOLING | HRCU-A-CB (Split System: Heat Pump with Remote Outdoor Unit-Air-Source) | 38MURAQ36AB3* |  |  | CAP**4321AL* | PG80ESUA60080C** | 38000 | 15.5 | 8.5 | 39000 | 35000 | 89.74% | 2.16 | 0 | 10 |  |  |  |  | R-410A | 3.1667 | Residential & Commercial | USHP | Ducted CEE Tier 1
211245793 | Central HP <5.4 tons | PAYNE HEATING AND COOLING | HRCU-A-CB (Split System: Heat Pump with Remote Outdoor Unit-Air-Source) | 38MURAQ24AB3* |  |  | FB4CNF030L | 0 | 24000 | 17 | 8.5 | 26200 | 23400 | 89.31% | 1.94 | 0 | 10 |  |  |  |  | R-410A | 2 | Residential & Commercial | USHP | Ducted CEE Tier 1
212986713 | Central HP <5.4 tons | SMART COMFORT | HRCU-A-CB (Split System: Heat Pump with Remote Outdoor Unit-Air-Source) | DLCURAH18ABK |  |  | EN(A,D)4X24L17** | *96MSM0401712A* | 17500 | 15.2 | 8.5 | 18700 | 19200 | 102.7% | 2.3 | 0 | 10.5 |  |  |  |  | R-410A | 1.4583 | Residential & Commercial | USHP | Ducted CEE Tier 1
211244589 | Central HP <5.4 tons | PAYNE HEATING AND COOLING | HRCU-A-CB (Split System: Heat Pump with Remote Outdoor Unit-Air-Source) | 38MURAQ24AB3* |  |  | CNPV*3017AL* | PG80VTLA48070B** | 24200 | 17 | 8.1 | 26200 | 23000 | 87.79% | 1.9 | 0 | 10.5 |  |  |  |  | R-410A | 2.0167 | Residential & Commercial | USHP | Ducted CEE Tier 1
211244673 | Central HP <5.4 tons | PAYNE HEATING AND COOLING | HRCU-A-CB (Split System: Heat Pump with Remote Outdoor Unit-Air-Source) | 38MURAQ24AB3* |  |  | CNPV*3017AL* | PG80ES(A,L)A36045A** | 24600 | 16 | 8.1 | 26600 | 22400 | 84.21% | 1.84 | 0 | 10.5 |  |  |  |  | R-410A | 2.05 | Residential & Commercial | USHP | Ducted CEE Tier 1
216676477 | Central HP <5.4 tons | SMART COMFORT | HRCU-A-CB (Split System: Heat Pump with Remote Outdoor Unit-Air-Source) | D5CURAH24AAK |  |  | EA*5X37M21A* | *80MSU0802120A* | 24200 | 15.5 | 8.5 | 22800 | 19000 | 83.33% | 1.96 | 0 | 10 |  |  |  |  | R-454B | 2.0167 | Residential & Commercial | USHP | Ducted CEE Tier 1
216675816 | Central HP <5.4 tons | SMART COMFORT | HRCU-A-CB (Split System: Heat Pump with Remote Outdoor Unit-Air-Source) | D5CURAH24AAK |  |  | ESH5X36M12A* | *80MS(N,L)0701412A* | 24000 | 15.2 | 8.5 | 23600 | 19200 | 81.36% | 1.94 | 0 | 10 |  |  |  |  | R-454B | 2 | Residential & Commercial | USHP | Ducted CEE Tier 1
211264436 | Central HP <5.4 tons | SMART COMFORT | HRCU-A-CB (Split System: Heat Pump with Remote Outdoor Unit-Air-Source) | DLCURAH18ABK |  |  | EN(A,D)4X30L17** | *95ESN0261410A* | 18200 | 15.5 | 8.5 | 18800 | 18400 | 97.87% | 2.2 | 0 | 11 |  |  |  |  | R-410A | 1.5167 | Residential & Commercial | USHP | Ducted CEE Tier 1
211264529 | Central HP <5.4 tons | SMART COMFORT | HRCU-A-CB (Split System: Heat Pump with Remote Outdoor Unit-Air-Source) | DLCURAH18ABK |  |  | EN(A,D)4X30L17** | *80ES(N,L)0701712A* | 18200 | 16.5 | 8.5 | 18700 | 18300 | 97.86% | 2.22 | 0 | 11 |  |  |  |  | R-410A | 1.5167 | Residential & Commercial | USHP | Ducted CEE Tier 1
211264915 | Central HP <5.4 tons | SMART COMFORT | HRCU-A-CB (Split System: Heat Pump with Remote Outdoor Unit-Air-Source) | DLCURAH18ABK |  |  | FXM4X30**AL | 0 | 18100 | 16 | 8.5 | 18400 | 18200 | 98.91% | 2.18 | 0 | 10.5 |  |  |  |  | R-410A | 1.5083 | Residential & Commercial | USHP | Ducted CEE Tier 1
211226928 | Central HP <5.4 tons | SMART COMFORT | HRCU-A-CB (Split System: Heat Pump with Remote Outdoor Unit-Air-Source) | DLCURAH36ABK |  |  | EA*4X37L21A* | *80ESU0802120A | 37400 | 15.5 | 8.5 | 39000 | 35000 | 89.74% | 2.16 | 0 | 10 |  |  |  |  | R-410A | 3.1167 | Residential & Commercial | USHP | Ducted CEE Tier 1
211227412 | Central HP <5.4 tons | SMART COMFORT | HRCU-A-CB (Split System: Heat Pump with Remote Outdoor Unit-Air-Source) | DLCURAH36ABK |  |  | EA*4X42L21A* | *80VSL0902120A* | 35000 | 16 | 8.1 | 38500 | 35000 | 90.91% | 1.86 | 0 | 9.5 |  |  |  |  | R-410A | 2.9167 | Residential & Commercial | USHP
211227580 | Central HP <5.4 tons | SMART COMFORT | HRCU-A-CB (Split System: Heat Pump with Remote Outdoor Unit-Air-Source) | DLCURAH36ABK |  |  | EA*4X42L21A* | *95ESN0802120A* | 36000 | 15.5 | 8.1 | 39500 | 35200 | 89.11% | 1.92 | 0 | 10 |  |  |  |  | R-410A | 3 | Residential & Commercial | USHP | Ducted CEE Tier 1
211227832 | Central HP <5.4 tons | SMART COMFORT | HRCU-A-CB (Split System: Heat Pump with Remote Outdoor Unit-Air-Source) | DLCURAH36ABK |  |  | EA*4X42L24A* | *80ES(N,L)1102420A* | 35400 | 16.5 | 8.1 | 38500 | 35000 | 90.91% | 1.88 | 0 | 10 |  |  |  |  | R-410A | 2.95 | Residential & Commercial | USHP | Ducted CEE Tier 1
211227883 | Central HP <5.4 tons | SMART COMFORT | HRCU-A-CB (Split System: Heat Pump with Remote Outdoor Unit-Air-Source) | DLCURAH36ABK |  |  | EA*4X42L24A* | *80VSL0902420A* | 35200 | 16 | 8.1 | 38500 | 35000 | 90.91% | 1.88 | 0 | 10 |  |  |  |  | R-410A | 2.9333 | Residential & Commercial | USHP | Ducted CEE Tier 1
211227913 | Central HP <5.4 tons | SMART COMFORT | HRCU-A-CB (Split System: Heat Pump with Remote Outdoor Unit-Air-Source) | DLCURAH36ABK |  |  | EA*4X42L24A* | *80ESU1002120A* | 35600 | 16 | 8.1 | 38500 | 35000 | 90.91% | 1.88 | 0 | 10 |  |  |  |  | R-410A | 2.9667 | Residential & Commercial | USHP | Ducted CEE Tier 1
212441560 | Central HP <5.4 tons | PAYNE HEATING AND COOLING | HRCU-A-CB (Split System: Heat Pump with Remote Outdoor Unit-Air-Source) | 38MURAQ18AB3* | ADP |  | H,PG7J936 | PG96VTAA48080B** | 17200 | 16 | 8.5 | 16700 | 18800 | 112.6% | 2.3 | 0 | 10 |  |  |  |  | R-410A | 1.4333 | Residential & Commercial | USHP | Ducted CEE Tier 1
212498323 | Central HP <5.4 tons | PAYNE HEATING AND COOLING | HRCU-A-CB (Split System: Heat Pump with Remote Outdoor Unit-Air-Source) | 38MURAQ18AB3* | ADP |  | CE2403A+TXV | 0 | 17700 | 17 | 8.7 | 17000 | 19400 | 114.1% | 2.32 | 0 | 11 |  |  |  |  | R-410A | 1.475 | Residential & Commercial | USHP | Ducted CEE Tier 1
213077013 | Central HP <5.4 tons | SMART COMFORT | HRCU-A-CB (Split System: Heat Pump with Remote Outdoor Unit-Air-Source) | DLCURAH36ABK |  |  | END4X42L17** | *96VSN0801716B* | 35800 | 15.5 | 8.1 | 39000 | 35200 | 90.26% | 1.96 | 0 | 10 |  |  |  |  | R-410A | 2.9833 | Residential & Commercial | USHP | Ducted CEE Tier 1
211244798 | Central HP <5.4 tons | PAYNE HEATING AND COOLING | HRCU-A-CB (Split System: Heat Pump with Remote Outdoor Unit-Air-Source) | 38MURAQ24AB3* |  |  | CNPV*3017AL* | PG80ES(A,L)A36070A** | 24200 | 16.5 | 8.1 | 26400 | 22800 | 86.36% | 1.88 | 0 | 10.5 |  |  |  |  | R-410A | 2.0167 | Residential & Commercial | USHP | Ducted CEE Tier 1
211245005 | Central HP <5.4 tons | PAYNE HEATING AND COOLING | HRCU-A-CB (Split System: Heat Pump with Remote Outdoor Unit-Air-Source) | 38MURAQ24AB3* |  |  | CNPV*3617AL* | PG96VTAA36040B** | 23400 | 16 | 8.1 | 25800 | 24000 | 93.02% | 1.98 | 0 | 10 |  |  |  |  | R-410A | 1.95 | Residential & Commercial | USHP | Ducted CEE Tier 1
211245057 | Central HP <5.4 tons | PAYNE HEATING AND COOLING | HRCU-A-CB (Split System: Heat Pump with Remote Outdoor Unit-Air-Source) | 38MURAQ24AB3* |  |  | CNPV*3617AL* | PG95ESAA36060A** | 24400 | 15.5 | 8.1 | 26600 | 22600 | 84.96% | 1.86 | 0 | 10 |  |  |  |  | R-410A | 2.0333 | Residential & Commercial | USHP | Ducted CEE Tier 1
211244540 | Central HP <5.4 tons | SMART COMFORT | HRCU-A-CB (Split System: Heat Pump with Remote Outdoor Unit-Air-Source) | DLCURAH24ABK |  |  | EN(A,D)4X30L17** | *95ESU0601716A* | 24200 | 16.5 | 8.1 | 26200 | 22800 | 87.02% | 1.9 | 0 | 10.5 |  |  |  |  | R-410A | 2.0167 | Residential & Commercial | USHP | Ducted CEE Tier 1
211244649 | Central HP <5.4 tons | SMART COMFORT | HRCU-A-CB (Split System: Heat Pump with Remote Outdoor Unit-Air-Source) | DLCURAH24ABK |  |  | EN(A,D)4X30L17** | *96VTN0601412A* | 23600 | 16.5 | 8.1 | 25800 | 23800 | 92.25% | 1.98 | 0 | 10 |  |  |  |  | R-410A | 1.9667 | Residential & Commercial | USHP | Ducted CEE Tier 1
211244772 | Central HP <5.4 tons | SMART COMFORT | HRCU-A-CB (Split System: Heat Pump with Remote Outdoor Unit-Air-Source) | DLCURAH24ABK |  |  | EN(A,D)4X30L17** | *95ESN0801716A* | 24600 | 15.5 | 8.1 | 26800 | 22200 | 82.84% | 1.82 | 0 | 10 |  |  |  |  | R-410A | 2.05 | Residential & Commercial | USHP | Ducted CEE Tier 1
213078934 | Central HP <5.4 tons | SMART COMFORT | HRCU-A-CB (Split System: Heat Pump with Remote Outdoor Unit-Air-Source) | DLCURAH36ABK |  |  | EN(A,D,W)4X42L21** | *80MSU1002120A* | 35400 | 15.5 | 8.5 | 38500 | 35200 | 91.43% | 1.88 | 0 | 10 |  |  |  |  | R-410A | 2.95 | Residential & Commercial | USHP | Ducted CEE Tier 1
211226999 | Central HP <5.4 tons | SMART COMFORT | HRCU-A-CB (Split System: Heat Pump with Remote Outdoor Unit-Air-Source) | DLCURAH36ABK |  |  | EA*4X37L21A* | *92ESN0601714A* | 36400 | 16 | 8.5 | 38500 | 34800 | 90.39% | 2.08 | 0 | 10 |  |  |  |  | R-410A | 3.0333 | Residential & Commercial | USHP | Ducted CEE Tier 1
211227031 | Central HP <5.4 tons | SMART COMFORT | HRCU-A-CB (Split System: Heat Pump with Remote Outdoor Unit-Air-Source) | DLCURAH36ABK |  |  | EA*4X37L21A* | *92ESN1002122A* | 37400 | 15.5 | 8.5 | 39000 | 35000 | 89.74% | 2.16 | 0 | 10 |  |  |  |  | R-410A | 3.1167 | Residential & Commercial | USHP | Ducted CEE Tier 1
211227074 | Central HP <5.4 tons | SMART COMFORT | HRCU-A-CB (Split System: Heat Pump with Remote Outdoor Unit-Air-Source) | DLCURAH36ABK |  |  | EA*4X37L21A* | *95ESN1002120A* | 37000 | 15.5 | 8.5 | 38500 | 34800 | 90.39% | 2.1 | 0 | 10 |  |  |  |  | R-410A | 3.0833 | Residential & Commercial | USHP | Ducted CEE Tier 1
211245234 | Central HP <5.4 tons | PAYNE HEATING AND COOLING | HRCU-A-CB (Split System: Heat Pump with Remote Outdoor Unit-Air-Source) | 38MURAQ24AB3* |  |  | CNPV*3617AL* | PG80ES(A,L)A36070A** | 24200 | 16.5 | 8.1 | 26400 | 22800 | 86.36% | 1.88 | 0 | 10.5 |  |  |  |  | R-410A | 2.0167 | Residential & Commercial | USHP | Ducted CEE Tier 1
216678349 | Central HP <5.4 tons | SMART COMFORT | HRCU-A-CB (Split System: Heat Pump with Remote Outdoor Unit-Air-Source) | D5CURAH24AAK |  |  | EA*5X37M21A* | *97VTN0801716A* | 24800 | 15.5 | 8.5 | 23200 | 19100 | 82.33% | 1.96 | 0 | 10 |  |  |  |  | R-454B | 2.0667 | Residential & Commercial | USHP | Ducted CEE Tier 1
216676657 | Central HP <5.4 tons | SMART COMFORT | HRCU-A-CB (Split System: Heat Pump with Remote Outdoor Unit-Air-Source) | D5CURAH24AAK |  |  | EA*5X30M17A* | *80VTL0701716B* | 23600 | 15.2 | 8.5 | 24200 | 19400 | 80.17% | 1.9 | 0 | 9.8 |  |  |  |  | R-454B | 1.9667 | Residential & Commercial | USHP
211752599 | Central HP <5.4 tons | SAMSUNG | HRCU-A-CB (Split System: Heat Pump with Remote Outdoor Unit-Air-Source) | AC036BXUDCH | ADP |  | AX360CT | 0 | 36000 | 17 | 8.1 | 34600 | 31600 | 91.33% | 1.8 | 0 | 9 |  |  |  |  | R-410A | 3 | Residential & Commercial | USHP
212986172 | Central HP <5.4 tons | SMART COMFORT | HRCU-A-CB (Split System: Heat Pump with Remote Outdoor Unit-Air-Source) | DLCURAH24ABK |  |  | EA*4X30L14A* | *96MSN0401410A* | 23400 | 16 | 8.5 | 26400 | 24800 | 93.94% | 2.04 | 0 | 10 |  |  |  |  | R-410A | 1.95 | Residential & Commercial | USHP | Ducted CEE Tier 1
213353785 | Central HP <5.4 tons | SMART COMFORT | HRCU-A-CB (Split System: Heat Pump with Remote Outdoor Unit-Air-Source) | DLCURAH24ABK |  |  | F5MA4*30L*B* | 0 | 24800 | 17 | 9 | 26000 | 21800 | 83.85% | 1.82 | 0 | 10.5 |  |  |  |  | R-410A | 2.0667 | Residential & Commercial | USHP | Ducted CEE Tier 1
216676668 | Central HP <5.4 tons | SMART COMFORT | HRCU-A-CB (Split System: Heat Pump with Remote Outdoor Unit-Air-Source) | D5CURAH24AAK |  |  | EA*5X36M17A* | *80VTL0701716B* | 23800 | 15.2 | 8.5 | 24000 | 19400 | 80.83% | 1.9 | 0 | 9.8 |  |  |  |  | R-454B | 1.9833 | Residential & Commercial | USHP
216676582 | Central HP <5.4 tons | SMART COMFORT | HRCU-A-CB (Split System: Heat Pump with Remote Outdoor Unit-Air-Source) | D5CURAH24AAK |  |  | EA*5X36M17A* | *80VTL0451412B* | 23600 | 15.5 | 8.5 | 24000 | 19300 | 80.42% | 1.92 | 0 | 9.8 |  |  |  |  | R-454B | 1.9667 | Residential & Commercial | USHP
211262228 | Central HP <5.4 tons | SMART COMFORT | HRCU-A-CB (Split System: Heat Pump with Remote Outdoor Unit-Air-Source) | DLCURAH18ABK |  |  | EA*4X30L17A* | OMV112K14A | 18200 | 15.5 | 8.5 | 18900 | 18400 | 97.35% | 2.2 | 0 | 10.5 |  |  |  |  | R-410A | 1.5167 | Residential & Commercial | USHP | Ducted CEE Tier 1
211262689 | Central HP <5.4 tons | SMART COMFORT | HRCU-A-CB (Split System: Heat Pump with Remote Outdoor Unit-Air-Source) | DLCURAH18ABK |  |  | EN(A,D)4X24L14** | *95ESN0261410A* | 18000 | 15.5 | 8.5 | 19000 | 18700 | 98.42% | 2.24 | 0 | 10.5 |  |  |  |  | R-410A | 1.5 | Residential & Commercial | USHP | Ducted CEE Tier 1
211262891 | Central HP <5.4 tons | SMART COMFORT | HRCU-A-CB (Split System: Heat Pump with Remote Outdoor Unit-Air-Source) | DLCURAH18ABK |  |  | EN(A,D)4X24L17** | *96VSN0601412A* | 17900 | 15.5 | 8.5 | 18800 | 18700 | 99.47% | 2.26 | 0 | 11 |  |  |  |  | R-410A | 1.4917 | Residential & Commercial | USHP | Ducted CEE Tier 1
211263818 | Central HP <5.4 tons | SMART COMFORT | HRCU-A-CB (Split System: Heat Pump with Remote Outdoor Unit-Air-Source) | DLCURAH18ABK |  |  | EN(A,D)4X30L14** | *92ESN0601412A* | 18200 | 16 | 8.5 | 18700 | 18300 | 97.86% | 2.22 | 0 | 11 |  |  |  |  | R-410A | 1.5167 | Residential & Commercial | USHP | Ducted CEE Tier 1
211227129 | Central HP <5.4 tons | SMART COMFORT | HRCU-A-CB (Split System: Heat Pump with Remote Outdoor Unit-Air-Source) | DLCURAH36ABK |  |  | EA*4X37L21A* | *96VSN1002120A* | 36400 | 16 | 8.5 | 38500 | 34800 | 90.39% | 2.08 | 0 | 10 |  |  |  |  | R-410A | 3.0333 | Residential & Commercial | USHP | Ducted CEE Tier 1
212383215 | Central HP <5.4 tons | SMART COMFORT | HRCU-A-CB (Split System: Heat Pump with Remote Outdoor Unit-Air-Source) | DLCURAH36ABK |  |  | EA*4X36L21A* | *95ESU1002120A* | 35400 | 16 | 8.1 | 39500 | 35200 | 89.11% | 1.82 | 0 | 9.5 |  |  |  |  | R-410A | 2.95 | Residential & Commercial | USHP
212383297 | Central HP <5.4 tons | SMART COMFORT | HRCU-A-CB (Split System: Heat Pump with Remote Outdoor Unit-Air-Source) | DLCURAH36ABK |  |  | EA*4X36L21A* | *80ES(N,L)0901714A* | 35600 | 15.5 | 8.1 | 39500 | 35200 | 89.11% | 1.84 | 0 | 9.5 |  |  |  |  | R-410A | 2.9667 | Residential & Commercial | USHP
212383396 | Central HP <5.4 tons | SMART COMFORT | HRCU-A-CB (Split System: Heat Pump with Remote Outdoor Unit-Air-Source) | DLCURAH36ABK |  |  | EA*4X37L17A* | *80ESU0601716A | 36600 | 15.5 | 8.5 | 39500 | 35000 | 88.61% | 2.04 | 0 | 10 |  |  |  |  | R-410A | 3.05 | Residential & Commercial | USHP | Ducted CEE Tier 1
212383432 | Central HP <5.4 tons | SMART COMFORT | HRCU-A-CB (Split System: Heat Pump with Remote Outdoor Unit-Air-Source) | DLCURAH36ABK |  |  | EA*4X37L21A* | *80VTL0902120A* | 36200 | 16 | 8.5 | 38500 | 34800 | 90.39% | 2.06 | 0 | 10 |  |  |  |  | R-410A | 3.0167 | Residential & Commercial | USHP | Ducted CEE Tier 1
211227374 | Central HP <5.4 tons | SMART COMFORT | HRCU-A-CB (Split System: Heat Pump with Remote Outdoor Unit-Air-Source) | DLCURAH36ABK |  |  | EA*4X42L21A* | *80ES(N,L)1102120A* | 35400 | 16 | 8.1 | 38500 | 35000 | 90.91% | 1.88 | 0 | 10 |  |  |  |  | R-410A | 2.95 | Residential & Commercial | USHP | Ducted CEE Tier 1
211227394 | Central HP <5.4 tons | SMART COMFORT | HRCU-A-CB (Split System: Heat Pump with Remote Outdoor Unit-Air-Source) | DLCURAH36ABK |  |  | EA*4X42L21A* | *80VSL0701716A* | 35200 | 16 | 8.1 | 38500 | 35000 | 90.91% | 1.86 | 0 | 9.5 |  |  |  |  | R-410A | 2.9333 | Residential & Commercial | USHP
211227433 | Central HP <5.4 tons | SMART COMFORT | HRCU-A-CB (Split System: Heat Pump with Remote Outdoor Unit-Air-Source) | DLCURAH36ABK |  |  | EA*4X42L21A* | *80ESU0601716A | 35000 | 16.5 | 8.1 | 38500 | 35000 | 90.91% | 1.86 | 0 | 10 |  |  |  |  | R-410A | 2.9167 | Residential & Commercial | USHP | Ducted CEE Tier 1
211227444 | Central HP <5.4 tons | SMART COMFORT | HRCU-A-CB (Split System: Heat Pump with Remote Outdoor Unit-Air-Source) | DLCURAH36ABK |  |  | EA*4X42L21A* | *80ESU0802120A | 36800 | 15.5 | 8.5 | 40000 | 35200 | 88% | 1.96 | 0 | 10 |  |  |  |  | R-410A | 3.0667 | Residential & Commercial | USHP | Ducted CEE Tier 1
211227549 | Central HP <5.4 tons | SMART COMFORT | HRCU-A-CB (Split System: Heat Pump with Remote Outdoor Unit-Air-Source) | DLCURAH36ABK |  |  | EA*4X42L21A* | *92ESN1002120A* | 35200 | 16.5 | 8.1 | 38500 | 35000 | 90.91% | 1.88 | 0 | 10 |  |  |  |  | R-410A | 2.9333 | Residential & Commercial | USHP | Ducted CEE Tier 1
211227569 | Central HP <5.4 tons | SMART COMFORT | HRCU-A-CB (Split System: Heat Pump with Remote Outdoor Unit-Air-Source) | DLCURAH36ABK |  |  | EA*4X42L21A* | *95ESN0601714A* | 35000 | 15.5 | 8.1 | 38500 | 35000 | 90.91% | 1.86 | 0 | 9.5 |  |  |  |  | R-410A | 2.9167 | Residential & Commercial | USHP
211226822 | Central HP <5.4 tons | SMART COMFORT | HRCU-A-CB (Split System: Heat Pump with Remote Outdoor Unit-Air-Source) | DLCURAH36ABK |  |  | EA*4X37L21A* | *80ES(N,L)0901714A* | 36800 | 16 | 8.5 | 38500 | 34800 | 90.39% | 2.1 | 0 | 10 |  |  |  |  | R-410A | 3.0667 | Residential & Commercial | USHP | Ducted CEE Tier 1
211226514 | Central HP <5.4 tons | SMART COMFORT | HRCU-A-CB (Split System: Heat Pump with Remote Outdoor Unit-Air-Source) | DLCURAH36ABK |  |  | EA*4X37L17A* | *80ES(N,L)0701712A* | 36000 | 15.2 | 8.1 | 38500 | 35000 | 90.91% | 2 | 0 | 9.5 |  |  |  |  | R-410A | 3 | Residential & Commercial | USHP
211226834 | Central HP <5.4 tons | SMART COMFORT | HRCU-A-CB (Split System: Heat Pump with Remote Outdoor Unit-Air-Source) | DLCURAH36ABK |  |  | EA*4X37L21A* | *80ES(N,L)0902116A* | 36600 | 16 | 8.5 | 38500 | 34800 | 90.39% | 2.1 | 0 | 10 |  |  |  |  | R-410A | 3.05 | Residential & Commercial | USHP | Ducted CEE Tier 1
211227227 | Central HP <5.4 tons | SMART COMFORT | HRCU-A-CB (Split System: Heat Pump with Remote Outdoor Unit-Air-Source) | DLCURAH36ABK |  |  | EA*4X37L21A* | OLV112A16A | 36600 | 15.2 | 8.5 | 38500 | 35000 | 90.91% | 2.08 | 0 | 10 |  |  |  |  | R-410A | 3.05 | Residential & Commercial | USHP | Ducted CEE Tier 1
211228136 | Central HP <5.4 tons | SMART COMFORT | HRCU-A-CB (Split System: Heat Pump with Remote Outdoor Unit-Air-Source) | DLCURAH36ABK |  |  | EA*4X42L24A* | *96VTN1002122A* | 35400 | 16.5 | 8.1 | 38500 | 35000 | 90.91% | 1.88 | 0 | 10 |  |  |  |  | R-410A | 2.95 | Residential & Commercial | USHP | Ducted CEE Tier 1
211228243 | Central HP <5.4 tons | SMART COMFORT | HRCU-A-CB (Split System: Heat Pump with Remote Outdoor Unit-Air-Source) | DLCURAH36ABK |  |  | EA*4X43L21A* | *80ES(N,L)0702116A* | 37200 | 15.5 | 8.5 | 38500 | 35000 | 90.91% | 2.12 | 0 | 10 |  |  |  |  | R-410A | 3.1 | Residential & Commercial | USHP | Ducted CEE Tier 1
211245384 | Central HP <5.4 tons | SMART COMFORT | HRCU-A-CB (Split System: Heat Pump with Remote Outdoor Unit-Air-Source) | DLCURAH24ABK |  |  | EN(A,D)4X36L21** | *96VTN1002122A* | 23600 | 17 | 8.1 | 25800 | 23800 | 92.25% | 1.98 | 0 | 10.5 |  |  |  |  | R-410A | 1.9667 | Residential & Commercial | USHP | Ducted CEE Tier 1
211245652 | Central HP <5.4 tons | SMART COMFORT | HRCU-A-CB (Split System: Heat Pump with Remote Outdoor Unit-Air-Source) | DLCURAH24ABK |  |  | EN(A,D)4X36L21** | *80ES(N,L)1102120A* | 24800 | 16 | 8.5 | 26800 | 22200 | 82.84% | 1.82 | 0 | 10.5 |  |  |  |  | R-410A | 2.0667 | Residential & Commercial | USHP | Ducted CEE Tier 1
211226950 | Central HP <5.4 tons | SMART COMFORT | HRCU-A-CB (Split System: Heat Pump with Remote Outdoor Unit-Air-Source) | DLCURAH36ABK |  |  | EA*4X37L21A* | *80VTL0701716A* | 36200 | 16 | 8.5 | 38500 | 34800 | 90.39% | 2.08 | 0 | 10 |  |  |  |  | R-410A | 3.0167 | Residential & Commercial | USHP | Ducted CEE Tier 1
211226566 | Central HP <5.4 tons | SMART COMFORT | HRCU-A-CB (Split System: Heat Pump with Remote Outdoor Unit-Air-Source) | DLCURAH36ABK |  |  | EA*4X37L17A* | *80VSL0701716A* | 36200 | 15.2 | 8.1 | 38500 | 35000 | 90.91% | 2.02 | 0 | 10 |  |  |  |  | R-410A | 3.0167 | Residential & Commercial | USHP | Ducted CEE Tier 1
211226291 | Central HP <5.4 tons | SMART COMFORT | HRCU-A-CB (Split System: Heat Pump with Remote Outdoor Unit-Air-Source) | DLCURAH36ABK |  |  | EA*4X36L21A* | *80ES(N,L)1102120A* | 35200 | 16 | 8.1 | 38500 | 35200 | 91.43% | 1.82 | 0 | 9.5 |  |  |  |  | R-410A | 2.9333 | Residential & Commercial | USHP
211227559 | Central HP <5.4 tons | SMART COMFORT | HRCU-A-CB (Split System: Heat Pump with Remote Outdoor Unit-Air-Source) | DLCURAH36ABK |  |  | EA*4X42L21A* | *92ESN1002122A* | 36600 | 15.2 | 8.5 | 40000 | 35200 | 88% | 1.94 | 0 | 10 |  |  |  |  | R-410A | 3.05 | Residential & Commercial | USHP | Ducted CEE Tier 1
211228302 | Central HP <5.4 tons | SMART COMFORT | HRCU-A-CB (Split System: Heat Pump with Remote Outdoor Unit-Air-Source) | DLCURAH36ABK |  |  | EA*4X43L21A* | *80VSL0451716A* | 36200 | 15.5 | 8.5 | 38500 | 34800 | 90.39% | 2.06 | 0 | 10 |  |  |  |  | R-410A | 3.0167 | Residential & Commercial | USHP | Ducted CEE Tier 1
211227160 | Central HP <5.4 tons | SMART COMFORT | HRCU-A-CB (Split System: Heat Pump with Remote Outdoor Unit-Air-Source) | DLCURAH36ABK |  |  | EA*4X37L21A* | *95ESU1002122A* | 37600 | 15.5 | 8.5 | 39500 | 35000 | 88.61% | 2.14 | 0 | 10 |  |  |  |  | R-410A | 3.1333 | Residential & Commercial | USHP | Ducted CEE Tier 1
211227190 | Central HP <5.4 tons | SMART COMFORT | HRCU-A-CB (Split System: Heat Pump with Remote Outdoor Unit-Air-Source) | DLCURAH36ABK |  |  | EA*4X37L21A* | *96VTN0802120A* | 37000 | 15.5 | 8.5 | 38500 | 35000 | 90.91% | 2.1 | 0 | 10 |  |  |  |  | R-410A | 3.0833 | Residential & Commercial | USHP | Ducted CEE Tier 1
211227708 | Central HP <5.4 tons | SMART COMFORT | HRCU-A-CB (Split System: Heat Pump with Remote Outdoor Unit-Air-Source) | DLCURAH36ABK |  |  | EA*4X42L21A* | *96VTN1002120A* | 35800 | 15.5 | 8.1 | 39500 | 35200 | 89.11% | 1.9 | 0 | 9.5 |  |  |  |  | R-410A | 2.9833 | Residential & Commercial | USHP
211227726 | Central HP <5.4 tons | SMART COMFORT | HRCU-A-CB (Split System: Heat Pump with Remote Outdoor Unit-Air-Source) | DLCURAH36ABK |  |  | EA*4X42L21A* | OLV098A12* | 35000 | 15.2 | 8.1 | 38500 | 35200 | 91.43% | 1.86 | 0 | 9.5 |  |  |  |  | R-410A | 2.9167 | Residential & Commercial | USHP
211227808 | Central HP <5.4 tons | SMART COMFORT | HRCU-A-CB (Split System: Heat Pump with Remote Outdoor Unit-Air-Source) | DLCURAH36ABK |  |  | EA*4X42L24A* | *80ES(N,L)0902420A* | 35400 | 16 | 8.1 | 38500 | 35000 | 90.91% | 1.88 | 0 | 10 |  |  |  |  | R-410A | 2.95 | Residential & Commercial | USHP | Ducted CEE Tier 1
211228067 | Central HP <5.4 tons | SMART COMFORT | HRCU-A-CB (Split System: Heat Pump with Remote Outdoor Unit-Air-Source) | DLCURAH36ABK |  |  | EA*4X42L24A* | *96VSN1002120A* | 35600 | 16 | 8.1 | 38500 | 35000 | 90.91% | 1.9 | 0 | 10 |  |  |  |  | R-410A | 2.9667 | Residential & Commercial | USHP | Ducted CEE Tier 1
211228076 | Central HP <5.4 tons | SMART COMFORT | HRCU-A-CB (Split System: Heat Pump with Remote Outdoor Unit-Air-Source) | DLCURAH36ABK |  |  | EA*4X42L24A* | *96VSN1202422A* | 35400 | 16 | 8.1 | 38500 | 35000 | 90.91% | 1.88 | 0 | 10 |  |  |  |  | R-410A | 2.95 | Residential & Commercial | USHP | Ducted CEE Tier 1
211228267 | Central HP <5.4 tons | SMART COMFORT | HRCU-A-CB (Split System: Heat Pump with Remote Outdoor Unit-Air-Source) | DLCURAH36ABK |  |  | EA*4X43L21A* | *80ES(N,L)0902116A* | 36800 | 16 | 8.5 | 38500 | 34800 | 90.39% | 2.1 | 0 | 10 |  |  |  |  | R-410A | 3.0667 | Residential & Commercial | USHP | Ducted CEE Tier 1
211228699 | Central HP <5.4 tons | SMART COMFORT | HRCU-A-CB (Split System: Heat Pump with Remote Outdoor Unit-Air-Source) | DLCURAH36ABK |  |  | EA*4X43L21A* | OMV112K14A | 36200 | 15.5 | 8.5 | 38500 | 34800 | 90.39% | 2.06 | 0 | 10 |  |  |  |  | R-410A | 3.0167 | Residential & Commercial | USHP | Ducted CEE Tier 1
211228383 | Central HP <5.4 tons | SMART COMFORT | HRCU-A-CB (Split System: Heat Pump with Remote Outdoor Unit-Air-Source) | DLCURAH36ABK |  |  | EA*4X43L21A* | *80VTL0701716A* | 36200 | 16 | 8.5 | 38500 | 34800 | 90.39% | 2.08 | 0 | 10 |  |  |  |  | R-410A | 3.0167 | Residential & Commercial | USHP | Ducted CEE Tier 1
211226526 | Central HP <5.4 tons | SMART COMFORT | HRCU-A-CB (Split System: Heat Pump with Remote Outdoor Unit-Air-Source) | DLCURAH36ABK |  |  | EA*4X37L17A* | *80ES(N,L)0701716A* | 36200 | 15.5 | 8.5 | 39500 | 35000 | 88.61% | 2.02 | 0 | 10 |  |  |  |  | R-410A | 3.0167 | Residential & Commercial | USHP | Ducted CEE Tier 1
211226846 | Central HP <5.4 tons | SMART COMFORT | HRCU-A-CB (Split System: Heat Pump with Remote Outdoor Unit-Air-Source) | DLCURAH36ABK |  |  | EA*4X37L21A* | *80ES(N,L)0902120A* | 36800 | 16 | 8.5 | 38500 | 34800 | 90.39% | 2.1 | 0 | 10 |  |  |  |  | R-410A | 3.0667 | Residential & Commercial | USHP | Ducted CEE Tier 1
211228817 | Central HP <5.4 tons | SMART COMFORT | HRCU-A-CB (Split System: Heat Pump with Remote Outdoor Unit-Air-Source) | DLCURAH36ABK |  |  | EA*4X48L21A* | *80ES(N,L)1102120A* | 35800 | 16.5 | 8.5 | 38500 | 34600 | 89.87% | 2.04 | 0 | 10 |  |  |  |  | R-410A | 2.9833 | Residential & Commercial | USHP | Ducted CEE Tier 1
211229952 | Central HP <5.4 tons | SMART COMFORT | HRCU-A-CB (Split System: Heat Pump with Remote Outdoor Unit-Air-Source) | DLCURAH36ABK |  |  | EN(A,D,W)4X48L21** | *80ES(N,L)0902116A* | 36400 | 16 | 8.1 | 38500 | 34800 | 90.39% | 2.04 | 0 | 10.5 |  |  |  |  | R-410A | 3.0333 | Residential & Commercial | USHP | Ducted CEE Tier 1
211227717 | Central HP <5.4 tons | SMART COMFORT | HRCU-A-CB (Split System: Heat Pump with Remote Outdoor Unit-Air-Source) | DLCURAH36ABK |  |  | EA*4X42L21A* | *96VTN1002122A* | 35400 | 16.5 | 8.1 | 38500 | 35000 | 90.91% | 1.88 | 0 | 10 |  |  |  |  | R-410A | 2.95 | Residential & Commercial | USHP | Ducted CEE Tier 1
211227735 | Central HP <5.4 tons | SMART COMFORT | HRCU-A-CB (Split System: Heat Pump with Remote Outdoor Unit-Air-Source) | DLCURAH36ABK |  |  | EA*4X42L21A* | OMV098J12* | 35000 | 15.2 | 8.1 | 38500 | 35200 | 91.43% | 1.86 | 0 | 9.5 |  |  |  |  | R-410A | 2.9167 | Residential & Commercial | USHP
211227985 | Central HP <5.4 tons | SMART COMFORT | HRCU-A-CB (Split System: Heat Pump with Remote Outdoor Unit-Air-Source) | DLCURAH36ABK |  |  | EA*4X42L24A* | *92ESN1002122A* | 36800 | 15.2 | 8.5 | 40000 | 35200 | 88% | 1.94 | 0 | 10 |  |  |  |  | R-410A | 3.0667 | Residential & Commercial | USHP | Ducted CEE Tier 1
211228117 | Central HP <5.4 tons | SMART COMFORT | HRCU-A-CB (Split System: Heat Pump with Remote Outdoor Unit-Air-Source) | DLCURAH36ABK |  |  | EA*4X42L24A* | *96VTN0802120A* | 35000 | 16 | 8.1 | 38500 | 35000 | 90.91% | 1.86 | 0 | 9.5 |  |  |  |  | R-410A | 2.9167 | Residential & Commercial | USHP
211228146 | Central HP <5.4 tons | SMART COMFORT | HRCU-A-CB (Split System: Heat Pump with Remote Outdoor Unit-Air-Source) | DLCURAH36ABK |  |  | EA*4X42L24A* | *96VTN1202422A* | 35600 | 16 | 8.1 | 38500 | 35000 | 90.91% | 1.88 | 0 | 10 |  |  |  |  | R-410A | 2.9667 | Residential & Commercial | USHP | Ducted CEE Tier 1
211228805 | Central HP <5.4 tons | SMART COMFORT | HRCU-A-CB (Split System: Heat Pump with Remote Outdoor Unit-Air-Source) | DLCURAH36ABK |  |  | EA*4X48L21A* | *80ES(N,L)0902120A* | 36400 | 16 | 8.5 | 38500 | 34800 | 90.39% | 2.08 | 0 | 10 |  |  |  |  | R-410A | 3.0333 | Residential & Commercial | USHP | Ducted CEE Tier 1
211228887 | Central HP <5.4 tons | SMART COMFORT | HRCU-A-CB (Split System: Heat Pump with Remote Outdoor Unit-Air-Source) | DLCURAH36ABK |  |  | EA*4X48L21A* | *80ESU0802120A | 37400 | 15.5 | 8.5 | 38500 | 35000 | 90.91% | 2.14 | 0 | 10 |  |  |  |  | R-410A | 3.1167 | Residential & Commercial | USHP | Ducted CEE Tier 1
211227892 | Central HP <5.4 tons | SMART COMFORT | HRCU-A-CB (Split System: Heat Pump with Remote Outdoor Unit-Air-Source) | DLCURAH36ABK |  |  | EA*4X42L24A* | *80VSL1102422A* | 35400 | 16.5 | 8.1 | 38500 | 35000 | 90.91% | 1.88 | 0 | 10 |  |  |  |  | R-410A | 2.95 | Residential & Commercial | USHP | Ducted CEE Tier 1
211228219 | Central HP <5.4 tons | SMART COMFORT | HRCU-A-CB (Split System: Heat Pump with Remote Outdoor Unit-Air-Source) | DLCURAH36ABK |  |  | EA*4X43L21A* | *80ES(N,L)0451712A* | 36000 | 15.5 | 8.5 | 38500 | 34800 | 90.39% | 2.06 | 0 | 10 |  |  |  |  | R-410A | 3 | Residential & Commercial | USHP | Ducted CEE Tier 1
211228405 | Central HP <5.4 tons | SMART COMFORT | HRCU-A-CB (Split System: Heat Pump with Remote Outdoor Unit-Air-Source) | DLCURAH36ABK |  |  | EA*4X43L21A* | *80VTL1102122A* | 37200 | 15.5 | 8.5 | 38500 | 34800 | 90.39% | 2.12 | 0 | 10 |  |  |  |  | R-410A | 3.1 | Residential & Commercial | USHP | Ducted CEE Tier 1
211228453 | Central HP <5.4 tons | SMART COMFORT | HRCU-A-CB (Split System: Heat Pump with Remote Outdoor Unit-Air-Source) | DLCURAH36ABK |  |  | EA*4X43L21A* | *92ESN0802120A* | 37400 | 16 | 8.5 | 38500 | 34800 | 90.39% | 2.14 | 0 | 10 |  |  |  |  | R-410A | 3.1167 | Residential & Commercial | USHP | Ducted CEE Tier 1
211229021 | Central HP <5.4 tons | SMART COMFORT | HRCU-A-CB (Split System: Heat Pump with Remote Outdoor Unit-Air-Source) | DLCURAH36ABK |  |  | EA*4X48L21A* | *95ESN0601714A* | 35400 | 15.5 | 8.1 | 38500 | 34800 | 90.39% | 2.02 | 0 | 9.5 |  |  |  |  | R-410A | 2.95 | Residential & Commercial | USHP
211229032 | Central HP <5.4 tons | SMART COMFORT | HRCU-A-CB (Split System: Heat Pump with Remote Outdoor Unit-Air-Source) | DLCURAH36ABK |  |  | EA*4X48L21A* | *95ESN0801716A* | 35400 | 15.5 | 8.1 | 37800 | 34800 | 92.06% | 2.02 | 0 | 9.5 |  |  |  |  | R-410A | 2.95 | Residential & Commercial | USHP
211229082 | Central HP <5.4 tons | SMART COMFORT | HRCU-A-CB (Split System: Heat Pump with Remote Outdoor Unit-Air-Source) | DLCURAH36ABK |  |  | EA*4X48L21A* | *96VSN0601714A* | 35400 | 15.5 | 8.1 | 38500 | 34800 | 90.39% | 2.02 | 0 | 9.5 |  |  |  |  | R-410A | 2.95 | Residential & Commercial | USHP
211226386 | Central HP <5.4 tons | SMART COMFORT | HRCU-A-CB (Split System: Heat Pump with Remote Outdoor Unit-Air-Source) | DLCURAH36ABK |  |  | EA*4X36L21A* | *95ESN1002122A* | 36400 | 15.2 | 8.1 | 40000 | 35400 | 88.5% | 1.88 | 0 | 10 |  |  |  |  | R-410A | 3.0333 | Residential & Commercial | USHP | Ducted CEE Tier 1
211226869 | Central HP <5.4 tons | SMART COMFORT | HRCU-A-CB (Split System: Heat Pump with Remote Outdoor Unit-Air-Source) | DLCURAH36ABK |  |  | EA*4X37L21A* | *80VSL0451716A* | 36200 | 15.5 | 8.5 | 38500 | 34800 | 90.39% | 2.06 | 0 | 10 |  |  |  |  | R-410A | 3.0167 | Residential & Commercial | USHP | Ducted CEE Tier 1
211227021 | Central HP <5.4 tons | SMART COMFORT | HRCU-A-CB (Split System: Heat Pump with Remote Outdoor Unit-Air-Source) | DLCURAH36ABK |  |  | EA*4X37L21A* | *92ESN0802120A* | 37400 | 16 | 8.5 | 38500 | 34800 | 90.39% | 2.14 | 0 | 10 |  |  |  |  | R-410A | 3.1167 | Residential & Commercial | USHP | Ducted CEE Tier 1
211227455 | Central HP <5.4 tons | SMART COMFORT | HRCU-A-CB (Split System: Heat Pump with Remote Outdoor Unit-Air-Source) | DLCURAH36ABK |  |  | EA*4X42L21A* | *80ESU1002120A* | 35400 | 16 | 8.1 | 38500 | 35000 | 90.91% | 1.88 | 0 | 10 |  |  |  |  | R-410A | 2.95 | Residential & Commercial | USHP | Ducted CEE Tier 1
211227590 | Central HP <5.4 tons | SMART COMFORT | HRCU-A-CB (Split System: Heat Pump with Remote Outdoor Unit-Air-Source) | DLCURAH36ABK |  |  | EA*4X42L21A* | *95ESN1002122A* | 36600 | 15.2 | 8.5 | 40000 | 35200 | 88% | 1.94 | 0 | 10 |  |  |  |  | R-410A | 3.05 | Residential & Commercial | USHP | Ducted CEE Tier 1
211228793 | Central HP <5.4 tons | SMART COMFORT | HRCU-A-CB (Split System: Heat Pump with Remote Outdoor Unit-Air-Source) | DLCURAH36ABK |  |  | EA*4X48L21A* | *80ES(N,L)0902116A* | 36200 | 16 | 8.5 | 38500 | 34600 | 89.87% | 2.08 | 0 | 10 |  |  |  |  | R-410A | 3.0167 | Residential & Commercial | USHP | Ducted CEE Tier 1
211229043 | Central HP <5.4 tons | SMART COMFORT | HRCU-A-CB (Split System: Heat Pump with Remote Outdoor Unit-Air-Source) | DLCURAH36ABK |  |  | EA*4X48L21A* | *95ESN0802120A* | 36600 | 15.5 | 8.5 | 38500 | 34800 | 90.39% | 2.08 | 0 | 10 |  |  |  |  | R-410A | 3.05 | Residential & Commercial | USHP | Ducted CEE Tier 1
211228681 | Central HP <5.4 tons | SMART COMFORT | HRCU-A-CB (Split System: Heat Pump with Remote Outdoor Unit-Air-Source) | DLCURAH36ABK |  |  | EA*4X43L21A* | OLV112A16A | 36600 | 15.2 | 8.5 | 38500 | 35000 | 90.91% | 2.08 | 0 | 10 |  |  |  |  | R-410A | 3.05 | Residential & Commercial | USHP | Ducted CEE Tier 1
211229054 | Central HP <5.4 tons | SMART COMFORT | HRCU-A-CB (Split System: Heat Pump with Remote Outdoor Unit-Air-Source) | DLCURAH36ABK |  |  | EA*4X48L21A* | *95ESN1002120A* | 36400 | 15.5 | 8.5 | 38500 | 34800 | 90.39% | 2.08 | 0 | 10 |  |  |  |  | R-410A | 3.0333 | Residential & Commercial | USHP | Ducted CEE Tier 1
211229488 | Central HP <5.4 tons | SMART COMFORT | HRCU-A-CB (Split System: Heat Pump with Remote Outdoor Unit-Air-Source) | DLCURAH36ABK |  |  | EA*4X48L24A* | *95ESN0802120A* | 36600 | 15.5 | 8.5 | 38500 | 34800 | 90.39% | 2.1 | 0 | 10 |  |  |  |  | R-410A | 3.05 | Residential & Commercial | USHP | Ducted CEE Tier 1
211229356 | Central HP <5.4 tons | SMART COMFORT | HRCU-A-CB (Split System: Heat Pump with Remote Outdoor Unit-Air-Source) | DLCURAH36ABK |  |  | EA*4X48L24A* | *80VSL0902120A* | 35600 | 16.5 | 8.1 | 37800 | 34600 | 91.53% | 2.04 | 0 | 10 |  |  |  |  | R-410A | 2.9667 | Residential & Commercial | USHP | Ducted CEE Tier 1
211229406 | Central HP <5.4 tons | SMART COMFORT | HRCU-A-CB (Split System: Heat Pump with Remote Outdoor Unit-Air-Source) | DLCURAH36ABK |  |  | EA*4X48L24A* | *80VTL0902120A* | 35600 | 16.5 | 8.1 | 37800 | 34600 | 91.53% | 2.04 | 0 | 10 |  |  |  |  | R-410A | 2.9667 | Residential & Commercial | USHP | Ducted CEE Tier 1
211230090 | Central HP <5.4 tons | SMART COMFORT | HRCU-A-CB (Split System: Heat Pump with Remote Outdoor Unit-Air-Source) | DLCURAH36ABK |  |  | EN(A,D,W)4X48L21** | *80VTL1102122A* | 37000 | 16 | 8.1 | 39500 | 35000 | 88.61% | 2.06 | 0 | 10.5 |  |  |  |  | R-410A | 3.0833 | Residential & Commercial | USHP | Ducted CEE Tier 1
211230574 | Central HP <5.4 tons | SMART COMFORT | HRCU-A-CB (Split System: Heat Pump with Remote Outdoor Unit-Air-Source) | DLCURAH36ABK |  |  | EN(A,D)4X48L24** | *80VTL1102122A* | 37000 | 16 | 8.1 | 39500 | 35000 | 88.61% | 2.06 | 0 | 10.5 |  |  |  |  | R-410A | 3.0833 | Residential & Commercial | USHP | Ducted CEE Tier 1
211228329 | Central HP <5.4 tons | SMART COMFORT | HRCU-A-CB (Split System: Heat Pump with Remote Outdoor Unit-Air-Source) | DLCURAH36ABK |  |  | EA*4X43L21A* | *80VSL0902120A* | 36200 | 16 | 8.5 | 38500 | 34800 | 90.39% | 2.06 | 0 | 10 |  |  |  |  | R-410A | 3.0167 | Residential & Commercial | USHP | Ducted CEE Tier 1
211228361 | Central HP <5.4 tons | SMART COMFORT | HRCU-A-CB (Split System: Heat Pump with Remote Outdoor Unit-Air-Source) | DLCURAH36ABK |  |  | EA*4X43L21A* | *80ESU0802120A | 38000 | 15.5 | 8.5 | 39000 | 35000 | 89.74% | 2.16 | 0 | 10 |  |  |  |  | R-410A | 3.1667 | Residential & Commercial | USHP | Ducted CEE Tier 1
211228395 | Central HP <5.4 tons | SMART COMFORT | HRCU-A-CB (Split System: Heat Pump with Remote Outdoor Unit-Air-Source) | DLCURAH36ABK |  |  | EA*4X43L21A* | *80VTL0902120A* | 36200 | 16 | 8.5 | 38500 | 34800 | 90.39% | 2.06 | 0 | 10 |  |  |  |  | R-410A | 3.0167 | Residential & Commercial | USHP | Ducted CEE Tier 1
211228781 | Central HP <5.4 tons | SMART COMFORT | HRCU-A-CB (Split System: Heat Pump with Remote Outdoor Unit-Air-Source) | DLCURAH36ABK |  |  | EA*4X48L21A* | *80ES(N,L)0901714A* | 36400 | 16 | 8.5 | 38500 | 34800 | 90.39% | 2.08 | 0 | 10 |  |  |  |  | R-410A | 3.0333 | Residential & Commercial | USHP | Ducted CEE Tier 1
211229181 | Central HP <5.4 tons | SMART COMFORT | HRCU-A-CB (Split System: Heat Pump with Remote Outdoor Unit-Air-Source) | DLCURAH36ABK |  |  | EA*4X48L21A* | *96VTN1002120A* | 36200 | 15.5 | 8.5 | 38500 | 34800 | 90.39% | 2.08 | 0 | 10 |  |  |  |  | R-410A | 3.0167 | Residential & Commercial | USHP | Ducted CEE Tier 1
211229190 | Central HP <5.4 tons | SMART COMFORT | HRCU-A-CB (Split System: Heat Pump with Remote Outdoor Unit-Air-Source) | DLCURAH36ABK |  |  | EA*4X48L21A* | *96VTN1002122A* | 35800 | 16.5 | 8.5 | 37800 | 34600 | 91.53% | 2.04 | 0 | 10 |  |  |  |  | R-410A | 2.9833 | Residential & Commercial | USHP | Ducted CEE Tier 1
211229338 | Central HP <5.4 tons | SMART COMFORT | HRCU-A-CB (Split System: Heat Pump with Remote Outdoor Unit-Air-Source) | DLCURAH36ABK |  |  | EA*4X48L24A* | *80ES(N,L)1552420A* | 37000 | 16 | 8.5 | 38500 | 34800 | 90.39% | 2.12 | 0 | 10 |  |  |  |  | R-410A | 3.0833 | Residential & Commercial | USHP | Ducted CEE Tier 1
211229091 | Central HP <5.4 tons | SMART COMFORT | HRCU-A-CB (Split System: Heat Pump with Remote Outdoor Unit-Air-Source) | DLCURAH36ABK |  |  | EA*4X48L21A* | *96VSN0801716A* | 35600 | 16 | 8.1 | 38500 | 34600 | 89.87% | 2.04 | 0 | 10 |  |  |  |  | R-410A | 2.9667 | Residential & Commercial | USHP | Ducted CEE Tier 1
211229226 | Central HP <5.4 tons | SMART COMFORT | HRCU-A-CB (Split System: Heat Pump with Remote Outdoor Unit-Air-Source) | DLCURAH36ABK |  |  | EA*4X48L21A* | OMV112K14A | 35600 | 15.5 | 8.1 | 38500 | 34800 | 90.39% | 2.04 | 0 | 9.5 |  |  |  |  | R-410A | 2.9667 | Residential & Commercial | USHP
211229628 | Central HP <5.4 tons | SMART COMFORT | HRCU-A-CB (Split System: Heat Pump with Remote Outdoor Unit-Air-Source) | DLCURAH36ABK |  |  | EA*4X48L24A* | *96VTN1202422A* | 36000 | 16 | 8.5 | 38500 | 34600 | 89.87% | 2.06 | 0 | 10 |  |  |  |  | R-410A | 3 | Residential & Commercial | USHP | Ducted CEE Tier 1
211262584 | Central HP <5.4 tons | PAYNE HEATING AND COOLING | HRCU-A-CB (Split System: Heat Pump with Remote Outdoor Unit-Air-Source) | 38MURAQ18AB3* |  |  | CNPV*2414AL* | PG80VTLA36070A** | 17700 | 16 | 8.5 | 18500 | 18800 | 101.6% | 2.26 | 0 | 11 |  |  |  |  | R-410A | 1.475 | Residential & Commercial | USHP | Ducted CEE Tier 1
211263804 | Central HP <5.4 tons | PAYNE HEATING AND COOLING | HRCU-A-CB (Split System: Heat Pump with Remote Outdoor Unit-Air-Source) | 38MURAQ18AB3* |  |  | CNPV*3014AL* | PG92ESAA36060A** | 18200 | 16 | 8.5 | 18700 | 18300 | 97.86% | 2.22 | 0 | 11 |  |  |  |  | R-410A | 1.5167 | Residential & Commercial | USHP | Ducted CEE Tier 1
211264423 | Central HP <5.4 tons | PAYNE HEATING AND COOLING | HRCU-A-CB (Split System: Heat Pump with Remote Outdoor Unit-Air-Source) | 38MURAQ18AB3* |  |  | CNPV*3017AL* | PG95ESAA30026A** | 18200 | 15.5 | 8.5 | 18800 | 18400 | 97.87% | 2.2 | 0 | 11 |  |  |  |  | R-410A | 1.5167 | Residential & Commercial | USHP | Ducted CEE Tier 1
212383465 | Central HP <5.4 tons | SMART COMFORT | HRCU-A-CB (Split System: Heat Pump with Remote Outdoor Unit-Air-Source) | DLCURAH36ABK |  |  | EA*4X43L21A* | *80ES(N,L)0701716A* | 36800 | 15.5 | 8.5 | 39000 | 34800 | 89.23% | 2.1 | 0 | 10 |  |  |  |  | R-410A | 3.0667 | Residential & Commercial | USHP | Ducted CEE Tier 1
211226312 | Central HP <5.4 tons | SMART COMFORT | HRCU-A-CB (Split System: Heat Pump with Remote Outdoor Unit-Air-Source) | DLCURAH36ABK |  |  | EA*4X36L21A* | *80ESU1002120A* | 35200 | 16 | 8.1 | 38500 | 35200 | 91.43% | 1.82 | 0 | 9.5 |  |  |  |  | R-410A | 2.9333 | Residential & Commercial | USHP
211227362 | Central HP <5.4 tons | SMART COMFORT | HRCU-A-CB (Split System: Heat Pump with Remote Outdoor Unit-Air-Source) | DLCURAH36ABK |  |  | EA*4X42L21A* | *80ES(N,L)0902120A* | 36000 | 16 | 8.1 | 39500 | 35000 | 88.61% | 1.9 | 0 | 10 |  |  |  |  | R-410A | 3 | Residential & Commercial | USHP | Ducted CEE Tier 1
211228097 | Central HP <5.4 tons | SMART COMFORT | HRCU-A-CB (Split System: Heat Pump with Remote Outdoor Unit-Air-Source) | DLCURAH36ABK |  |  | EA*4X42L24A* | *95ESU1002120A* | 35800 | 16 | 8.1 | 38500 | 35000 | 90.91% | 1.9 | 0 | 10 |  |  |  |  | R-410A | 2.9833 | Residential & Commercial | USHP | Ducted CEE Tier 1
211229100 | Central HP <5.4 tons | SMART COMFORT | HRCU-A-CB (Split System: Heat Pump with Remote Outdoor Unit-Air-Source) | DLCURAH36ABK |  |  | EA*4X48L21A* | *96VSN0802120A* | 36000 | 16 | 8.5 | 38500 | 34600 | 89.87% | 2.06 | 0 | 10 |  |  |  |  | R-410A | 3 | Residential & Commercial | USHP | Ducted CEE Tier 1
211229119 | Central HP <5.4 tons | SMART COMFORT | HRCU-A-CB (Split System: Heat Pump with Remote Outdoor Unit-Air-Source) | DLCURAH36ABK |  |  | EA*4X48L21A* | *95ESU0601716A* | 35600 | 16 | 8.5 | 38500 | 34600 | 89.87% | 2.04 | 0 | 10 |  |  |  |  | R-410A | 2.9667 | Residential & Commercial | USHP | Ducted CEE Tier 1
211229467 | Central HP <5.4 tons | SMART COMFORT | HRCU-A-CB (Split System: Heat Pump with Remote Outdoor Unit-Air-Source) | DLCURAH36ABK |  |  | EA*4X48L24A* | *92ESN1002122A* | 37400 | 15.5 | 8.5 | 38500 | 35000 | 90.91% | 2.12 | 0 | 10 |  |  |  |  | R-410A | 3.1167 | Residential & Commercial | USHP | Ducted CEE Tier 1
211245353 | Central HP <5.4 tons | SMART COMFORT | HRCU-A-CB (Split System: Heat Pump with Remote Outdoor Unit-Air-Source) | DLCURAH24ABK |  |  | EN(A,D)4X36L21** | *96VSN0801716A* | 24200 | 16.5 | 8.1 | 26200 | 23000 | 87.79% | 1.9 | 0 | 10.5 |  |  |  |  | R-410A | 2.0167 | Residential & Commercial | USHP | Ducted CEE Tier 1
211245456 | Central HP <5.4 tons | SMART COMFORT | HRCU-A-CB (Split System: Heat Pump with Remote Outdoor Unit-Air-Source) | DLCURAH24ABK |  |  | EN(A,D)4X36L21** | *80VSL0902120A* | 23800 | 16.5 | 8.1 | 26000 | 23200 | 89.23% | 1.92 | 0 | 10.5 |  |  |  |  | R-410A | 1.9833 | Residential & Commercial | USHP | Ducted CEE Tier 1
211245771 | Central HP <5.4 tons | SMART COMFORT | HRCU-A-CB (Split System: Heat Pump with Remote Outdoor Unit-Air-Source) | DLCURAH24ABK |  |  | EN(A,D)4X36L21** | OLV098A12* | 23400 | 16.5 | 8.1 | 25800 | 24200 | 93.8% | 2 | 0 | 10 |  |  |  |  | R-410A | 1.95 | Residential & Commercial | USHP | Ducted CEE Tier 1
211245789 | Central HP <5.4 tons | SMART COMFORT | HRCU-A-CB (Split System: Heat Pump with Remote Outdoor Unit-Air-Source) | DLCURAH24ABK |  |  | EN(A,D)4X36L21** | OLV112A16A | 24400 | 16 | 8.1 | 26600 | 22600 | 84.96% | 1.86 | 0 | 10 |  |  |  |  | R-410A | 2.0333 | Residential & Commercial | USHP | Ducted CEE Tier 1
211263770 | Central HP <5.4 tons | SMART COMFORT | HRCU-A-CB (Split System: Heat Pump with Remote Outdoor Unit-Air-Source) | DLCURAH18ABK |  |  | EN(A,D)4X30L14** | *95ESN0261410A* | 18100 | 15.5 | 8.5 | 18800 | 18400 | 97.87% | 2.2 | 0 | 11 |  |  |  |  | R-410A | 1.5083 | Residential & Commercial | USHP | Ducted CEE Tier 1
211264892 | Central HP <5.4 tons | SMART COMFORT | HRCU-A-CB (Split System: Heat Pump with Remote Outdoor Unit-Air-Source) | DLCURAH18ABK |  |  | FXM4X24**AL | 0 | 18100 | 16 | 8.5 | 18600 | 18500 | 99.46% | 2.22 | 0 | 10.5 |  |  |  |  | R-410A | 1.5083 | Residential & Commercial | USHP | Ducted CEE Tier 1
211226334 | Central HP <5.4 tons | SMART COMFORT | HRCU-A-CB (Split System: Heat Pump with Remote Outdoor Unit-Air-Source) | DLCURAH36ABK |  |  | EA*4X36L21A* | *92ESN0601714A* | 35200 | 16 | 8.1 | 38500 | 35200 | 91.43% | 1.82 | 0 | 9.5 |  |  |  |  | R-410A | 2.9333 | Residential & Commercial | USHP
211226502 | Central HP <5.4 tons | SMART COMFORT | HRCU-A-CB (Split System: Heat Pump with Remote Outdoor Unit-Air-Source) | DLCURAH36ABK |  |  | EA*4X37L17A* | *80ES(N,L)0701412A* | 35800 | 15.5 | 8.1 | 38500 | 35000 | 90.91% | 2 | 0 | 10 |  |  |  |  | R-410A | 2.9833 | Residential & Commercial | USHP | Ducted CEE Tier 1
211227236 | Central HP <5.4 tons | SMART COMFORT | HRCU-A-CB (Split System: Heat Pump with Remote Outdoor Unit-Air-Source) | DLCURAH36ABK |  |  | EA*4X37L21A* | OMV098J12* | 36200 | 15.2 | 8.5 | 38500 | 35000 | 90.91% | 2.06 | 0 | 10 |  |  |  |  | R-410A | 3.0167 | Residential & Commercial | USHP | Ducted CEE Tier 1
211227538 | Central HP <5.4 tons | SMART COMFORT | HRCU-A-CB (Split System: Heat Pump with Remote Outdoor Unit-Air-Source) | DLCURAH36ABK |  |  | EA*4X42L21A* | *92ESN0802120A* | 35200 | 16.5 | 8.1 | 38500 | 35000 | 90.91% | 1.88 | 0 | 10 |  |  |  |  | R-410A | 2.9333 | Residential & Commercial | USHP | Ducted CEE Tier 1
211228107 | Central HP <5.4 tons | SMART COMFORT | HRCU-A-CB (Split System: Heat Pump with Remote Outdoor Unit-Air-Source) | DLCURAH36ABK |  |  | EA*4X42L24A* | *95ESU1002122A* | 36600 | 15.2 | 8.1 | 40000 | 35200 | 88% | 1.94 | 0 | 10 |  |  |  |  | R-410A | 3.05 | Residential & Commercial | USHP | Ducted CEE Tier 1
211228255 | Central HP <5.4 tons | SMART COMFORT | HRCU-A-CB (Split System: Heat Pump with Remote Outdoor Unit-Air-Source) | DLCURAH36ABK |  |  | EA*4X43L21A* | *80ES(N,L)0901714A* | 37000 | 16 | 8.5 | 38500 | 34800 | 90.39% | 2.1 | 0 | 10 |  |  |  |  | R-410A | 3.0833 | Residential & Commercial | USHP | Ducted CEE Tier 1
211228690 | Central HP <5.4 tons | SMART COMFORT | HRCU-A-CB (Split System: Heat Pump with Remote Outdoor Unit-Air-Source) | DLCURAH36ABK |  |  | EA*4X43L21A* | OMV098J12* | 36200 | 15.2 | 8.5 | 38500 | 35000 | 90.91% | 2.06 | 0 | 10 |  |  |  |  | R-410A | 3.0167 | Residential & Commercial | USHP | Ducted CEE Tier 1
211228474 | Central HP <5.4 tons | SMART COMFORT | HRCU-A-CB (Split System: Heat Pump with Remote Outdoor Unit-Air-Source) | DLCURAH36ABK |  |  | EA*4X43L21A* | *92ESN1002122A* | 37400 | 15.2 | 8.5 | 39000 | 35000 | 89.74% | 2.16 | 0 | 10 |  |  |  |  | R-410A | 3.1167 | Residential & Commercial | USHP | Ducted CEE Tier 1
216678699 | Central HP <5.4 tons | SMART COMFORT | HRCU-A-CB (Split System: Heat Pump with Remote Outdoor Unit-Air-Source) | DLCURAH36ABK |  |  | EA*4X36L21A* | *97VTN0601716A* | 35000 | 15.5 | 8.5 | 38500 | 34800 | 90.39% | 1.75 | 0 | 9.5 |  |  |  |  | R-410A | 2.9167 | Residential & Commercial | USHP
211263307 | Central HP <5.4 tons | SMART COMFORT | HRCU-A-CB (Split System: Heat Pump with Remote Outdoor Unit-Air-Source) | DLCURAH18ABK |  |  | EN(A,D)4X24L17** | *80ES(N,L)0451412A* | 18000 | 16 | 8.5 | 18900 | 18700 | 98.94% | 2.26 | 0 | 11 |  |  |  |  | R-410A | 1.5 | Residential & Commercial | USHP | Ducted CEE Tier 1
211263382 | Central HP <5.4 tons | SMART COMFORT | HRCU-A-CB (Split System: Heat Pump with Remote Outdoor Unit-Air-Source) | DLCURAH18ABK |  |  | EN(A,D)4X24L17** | *92ESN0601412A* | 18100 | 16 | 8.5 | 19000 | 18600 | 97.89% | 2.24 | 0 | 11 |  |  |  |  | R-410A | 1.5083 | Residential & Commercial | USHP | Ducted CEE Tier 1
211262564 | Central HP <5.4 tons | PAYNE HEATING AND COOLING | HRCU-A-CB (Split System: Heat Pump with Remote Outdoor Unit-Air-Source) | 38MURAQ18AB3* |  |  | CNPV*2414AL* | PG80VTLA36045A** | 17600 | 16 | 8.5 | 18500 | 18800 | 101.6% | 2.26 | 0 | 11 |  |  |  |  | R-410A | 1.4667 | Residential & Commercial | USHP | Ducted CEE Tier 1
211262655 | Central HP <5.4 tons | PAYNE HEATING AND COOLING | HRCU-A-CB (Split System: Heat Pump with Remote Outdoor Unit-Air-Source) | 38MURAQ18AB3* |  |  | CNPV*2414AL* | PG96VTAA36060A** | 17900 | 15.5 | 8.5 | 18800 | 18700 | 99.47% | 2.26 | 0 | 11 |  |  |  |  | R-410A | 1.4917 | Residential & Commercial | USHP | Ducted CEE Tier 1
211262766 | Central HP <5.4 tons | PAYNE HEATING AND COOLING | HRCU-A-CB (Split System: Heat Pump with Remote Outdoor Unit-Air-Source) | 38MURAQ18AB3* |  |  | CNPV*2414AL* | PG80ES(A,L)A36070A** | 17500 | 16 | 8.5 | 18400 | 18800 | 102.2% | 2.26 | 0 | 11 |  |  |  |  | R-410A | 1.4583 | Residential & Commercial | USHP | Ducted CEE Tier 1
216675581 | Central HP <5.4 tons | SMART COMFORT | HRCU-A-CB (Split System: Heat Pump with Remote Outdoor Unit-Air-Source) | D5CURAH24AAK |  |  | EA*5X37M21A* | *80CSU1002120A* | 25600 | 16 | 9 | 23600 | 19300 | 81.78% | 2.06 | 0 | 10 |  |  |  |  | R-454B | 2.1333 | Residential & Commercial | USHP | Ducted CEE Tier 1
216676351 | Central HP <5.4 tons | SMART COMFORT | HRCU-A-CB (Split System: Heat Pump with Remote Outdoor Unit-Air-Source) | D5CURAH24AAK |  |  | ESH5X36M12A* | *80MSU0401712A* | 24200 | 15.2 | 8.5 | 23600 | 19300 | 81.78% | 1.94 | 0 | 10 |  |  |  |  | R-454B | 2.0167 | Residential & Commercial | USHP | Ducted CEE Tier 1
211228921 | Central HP <5.4 tons | SMART COMFORT | HRCU-A-CB (Split System: Heat Pump with Remote Outdoor Unit-Air-Source) | DLCURAH36ABK |  |  | EA*4X48L21A* | *80VTL0902120A* | 35400 | 16 | 8.1 | 37800 | 34600 | 91.53% | 2.02 | 0 | 10 |  |  |  |  | R-410A | 2.95 | Residential & Commercial | USHP | Ducted CEE Tier 1
211227744 | Central HP <5.4 tons | SMART COMFORT | HRCU-A-CB (Split System: Heat Pump with Remote Outdoor Unit-Air-Source) | DLCURAH36ABK |  |  | EA*4X42L21A* | OMV112K14A | 35200 | 15.5 | 8.1 | 38500 | 35200 | 91.43% | 1.86 | 0 | 9.5 |  |  |  |  | R-410A | 2.9333 | Residential & Commercial | USHP
211229509 | Central HP <5.4 tons | SMART COMFORT | HRCU-A-CB (Split System: Heat Pump with Remote Outdoor Unit-Air-Source) | DLCURAH36ABK |  |  | EA*4X48L24A* | *95ESN1002122A* | 37400 | 15.5 | 8.5 | 38500 | 35000 | 90.91% | 2.14 | 0 | 10 |  |  |  |  | R-410A | 3.1167 | Residential & Commercial | USHP | Ducted CEE Tier 1
211229609 | Central HP <5.4 tons | SMART COMFORT | HRCU-A-CB (Split System: Heat Pump with Remote Outdoor Unit-Air-Source) | DLCURAH36ABK |  |  | EA*4X48L24A* | *96VTN1002120A* | 36400 | 15.5 | 8.5 | 38500 | 34800 | 90.39% | 2.08 | 0 | 10 |  |  |  |  | R-410A | 3.0333 | Residential & Commercial | USHP | Ducted CEE Tier 1
211229208 | Central HP <5.4 tons | SMART COMFORT | HRCU-A-CB (Split System: Heat Pump with Remote Outdoor Unit-Air-Source) | DLCURAH36ABK |  |  | EA*4X48L21A* | OLV112A16A | 35800 | 15.5 | 8.5 | 38500 | 34800 | 90.39% | 2.04 | 0 | 9.5 |  |  |  |  | R-410A | 2.9833 | Residential & Commercial | USHP
211229278 | Central HP <5.4 tons | SMART COMFORT | HRCU-A-CB (Split System: Heat Pump with Remote Outdoor Unit-Air-Source) | DLCURAH36ABK |  |  | EA*4X48L24A* | *80ES(N,L)0902120A* | 36600 | 16 | 8.5 | 38500 | 34800 | 90.39% | 2.08 | 0 | 10 |  |  |  |  | R-410A | 3.05 | Residential & Commercial | USHP | Ducted CEE Tier 1
211229011 | Central HP <5.4 tons | SMART COMFORT | HRCU-A-CB (Split System: Heat Pump with Remote Outdoor Unit-Air-Source) | DLCURAH36ABK |  |  | EA*4X48L21A* | *92ESN1002122A* | 37400 | 15.2 | 8.5 | 38500 | 35000 | 90.91% | 2.12 | 0 | 10 |  |  |  |  | R-410A | 3.1167 | Residential & Commercial | USHP | Ducted CEE Tier 1
211230412 | Central HP <5.4 tons | SMART COMFORT | HRCU-A-CB (Split System: Heat Pump with Remote Outdoor Unit-Air-Source) | DLCURAH36ABK |  |  | EN(A,D)4X48L24** | *80ES(N,L)0702116A* | 35800 | 16.5 | 8.1 | 38500 | 34800 | 90.39% | 2 | 0 | 10 |  |  |  |  | R-410A | 2.9833 | Residential & Commercial | USHP | Ducted CEE Tier 1
211230348 | Central HP <5.4 tons | SMART COMFORT | HRCU-A-CB (Split System: Heat Pump with Remote Outdoor Unit-Air-Source) | DLCURAH36ABK |  |  | EN(A,D,W)4X48L21** | *96VTN1002122A* | 36000 | 16.5 | 8.1 | 38500 | 34800 | 90.39% | 2.02 | 0 | 10.5 |  |  |  |  | R-410A | 3 | Residential & Commercial | USHP | Ducted CEE Tier 1
216676949 | Central HP <5.4 tons | SMART COMFORT | HRCU-A-CB (Split System: Heat Pump with Remote Outdoor Unit-Air-Source) | D5CURAH24AAK |  |  | EA*5X37M21A* | *92MSN0601714A* | 24400 | 15.5 | 8.5 | 23000 | 19000 | 82.61% | 1.96 | 0 | 10 |  |  |  |  | R-454B | 2.0333 | Residential & Commercial | USHP | Ducted CEE Tier 1
216678552 | Central HP <5.4 tons | SMART COMFORT | HRCU-A-CB (Split System: Heat Pump with Remote Outdoor Unit-Air-Source) | D5CURAH24AAK |  |  | FEVB0024**+NAVA53601CK | 0 | 24600 | 15.2 | 9 | 24000 | 19400 | 80.83% | 2.06 | 0 | 10 |  |  |  |  | R-454B | 2.05 | Residential & Commercial | USHP | Ducted CEE Tier 1
211229001 | Central HP <5.4 tons | SMART COMFORT | HRCU-A-CB (Split System: Heat Pump with Remote Outdoor Unit-Air-Source) | DLCURAH36ABK |  |  | EA*4X48L21A* | *92ESN1002120A* | 35600 | 16.5 | 8.5 | 37800 | 34600 | 91.53% | 2.04 | 0 | 10 |  |  |  |  | R-410A | 2.9667 | Residential & Commercial | USHP | Ducted CEE Tier 1
211229217 | Central HP <5.4 tons | SMART COMFORT | HRCU-A-CB (Split System: Heat Pump with Remote Outdoor Unit-Air-Source) | DLCURAH36ABK |  |  | EA*4X48L21A* | OMV098J12* | 35600 | 15.2 | 8.1 | 38500 | 34800 | 90.39% | 2.04 | 0 | 9.5 |  |  |  |  | R-410A | 2.9667 | Residential & Commercial | USHP
211228582 | Central HP <5.4 tons | SMART COMFORT | HRCU-A-CB (Split System: Heat Pump with Remote Outdoor Unit-Air-Source) | DLCURAH36ABK |  |  | EA*4X43L21A* | *95ESU0601716A* | 36800 | 15.5 | 8.5 | 38500 | 34800 | 90.39% | 2.1 | 0 | 10 |  |  |  |  | R-410A | 3.0667 | Residential & Commercial | USHP | Ducted CEE Tier 1
211227796 | Central HP <5.4 tons | SMART COMFORT | HRCU-A-CB (Split System: Heat Pump with Remote Outdoor Unit-Air-Source) | DLCURAH36ABK |  |  | EA*4X42L24A* | *80ES(N,L)0902120A* | 36000 | 16 | 8.1 | 39500 | 35000 | 88.61% | 1.92 | 0 | 10 |  |  |  |  | R-410A | 3 | Residential & Commercial | USHP | Ducted CEE Tier 1
211263050 | Central HP <5.4 tons | PAYNE HEATING AND COOLING | HRCU-A-CB (Split System: Heat Pump with Remote Outdoor Unit-Air-Source) | 38MURAQ18AB3* |  |  | CNPV*2417AL* | PG80VTLA36045A** | 17600 | 16 | 8.5 | 18500 | 18800 | 101.6% | 2.26 | 0 | 11 |  |  |  |  | R-410A | 1.4667 | Residential & Commercial | USHP | Ducted CEE Tier 1
211263482 | Central HP <5.4 tons | PAYNE HEATING AND COOLING | HRCU-A-CB (Split System: Heat Pump with Remote Outdoor Unit-Air-Source) | 38MURAQ18AB3* |  |  | CNPV*2417AL* | PG80ES(A,L)A36070A** | 17500 | 16 | 8.5 | 18400 | 18800 | 102.2% | 2.26 | 0 | 11 |  |  |  |  | R-410A | 1.4583 | Residential & Commercial | USHP | Ducted CEE Tier 1
211263507 | Central HP <5.4 tons | PAYNE HEATING AND COOLING | HRCU-A-CB (Split System: Heat Pump with Remote Outdoor Unit-Air-Source) | 38MURAQ18AB3* |  |  | CNPV*2417AL* | PG80ESUA48060B** | 18500 | 16 | 8.5 | 19400 | 18500 | 95.36% | 2.24 | 0 | 11 |  |  |  |  | R-410A | 1.5417 | Residential & Commercial | USHP | Ducted CEE Tier 1
211230667 | Central HP <5.4 tons | SMART COMFORT | HRCU-A-CB (Split System: Heat Pump with Remote Outdoor Unit-Air-Source) | DLCURAH36ABK |  |  | EN(A,D)4X48L24** | *95ESN1002122A* | 37600 | 15.5 | 8.5 | 39500 | 35000 | 88.61% | 2.08 | 0 | 10.5 |  |  |  |  | R-410A | 3.1333 | Residential & Commercial | USHP | Ducted CEE Tier 1
211230767 | Central HP <5.4 tons | SMART COMFORT | HRCU-A-CB (Split System: Heat Pump with Remote Outdoor Unit-Air-Source) | DLCURAH36ABK |  |  | EN(A,D)4X48L24** | *96VTN1002120A* | 36600 | 15.5 | 8.1 | 39500 | 35000 | 88.61% | 2.04 | 0 | 10 |  |  |  |  | R-410A | 3.05 | Residential & Commercial | USHP | Ducted CEE Tier 1
211229365 | Central HP <5.4 tons | SMART COMFORT | HRCU-A-CB (Split System: Heat Pump with Remote Outdoor Unit-Air-Source) | DLCURAH36ABK |  |  | EA*4X48L24A* | *80VSL0902420A* | 35800 | 16.5 | 8.5 | 37800 | 34600 | 91.53% | 2.04 | 0 | 10 |  |  |  |  | R-410A | 2.9833 | Residential & Commercial | USHP | Ducted CEE Tier 1
211229549 | Central HP <5.4 tons | SMART COMFORT | HRCU-A-CB (Split System: Heat Pump with Remote Outdoor Unit-Air-Source) | DLCURAH36ABK |  |  | EA*4X48L24A* | *96VSN1002120A* | 36000 | 16 | 8.5 | 38500 | 34600 | 89.87% | 2.06 | 0 | 10 |  |  |  |  | R-410A | 3 | Residential & Commercial | USHP | Ducted CEE Tier 1
212500154 | Central HP <5.4 tons | LENNOX | HRCU-A-CB (Split System: Heat Pump with Remote Outdoor Unit-Air-Source) | EL22XPV-024-230A** | ADP |  | LP18/37R9 | SL297UH060NV36B* | 23800 | 20 | 8.5 | 22000 | 15400 | 70% | 1.9 | 0 | 13.5 |  |  |  |  | R-410A | 1.9833 | Residential & Commercial | USHP | Ducted CEE Tier 1
211230628 | Central HP <5.4 tons | PAYNE HEATING AND COOLING | HRCU-A-CB (Split System: Heat Pump with Remote Outdoor Unit-Air-Source) | 38MURAQ36AB3* |  |  | CNPV*4824AL* | PG92ESAA60120D** | 36400 | 16 | 8.1 | 38500 | 34800 | 90.39% | 2.04 | 0 | 10.5 |  |  |  |  | R-410A | 3.0333 | Residential & Commercial | USHP | Ducted CEE Tier 1
211227820 | Central HP <5.4 tons | SMART COMFORT | HRCU-A-CB (Split System: Heat Pump with Remote Outdoor Unit-Air-Source) | DLCURAH36ABK |  |  | EA*4X42L24A* | *80ES(N,L)1102120A* | 35400 | 16 | 8.1 | 38500 | 35000 | 90.91% | 1.88 | 0 | 10 |  |  |  |  | R-410A | 2.95 | Residential & Commercial | USHP | Ducted CEE Tier 1
211228279 | Central HP <5.4 tons | SMART COMFORT | HRCU-A-CB (Split System: Heat Pump with Remote Outdoor Unit-Air-Source) | DLCURAH36ABK |  |  | EA*4X43L21A* | *80ES(N,L)0902120A* | 36800 | 16 | 8.5 | 38500 | 34800 | 90.39% | 2.1 | 0 | 10 |  |  |  |  | R-410A | 3.0667 | Residential & Commercial | USHP | Ducted CEE Tier 1
211228320 | Central HP <5.4 tons | SMART COMFORT | HRCU-A-CB (Split System: Heat Pump with Remote Outdoor Unit-Air-Source) | DLCURAH36ABK |  |  | EA*4X43L21A* | *80VSL0702120A* | 36200 | 16 | 8.5 | 38500 | 34800 | 90.39% | 2.06 | 0 | 10 |  |  |  |  | R-410A | 3.0167 | Residential & Commercial | USHP | Ducted CEE Tier 1
211226939 | Central HP <5.4 tons | SMART COMFORT | HRCU-A-CB (Split System: Heat Pump with Remote Outdoor Unit-Air-Source) | DLCURAH36ABK |  |  | EA*4X37L21A* | *80ESU1002120A* | 36200 | 16 | 8.5 | 38500 | 34800 | 90.39% | 2.08 | 0 | 10 |  |  |  |  | R-410A | 3.0167 | Residential & Commercial | USHP | Ducted CEE Tier 1
211227315 | Central HP <5.4 tons | SMART COMFORT | HRCU-A-CB (Split System: Heat Pump with Remote Outdoor Unit-Air-Source) | DLCURAH36ABK |  |  | EA*4X42L21A* | *80ES(N,L)0701716A* | 35200 | 16 | 8.1 | 38500 | 35000 | 90.91% | 1.88 | 0 | 9.5 |  |  |  |  | R-410A | 2.9333 | Residential & Commercial | USHP
211227326 | Central HP <5.4 tons | SMART COMFORT | HRCU-A-CB (Split System: Heat Pump with Remote Outdoor Unit-Air-Source) | DLCURAH36ABK |  |  | EA*4X42L21A* | *80ES(N,L)0702116A* | 35200 | 16 | 8.1 | 38500 | 35000 | 90.91% | 1.88 | 0 | 9.5 |  |  |  |  | R-410A | 2.9333 | Residential & Commercial | USHP
211227617 | Central HP <5.4 tons | SMART COMFORT | HRCU-A-CB (Split System: Heat Pump with Remote Outdoor Unit-Air-Source) | DLCURAH36ABK |  |  | EA*4X42L21A* | *96VSN0802120A* | 35600 | 16 | 8.1 | 38500 | 35000 | 90.91% | 1.88 | 0 | 10 |  |  |  |  | R-410A | 2.9667 | Residential & Commercial | USHP | Ducted CEE Tier 1
211227626 | Central HP <5.4 tons | SMART COMFORT | HRCU-A-CB (Split System: Heat Pump with Remote Outdoor Unit-Air-Source) | DLCURAH36ABK |  |  | EA*4X42L21A* | *96VSN1002120A* | 35600 | 16 | 8.1 | 38500 | 35000 | 90.91% | 1.88 | 0 | 10 |  |  |  |  | R-410A | 2.9667 | Residential & Commercial | USHP | Ducted CEE Tier 1
211227658 | Central HP <5.4 tons | SMART COMFORT | HRCU-A-CB (Split System: Heat Pump with Remote Outdoor Unit-Air-Source) | DLCURAH36ABK |  |  | EA*4X42L21A* | *95ESU1002120A* | 35800 | 16 | 8.1 | 38500 | 35000 | 90.91% | 1.9 | 0 | 10 |  |  |  |  | R-410A | 2.9833 | Residential & Commercial | USHP | Ducted CEE Tier 1
211226631 | Central HP <5.4 tons | SMART COMFORT | HRCU-A-CB (Split System: Heat Pump with Remote Outdoor Unit-Air-Source) | DLCURAH36ABK |  |  | EA*4X37L17A* | *92ESN0601714A* | 35800 | 16 | 8.1 | 38500 | 34800 | 90.39% | 2 | 0 | 10 |  |  |  |  | R-410A | 2.9833 | Residential & Commercial | USHP | Ducted CEE Tier 1
211229945 | Central HP <5.4 tons | PAYNE HEATING AND COOLING | HRCU-A-CB (Split System: Heat Pump with Remote Outdoor Unit-Air-Source) | 38MURAQ36AB3* |  |  | CNPV*4821AL* | PG80ES(A,L)A48090C** | 36400 | 16 | 8.1 | 38500 | 34800 | 90.39% | 2.04 | 0 | 10.5 |  |  |  |  | R-410A | 3.0333 | Residential & Commercial | USHP | Ducted CEE Tier 1
211230061 | Central HP <5.4 tons | PAYNE HEATING AND COOLING | HRCU-A-CB (Split System: Heat Pump with Remote Outdoor Unit-Air-Source) | 38MURAQ36AB3* |  |  | CNPV*4821AL* | PG80VTLA48070B** | 36000 | 16 | 8.1 | 38500 | 34800 | 90.39% | 2.02 | 0 | 10 |  |  |  |  | R-410A | 3 | Residential & Commercial | USHP | Ducted CEE Tier 1
212383005 | Central HP <5.4 tons | SMART COMFORT | HRCU-A-CB (Split System: Heat Pump with Remote Outdoor Unit-Air-Source) | DLCURAH36ABK |  |  | EA*4X36L17A* | *80ES(N,L)0901714A* | 35600 | 15.5 | 8.1 | 39500 | 35200 | 89.11% | 1.84 | 0 | 9.5 |  |  |  |  | R-410A | 2.9667 | Residential & Commercial | USHP
211227856 | Central HP <5.4 tons | SMART COMFORT | HRCU-A-CB (Split System: Heat Pump with Remote Outdoor Unit-Air-Source) | DLCURAH36ABK |  |  | EA*4X42L24A* | *80ES(N,L)1552420A* | 36400 | 15.5 | 8.1 | 39500 | 35200 | 89.11% | 1.94 | 0 | 10 |  |  |  |  | R-410A | 3.0333 | Residential & Commercial | USHP | Ducted CEE Tier 1
211227874 | Central HP <5.4 tons | SMART COMFORT | HRCU-A-CB (Split System: Heat Pump with Remote Outdoor Unit-Air-Source) | DLCURAH36ABK |  |  | EA*4X42L24A* | *80VSL0902120A* | 35000 | 16 | 8.1 | 38500 | 35000 | 90.91% | 1.86 | 0 | 9.5 |  |  |  |  | R-410A | 2.9167 | Residential & Commercial | USHP
211227403 | Central HP <5.4 tons | SMART COMFORT | HRCU-A-CB (Split System: Heat Pump with Remote Outdoor Unit-Air-Source) | DLCURAH36ABK |  |  | EA*4X42L21A* | *80VSL0702120A* | 35400 | 16 | 8.1 | 38500 | 35000 | 90.91% | 1.88 | 0 | 9.5 |  |  |  |  | R-410A | 2.95 | Residential & Commercial | USHP
211226887 | Central HP <5.4 tons | SMART COMFORT | HRCU-A-CB (Split System: Heat Pump with Remote Outdoor Unit-Air-Source) | DLCURAH36ABK |  |  | EA*4X37L21A* | *80VSL0702120A* | 36200 | 16 | 8.5 | 38500 | 34800 | 90.39% | 2.06 | 0 | 10 |  |  |  |  | R-410A | 3.0167 | Residential & Commercial | USHP | Ducted CEE Tier 1
211230267 | Central HP <5.4 tons | SMART COMFORT | HRCU-A-CB (Split System: Heat Pump with Remote Outdoor Unit-Air-Source) | DLCURAH36ABK |  |  | EN(A,D,W)4X48L21** | *95ESU0601716A* | 35800 | 16 | 8.1 | 38500 | 34800 | 90.39% | 2 | 0 | 10 |  |  |  |  | R-410A | 2.9833 | Residential & Commercial | USHP | Ducted CEE Tier 1
211229976 | Central HP <5.4 tons | SMART COMFORT | HRCU-A-CB (Split System: Heat Pump with Remote Outdoor Unit-Air-Source) | DLCURAH36ABK |  |  | EN(A,D,W)4X48L21** | *80ES(N,L)1102120A* | 36200 | 16.5 | 8.1 | 38500 | 34800 | 90.39% | 2.02 | 0 | 10.5 |  |  |  |  | R-410A | 3.0167 | Residential & Commercial | USHP | Ducted CEE Tier 1
211228554 | Central HP <5.4 tons | SMART COMFORT | HRCU-A-CB (Split System: Heat Pump with Remote Outdoor Unit-Air-Source) | DLCURAH36ABK |  |  | EA*4X43L21A* | *96VSN0801716A* | 36800 | 15.5 | 8.5 | 38500 | 35000 | 90.91% | 2.1 | 0 | 10 |  |  |  |  | R-410A | 3.0667 | Residential & Commercial | USHP | Ducted CEE Tier 1
211228604 | Central HP <5.4 tons | SMART COMFORT | HRCU-A-CB (Split System: Heat Pump with Remote Outdoor Unit-Air-Source) | DLCURAH36ABK |  |  | EA*4X43L21A* | *95ESU1002120A* | 36600 | 16 | 8.5 | 38500 | 34800 | 90.39% | 2.1 | 0 | 10 |  |  |  |  | R-410A | 3.05 | Residential & Commercial | USHP | Ducted CEE Tier 1
211228979 | Central HP <5.4 tons | SMART COMFORT | HRCU-A-CB (Split System: Heat Pump with Remote Outdoor Unit-Air-Source) | DLCURAH36ABK |  |  | EA*4X48L21A* | *92ESN0801716A* | 36000 | 16 | 8.5 | 38500 | 34600 | 89.87% | 2.06 | 0 | 10 |  |  |  |  | R-410A | 3 | Residential & Commercial | USHP | Ducted CEE Tier 1
211229199 | Central HP <5.4 tons | SMART COMFORT | HRCU-A-CB (Split System: Heat Pump with Remote Outdoor Unit-Air-Source) | DLCURAH36ABK |  |  | EA*4X48L21A* | OLV098A12* | 35400 | 15.2 | 8.1 | 38500 | 34800 | 90.39% | 2.02 | 0 | 9.5 |  |  |  |  | R-410A | 2.95 | Residential & Commercial | USHP
211227902 | Central HP <5.4 tons | SMART COMFORT | HRCU-A-CB (Split System: Heat Pump with Remote Outdoor Unit-Air-Source) | DLCURAH36ABK |  |  | EA*4X42L24A* | *80ESU0802120A | 37000 | 15.5 | 8.5 | 40000 | 35200 | 88% | 1.96 | 0 | 10 |  |  |  |  | R-410A | 3.0833 | Residential & Commercial | USHP | Ducted CEE Tier 1
211227975 | Central HP <5.4 tons | SMART COMFORT | HRCU-A-CB (Split System: Heat Pump with Remote Outdoor Unit-Air-Source) | DLCURAH36ABK |  |  | EA*4X42L24A* | *92ESN1002120A* | 35200 | 16.5 | 8.1 | 38500 | 35000 | 90.91% | 1.88 | 0 | 10 |  |  |  |  | R-410A | 2.9333 | Residential & Commercial | USHP | Ducted CEE Tier 1
211227995 | Central HP <5.4 tons | SMART COMFORT | HRCU-A-CB (Split System: Heat Pump with Remote Outdoor Unit-Air-Source) | DLCURAH36ABK |  |  | EA*4X42L24A* | *92ESN1202420A* | 35800 | 16 | 8.1 | 38500 | 35000 | 90.91% | 1.9 | 0 | 10 |  |  |  |  | R-410A | 2.9833 | Residential & Commercial | USHP | Ducted CEE Tier 1
211228127 | Central HP <5.4 tons | SMART COMFORT | HRCU-A-CB (Split System: Heat Pump with Remote Outdoor Unit-Air-Source) | DLCURAH36ABK |  |  | EA*4X42L24A* | *96VTN1002120A* | 35800 | 15.5 | 8.1 | 39500 | 35200 | 89.11% | 1.9 | 0 | 10 |  |  |  |  | R-410A | 2.9833 | Residential & Commercial | USHP | Ducted CEE Tier 1
211227516 | Central HP <5.4 tons | SMART COMFORT | HRCU-A-CB (Split System: Heat Pump with Remote Outdoor Unit-Air-Source) | DLCURAH36ABK |  |  | EA*4X42L21A* | *92ESN0601714A* | 35400 | 16 | 8.1 | 38500 | 35000 | 90.91% | 1.88 | 0 | 10 |  |  |  |  | R-410A | 2.95 | Residential & Commercial | USHP | Ducted CEE Tier 1
211227668 | Central HP <5.4 tons | SMART COMFORT | HRCU-A-CB (Split System: Heat Pump with Remote Outdoor Unit-Air-Source) | DLCURAH36ABK |  |  | EA*4X42L21A* | *95ESU1002122A* | 36600 | 15.2 | 8.1 | 40000 | 35200 | 88% | 1.94 | 0 | 10 |  |  |  |  | R-410A | 3.05 | Residential & Commercial | USHP | Ducted CEE Tier 1
211227784 | Central HP <5.4 tons | SMART COMFORT | HRCU-A-CB (Split System: Heat Pump with Remote Outdoor Unit-Air-Source) | DLCURAH36ABK |  |  | EA*4X42L24A* | *80ES(N,L)0902116A* | 35800 | 16 | 8.1 | 39500 | 35000 | 88.61% | 1.9 | 0 | 10 |  |  |  |  | R-410A | 2.9833 | Residential & Commercial | USHP | Ducted CEE Tier 1
211227527 | Central HP <5.4 tons | SMART COMFORT | HRCU-A-CB (Split System: Heat Pump with Remote Outdoor Unit-Air-Source) | DLCURAH36ABK |  |  | EA*4X42L21A* | *92ESN0801716A* | 35400 | 16 | 8.1 | 38500 | 35000 | 90.91% | 1.88 | 0 | 10 |  |  |  |  | R-410A | 2.95 | Residential & Commercial | USHP | Ducted CEE Tier 1
211229558 | Central HP <5.4 tons | SMART COMFORT | HRCU-A-CB (Split System: Heat Pump with Remote Outdoor Unit-Air-Source) | DLCURAH36ABK |  |  | EA*4X48L24A* | *96VSN1202422A* | 35800 | 16 | 8.5 | 38500 | 34600 | 89.87% | 2.04 | 0 | 10 |  |  |  |  | R-410A | 2.9833 | Residential & Commercial | USHP | Ducted CEE Tier 1
211228990 | Central HP <5.4 tons | SMART COMFORT | HRCU-A-CB (Split System: Heat Pump with Remote Outdoor Unit-Air-Source) | DLCURAH36ABK |  |  | EA*4X48L21A* | *92ESN0802120A* | 35600 | 16.5 | 8.5 | 37800 | 34600 | 91.53% | 2.04 | 0 | 10 |  |  |  |  | R-410A | 2.9667 | Residential & Commercial | USHP | Ducted CEE Tier 1
211229254 | Central HP <5.4 tons | SMART COMFORT | HRCU-A-CB (Split System: Heat Pump with Remote Outdoor Unit-Air-Source) | DLCURAH36ABK |  |  | EA*4X48L24A* | *80ES(N,L)0702116A* | 35800 | 16.5 | 8.5 | 37800 | 34600 | 91.53% | 2.04 | 0 | 10 |  |  |  |  | R-410A | 2.9833 | Residential & Commercial | USHP | Ducted CEE Tier 1
211229290 | Central HP <5.4 tons | SMART COMFORT | HRCU-A-CB (Split System: Heat Pump with Remote Outdoor Unit-Air-Source) | DLCURAH36ABK |  |  | EA*4X48L24A* | *80ES(N,L)0902420A* | 36000 | 16.5 | 8.5 | 38500 | 34600 | 89.87% | 2.06 | 0 | 10 |  |  |  |  | R-410A | 3 | Residential & Commercial | USHP | Ducted CEE Tier 1
211229374 | Central HP <5.4 tons | SMART COMFORT | HRCU-A-CB (Split System: Heat Pump with Remote Outdoor Unit-Air-Source) | DLCURAH36ABK |  |  | EA*4X48L24A* | *80VSL1102422A* | 35800 | 16.5 | 8.5 | 37800 | 34600 | 91.53% | 2.04 | 0 | 10 |  |  |  |  | R-410A | 2.9833 | Residential & Commercial | USHP | Ducted CEE Tier 1
211228931 | Central HP <5.4 tons | SMART COMFORT | HRCU-A-CB (Split System: Heat Pump with Remote Outdoor Unit-Air-Source) | DLCURAH36ABK |  |  | EA*4X48L21A* | *80VTL1102122A* | 36800 | 16 | 8.5 | 38500 | 34800 | 90.39% | 2.1 | 0 | 10 |  |  |  |  | R-410A | 3.0667 | Residential & Commercial | USHP | Ducted CEE Tier 1
212498320 | Central HP <5.4 tons | PAYNE HEATING AND COOLING | HRCU-A-CB (Split System: Heat Pump with Remote Outdoor Unit-Air-Source) | 38MURAQ18AB3* | ADP |  | CE1801A+TXV | 0 | 17400 | 17 | 8.6 | 17000 | 19300 | 113.5% | 2.3 | 0 | 10.5 |  |  |  |  | R-410A | 1.45 | Residential & Commercial | USHP | Ducted CEE Tier 1
211228572 | Central HP <5.4 tons | SMART COMFORT | HRCU-A-CB (Split System: Heat Pump with Remote Outdoor Unit-Air-Source) | DLCURAH36ABK |  |  | EA*4X43L21A* | *96VSN1002120A* | 36400 | 16 | 8.5 | 38500 | 34800 | 90.39% | 2.08 | 0 | 10 |  |  |  |  | R-410A | 3.0333 | Residential & Commercial | USHP | Ducted CEE Tier 1
211228654 | Central HP <5.4 tons | SMART COMFORT | HRCU-A-CB (Split System: Heat Pump with Remote Outdoor Unit-Air-Source) | DLCURAH36ABK |  |  | EA*4X43L21A* | *96VTN1002120A* | 36800 | 15.5 | 8.5 | 38500 | 34800 | 90.39% | 2.1 | 0 | 10 |  |  |  |  | R-410A | 3.0667 | Residential & Commercial | USHP | Ducted CEE Tier 1
211228663 | Central HP <5.4 tons | SMART COMFORT | HRCU-A-CB (Split System: Heat Pump with Remote Outdoor Unit-Air-Source) | DLCURAH36ABK |  |  | EA*4X43L21A* | *96VTN1002122A* | 36800 | 16.5 | 8.5 | 38500 | 34800 | 90.39% | 2.1 | 0 | 10 |  |  |  |  | R-410A | 3.0667 | Residential & Commercial | USHP | Ducted CEE Tier 1
211228006 | Central HP <5.4 tons | SMART COMFORT | HRCU-A-CB (Split System: Heat Pump with Remote Outdoor Unit-Air-Source) | DLCURAH36ABK |  |  | EA*4X42L24A* | *95ESN0802120A* | 36200 | 15.5 | 8.1 | 39500 | 35200 | 89.11% | 1.92 | 0 | 10 |  |  |  |  | R-410A | 3.0167 | Residential & Commercial | USHP | Ducted CEE Tier 1
211264794 | Central HP <5.4 tons | SMART COMFORT | HRCU-A-CB (Split System: Heat Pump with Remote Outdoor Unit-Air-Source) | DLCURAH18ABK |  |  | FEM4P24**AL | 0 | 17300 | 16 | 8.5 | 18200 | 19400 | 106.6% | 2.34 | 0 | 10.5 |  |  |  |  | R-410A | 1.4417 | Residential & Commercial | USHP | Ducted CEE Tier 1
211229171 | Central HP <5.4 tons | SMART COMFORT | HRCU-A-CB (Split System: Heat Pump with Remote Outdoor Unit-Air-Source) | DLCURAH36ABK |  |  | EA*4X48L21A* | *96VTN0802120A* | 35400 | 16 | 8.1 | 37800 | 34600 | 91.53% | 2.02 | 0 | 10 |  |  |  |  | R-410A | 2.95 | Residential & Commercial | USHP | Ducted CEE Tier 1
211230366 | Central HP <5.4 tons | SMART COMFORT | HRCU-A-CB (Split System: Heat Pump with Remote Outdoor Unit-Air-Source) | DLCURAH36ABK |  |  | EN(A,D,W)4X48L21** | OLV112A16A | 36000 | 15.5 | 8.1 | 38500 | 35000 | 90.91% | 2.02 | 0 | 10 |  |  |  |  | R-410A | 3 | Residential & Commercial | USHP | Ducted CEE Tier 1
211230375 | Central HP <5.4 tons | SMART COMFORT | HRCU-A-CB (Split System: Heat Pump with Remote Outdoor Unit-Air-Source) | DLCURAH36ABK |  |  | EN(A,D,W)4X48L21** | OMV098J12* | 35800 | 15.5 | 8.1 | 38500 | 35000 | 90.91% | 2 | 0 | 10 |  |  |  |  | R-410A | 2.9833 | Residential & Commercial | USHP | Ducted CEE Tier 1
211229589 | Central HP <5.4 tons | SMART COMFORT | HRCU-A-CB (Split System: Heat Pump with Remote Outdoor Unit-Air-Source) | DLCURAH36ABK |  |  | EA*4X48L24A* | *95ESU1002122A* | 37200 | 15.5 | 8.5 | 38500 | 35000 | 90.91% | 2.12 | 0 | 10 |  |  |  |  | R-410A | 3.1 | Residential & Commercial | USHP | Ducted CEE Tier 1
211230127 | Central HP <5.4 tons | SMART COMFORT | HRCU-A-CB (Split System: Heat Pump with Remote Outdoor Unit-Air-Source) | DLCURAH36ABK |  |  | EN(A,D,W)4X48L21** | *92ESN0601714A* | 36200 | 16 | 8.1 | 38500 | 34800 | 90.39% | 2.02 | 0 | 10 |  |  |  |  | R-410A | 3.0167 | Residential & Commercial | USHP | Ducted CEE Tier 1
211230212 | Central HP <5.4 tons | SMART COMFORT | HRCU-A-CB (Split System: Heat Pump with Remote Outdoor Unit-Air-Source) | DLCURAH36ABK |  |  | EN(A,D,W)4X48L21** | *95ESN1002122A* | 37600 | 15.5 | 8.5 | 39500 | 35000 | 88.61% | 2.08 | 0 | 10.5 |  |  |  |  | R-410A | 3.1333 | Residential & Commercial | USHP | Ducted CEE Tier 1
214849164 | Central HP <5.4 tons | YORK | HRCU-A-CB (Split System: Heat Pump with Remote Outdoor Unit-Air-Source) | HMH72B341 | ADP |  | CX363B935 | Y82E080B12LMPS1 | 33200 | 18 | 8.5 | 31400 | 23000 | 73.25% | 2.04 | 0 | 9.5 |  |  |  |  | R-410A | 2.7667 | Residential & Commercial | USHP
211227084 | Central HP <5.4 tons | SMART COMFORT | HRCU-A-CB (Split System: Heat Pump with Remote Outdoor Unit-Air-Source) | DLCURAH36ABK |  |  | EA*4X37L21A* | *95ESN1002122A* | 37400 | 15.5 | 8.5 | 39000 | 35000 | 89.74% | 2.16 | 0 | 10 |  |  |  |  | R-410A | 3.1167 | Residential & Commercial | USHP | Ducted CEE Tier 1
211227200 | Central HP <5.4 tons | SMART COMFORT | HRCU-A-CB (Split System: Heat Pump with Remote Outdoor Unit-Air-Source) | DLCURAH36ABK |  |  | EA*4X37L21A* | *96VTN1002120A* | 36600 | 15.5 | 8.5 | 38500 | 34800 | 90.39% | 2.1 | 0 | 10 |  |  |  |  | R-410A | 3.05 | Residential & Commercial | USHP | Ducted CEE Tier 1
211227209 | Central HP <5.4 tons | SMART COMFORT | HRCU-A-CB (Split System: Heat Pump with Remote Outdoor Unit-Air-Source) | DLCURAH36ABK |  |  | EA*4X37L21A* | *96VTN1002122A* | 36800 | 16.5 | 8.5 | 38500 | 34800 | 90.39% | 2.1 | 0 | 10 |  |  |  |  | R-410A | 3.0667 | Residential & Commercial | USHP | Ducted CEE Tier 1
211227291 | Central HP <5.4 tons | SMART COMFORT | HRCU-A-CB (Split System: Heat Pump with Remote Outdoor Unit-Air-Source) | DLCURAH36ABK |  |  | EA*4X42L21A* | *80ES(N,L)0451712A* | 35200 | 15.5 | 8.1 | 38500 | 35000 | 90.91% | 1.86 | 0 | 9.5 |  |  |  |  | R-410A | 2.9333 | Residential & Commercial | USHP
211226798 | Central HP <5.4 tons | SMART COMFORT | HRCU-A-CB (Split System: Heat Pump with Remote Outdoor Unit-Air-Source) | DLCURAH36ABK |  |  | EA*4X37L21A* | *80ES(N,L)0701712A* | 36400 | 15.5 | 8.5 | 38500 | 34800 | 90.39% | 2.08 | 0 | 10 |  |  |  |  | R-410A | 3.0333 | Residential & Commercial | USHP | Ducted CEE Tier 1
215425863 | Central HP <5.4 tons | LUXAIRE | HRCU-A-CB (Split System: Heat Pump with Remote Outdoor Unit-Air-Source) | HH824E2S11 | ADP |  | H,YE32*30+TXV-BLEED | TM9E060B12MP12 | 22800 | 16 | 8.9 | 21400 | 17900 | 83.64% | 1.98 | 0 | 11.5 |  |  |  |  | R-454B | 1.9 | Residential & Commercial | USHP | Ducted CEE Tier 1
213623827 | Central HP <5.4 tons | RUNTRU | HRCU-A-CB (Split System: Heat Pump with Remote Outdoor Unit-Air-Source) | E4HL5030A1000A | ADP |  | FG35936 | A801X060BM4SCA | 29800 | 15.2 | 8.1 | 23400 | 17600 | 75.21% | 1.75 | 0 | 9.5 |  |  |  |  | R-410A | 2.4833 | Residential & Commercial | USHP
214848962 | Central HP <5.4 tons | YORK | HRCU-A-CB (Split System: Heat Pump with Remote Outdoor Unit-Air-Source) | HH824E2S11 | ADP |  | H,YG35*36+TXV-BLEED | TM9E060B12MP12 | 23000 | 18 | 9 | 21400 | 17900 | 83.64% | 2 | 0 | 11.7 |  |  |  |  | R-454B | 1.9167 | Residential & Commercial | USHP | Ducted CEE Tier 1
214848963 | Central HP <5.4 tons | YORK | HRCU-A-CB (Split System: Heat Pump with Remote Outdoor Unit-Air-Source) | HH824E2S11 | ADP |  | H,YG35*36+TXV-BLEED | TM9E080B12MP12 | 23000 | 18 | 9 | 21400 | 17600 | 82.24% | 2 | 0 | 11.7 |  |  |  |  | R-454B | 1.9167 | Residential & Commercial | USHP | Ducted CEE Tier 1
212985272 | Central HP <5.4 tons | SMART COMFORT | HRCU-A-CB (Split System: Heat Pump with Remote Outdoor Unit-Air-Source) | DLCURAH30ABK |  |  | EA*4X37L21A* | *92MSN1002120A* | 30600 | 15.2 | 8.5 | 33400 | 26400 | 79.04% | 1.86 | 0 | 9 |  |  |  |  | R-410A | 2.55 | Residential & Commercial | USHP
211226878 | Central HP <5.4 tons | SMART COMFORT | HRCU-A-CB (Split System: Heat Pump with Remote Outdoor Unit-Air-Source) | DLCURAH36ABK |  |  | EA*4X37L21A* | *80VSL0701716A* | 36600 | 15.5 | 8.5 | 38500 | 34800 | 90.39% | 2.08 | 0 | 10 |  |  |  |  | R-410A | 3.05 | Residential & Commercial | USHP | Ducted CEE Tier 1
211227111 | Central HP <5.4 tons | SMART COMFORT | HRCU-A-CB (Split System: Heat Pump with Remote Outdoor Unit-Air-Source) | DLCURAH36ABK |  |  | EA*4X37L21A* | *96VSN0801716A* | 36800 | 15.2 | 8.5 | 38500 | 35000 | 90.91% | 2.1 | 0 | 10 |  |  |  |  | R-410A | 3.0667 | Residential & Commercial | USHP | Ducted CEE Tier 1
211230657 | Central HP <5.4 tons | SMART COMFORT | HRCU-A-CB (Split System: Heat Pump with Remote Outdoor Unit-Air-Source) | DLCURAH36ABK |  |  | EN(A,D)4X48L24** | *95ESN1002120A* | 36800 | 16 | 8.1 | 39500 | 35000 | 88.61% | 2.06 | 0 | 10.5 |  |  |  |  | R-410A | 3.0667 | Residential & Commercial | USHP | Ducted CEE Tier 1
211230604 | Central HP <5.4 tons | SMART COMFORT | HRCU-A-CB (Split System: Heat Pump with Remote Outdoor Unit-Air-Source) | DLCURAH36ABK |  |  | EN(A,D)4X48L24** | *92ESN0802120A* | 35800 | 16.5 | 8.1 | 38500 | 34800 | 90.39% | 2.02 | 0 | 10.5 |  |  |  |  | R-410A | 2.9833 | Residential & Commercial | USHP | Ducted CEE Tier 1
211230505 | Central HP <5.4 tons | SMART COMFORT | HRCU-A-CB (Split System: Heat Pump with Remote Outdoor Unit-Air-Source) | DLCURAH36ABK |  |  | EN(A,D)4X48L24** | *80VSL0702120A* | 36000 | 16 | 8.1 | 38500 | 34800 | 90.39% | 2.02 | 0 | 10 |  |  |  |  | R-410A | 3 | Residential & Commercial | USHP | Ducted CEE Tier 1
211230005 | Central HP <5.4 tons | SMART COMFORT | HRCU-A-CB (Split System: Heat Pump with Remote Outdoor Unit-Air-Source) | DLCURAH36ABK |  |  | EN(A,D,W)4X48L21** | *80VSL0702120A* | 36000 | 16 | 8.1 | 38500 | 34800 | 90.39% | 2.02 | 0 | 10 |  |  |  |  | R-410A | 3 | Residential & Commercial | USHP | Ducted CEE Tier 1
211712694 | Central HP <5.4 tons | SMART COMFORT | HRCU-A-CB (Split System: Heat Pump with Remote Outdoor Unit-Air-Source) | DLCURAH30ABK |  |  | EA*4X42L24A* | *80VSL1102422A* | 30000 | 15.2 | 8.1 | 33800 | 27200 | 80.47% | 1.8 | 0 | 9 |  |  |  |  | R-410A | 2.5 | Residential & Commercial | USHP
211230239 | Central HP <5.4 tons | SMART COMFORT | HRCU-A-CB (Split System: Heat Pump with Remote Outdoor Unit-Air-Source) | DLCURAH36ABK |  |  | EN(A,D,W)4X48L21** | *96VSN0801716A* | 35800 | 16 | 8.1 | 38500 | 34800 | 90.39% | 2 | 0 | 10 |  |  |  |  | R-410A | 2.9833 | Residential & Commercial | USHP | Ducted CEE Tier 1
211230472 | Central HP <5.4 tons | SMART COMFORT | HRCU-A-CB (Split System: Heat Pump with Remote Outdoor Unit-Air-Source) | DLCURAH36ABK |  |  | EN(A,D)4X48L24** | *80ES(N,L)1102420A* | 36000 | 16.5 | 8.1 | 38500 | 34800 | 90.39% | 2.02 | 0 | 10.5 |  |  |  |  | R-410A | 3 | Residential & Commercial | USHP | Ducted CEE Tier 1
211230737 | Central HP <5.4 tons | SMART COMFORT | HRCU-A-CB (Split System: Heat Pump with Remote Outdoor Unit-Air-Source) | DLCURAH36ABK |  |  | EN(A,D)4X48L24** | *95ESU1002120A* | 36400 | 16 | 8.1 | 38500 | 34800 | 90.39% | 2.04 | 0 | 10.5 |  |  |  |  | R-410A | 3.0333 | Residential & Commercial | USHP | Ducted CEE Tier 1
211230804 | Central HP <5.4 tons | SMART COMFORT | HRCU-A-CB (Split System: Heat Pump with Remote Outdoor Unit-Air-Source) | DLCURAH36ABK |  |  | EN(A,D)4X48L24** | OLV154F20A | 37400 | 15.2 | 8.5 | 39500 | 35200 | 89.11% | 2.1 | 0 | 10.5 |  |  |  |  | R-410A | 3.1167 | Residential & Commercial | USHP | Ducted CEE Tier 1
211230823 | Central HP <5.4 tons | SMART COMFORT | HRCU-A-CB (Split System: Heat Pump with Remote Outdoor Unit-Air-Source) | DLCURAH36ABK |  |  | FEM4P42**AL | 0 | 37000 | 16 | 8.1 | 38500 | 34800 | 90.39% | 2 | 0 | 10 |  |  |  |  | R-410A | 3.0833 | Residential & Commercial | USHP | Ducted CEE Tier 1
213738359 | Central HP <5.4 tons | DAY & NIGHT | HRCU-A-CB (Split System: Heat Pump with Remote Outdoor Unit-Air-Source) | DLCURAH30ABK | ADP |  | PL36H175P159 | *80MSU0401712A* | 29800 | 15.2 | 8.1 | 32200 | 27200 | 84.47% | 1.8 | 0 | 9 |  |  |  |  | R-410A | 2.4833 | Residential & Commercial | USHP
211289596 | Central HP <5.4 tons | SAMSUNG | HRCU-A-CB (Split System: Heat Pump with Remote Outdoor Unit-Air-Source) | AC048BXUPCH | ADP |  | F,PE*CC3948 | 0 | 48000 | 17 | 8.5 | 44000 | 42000 | 95.45% | 1.8 | 0 | 8.6 |  |  |  |  | R-410A | 4 | Residential & Commercial | USHP
216682783 | Central HP <5.4 tons | SMART COMFORT | HRCU-A-CB (Split System: Heat Pump with Remote Outdoor Unit-Air-Source) | DLCURAH30ABK |  |  | EA*4X36L21A* | *97VTN1002122A* | 29800 | 15.2 | 8.5 | 34000 | 27600 | 81.18% | 1.75 | 0 | 9 |  |  |  |  | R-410A | 2.4833 | Residential & Commercial | USHP
211213915 | Central HP <5.4 tons | PAYNE HEATING AND COOLING | HRCU-A-CB (Split System: Heat Pump with Remote Outdoor Unit-Air-Source) | 38MURAQ30AB3* |  |  | CAP**3621AL* | PG80ESUA60080C** | 29600 | 15.2 | 8.1 | 33800 | 27600 | 81.66% | 1.76 | 0 | 9 |  |  |  |  | R-410A | 2.4667 | Residential & Commercial | USHP
211230357 | Central HP <5.4 tons | SMART COMFORT | HRCU-A-CB (Split System: Heat Pump with Remote Outdoor Unit-Air-Source) | DLCURAH36ABK |  |  | EN(A,D,W)4X48L21** | OLV098A12* | 35600 | 15.2 | 8.1 | 38500 | 35000 | 90.91% | 2 | 0 | 10 |  |  |  |  | R-410A | 2.9667 | Residential & Commercial | USHP | Ducted CEE Tier 1
211230248 | Central HP <5.4 tons | SMART COMFORT | HRCU-A-CB (Split System: Heat Pump with Remote Outdoor Unit-Air-Source) | DLCURAH36ABK |  |  | EN(A,D,W)4X48L21** | *96VSN0802120A* | 36200 | 16 | 8.1 | 38500 | 34800 | 90.39% | 2.02 | 0 | 10 |  |  |  |  | R-410A | 3.0167 | Residential & Commercial | USHP | Ducted CEE Tier 1
211229530 | Central HP <5.4 tons | SMART COMFORT | HRCU-A-CB (Split System: Heat Pump with Remote Outdoor Unit-Air-Source) | DLCURAH36ABK |  |  | EA*4X48L24A* | *95ESN1402422A* | 37400 | 15.2 | 8.5 | 39500 | 35000 | 88.61% | 2.12 | 0 | 10 |  |  |  |  | R-410A | 3.1167 | Residential & Commercial | USHP | Ducted CEE Tier 1
211229416 | Central HP <5.4 tons | SMART COMFORT | HRCU-A-CB (Split System: Heat Pump with Remote Outdoor Unit-Air-Source) | DLCURAH36ABK |  |  | EA*4X48L24A* | *80VTL1102122A* | 36800 | 16 | 8.5 | 38500 | 34800 | 90.39% | 2.1 | 0 | 10 |  |  |  |  | R-410A | 3.0667 | Residential & Commercial | USHP | Ducted CEE Tier 1
211713133 | Central HP <5.4 tons | SMART COMFORT | HRCU-A-CB (Split System: Heat Pump with Remote Outdoor Unit-Air-Source) | DLCURAH30ABK |  |  | EA*4X43L21A* | *80ESU0401712A* | 31200 | 15.2 | 8.1 | 33400 | 26000 | 77.84% | 1.86 | 0 | 9 |  |  |  |  | R-410A | 2.6 | Residential & Commercial | USHP
212979794 | Central HP <5.4 tons | SMART COMFORT | HRCU-A-CB (Split System: Heat Pump with Remote Outdoor Unit-Air-Source) | DLCURAH30ABK |  |  | END4X42L17** | *80MS(N,L)0901714A* | 30000 | 15.2 | 8.1 | 34000 | 27200 | 80% | 1.82 | 0 | 9 |  |  |  |  | R-410A | 2.5 | Residential & Commercial | USHP
212980539 | Central HP <5.4 tons | SMART COMFORT | HRCU-A-CB (Split System: Heat Pump with Remote Outdoor Unit-Air-Source) | DLCURAH30ABK |  |  | EA*4X42L24A* | *80MS(N,L)0902120A* | 29600 | 15.2 | 8.1 | 33800 | 27600 | 81.66% | 1.78 | 0 | 9 |  |  |  |  | R-410A | 2.4667 | Residential & Commercial | USHP
213252435 | Central HP <5.4 tons | RUNTRU | HRCU-A-CB (Split System: Heat Pump with Remote Outdoor Unit-Air-Source) | E4HL5030A1000A | ADP |  | TA*36C+TXV+TD | 0 | 24000 | 15.2 | 8.1 | 22400 | 19100 | 85.27% | 1.75 | 0 | 10 |  |  |  |  | R-410A | 2 | Residential & Commercial | USHP | Ducted CEE Tier 1
213623826 | Central HP <5.4 tons | RUNTRU | HRCU-A-CB (Split System: Heat Pump with Remote Outdoor Unit-Air-Source) | E4HL5030A1000A | ADP |  | PL36H175P789 | A801X060BM4SCA | 30000 | 15.2 | 8.1 | 23400 | 17600 | 75.21% | 1.75 | 0 | 9.5 |  |  |  |  | R-410A | 2.5 | Residential & Commercial | USHP
213623828 | Central HP <5.4 tons | RUNTRU | HRCU-A-CB (Split System: Heat Pump with Remote Outdoor Unit-Air-Source) | E4HL5030A1000A | ADP |  | PL36H210P179 | A801X060BM4SCA | 30000 | 15.2 | 8.1 | 23400 | 17600 | 75.21% | 1.75 | 0 | 9.5 |  |  |  |  | R-410A | 2.5 | Residential & Commercial | USHP
211222753 | Central HP <5.4 tons | SMART COMFORT | HRCU-A-CB (Split System: Heat Pump with Remote Outdoor Unit-Air-Source) | DLCURAH30ABK |  |  | FM(C,U)4Z36**AL* | 0 | 30400 | 15.5 | 8.5 | 35000 | 27400 | 78.29% | 1.82 | 0 | 9 |  |  |  |  | R-410A | 2.5333 | Residential & Commercial | USHP
216797740 | Central HP <5.4 tons | YORK | HRCU-A-CB (Split System: Heat Pump with Remote Outdoor Unit-Air-Source) | HH824E2S11 | ADP |  | AC31C0**+TXV | 0 | 24000 | 19 | 9.4 | 22400 | 16600 | 74.11% | 2.08 | 0 | 12 |  |  |  |  | R-454B | 2 | Residential & Commercial | USHP | Ducted CEE Tier 1
211230542 | Central HP <5.4 tons | SMART COMFORT | HRCU-A-CB (Split System: Heat Pump with Remote Outdoor Unit-Air-Source) | DLCURAH36ABK |  |  | EN(A,D)4X48L24** | *80ESU0802120A | 37400 | 15.5 | 8.5 | 39500 | 35000 | 88.61% | 2.1 | 0 | 10.5 |  |  |  |  | R-410A | 3.1167 | Residential & Commercial | USHP | Ducted CEE Tier 1
211230776 | Central HP <5.4 tons | SMART COMFORT | HRCU-A-CB (Split System: Heat Pump with Remote Outdoor Unit-Air-Source) | DLCURAH36ABK |  |  | EN(A,D)4X48L24** | *96VTN1002122A* | 36000 | 16.5 | 8.1 | 38500 | 34800 | 90.39% | 2.02 | 0 | 10.5 |  |  |  |  | R-410A | 3 | Residential & Commercial | USHP | Ducted CEE Tier 1
211213921 | Central HP <5.4 tons | PAYNE HEATING AND COOLING | HRCU-A-CB (Split System: Heat Pump with Remote Outdoor Unit-Air-Source) | 38MURAQ30AB3* |  |  | CAP**3621AL* | PG92ESAA48080B** | 29600 | 15.2 | 8.1 | 33800 | 27800 | 82.25% | 1.76 | 0 | 9 |  |  |  |  | R-410A | 2.4667 | Residential & Commercial | USHP
211222713 | Central HP <5.4 tons | SMART COMFORT | HRCU-A-CB (Split System: Heat Pump with Remote Outdoor Unit-Air-Source) | DLCURAH30ABK |  |  | EA*4X37L21A* | *96VTN1002122A* | 30600 | 15.2 | 8.1 | 33000 | 26200 | 79.39% | 1.84 | 0 | 9 |  |  |  |  | R-410A | 2.55 | Residential & Commercial | USHP
211222761 | Central HP <5.4 tons | SMART COMFORT | HRCU-A-CB (Split System: Heat Pump with Remote Outdoor Unit-Air-Source) | DLCURAH30ABK |  |  | FMA4X30**AL* | 0 | 31200 | 15.5 | 8.5 | 35400 | 26800 | 75.71% | 1.86 | 0 | 9 |  |  |  |  | R-410A | 2.6 | Residential & Commercial | USHP
212982153 | Central HP <5.4 tons | SMART COMFORT | HRCU-A-CB (Split System: Heat Pump with Remote Outdoor Unit-Air-Source) | DLCURAH30ABK |  |  | EA*4X37L21A* | *80MSU0401712A* | 30400 | 15.2 | 8.1 | 33400 | 26200 | 78.44% | 1.86 | 0 | 9 |  |  |  |  | R-410A | 2.5333 | Residential & Commercial | USHP
212982669 | Central HP <5.4 tons | SMART COMFORT | HRCU-A-CB (Split System: Heat Pump with Remote Outdoor Unit-Air-Source) | DLCURAH30ABK |  |  | EA*4X43L21A* | *80MSU0601716A* | 30800 | 15.2 | 8.5 | 33000 | 26200 | 79.39% | 1.86 | 0 | 9 |  |  |  |  | R-410A | 2.5667 | Residential & Commercial | USHP
212509257 | Central HP <5.4 tons | PAYNE HEATING AND COOLING | HRCU-A-CB (Split System: Heat Pump with Remote Outdoor Unit-Air-Source) | 38MURAQ18AB3* | ADP |  | H,PG7J936 | PG95ESAA36060A** | 17700 | 16 | 8.5 | 17100 | 18600 | 108.8% | 2.28 | 0 | 10.5 |  |  |  |  | R-410A | 1.475 | Residential & Commercial | USHP | Ducted CEE Tier 1
211262589 | Central HP <5.4 tons | PAYNE HEATING AND COOLING | HRCU-A-CB (Split System: Heat Pump with Remote Outdoor Unit-Air-Source) | 38MURAQ18AB3* |  |  | CNPV*2414AL* | PG95ESAA30040A** | 17800 | 15.5 | 8.5 | 18700 | 18800 | 100.5% | 2.26 | 0 | 10.5 |  |  |  |  | R-410A | 1.4833 | Residential & Commercial | USHP | Ducted CEE Tier 1
212979734 | Central HP <5.4 tons | SMART COMFORT | HRCU-A-CB (Split System: Heat Pump with Remote Outdoor Unit-Air-Source) | DLCURAH30ABK |  |  | EA*4X42L21A* | *80MS(N,L)0901714A* | 30000 | 15.2 | 8.1 | 34200 | 27600 | 80.7% | 1.8 | 0 | 9 |  |  |  |  | R-410A | 2.5 | Residential & Commercial | USHP
211229519 | Central HP <5.4 tons | SMART COMFORT | HRCU-A-CB (Split System: Heat Pump with Remote Outdoor Unit-Air-Source) | DLCURAH36ABK |  |  | EA*4X48L24A* | *95ESN1202422A* | 37200 | 15.5 | 8.5 | 38500 | 35000 | 90.91% | 2.12 | 0 | 10 |  |  |  |  | R-410A | 3.1 | Residential & Commercial | USHP | Ducted CEE Tier 1
211230891 | Central HP <5.4 tons | SMART COMFORT | HRCU-A-CB (Split System: Heat Pump with Remote Outdoor Unit-Air-Source) | DLCURAH36ABK |  |  | FMA4X36**AL* | 0 | 35800 | 17 | 8.1 | 40000 | 35200 | 88% | 1.86 | 0 | 10 |  |  |  |  | R-410A | 2.9833 | Residential & Commercial | USHP | Ducted CEE Tier 1
211230169 | Central HP <5.4 tons | SMART COMFORT | HRCU-A-CB (Split System: Heat Pump with Remote Outdoor Unit-Air-Source) | DLCURAH36ABK |  |  | EN(A,D,W)4X48L21** | *95ESN0601714A* | 35600 | 15.5 | 8.1 | 38500 | 35000 | 90.91% | 2 | 0 | 10 |  |  |  |  | R-410A | 2.9667 | Residential & Commercial | USHP | Ducted CEE Tier 1
213623830 | Central HP <5.4 tons | RUNTRU | HRCU-A-CB (Split System: Heat Pump with Remote Outdoor Unit-Air-Source) | E4HL5030A1000A | ADP |  | FG47936 | A801X060BM4SCA | 30000 | 15.2 | 8.1 | 23400 | 17600 | 75.21% | 1.75 | 0 | 9.5 |  |  |  |  | R-410A | 2.5 | Residential & Commercial | USHP
212980517 | Central HP <5.4 tons | SMART COMFORT | HRCU-A-CB (Split System: Heat Pump with Remote Outdoor Unit-Air-Source) | DLCURAH30ABK |  |  | EA*4X37L21A* | *80MS(N,L)0902120A* | 30800 | 15.2 | 8.5 | 33600 | 26400 | 78.57% | 1.86 | 0 | 9 |  |  |  |  | R-410A | 2.5667 | Residential & Commercial | USHP
212980919 | Central HP <5.4 tons | SMART COMFORT | HRCU-A-CB (Split System: Heat Pump with Remote Outdoor Unit-Air-Source) | DLCURAH30ABK |  |  | EA*4X37L21A* | *80MS(N,L)1102120A* | 30800 | 15.2 | 8.5 | 33400 | 26200 | 78.44% | 1.86 | 0 | 9 |  |  |  |  | R-410A | 2.5667 | Residential & Commercial | USHP
211226417 | Central HP <5.4 tons | SMART COMFORT | HRCU-A-CB (Split System: Heat Pump with Remote Outdoor Unit-Air-Source) | DLCURAH36ABK |  |  | EA*4X36L21A* | *96VTN1002120A* | 35600 | 15.5 | 8.1 | 39500 | 35200 | 89.11% | 1.84 | 0 | 9.5 |  |  |  |  | R-410A | 2.9667 | Residential & Commercial | USHP
211226587 | Central HP <5.4 tons | SMART COMFORT | HRCU-A-CB (Split System: Heat Pump with Remote Outdoor Unit-Air-Source) | DLCURAH36ABK |  |  | EA*4X37L17A* | *80VTL0451412A* | 36000 | 15.2 | 8.1 | 38500 | 35000 | 90.91% | 2.02 | 0 | 9.5 |  |  |  |  | R-410A | 3 | Residential & Commercial | USHP
213623823 | Central HP <5.4 tons | RUNTRU | HRCU-A-CB (Split System: Heat Pump with Remote Outdoor Unit-Air-Source) | E4HL5030A1000A | ADP |  | PL36H175P159 | A801X060BM4SCA | 30000 | 15.2 | 8.1 | 23400 | 17600 | 75.21% | 1.75 | 0 | 9.5 |  |  |  |  | R-410A | 2.5 | Residential & Commercial | USHP
211213954 | Central HP <5.4 tons | PAYNE HEATING AND COOLING | HRCU-A-CB (Split System: Heat Pump with Remote Outdoor Unit-Air-Source) | 38MURAQ30AB3* |  |  | CAP**3721AL* | PG80ESUA48060B** | 31200 | 15.2 | 8.5 | 33400 | 26000 | 77.84% | 1.86 | 0 | 9 |  |  |  |  | R-410A | 2.6 | Residential & Commercial | USHP
212982225 | Central HP <5.4 tons | SMART COMFORT | HRCU-A-CB (Split System: Heat Pump with Remote Outdoor Unit-Air-Source) | DLCURAH30ABK |  |  | END4X42L17** | *80MSU0401712A* | 29800 | 15.2 | 8.5 | 33600 | 27000 | 80.36% | 1.82 | 0 | 9 |  |  |  |  | R-410A | 2.4833 | Residential & Commercial | USHP
211229964 | Central HP <5.4 tons | SMART COMFORT | HRCU-A-CB (Split System: Heat Pump with Remote Outdoor Unit-Air-Source) | DLCURAH36ABK |  |  | EN(A,D,W)4X48L21** | *80ES(N,L)0902120A* | 36600 | 16 | 8.1 | 39500 | 34800 | 88.1% | 2.04 | 0 | 10.5 |  |  |  |  | R-410A | 3.05 | Residential & Commercial | USHP | Ducted CEE Tier 1
212975703 | Central HP <5.4 tons | SMART COMFORT | HRCU-A-CB (Split System: Heat Pump with Remote Outdoor Unit-Air-Source) | DLCURAH24ABK |  |  | EA*4X37L17A* | *96VTN0601412B* | 24000 | 17 | 8.1 | 25200 | 22400 | 88.89% | 1.86 | 0 | 10 |  |  |  |  | R-410A | 2 | Residential & Commercial | USHP | Ducted CEE Tier 1
212976672 | Central HP <5.4 tons | SMART COMFORT | HRCU-A-CB (Split System: Heat Pump with Remote Outdoor Unit-Air-Source) | DLCURAH24ABK |  |  | EA*4X36L21A* | *96VTN1002120B* | 23600 | 17.5 | 8.5 | 26200 | 23800 | 90.84% | 1.98 | 0 | 10 |  |  |  |  | R-410A | 1.9667 | Residential & Commercial | USHP | Ducted CEE Tier 1
213607821 | Central HP <5.4 tons | SMART COMFORT | HRCU-A-CB (Split System: Heat Pump with Remote Outdoor Unit-Air-Source) | DLCURAH60ABK |  |  | FTMA4B60L0D* | 0 | 55000 | 15.2 | 8.1 | 52500 | 48000 | 91.43% | 1.84 | 0 | 8.5 |  |  |  |  | R-410A | 4.5833 | Residential & Commercial | USHP
216678687 | Central HP <5.4 tons | SMART COMFORT | HRCU-A-CB (Split System: Heat Pump with Remote Outdoor Unit-Air-Source) | DLCURAH36ABK |  |  | EA*4X36L17A* | *97VTN0601716A* | 34800 | 15.2 | 8.5 | 38500 | 34800 | 90.39% | 1.75 | 0 | 9.5 |  |  |  |  | R-410A | 2.9 | Residential & Commercial | USHP
212982177 | Central HP <5.4 tons | SMART COMFORT | HRCU-A-CB (Split System: Heat Pump with Remote Outdoor Unit-Air-Source) | DLCURAH30ABK |  |  | EA*4X43L21A* | *80MSU0401712A* | 30600 | 15.2 | 8.1 | 33200 | 26200 | 78.92% | 1.86 | 0 | 9 |  |  |  |  | R-410A | 2.55 | Residential & Commercial | USHP
213252433 | Central HP <5.4 tons | RUNTRU | HRCU-A-CB (Split System: Heat Pump with Remote Outdoor Unit-Air-Source) | E4HL5030A1000A | ADP |  | TA*30A+TXV+TD | 0 | 24000 | 15.2 | 8.1 | 22400 | 19100 | 85.27% | 1.75 | 0 | 10 |  |  |  |  | R-410A | 2 | Residential & Commercial | USHP | Ducted CEE Tier 1
214861459 | Central HP <5.4 tons | RUUD | HRCU-A-CB (Split System: Heat Pump with Remote Outdoor Unit-Air-Source) | RD17AZ24AJ3N | ADP |  | H,RE7J936 | R951V0603A17UHU | 21400 | 16 | 9.5 | 20800 | 16600 | 79.81% | 2 | 0 | 9.5 |  |  |  |  | R-410A | 1.7833 | Residential & Commercial | USHP
212972491 | Central HP <5.4 tons | SMART COMFORT | HRCU-A-CB (Split System: Heat Pump with Remote Outdoor Unit-Air-Source) | DLCURAH30ABK |  |  | EA*4X43L21A* | *80VTL1102122B* | 30400 | 15.2 | 8.1 | 33400 | 26400 | 79.04% | 1.84 | 0 | 9 |  |  |  |  | R-410A | 2.5333 | Residential & Commercial | USHP
211228058 | Central HP <5.4 tons | SMART COMFORT | HRCU-A-CB (Split System: Heat Pump with Remote Outdoor Unit-Air-Source) | DLCURAH36ABK |  |  | EA*4X42L24A* | *96VSN0802120A* | 35600 | 16 | 8.1 | 38500 | 35000 | 90.91% | 1.9 | 0 | 10 |  |  |  |  | R-410A | 2.9667 | Residential & Commercial | USHP | Ducted CEE Tier 1
211228757 | Central HP <5.4 tons | SMART COMFORT | HRCU-A-CB (Split System: Heat Pump with Remote Outdoor Unit-Air-Source) | DLCURAH36ABK |  |  | EA*4X48L21A* | *80ES(N,L)0701712A* | 36000 | 15.5 | 8.5 | 38500 | 34800 | 90.39% | 2.06 | 0 | 10 |  |  |  |  | R-410A | 3 | Residential & Commercial | USHP | Ducted CEE Tier 1
211230230 | Central HP <5.4 tons | SMART COMFORT | HRCU-A-CB (Split System: Heat Pump with Remote Outdoor Unit-Air-Source) | DLCURAH36ABK |  |  | EN(A,D,W)4X48L21** | *96VSN0601714A* | 35600 | 15.5 | 8.1 | 38500 | 35000 | 90.91% | 2 | 0 | 10 |  |  |  |  | R-410A | 2.9667 | Residential & Commercial | USHP | Ducted CEE Tier 1
211222777 | Central HP <5.4 tons | SMART COMFORT | HRCU-A-CB (Split System: Heat Pump with Remote Outdoor Unit-Air-Source) | DLCURAH30ABK |  |  | FVM4X36***L | 0 | 30400 | 15.2 | 8.1 | 34000 | 27400 | 80.59% | 1.78 | 0 | 9 |  |  |  |  | R-410A | 2.5333 | Residential & Commercial | USHP
211222073 | Central HP <5.4 tons | SMART COMFORT | HRCU-A-CB (Split System: Heat Pump with Remote Outdoor Unit-Air-Source) | DLCURAH30ABK |  |  | EA*4X36L21A* | *80ESU0802120A | 29600 | 15.2 | 8.1 | 33800 | 27600 | 81.66% | 1.76 | 0 | 9 |  |  |  |  | R-410A | 2.4667 | Residential & Commercial | USHP
211222609 | Central HP <5.4 tons | SMART COMFORT | HRCU-A-CB (Split System: Heat Pump with Remote Outdoor Unit-Air-Source) | DLCURAH30ABK |  |  | EA*4X37L21A* | *92ESN0802120A* | 31200 | 15.2 | 8.5 | 33400 | 26000 | 77.84% | 1.88 | 0 | 9 |  |  |  |  | R-410A | 2.6 | Residential & Commercial | USHP
216676688 | Central HP <5.4 tons | SMART COMFORT | HRCU-A-CB (Split System: Heat Pump with Remote Outdoor Unit-Air-Source) | D5CURAH24AAK |  |  | ESH5X30M12A* | *80VSL0701412B* | 23800 | 15.2 | 8.5 | 24200 | 19500 | 80.58% | 1.92 | 0 | 9.8 |  |  |  |  | R-454B | 1.9833 | Residential & Commercial | USHP
216971982 | Central HP <5.4 tons | CARRIER | HRCU-A-CB (Split System: Heat Pump with Remote Outdoor Unit-Air-Source) | 27VNA154A*030* | ADP |  | C60A***L16*+TXV | 58CU*B080C21**20 | 48500 | 19 | 10.5 | 50000 | 52000 | 104% | 1.98 | 0 | 11.7 |  |  |  |  | R-454B | 4.0417 | Residential & Commercial | USHP | Ducted CEE Tier 1
216972030 | Central HP <5.4 tons | CARRIER | HRCU-A-CB (Split System: Heat Pump with Remote Outdoor Unit-Air-Source) | 27VNA154A*030* | ADP |  | C48A***L15*+TXV | 58TN*B045C17**12 | 47000 | 17 | 11.5 | 50000 | 51000 | 102% | 1.9 | 0 | 10.5 |  |  |  |  | R-454B | 3.9167 | Residential & Commercial | USHP | Ducted CEE Tier 1
216972033 | Central HP <5.4 tons | CARRIER | HRCU-A-CB (Split System: Heat Pump with Remote Outdoor Unit-Air-Source) | 27VNA154A*030* | ADP |  | PL48H210P75*+TXV | 58TN*B045C17**12 | 47000 | 17 | 11.5 | 50000 | 51000 | 102% | 1.9 | 0 | 10.5 |  |  |  |  | R-454B | 3.9167 | Residential & Commercial | USHP | Ducted CEE Tier 1
216972732 | Central HP <5.4 tons | CARRIER | HRCU-A-CB (Split System: Heat Pump with Remote Outdoor Unit-Air-Source) | 27VNA348A*030* | ADP |  | PL60H210P17*+TXV | 58CU*B060C17**16 | 44000 | 21 | 9.5 | 46500 | 36600 | 78.71% | 2 | 0 | 11 |  |  |  |  | R-454B | 3.6667 | Residential & Commercial | USHP | Ducted CEE Tier 1
216972133 | Central HP <5.4 tons | CARRIER | HRCU-A-CB (Split System: Heat Pump with Remote Outdoor Unit-Air-Source) | 27VNA154A*030* | ADP |  | C60A***L16*+TXV | 59CU5B080C21**20 | 48500 | 18 | 10.5 | 50500 | 52000 | 103% | 1.96 | 0 | 10.5 |  |  |  |  | R-454B | 4.0417 | Residential & Commercial | USHP | Ducted CEE Tier 1
216972247 | Central HP <5.4 tons | CARRIER | HRCU-A-CB (Split System: Heat Pump with Remote Outdoor Unit-Air-Source) | 27VNA154A*030* | ADP |  | PL60H210P29*+TXV | 59MN7C100C21**22 | 48000 | 19 | 10.5 | 50500 | 53000 | 105% | 1.96 | 0 | 10.5 |  |  |  |  | R-454B | 4 | Residential & Commercial | USHP | Ducted CEE Tier 1
204456529 | Central HP <5.4 tons | ARCOAIRE | HRCU-A-CB (Split System: Heat Pump with Remote Outdoor Unit-Air-Source) | HVH825GKA2* |  |  | EA*4X30L17A*+WALLCON | *80CTL0701716A* | 23400 | 16.5 | 8.1 | 21600 | 16700 | 77.31% | 1.92 | 11 | 11 |  |  |  |  | R-410A | 1.95 | Residential & Commercial | USHP | Ducted CEE Tier 1
212505537 | Central HP <5.4 tons | BRYANT HEATING AND COOLING SYSTEMS | HRCU-A-CB (Split System: Heat Pump with Remote Outdoor Unit-Air-Source) | 288BNV037*0**B* | ADP |  | H,PG48936 | 88*TA48090C17*** | 32400 | 18 | 8.1 | 30800 | 27200 | 88.31% | 2.2 | 0 | 11.5 |  |  |  |  | R-410A | 2.7 | Residential & Commercial | USHP | Ducted CEE Tier 1
216678716 | Central HP <5.4 tons | PAYNE HEATING AND COOLING | HRCU-A-CB (Split System: Heat Pump with Remote Outdoor Unit-Air-Source) | 38MURAQ36AB3* |  |  | CAP**3721AL* | PG97VTAA48060B** | 36200 | 15.5 | 8.5 | 38000 | 34400 | 90.53% | 1.96 | 0 | 10 |  |  |  |  | R-410A | 3.0167 | Residential & Commercial | USHP | Ducted CEE Tier 1
212383208 | Central HP <5.4 tons | PAYNE HEATING AND COOLING | HRCU-A-CB (Split System: Heat Pump with Remote Outdoor Unit-Air-Source) | 38MURAQ36AB3* |  |  | CAP**3621AL* | PG95ESUA60100C** | 35400 | 16 | 8.1 | 39500 | 35200 | 89.11% | 1.82 | 0 | 9.5 |  |  |  |  | R-410A | 2.95 | Residential & Commercial | USHP
212383401 | Central HP <5.4 tons | PAYNE HEATING AND COOLING | HRCU-A-CB (Split System: Heat Pump with Remote Outdoor Unit-Air-Source) | 38MURAQ36AB3* |  |  | CAP**3721AL* | PG80ES(A,L)A48070B** | 36600 | 15.5 | 8.5 | 39000 | 34800 | 89.23% | 2.1 | 0 | 10 |  |  |  |  | R-410A | 3.05 | Residential & Commercial | USHP | Ducted CEE Tier 1
212384314 | Central HP <5.4 tons | PAYNE HEATING AND COOLING | HRCU-A-CB (Split System: Heat Pump with Remote Outdoor Unit-Air-Source) | 38MURAQ36AB3* |  |  | CNPV*4217AL* | PG92ESAA42060B** | 35800 | 16 | 8.1 | 39000 | 35000 | 89.74% | 1.96 | 0 | 10 |  |  |  |  | R-410A | 2.9833 | Residential & Commercial | USHP | Ducted CEE Tier 1
211226810 | Central HP <5.4 tons | SMART COMFORT | HRCU-A-CB (Split System: Heat Pump with Remote Outdoor Unit-Air-Source) | DLCURAH36ABK |  |  | EA*4X37L21A* | *80ES(N,L)0702116A* | 37200 | 15.5 | 8.5 | 38500 | 35000 | 90.91% | 2.12 | 0 | 10 |  |  |  |  | R-410A | 3.1 | Residential & Commercial | USHP | Ducted CEE Tier 1
214243226 | Central HP <5.4 tons | BRYANT HEATING AND COOLING SYSTEMS | HRCU-A-CB (Split System: Heat Pump with Remote Outdoor Unit-Air-Source) | 288BNV025*0**B* |  |  | CNPV*4824AL*+UI | 987MC66100C21*** | 24200 | 17 | 8.1 | 21200 | 16600 | 78.3% | 2.02 | 0 | 11.5 |  |  |  |  | R-410A | 2.0167 | Residential & Commercial | USHP | Ducted CEE Tier 1
211227010 | Central HP <5.4 tons | SMART COMFORT | HRCU-A-CB (Split System: Heat Pump with Remote Outdoor Unit-Air-Source) | DLCURAH36ABK |  |  | EA*4X37L21A* | *92ESN0801716A* | 36200 | 16 | 8.5 | 38500 | 34800 | 90.39% | 2.08 | 0 | 10 |  |  |  |  | R-410A | 3.0167 | Residential & Commercial | USHP | Ducted CEE Tier 1
211226896 | Central HP <5.4 tons | SMART COMFORT | HRCU-A-CB (Split System: Heat Pump with Remote Outdoor Unit-Air-Source) | DLCURAH36ABK |  |  | EA*4X37L21A* | *80VSL0902120A* | 36200 | 16 | 8.5 | 38500 | 34800 | 90.39% | 2.06 | 0 | 10 |  |  |  |  | R-410A | 3.0167 | Residential & Commercial | USHP | Ducted CEE Tier 1
216972765 | Central HP <5.4 tons | CARRIER | HRCU-A-CB (Split System: Heat Pump with Remote Outdoor Unit-Air-Source) | 27VNA348A*030* | ADP |  | C48A***L15*+TXV | 58TN*B090C17**16 | 43500 | 20 | 9 | 46500 | 35400 | 76.13% | 1.86 | 0 | 11 |  |  |  |  | R-454B | 3.625 | Residential & Commercial | USHP | Ducted CEE Tier 1
216972785 | Central HP <5.4 tons | CARRIER | HRCU-A-CB (Split System: Heat Pump with Remote Outdoor Unit-Air-Source) | 27VNA348A*030* | ADP |  | PL60H210P29*+TXV | 58TN*B110C21**20 | 44000 | 21 | 9.5 | 46000 | 36000 | 78.26% | 1.92 | 0 | 11 |  |  |  |  | R-454B | 3.6667 | Residential & Commercial | USHP | Ducted CEE Tier 1
216972281 | Central HP <5.4 tons | CARRIER | HRCU-A-CB (Split System: Heat Pump with Remote Outdoor Unit-Air-Source) | 27VNA154A*030* | ADP |  | PL48H175P78*+TXV | 59TN6C080C17**14 | 47000 | 18 | 9 | 48500 | 49500 | 102.1% | 1.96 | 0 | 11.7 |  |  |  |  | R-454B | 3.9167 | Residential & Commercial | USHP | Ducted CEE Tier 1
216972283 | Central HP <5.4 tons | CARRIER | HRCU-A-CB (Split System: Heat Pump with Remote Outdoor Unit-Air-Source) | 27VNA154A*030* | ADP |  | V,C48H175P78*+TXV | 59TN6C080C17**14 | 47000 | 18 | 9 | 48500 | 49500 | 102.1% | 1.96 | 0 | 11.7 |  |  |  |  | R-454B | 3.9167 | Residential & Commercial | USHP | Ducted CEE Tier 1
216972815 | Central HP <5.4 tons | CARRIER | HRCU-A-CB (Split System: Heat Pump with Remote Outdoor Unit-Air-Source) | 27VNA348A*030* | ADP |  | PL48H210P75*+TXV | 59CU5B080C21**20 | 43000 | 20 | 9.5 | 46500 | 36200 | 77.85% | 2 | 0 | 10.5 |  |  |  |  | R-454B | 3.5833 | Residential & Commercial | USHP | Ducted CEE Tier 1
216972865 | Central HP <5.4 tons | CARRIER | HRCU-A-CB (Split System: Heat Pump with Remote Outdoor Unit-Air-Source) | 27VNA348A*030* | ADP |  | C48A***L15*+TXV | 59MN7C080C21**20 | 43500 | 20 | 9.5 | 46000 | 36200 | 78.7% | 2 | 0 | 10.5 |  |  |  |  | R-454B | 3.625 | Residential & Commercial | USHP | Ducted CEE Tier 1
216972380 | Central HP <5.4 tons | CARRIER | HRCU-A-CB (Split System: Heat Pump with Remote Outdoor Unit-Air-Source) | 27VNA154A*030* | ADP |  | V,C48H210P16*+TXV | 59TN7A100C21**22 | 48000 | 19 | 10.5 | 50500 | 53000 | 105% | 1.96 | 0 | 10.5 |  |  |  |  | R-454B | 4 | Residential & Commercial | USHP | Ducted CEE Tier 1
216972382 | Central HP <5.4 tons | CARRIER | HRCU-A-CB (Split System: Heat Pump with Remote Outdoor Unit-Air-Source) | 27VNA154A*030* | ADP |  | C48A***L16*+TXV | 59TN7A100C21**22 | 48000 | 19 | 10.5 | 50500 | 53000 | 105% | 1.96 | 0 | 10.5 |  |  |  |  | R-454B | 4 | Residential & Commercial | USHP | Ducted CEE Tier 1
212383290 | Central HP <5.4 tons | PAYNE HEATING AND COOLING | HRCU-A-CB (Split System: Heat Pump with Remote Outdoor Unit-Air-Source) | 38MURAQ36AB3* |  |  | CAP**3621AL* | PG80ES(A,L)A42090B** | 35600 | 15.5 | 8.1 | 39500 | 35200 | 89.11% | 1.84 | 0 | 9.5 |  |  |  |  | R-410A | 2.9667 | Residential & Commercial | USHP
212384326 | Central HP <5.4 tons | PAYNE HEATING AND COOLING | HRCU-A-CB (Split System: Heat Pump with Remote Outdoor Unit-Air-Source) | 38MURAQ36AB3* |  |  | CNPV*4217AL* | PG92ESAA48080B** | 35600 | 16 | 8.1 | 39000 | 35000 | 89.74% | 1.96 | 0 | 10 |  |  |  |  | R-410A | 2.9667 | Residential & Commercial | USHP | Ducted CEE Tier 1
211712915 | Central HP <5.4 tons | SMART COMFORT | HRCU-A-CB (Split System: Heat Pump with Remote Outdoor Unit-Air-Source) | DLCURAH30ABK |  |  | EA*4X42L24A* | *92ESN1002120A* | 30600 | 15.2 | 8.1 | 34200 | 27000 | 78.95% | 1.82 | 0 | 9 |  |  |  |  | R-410A | 2.55 | Residential & Commercial | USHP
211222537 | Central HP <5.4 tons | SMART COMFORT | HRCU-A-CB (Split System: Heat Pump with Remote Outdoor Unit-Air-Source) | DLCURAH30ABK |  |  | EA*4X37L21A* | *80ESU0601716A | 31200 | 15.2 | 8.5 | 33400 | 26000 | 77.84% | 1.86 | 0 | 9 |  |  |  |  | R-410A | 2.6 | Residential & Commercial | USHP
212980955 | Central HP <5.4 tons | SMART COMFORT | HRCU-A-CB (Split System: Heat Pump with Remote Outdoor Unit-Air-Source) | DLCURAH30ABK |  |  | EA*4X43L21A* | *80MS(N,L)1102120A* | 31000 | 15.2 | 8.5 | 33600 | 26200 | 77.98% | 1.88 | 0 | 9 |  |  |  |  | R-410A | 2.5833 | Residential & Commercial | USHP
216676442 | Central HP <5.4 tons | SMART COMFORT | HRCU-A-CB (Split System: Heat Pump with Remote Outdoor Unit-Air-Source) | D5CURAH24AAK |  |  | EA*5X37M17A* | *80MSU0601716A* | 24800 | 16 | 9 | 23600 | 19200 | 81.36% | 2.06 | 0 | 10 |  |  |  |  | R-454B | 2.0667 | Residential & Commercial | USHP | Ducted CEE Tier 1
216797742 | Central HP <5.4 tons | YORK | HRCU-A-CB (Split System: Heat Pump with Remote Outdoor Unit-Air-Source) | HH824E2S11 | ADP |  | AC25C0**+TXV | 0 | 23800 | 19 | 9.35 | 22400 | 16600 | 74.11% | 2.06 | 0 | 11.7 |  |  |  |  | R-454B | 1.9833 | Residential & Commercial | USHP | Ducted CEE Tier 1
213078102 | Central HP <5.4 tons | SMART COMFORT | HRCU-A-CB (Split System: Heat Pump with Remote Outdoor Unit-Air-Source) | DLCURAH36ABK |  |  | EA*4X43L21A* | *80MS(N,L)0701716A* | 36600 | 16 | 8.5 | 38500 | 35000 | 90.91% | 2.06 | 0 | 10 |  |  |  |  | R-410A | 3.05 | Residential & Commercial | USHP | Ducted CEE Tier 1
213077749 | Central HP <5.4 tons | SMART COMFORT | HRCU-A-CB (Split System: Heat Pump with Remote Outdoor Unit-Air-Source) | DLCURAH36ABK |  |  | EA*4X43L21A* | *96VTN1002122B* | 36800 | 16.5 | 8.5 | 38000 | 34800 | 91.58% | 2.08 | 0 | 10 |  |  |  |  | R-410A | 3.0667 | Residential & Commercial | USHP | Ducted CEE Tier 1
213077801 | Central HP <5.4 tons | SMART COMFORT | HRCU-A-CB (Split System: Heat Pump with Remote Outdoor Unit-Air-Source) | DLCURAH36ABK |  |  | EA*4X42L24A* | *96VTN1202422B* | 35200 | 16 | 8.1 | 38500 | 35000 | 90.91% | 1.88 | 0 | 9.5 |  |  |  |  | R-410A | 2.9333 | Residential & Commercial | USHP
213077582 | Central HP <5.4 tons | SMART COMFORT | HRCU-A-CB (Split System: Heat Pump with Remote Outdoor Unit-Air-Source) | DLCURAH36ABK |  |  | EN(A,D)4X48L24** | *96VTN0802120B* | 35600 | 16.5 | 8.1 | 38500 | 34800 | 90.39% | 1.98 | 0 | 10 |  |  |  |  | R-410A | 2.9667 | Residential & Commercial | USHP | Ducted CEE Tier 1
213077719 | Central HP <5.4 tons | SMART COMFORT | HRCU-A-CB (Split System: Heat Pump with Remote Outdoor Unit-Air-Source) | DLCURAH36ABK |  |  | EA*4X37L21A* | *96VTN1002122B* | 36600 | 16.5 | 8.5 | 38000 | 34800 | 91.58% | 2.08 | 0 | 10 |  |  |  |  | R-410A | 3.05 | Residential & Commercial | USHP | Ducted CEE Tier 1
211229266 | Central HP <5.4 tons | SMART COMFORT | HRCU-A-CB (Split System: Heat Pump with Remote Outdoor Unit-Air-Source) | DLCURAH36ABK |  |  | EA*4X48L24A* | *80ES(N,L)0902116A* | 36400 | 16 | 8.5 | 38500 | 34600 | 89.87% | 2.08 | 0 | 10 |  |  |  |  | R-410A | 3.0333 | Residential & Commercial | USHP | Ducted CEE Tier 1
211229302 | Central HP <5.4 tons | SMART COMFORT | HRCU-A-CB (Split System: Heat Pump with Remote Outdoor Unit-Air-Source) | DLCURAH36ABK |  |  | EA*4X48L24A* | *80ES(N,L)1102120A* | 36000 | 16.5 | 8.5 | 38500 | 34600 | 89.87% | 2.06 | 0 | 10 |  |  |  |  | R-410A | 3 | Residential & Commercial | USHP | Ducted CEE Tier 1
211222745 | Central HP <5.4 tons | SMART COMFORT | HRCU-A-CB (Split System: Heat Pump with Remote Outdoor Unit-Air-Source) | DLCURAH30ABK |  |  | FM(C,U)4Z30**AL* | 0 | 30400 | 15.5 | 8.5 | 35000 | 27400 | 78.29% | 1.82 | 0 | 9 |  |  |  |  | R-410A | 2.5333 | Residential & Commercial | USHP
211712532 | Central HP <5.4 tons | SMART COMFORT | HRCU-A-CB (Split System: Heat Pump with Remote Outdoor Unit-Air-Source) | DLCURAH30ABK |  |  | EA*4X42L21A* | *92ESN0801716A* | 29600 | 15.2 | 8.1 | 33800 | 27400 | 81.07% | 1.78 | 0 | 9 |  |  |  |  | R-410A | 2.4667 | Residential & Commercial | USHP
211228164 | Central HP <5.4 tons | SMART COMFORT | HRCU-A-CB (Split System: Heat Pump with Remote Outdoor Unit-Air-Source) | DLCURAH36ABK |  |  | EA*4X42L24A* | OLV154F20A | 37000 | 15.2 | 8.5 | 40000 | 35400 | 88.5% | 1.96 | 0 | 10 |  |  |  |  | R-410A | 3.0833 | Residential & Commercial | USHP | Ducted CEE Tier 1
211229151 | Central HP <5.4 tons | SMART COMFORT | HRCU-A-CB (Split System: Heat Pump with Remote Outdoor Unit-Air-Source) | DLCURAH36ABK |  |  | EA*4X48L21A* | *95ESU1002122A* | 37200 | 15.5 | 8.5 | 38500 | 35000 | 90.91% | 2.12 | 0 | 10 |  |  |  |  | R-410A | 3.1 | Residential & Commercial | USHP | Ducted CEE Tier 1
211229637 | Central HP <5.4 tons | SMART COMFORT | HRCU-A-CB (Split System: Heat Pump with Remote Outdoor Unit-Air-Source) | DLCURAH36ABK |  |  | EA*4X48L24A* | OLV112A16A | 35800 | 15.5 | 8.5 | 38500 | 34800 | 90.39% | 2.04 | 0 | 10 |  |  |  |  | R-410A | 2.9833 | Residential & Commercial | USHP | Ducted CEE Tier 1
211230035 | Central HP <5.4 tons | SMART COMFORT | HRCU-A-CB (Split System: Heat Pump with Remote Outdoor Unit-Air-Source) | DLCURAH36ABK |  |  | EN(A,D,W)4X48L21** | *80ESU0601716A | 35600 | 16.5 | 8.1 | 38500 | 34800 | 90.39% | 2 | 0 | 10 |  |  |  |  | R-410A | 2.9667 | Residential & Commercial | USHP | Ducted CEE Tier 1
211230138 | Central HP <5.4 tons | SMART COMFORT | HRCU-A-CB (Split System: Heat Pump with Remote Outdoor Unit-Air-Source) | DLCURAH36ABK |  |  | EN(A,D,W)4X48L21** | *92ESN0802120A* | 35800 | 16.5 | 8.1 | 38500 | 34800 | 90.39% | 2.02 | 0 | 10.5 |  |  |  |  | R-410A | 2.9833 | Residential & Commercial | USHP | Ducted CEE Tier 1
211230757 | Central HP <5.4 tons | SMART COMFORT | HRCU-A-CB (Split System: Heat Pump with Remote Outdoor Unit-Air-Source) | DLCURAH36ABK |  |  | EN(A,D)4X48L24** | *96VTN0802120A* | 35600 | 16 | 8.1 | 38500 | 34800 | 90.39% | 2 | 0 | 10 |  |  |  |  | R-410A | 2.9667 | Residential & Commercial | USHP | Ducted CEE Tier 1
211230553 | Central HP <5.4 tons | SMART COMFORT | HRCU-A-CB (Split System: Heat Pump with Remote Outdoor Unit-Air-Source) | DLCURAH36ABK |  |  | EN(A,D)4X48L24** | *80ESU1002120A* | 36200 | 16 | 8.1 | 38500 | 34800 | 90.39% | 2.02 | 0 | 10 |  |  |  |  | R-410A | 3.0167 | Residential & Commercial | USHP | Ducted CEE Tier 1
213623731 | Central HP <5.4 tons | RUNTRU | HRCU-A-CB (Split System: Heat Pump with Remote Outdoor Unit-Air-Source) | E4HL5024A1000A | ADP |  | FG33936 | A801X060BM4SCA | 24000 | 15.2 | 8.5 | 22400 | 20600 | 91.96% | 1.85 | 0 | 9 |  |  |  |  | R-410A | 2 | Residential & Commercial | USHP
211241166 | Central HP <5.4 tons | PAYNE HEATING AND COOLING | HRCU-A-CB (Split System: Heat Pump with Remote Outdoor Unit-Air-Source) | 38MURAQ24AB3* |  |  | CAP**2517AL* | PG92ESAA30040A** | 24800 | 15.5 | 8.5 | 26000 | 21200 | 81.54% | 1.76 | 0 | 10 |  |  |  |  | R-410A | 2.0667 | Residential & Commercial | USHP | Ducted CEE Tier 1
211241751 | Central HP <5.4 tons | PAYNE HEATING AND COOLING | HRCU-A-CB (Split System: Heat Pump with Remote Outdoor Unit-Air-Source) | 38MURAQ24AB3* |  |  | CAP**3017AL* | PG92ESAA36040B** | 23600 | 15.5 | 8.5 | 26200 | 23600 | 90.08% | 1.94 | 0 | 10 |  |  |  |  | R-410A | 1.9667 | Residential & Commercial | USHP | Ducted CEE Tier 1
211242121 | Central HP <5.4 tons | PAYNE HEATING AND COOLING | HRCU-A-CB (Split System: Heat Pump with Remote Outdoor Unit-Air-Source) | 38MURAQ24AB3* |  |  | CAP**3617AL* | PG92ESAA36060A** | 23600 | 17 | 8.5 | 25600 | 23600 | 92.19% | 1.96 | 0 | 10 |  |  |  |  | R-410A | 1.9667 | Residential & Commercial | USHP | Ducted CEE Tier 1
211243041 | Central HP <5.4 tons | PAYNE HEATING AND COOLING | HRCU-A-CB (Split System: Heat Pump with Remote Outdoor Unit-Air-Source) | 38MURAQ24AB3* |  |  | CAP**3717AL* | PG80ES(A,L)A36070B** | 24800 | 16.5 | 8.5 | 25800 | 21400 | 82.95% | 1.78 | 0 | 10 |  |  |  |  | R-410A | 2.0667 | Residential & Commercial | USHP | Ducted CEE Tier 1
212632766 | Central HP <5.4 tons | LENNOX | HRCU-A-CB (Split System: Heat Pump with Remote Outdoor Unit-Air-Source) | SL25XPV-036-230A** | ADP |  | LD30/36Y9 | SLP99DF090XV60C* | 33400 | 20 | 8.7 | 34400 | 29400 | 85.47% | 1.76 | 0 | 13 |  |  |  |  | R-410A | 2.7833 | Residential & Commercial | USHP | Ducted CEE Tier 1
216019530 | Central HP <5.4 tons | YORK | HRCU-A-CB (Split System: Heat Pump with Remote Outdoor Unit-Air-Source) | HH824E2S11 | ADP |  | H,YG7J(1,2)36+TXV-BLEED | TM9V040A10MP12 | 22400 | 16 | 8.8 | 21400 | 17400 | 81.31% | 1.96 | 0 | 11.5 |  |  |  |  | R-454B | 1.8667 | Residential & Commercial | USHP | Ducted CEE Tier 1
216752100 | Central HP <5.4 tons | YORK | HRCU-A-CB (Split System: Heat Pump with Remote Outdoor Unit-Air-Source) | HH824E2S11 | ADP |  | H,YG7J*30+TXV-BLEED | Y91E026A08SMPS1 | 22400 | 17 | 8.8 | 21400 | 17700 | 82.71% | 1.96 | 0 | 11.5 |  |  |  |  | R-454B | 1.8667 | Residential & Commercial | USHP | Ducted CEE Tier 1
212981721 | Central HP <5.4 tons | SMART COMFORT | HRCU-A-CB (Split System: Heat Pump with Remote Outdoor Unit-Air-Source) | DLCURAH24ABK |  |  | EA*4X30L17A* | *80MSU1002120A* | 23800 | 16.5 | 8.5 | 26200 | 23600 | 90.08% | 1.96 | 0 | 10 |  |  |  |  | R-410A | 1.9833 | Residential & Commercial | USHP | Ducted CEE Tier 1
211244628 | Central HP <5.4 tons | SMART COMFORT | HRCU-A-CB (Split System: Heat Pump with Remote Outdoor Unit-Air-Source) | DLCURAH24ABK |  |  | EN(A,D)4X30L17** | *95ESN0601412A* | 24400 | 15.5 | 8.1 | 26600 | 22600 | 84.96% | 1.86 | 0 | 10 |  |  |  |  | R-410A | 2.0333 | Residential & Commercial | USHP | Ducted CEE Tier 1
211244659 | Central HP <5.4 tons | SMART COMFORT | HRCU-A-CB (Split System: Heat Pump with Remote Outdoor Unit-Air-Source) | DLCURAH24ABK |  |  | EN(A,D)4X30L17** | *95ESN0261410A* | 23400 | 16 | 8.1 | 25800 | 24200 | 93.8% | 2 | 0 | 10 |  |  |  |  | R-410A | 1.95 | Residential & Commercial | USHP | Ducted CEE Tier 1
211245197 | Central HP <5.4 tons | SMART COMFORT | HRCU-A-CB (Split System: Heat Pump with Remote Outdoor Unit-Air-Source) | DLCURAH24ABK |  |  | EN(A,D,W)4X36L17** | *95ESN0601714A* | 24600 | 16 | 8.1 | 26600 | 22400 | 84.21% | 1.84 | 0 | 10 |  |  |  |  | R-410A | 2.05 | Residential & Commercial | USHP | Ducted CEE Tier 1
211245363 | Central HP <5.4 tons | SMART COMFORT | HRCU-A-CB (Split System: Heat Pump with Remote Outdoor Unit-Air-Source) | DLCURAH24ABK |  |  | EN(A,D)4X36L21** | *95ESU0401712A* | 23600 | 16.5 | 8.1 | 26000 | 23600 | 90.77% | 1.96 | 0 | 10.5 |  |  |  |  | R-410A | 1.9667 | Residential & Commercial | USHP | Ducted CEE Tier 1
211245429 | Central HP <5.4 tons | SMART COMFORT | HRCU-A-CB (Split System: Heat Pump with Remote Outdoor Unit-Air-Source) | DLCURAH24ABK |  |  | EN(A,D)4X36L21** | *80VSL0451716A* | 24200 | 16 | 8.1 | 26400 | 22800 | 86.36% | 1.88 | 0 | 10.5 |  |  |  |  | R-410A | 2.0167 | Residential & Commercial | USHP | Ducted CEE Tier 1
212498313 | Central HP <5.4 tons | PAYNE HEATING AND COOLING | HRCU-A-CB (Split System: Heat Pump with Remote Outdoor Unit-Air-Source) | 38MURAQ18AB3* | ADP |  | CP1903A+TXV+TD | 0 | 17400 | 15.2 | 8.7 | 17000 | 19400 | 114.1% | 2.32 | 0 | 10.5 |  |  |  |  | R-410A | 1.45 | Residential & Commercial | USHP | Ducted CEE Tier 1
212500034 | Central HP <5.4 tons | LENNOX | HRCU-A-CB (Split System: Heat Pump with Remote Outdoor Unit-Air-Source) | EL22XPV-024-230A** | ADP |  | L*18/36T9 | ML296UH045XV36B* | 23600 | 20 | 8.5 | 21600 | 15200 | 70.37% | 1.88 | 0 | 13 |  |  |  |  | R-410A | 1.9667 | Residential & Commercial | USHP | Ducted CEE Tier 1
216678151 | Central HP <5.4 tons | SMART COMFORT | HRCU-A-CB (Split System: Heat Pump with Remote Outdoor Unit-Air-Source) | D5CURAH24AAK |  |  | EA*5X37M21A* | *96VTN0801716B* | 24800 | 15.5 | 8.5 | 23200 | 19100 | 82.33% | 1.96 | 0 | 10 |  |  |  |  | R-454B | 2.0667 | Residential & Commercial | USHP | Ducted CEE Tier 1
212500135 | Central HP <5.4 tons | LENNOX | HRCU-A-CB (Split System: Heat Pump with Remote Outdoor Unit-Air-Source) | EL22XPV-024-230A** | ADP |  | L*18/36T9 | SL297UH040NV36B* | 23800 | 21 | 8.5 | 22000 | 15400 | 70% | 1.92 | 0 | 13.5 |  |  |  |  | R-410A | 1.9833 | Residential & Commercial | USHP | Ducted CEE Tier 1
212500151 | Central HP <5.4 tons | LENNOX | HRCU-A-CB (Split System: Heat Pump with Remote Outdoor Unit-Air-Source) | EL22XPV-024-230A** | ADP |  | L*19/36S9 | SL297UH060NV36B* | 23800 | 20 | 8.5 | 22000 | 15400 | 70% | 1.9 | 0 | 13.5 |  |  |  |  | R-410A | 1.9833 | Residential & Commercial | USHP | Ducted CEE Tier 1
212500152 | Central HP <5.4 tons | LENNOX | HRCU-A-CB (Split System: Heat Pump with Remote Outdoor Unit-Air-Source) | EL22XPV-024-230A** | ADP |  | LP25/36R9 | SL297UH060NV36B* | 23800 | 20 | 8.5 | 22000 | 15400 | 70% | 1.9 | 0 | 13.5 |  |  |  |  | R-410A | 1.9833 | Residential & Commercial | USHP | Ducted CEE Tier 1
211242183 | Central HP <5.4 tons | SMART COMFORT | HRCU-A-CB (Split System: Heat Pump with Remote Outdoor Unit-Air-Source) | DLCURAH24ABK |  |  | EA*4X36L17A* | *92ESN0401410A* | 24200 | 15.2 | 8.5 | 26400 | 22600 | 85.61% | 1.84 | 0 | 10 |  |  |  |  | R-410A | 2.0167 | Residential & Commercial | USHP | Ducted CEE Tier 1
211242983 | Central HP <5.4 tons | SMART COMFORT | HRCU-A-CB (Split System: Heat Pump with Remote Outdoor Unit-Air-Source) | DLCURAH24ABK |  |  | EA*4X37L17A* | *96VTN0401410A* | 24200 | 16 | 8.5 | 25600 | 21800 | 85.16% | 1.8 | 0 | 10 |  |  |  |  | R-410A | 2.0167 | Residential & Commercial | USHP | Ducted CEE Tier 1
211263357 | Central HP <5.4 tons | SMART COMFORT | HRCU-A-CB (Split System: Heat Pump with Remote Outdoor Unit-Air-Source) | DLCURAH18ABK |  |  | EN(A,D)4X24L17** | *80ES(N,L)0701712A* | 18000 | 16 | 8.5 | 18900 | 18700 | 98.94% | 2.26 | 0 | 11 |  |  |  |  | R-410A | 1.5 | Residential & Commercial | USHP | Ducted CEE Tier 1
211264686 | Central HP <5.4 tons | SMART COMFORT | HRCU-A-CB (Split System: Heat Pump with Remote Outdoor Unit-Air-Source) | DLCURAH18ABK |  |  | EN(A,D)4X30L17** | OMV098J12* | 18400 | 16 | 8.5 | 18900 | 18300 | 96.83% | 2.2 | 0 | 11 |  |  |  |  | R-410A | 1.5333 | Residential & Commercial | USHP | Ducted CEE Tier 1
211242092 | Central HP <5.4 tons | SMART COMFORT | HRCU-A-CB (Split System: Heat Pump with Remote Outdoor Unit-Air-Source) | DLCURAH24ABK |  |  | EA*4X36L17A* | *80ES(N,L)0451712A* | 24200 | 16.5 | 8.5 | 26200 | 22600 | 86.26% | 1.88 | 0 | 10 |  |  |  |  | R-410A | 2.0167 | Residential & Commercial | USHP | Ducted CEE Tier 1
215726400 | Central HP <5.4 tons | YORK | HRCU-A-CB (Split System: Heat Pump with Remote Outdoor Unit-Air-Source) | HH836E2S11 | ADP |  | H,YG36*36+TXV | Y81E080C20SMPS1 | 34600 | 19 | 8.5 | 30800 | 25400 | 82.47% | 2 | 0 | 11 |  |  |  |  | R-454B | 2.8833 | Residential & Commercial | USHP | Ducted CEE Tier 1
215726402 | Central HP <5.4 tons | YORK | HRCU-A-CB (Split System: Heat Pump with Remote Outdoor Unit-Air-Source) | HH836E2S11 | ADP |  | H,YG37*36+TXV | Y81E080C20SMPS1 | 34600 | 19 | 8.5 | 30800 | 25400 | 82.47% | 2 | 0 | 11 |  |  |  |  | R-454B | 2.8833 | Residential & Commercial | USHP | Ducted CEE Tier 1
216737172 | Central HP <5.4 tons | SMART COMFORT | HRCU-A-CB (Split System: Heat Pump with Remote Outdoor Unit-Air-Source) | D5CUHAH24AAK |  |  | ESH5X30M12A* | *80VSL0701716B* | 22200 | 16 | 8.1 | 20800 | 18700 | 89.9% | 1.85 | 0 | 10.5 |  |  |  |  | R-454B | 1.85 | Residential & Commercial | USHP | Ducted CEE Tier 1
212498336 | Central HP <5.4 tons | PAYNE HEATING AND COOLING | HRCU-A-CB (Split System: Heat Pump with Remote Outdoor Unit-Air-Source) | 38MURAQ30AB3* | ADP |  | CE3005C+TXV | 0 | 29800 | 15.2 | 8.2 | 33200 | 27000 | 81.33% | 1.78 | 0 | 8.5 |  |  |  |  | R-410A | 2.4833 | Residential & Commercial | USHP
213286647 | Central HP <5.4 tons | RUNTRU | HRCU-A-CB (Split System: Heat Pump with Remote Outdoor Unit-Air-Source) | E4HL5030A1000A | ADP |  | CE3005C+TXV | 0 | 24000 | 15.2 | 8.1 | 22400 | 19100 | 85.27% | 1.75 | 0 | 10 |  |  |  |  | R-410A | 2 | Residential & Commercial | USHP | Ducted CEE Tier 1
216990664 | Central HP <5.4 tons | BRYANT HEATING AND COOLING SYSTEMS | HRCU-A-CB (Split System: Heat Pump with Remote Outdoor Unit-Air-Source) | 293VAN048**AA* | ADP |  | V,C60H210P17*+TXV | 88*TB60110C21*** | 45000 | 21 | 9.5 | 46000 | 35800 | 77.83% | 2 | 0 | 11 |  |  |  |  | R-454B | 3.75 | Residential & Commercial | USHP | Ducted CEE Tier 1
211244692 | Central HP <5.4 tons | SMART COMFORT | HRCU-A-CB (Split System: Heat Pump with Remote Outdoor Unit-Air-Source) | DLCURAH24ABK |  |  | EN(A,D)4X30L17** | *80ES(N,L)0451712A* | 24000 | 16.5 | 8.1 | 26200 | 23000 | 87.79% | 1.9 | 0 | 10.5 |  |  |  |  | R-410A | 2 | Residential & Commercial | USHP | Ducted CEE Tier 1
211244445 | Central HP <5.4 tons | SMART COMFORT | HRCU-A-CB (Split System: Heat Pump with Remote Outdoor Unit-Air-Source) | DLCURAH24ABK |  |  | EN(A,D)4X30L17** | *96VSN0401410A* | 23400 | 16 | 8.1 | 25800 | 24000 | 93.02% | 2 | 0 | 10 |  |  |  |  | R-410A | 1.95 | Residential & Commercial | USHP | Ducted CEE Tier 1
211244176 | Central HP <5.4 tons | SMART COMFORT | HRCU-A-CB (Split System: Heat Pump with Remote Outdoor Unit-Air-Source) | DLCURAH24ABK |  |  | EN(A,D)4X24L17** | *92ESN0801716A* | 23800 | 16.5 | 8.5 | 26800 | 23200 | 86.57% | 1.92 | 0 | 10 |  |  |  |  | R-410A | 1.9833 | Residential & Commercial | USHP | Ducted CEE Tier 1
211243524 | Central HP <5.4 tons | SMART COMFORT | HRCU-A-CB (Split System: Heat Pump with Remote Outdoor Unit-Air-Source) | DLCURAH24ABK |  |  | EA*4X37L21A* | *80ES(N,L)0702116A* | 25000 | 17 | 8.5 | 25600 | 20800 | 81.25% | 1.76 | 0 | 10.5 |  |  |  |  | R-410A | 2.0833 | Residential & Commercial | USHP | Ducted CEE Tier 1
216682803 | Central HP <5.4 tons | SMART COMFORT | HRCU-A-CB (Split System: Heat Pump with Remote Outdoor Unit-Air-Source) | DLCURAH30ABK |  |  | EA*4X42L21A* | *97VTN1002122A* | 30000 | 15.2 | 8.5 | 34000 | 27200 | 80% | 1.75 | 0 | 9 |  |  |  |  | R-410A | 2.5 | Residential & Commercial | USHP
211245890 | Central HP <5.4 tons | SMART COMFORT | HRCU-A-CB (Split System: Heat Pump with Remote Outdoor Unit-Air-Source) | DLCURAH24ABK |  |  | FMA4X24**AL* | 0 | 23600 | 17 | 9 | 27200 | 25600 | 94.12% | 2.14 | 0 | 10 |  |  |  |  | R-410A | 1.9667 | Residential & Commercial | USHP | Ducted CEE Tier 1
211262603 | Central HP <5.4 tons | SMART COMFORT | HRCU-A-CB (Split System: Heat Pump with Remote Outdoor Unit-Air-Source) | DLCURAH18ABK |  |  | EN(A,D)4X24L14** | *95ESN0401410A* | 17800 | 15.5 | 8.5 | 18700 | 18800 | 100.5% | 2.26 | 0 | 10.5 |  |  |  |  | R-410A | 1.4833 | Residential & Commercial | USHP | Ducted CEE Tier 1
211262802 | Central HP <5.4 tons | SMART COMFORT | HRCU-A-CB (Split System: Heat Pump with Remote Outdoor Unit-Air-Source) | DLCURAH18ABK |  |  | EN(A,D)4X24L17** | *80VSL0451412A* | 17700 | 16 | 8.5 | 18600 | 18800 | 101.1% | 2.26 | 0 | 10.5 |  |  |  |  | R-410A | 1.475 | Residential & Commercial | USHP | Ducted CEE Tier 1
216974807 | Central HP <5.4 tons | BRYANT HEATING AND COOLING SYSTEMS | HRCU-A-CB (Split System: Heat Pump with Remote Outdoor Unit-Air-Source) | 293VAN048**AA* | ADP |  | V,C48H175P15*+TXV | 83*CB48060C17*** | 43500 | 21 | 9.5 | 46000 | 36200 | 78.7% | 1.9 | 0 | 11 |  |  |  |  | R-454B | 3.625 | Residential & Commercial | USHP | Ducted CEE Tier 1
216676178 | Central HP <5.4 tons | SMART COMFORT | HRCU-A-CB (Split System: Heat Pump with Remote Outdoor Unit-Air-Source) | D5CURAH24AAK |  |  | EA*5X30M14A* | *80VSL0701412B* | 23600 | 15.2 | 8.5 | 24200 | 19400 | 80.17% | 1.9 | 0 | 9.8 |  |  |  |  | R-454B | 1.9667 | Residential & Commercial | USHP
216676430 | Central HP <5.4 tons | SMART COMFORT | HRCU-A-CB (Split System: Heat Pump with Remote Outdoor Unit-Air-Source) | D5CURAH24AAK |  |  | EA*5X30M17A* | *80MSU0601716A* | 23400 | 15.5 | 8.5 | 24000 | 19400 | 80.83% | 1.9 | 0 | 9.8 |  |  |  |  | R-454B | 1.95 | Residential & Commercial | USHP
211243422 | Central HP <5.4 tons | PAYNE HEATING AND COOLING | HRCU-A-CB (Split System: Heat Pump with Remote Outdoor Unit-Air-Source) | 38MURAQ24AB3* |  |  | CAP**3721AL* | PG96VTAA48080B** | 24800 | 17 | 8.5 | 25600 | 21000 | 82.03% | 1.76 | 0 | 10.5 |  |  |  |  | R-410A | 2.0667 | Residential & Commercial | USHP | Ducted CEE Tier 1
211245780 | Central HP <5.4 tons | SMART COMFORT | HRCU-A-CB (Split System: Heat Pump with Remote Outdoor Unit-Air-Source) | DLCURAH24ABK |  |  | EN(A,D)4X36L21** | OMV112K14A | 24200 | 16 | 8.1 | 26400 | 23000 | 87.12% | 1.88 | 0 | 10 |  |  |  |  | R-410A | 2.0167 | Residential & Commercial | USHP | Ducted CEE Tier 1
211240748 | Central HP <5.4 tons | SMART COMFORT | HRCU-A-CB (Split System: Heat Pump with Remote Outdoor Unit-Air-Source) | DLCURAH24ABK |  |  | EA*4X24L17A* | *92ESN0401712A* | 23400 | 15.5 | 8.5 | 26800 | 24800 | 92.54% | 2.04 | 0 | 9.5 |  |  |  |  | R-410A | 1.95 | Residential & Commercial | USHP
211713330 | Central HP <5.4 tons | SMART COMFORT | HRCU-A-CB (Split System: Heat Pump with Remote Outdoor Unit-Air-Source) | DLCURAH30ABK |  |  | EA*4X43L21A* | *92ESN0601714A* | 30400 | 15.2 | 8.1 | 33000 | 26200 | 79.39% | 1.84 | 0 | 9 |  |  |  |  | R-410A | 2.5333 | Residential & Commercial | USHP
211245664 | Central HP <5.4 tons | SMART COMFORT | HRCU-A-CB (Split System: Heat Pump with Remote Outdoor Unit-Air-Source) | DLCURAH24ABK |  |  | EN(A,D)4X36L21** | *92ESN0601714A* | 24400 | 16.5 | 8.1 | 26400 | 22800 | 86.36% | 1.88 | 0 | 10.5 |  |  |  |  | R-410A | 2.0333 | Residential & Commercial | USHP | Ducted CEE Tier 1
211245697 | Central HP <5.4 tons | SMART COMFORT | HRCU-A-CB (Split System: Heat Pump with Remote Outdoor Unit-Air-Source) | DLCURAH24ABK |  |  | EN(A,D)4X36L21** | *92ESN1002120A* | 24800 | 16.5 | 8.5 | 26800 | 22200 | 82.84% | 1.84 | 0 | 10.5 |  |  |  |  | R-410A | 2.0667 | Residential & Commercial | USHP | Ducted CEE Tier 1
211245730 | Central HP <5.4 tons | SMART COMFORT | HRCU-A-CB (Split System: Heat Pump with Remote Outdoor Unit-Air-Source) | DLCURAH24ABK |  |  | EN(A,D)4X36L21** | *92ESN0401712A* | 23600 | 15.5 | 8.1 | 26200 | 23400 | 89.31% | 1.92 | 0 | 10 |  |  |  |  | R-410A | 1.9667 | Residential & Commercial | USHP | Ducted CEE Tier 1
211263543 | Central HP <5.4 tons | SMART COMFORT | HRCU-A-CB (Split System: Heat Pump with Remote Outdoor Unit-Air-Source) | DLCURAH18ABK |  |  | EN(A,D)4X24L17** | OMV098J12* | 18300 | 15.5 | 8.5 | 19300 | 18600 | 96.37% | 2.24 | 0 | 11 |  |  |  |  | R-410A | 1.525 | Residential & Commercial | USHP | Ducted CEE Tier 1
211263793 | Central HP <5.4 tons | SMART COMFORT | HRCU-A-CB (Split System: Heat Pump with Remote Outdoor Unit-Air-Source) | DLCURAH18ABK |  |  | EN(A,D)4X30L14** | *80ES(N,L)0451412A* | 18200 | 16 | 8.5 | 18600 | 18400 | 98.92% | 2.22 | 0 | 11 |  |  |  |  | R-410A | 1.5167 | Residential & Commercial | USHP | Ducted CEE Tier 1
211264818 | Central HP <5.4 tons | SMART COMFORT | HRCU-A-CB (Split System: Heat Pump with Remote Outdoor Unit-Air-Source) | DLCURAH18ABK |  |  | FEM4X18**BL | 0 | 17400 | 16 | 8.5 | 18300 | 19400 | 106% | 2.34 | 0 | 10.5 |  |  |  |  | R-410A | 1.45 | Residential & Commercial | USHP | Ducted CEE Tier 1
211240781 | Central HP <5.4 tons | SMART COMFORT | HRCU-A-CB (Split System: Heat Pump with Remote Outdoor Unit-Air-Source) | DLCURAH24ABK |  |  | EA*4X24L17A* | OMV098J12* | 23400 | 16.5 | 8.5 | 26600 | 25000 | 93.98% | 2.08 | 0 | 10 |  |  |  |  | R-410A | 1.95 | Residential & Commercial | USHP | Ducted CEE Tier 1
211240447 | Central HP <5.4 tons | SMART COMFORT | HRCU-A-CB (Split System: Heat Pump with Remote Outdoor Unit-Air-Source) | DLCURAH24ABK |  |  | EA*4X24L17A* | *80ES(N,L)0701716A* | 24600 | 16 | 8.5 | 27400 | 23000 | 83.94% | 1.88 | 0 | 10 |  |  |  |  | R-410A | 2.05 | Residential & Commercial | USHP | Ducted CEE Tier 1
211241485 | Central HP <5.4 tons | SMART COMFORT | HRCU-A-CB (Split System: Heat Pump with Remote Outdoor Unit-Air-Source) | DLCURAH24ABK |  |  | EA*4X30L17A* | *80VSL0451716A* | 24200 | 16.5 | 8.5 | 26400 | 23000 | 87.12% | 1.9 | 0 | 10 |  |  |  |  | R-410A | 2.0167 | Residential & Commercial | USHP | Ducted CEE Tier 1
216972984 | Central HP <5.4 tons | CARRIER | HRCU-A-CB (Split System: Heat Pump with Remote Outdoor Unit-Air-Source) | 27VNA360A*030* | ADP |  | V,C60H210P29*+TXV | 58TN*B110C21**20 | 56000 | 18 | 8.1 | 59000 | 45500 | 77.12% | 2 | 0 | 11.5 |  |  |  |  | R-454B | 4.6667 | Residential & Commercial | USHP | Ducted CEE Tier 1
216973002 | Central HP <5.4 tons | CARRIER | HRCU-A-CB (Split System: Heat Pump with Remote Outdoor Unit-Air-Source) | 27VNA360A*030* | ADP |  | A60VHA*+TXV | 59CU5B100C21**22 | 56000 | 18 | 8.5 | 58500 | 45000 | 76.92% | 2.08 | 0 | 11.5 |  |  |  |  | R-454B | 4.6667 | Residential & Commercial | USHP | Ducted CEE Tier 1
216973015 | Central HP <5.4 tons | CARRIER | HRCU-A-CB (Split System: Heat Pump with Remote Outdoor Unit-Air-Source) | 27VNA360A*030* | ADP |  | C60A***L19*+TXV | 59MN7C060C21**20 | 55500 | 18 | 8.5 | 59000 | 47000 | 79.66% | 2 | 0 | 10.5 |  |  |  |  | R-454B | 4.625 | Residential & Commercial | USHP | Ducted CEE Tier 1
216973019 | Central HP <5.4 tons | CARRIER | HRCU-A-CB (Split System: Heat Pump with Remote Outdoor Unit-Air-Source) | 27VNA360A*030* | ADP |  | C60A***L16*+TXV | 59MN7C080C21**20 | 54000 | 18 | 8.45 | 58500 | 46000 | 78.63% | 2 | 0 | 10.5 |  |  |  |  | R-454B | 4.5 | Residential & Commercial | USHP | Ducted CEE Tier 1
216973034 | Central HP <5.4 tons | CARRIER | HRCU-A-CB (Split System: Heat Pump with Remote Outdoor Unit-Air-Source) | 27VNA360A*030* | ADP |  | V,C60H210P29*+TXV | 59TN6C100C21**22 | 54500 | 18 | 8.5 | 58500 | 46000 | 78.63% | 2.02 | 0 | 11 |  |  |  |  | R-454B | 4.5417 | Residential & Commercial | USHP | Ducted CEE Tier 1
212383458 | Central HP <5.4 tons | PAYNE HEATING AND COOLING | HRCU-A-CB (Split System: Heat Pump with Remote Outdoor Unit-Air-Source) | 38MURAQ36AB3* |  |  | CAP**4321AL* | PG80ES(A,L)A48070B** | 36800 | 15.5 | 8.5 | 39000 | 34800 | 89.23% | 2.1 | 0 | 10 |  |  |  |  | R-410A | 3.0667 | Residential & Commercial | USHP | Ducted CEE Tier 1
211245956 | Central HP <5.4 tons | SMART COMFORT | HRCU-A-CB (Split System: Heat Pump with Remote Outdoor Unit-Air-Source) | DLCURAH24ABK |  |  | FM(C,U)4Z30**AL* | 0 | 24200 | 18 | 9 | 26600 | 23000 | 86.47% | 1.92 | 0 | 10.5 |  |  |  |  | R-410A | 2.0167 | Residential & Commercial | USHP | Ducted CEE Tier 1
211245988 | Central HP <5.4 tons | SMART COMFORT | HRCU-A-CB (Split System: Heat Pump with Remote Outdoor Unit-Air-Source) | DLCURAH24ABK |  |  | FVM4X36***L | 0 | 24400 | 17.5 | 8.5 | 26000 | 22400 | 86.15% | 1.88 | 0 | 10.5 |  |  |  |  | R-410A | 2.0333 | Residential & Commercial | USHP | Ducted CEE Tier 1
211245572 | Central HP <5.4 tons | SMART COMFORT | HRCU-A-CB (Split System: Heat Pump with Remote Outdoor Unit-Air-Source) | DLCURAH24ABK |  |  | EN(A,D)4X36L21** | *96VTN1002120A* | 23800 | 16.5 | 8.1 | 26000 | 23400 | 90% | 1.94 | 0 | 10.5 |  |  |  |  | R-410A | 1.9833 | Residential & Commercial | USHP | Ducted CEE Tier 1
211245438 | Central HP <5.4 tons | SMART COMFORT | HRCU-A-CB (Split System: Heat Pump with Remote Outdoor Unit-Air-Source) | DLCURAH24ABK |  |  | EN(A,D)4X36L21** | *80VSL0701716A* | 23800 | 16.5 | 8.1 | 26000 | 23200 | 89.23% | 1.92 | 0 | 10.5 |  |  |  |  | R-410A | 1.9833 | Residential & Commercial | USHP | Ducted CEE Tier 1
211245521 | Central HP <5.4 tons | SMART COMFORT | HRCU-A-CB (Split System: Heat Pump with Remote Outdoor Unit-Air-Source) | DLCURAH24ABK |  |  | EN(A,D)4X36L21** | *96VTN0801716A* | 24200 | 16.5 | 8.1 | 26200 | 23000 | 87.79% | 1.9 | 0 | 10.5 |  |  |  |  | R-410A | 2.0167 | Residential & Commercial | USHP | Ducted CEE Tier 1
211244670 | Central HP <5.4 tons | SMART COMFORT | HRCU-A-CB (Split System: Heat Pump with Remote Outdoor Unit-Air-Source) | DLCURAH24ABK |  |  | EN(A,D)4X30L17** | *96VTN0601714A* | 24000 | 16.5 | 8.1 | 26200 | 23200 | 88.55% | 1.92 | 0 | 10 |  |  |  |  | R-410A | 2 | Residential & Commercial | USHP | Ducted CEE Tier 1
211244817 | Central HP <5.4 tons | SMART COMFORT | HRCU-A-CB (Split System: Heat Pump with Remote Outdoor Unit-Air-Source) | DLCURAH24ABK |  |  | EN(A,D)4X30L17** | *80ESU0601716A | 24800 | 16.5 | 8.5 | 26600 | 22200 | 83.46% | 1.84 | 0 | 10.5 |  |  |  |  | R-410A | 2.0667 | Residential & Commercial | USHP | Ducted CEE Tier 1
211241603 | Central HP <5.4 tons | SMART COMFORT | HRCU-A-CB (Split System: Heat Pump with Remote Outdoor Unit-Air-Source) | DLCURAH24ABK |  |  | EA*4X30L17A* | *96VTN0401410A* | 23200 | 16 | 8.5 | 25800 | 24200 | 93.8% | 2.02 | 0 | 10 |  |  |  |  | R-410A | 1.9333 | Residential & Commercial | USHP | Ducted CEE Tier 1
211241668 | Central HP <5.4 tons | SMART COMFORT | HRCU-A-CB (Split System: Heat Pump with Remote Outdoor Unit-Air-Source) | DLCURAH24ABK |  |  | EA*4X30L17A* | *80ES(N,L)0701712A* | 24400 | 16.5 | 8.5 | 26400 | 22800 | 86.36% | 1.88 | 0 | 10 |  |  |  |  | R-410A | 2.0333 | Residential & Commercial | USHP | Ducted CEE Tier 1
213623900 | Central HP <5.4 tons | RUNTRU | HRCU-A-CB (Split System: Heat Pump with Remote Outdoor Unit-Air-Source) | E4HL5036A1000A | ADP |  | PL36H175P789 | A952V060BU4SAD | 30000 | 15.2 | 8.1 | 23400 | 17600 | 75.21% | 1.75 | 0 | 9.5 |  |  |  |  | R-410A | 2.5 | Residential & Commercial | USHP
213252434 | Central HP <5.4 tons | RUNTRU | HRCU-A-CB (Split System: Heat Pump with Remote Outdoor Unit-Air-Source) | E4HL5030A1000A | ADP |  | TA*30B+TXV+TD | 0 | 24000 | 15.2 | 8.1 | 22400 | 19100 | 85.27% | 1.75 | 0 | 10 |  |  |  |  | R-410A | 2 | Residential & Commercial | USHP | Ducted CEE Tier 1
211712455 | Central HP <5.4 tons | SMART COMFORT | HRCU-A-CB (Split System: Heat Pump with Remote Outdoor Unit-Air-Source) | DLCURAH30ABK |  |  | EA*4X42L21A* | *80ES(N,L)0702116A* | 29600 | 15.2 | 8.1 | 33600 | 27400 | 81.55% | 1.78 | 0 | 9 |  |  |  |  | R-410A | 2.4667 | Residential & Commercial | USHP
211244012 | Central HP <5.4 tons | SMART COMFORT | HRCU-A-CB (Split System: Heat Pump with Remote Outdoor Unit-Air-Source) | DLCURAH24ABK |  |  | EN(A,D)4X24L17** | *96VTN0801716A* | 23800 | 16 | 8.5 | 26800 | 23400 | 87.31% | 1.92 | 0 | 10 |  |  |  |  | R-410A | 1.9833 | Residential & Commercial | USHP | Ducted CEE Tier 1
211244750 | Central HP <5.4 tons | SMART COMFORT | HRCU-A-CB (Split System: Heat Pump with Remote Outdoor Unit-Air-Source) | DLCURAH24ABK |  |  | EN(A,D)4X30L17** | *92ESN0801716A* | 24200 | 17 | 8.1 | 26200 | 22800 | 87.02% | 1.88 | 0 | 10.5 |  |  |  |  | R-410A | 2.0167 | Residential & Commercial | USHP | Ducted CEE Tier 1
211241769 | Central HP <5.4 tons | SMART COMFORT | HRCU-A-CB (Split System: Heat Pump with Remote Outdoor Unit-Air-Source) | DLCURAH24ABK |  |  | EA*4X30L17A* | *80ES(N,L)0701412A* | 24200 | 16.5 | 8.5 | 26400 | 22800 | 86.36% | 1.88 | 0 | 10 |  |  |  |  | R-410A | 2.0167 | Residential & Commercial | USHP | Ducted CEE Tier 1
211241854 | Central HP <5.4 tons | SMART COMFORT | HRCU-A-CB (Split System: Heat Pump with Remote Outdoor Unit-Air-Source) | DLCURAH24ABK |  |  | EA*4X36L17A* | *96VSN0401712A* | 23400 | 16 | 8.5 | 25800 | 23600 | 91.47% | 1.96 | 0 | 10 |  |  |  |  | R-410A | 1.95 | Residential & Commercial | USHP | Ducted CEE Tier 1
211242402 | Central HP <5.4 tons | SMART COMFORT | HRCU-A-CB (Split System: Heat Pump with Remote Outdoor Unit-Air-Source) | DLCURAH24ABK |  |  | EA*4X36L21A* | *80VSL0701716A* | 24000 | 17 | 8.5 | 26000 | 22800 | 87.69% | 1.9 | 0 | 10 |  |  |  |  | R-410A | 2 | Residential & Commercial | USHP | Ducted CEE Tier 1
211242454 | Central HP <5.4 tons | SMART COMFORT | HRCU-A-CB (Split System: Heat Pump with Remote Outdoor Unit-Air-Source) | DLCURAH24ABK |  |  | EA*4X36L21A* | *80VTL0902120A* | 24200 | 17 | 8.5 | 26000 | 22800 | 87.69% | 1.88 | 0 | 10 |  |  |  |  | R-410A | 2.0167 | Residential & Commercial | USHP | Ducted CEE Tier 1
211241872 | Central HP <5.4 tons | SMART COMFORT | HRCU-A-CB (Split System: Heat Pump with Remote Outdoor Unit-Air-Source) | DLCURAH24ABK |  |  | EA*4X36L17A* | *96VSN0801716A* | 24200 | 16.5 | 8.5 | 26200 | 22600 | 86.26% | 1.86 | 0 | 10 |  |  |  |  | R-410A | 2.0167 | Residential & Commercial | USHP | Ducted CEE Tier 1
211241306 | Central HP <5.4 tons | SMART COMFORT | HRCU-A-CB (Split System: Heat Pump with Remote Outdoor Unit-Air-Source) | DLCURAH24ABK |  |  | EA*4X30L14A* | *96VTN0401410A* | 23600 | 15.5 | 8.5 | 26200 | 23600 | 90.08% | 1.94 | 0 | 10 |  |  |  |  | R-410A | 1.9667 | Residential & Commercial | USHP | Ducted CEE Tier 1
211241029 | Central HP <5.4 tons | SMART COMFORT | HRCU-A-CB (Split System: Heat Pump with Remote Outdoor Unit-Air-Source) | DLCURAH24ABK |  |  | EA*4X25L17A* | *96VTN0401410A* | 24400 | 16 | 8.5 | 25600 | 21600 | 84.38% | 1.78 | 0 | 10 |  |  |  |  | R-410A | 2.0333 | Residential & Commercial | USHP | Ducted CEE Tier 1
211241140 | Central HP <5.4 tons | SMART COMFORT | HRCU-A-CB (Split System: Heat Pump with Remote Outdoor Unit-Air-Source) | DLCURAH24ABK |  |  | EA*4X25L17A* | *92ESN0801716A* | 25000 | 17.5 | 8.5 | 25600 | 21000 | 82.03% | 1.78 | 0 | 10.5 |  |  |  |  | R-410A | 2.0833 | Residential & Commercial | USHP | Ducted CEE Tier 1
211240243 | Central HP <5.4 tons | SMART COMFORT | HRCU-A-CB (Split System: Heat Pump with Remote Outdoor Unit-Air-Source) | DLCURAH24ABK |  |  | EA*4X24L14A* | *96VSN0401410A* | 23400 | 15.5 | 8.5 | 26800 | 24800 | 92.54% | 2.04 | 0 | 9.5 |  |  |  |  | R-410A | 1.95 | Residential & Commercial | USHP
211245762 | Central HP <5.4 tons | SMART COMFORT | HRCU-A-CB (Split System: Heat Pump with Remote Outdoor Unit-Air-Source) | DLCURAH24ABK |  |  | EN(A,D)4X36L21** | OMV098J12* | 23600 | 16.5 | 8.1 | 26000 | 23600 | 90.77% | 1.96 | 0 | 10 |  |  |  |  | R-410A | 1.9667 | Residential & Commercial | USHP | Ducted CEE Tier 1
211260920 | Central HP <5.4 tons | SMART COMFORT | HRCU-A-CB (Split System: Heat Pump with Remote Outdoor Unit-Air-Source) | DLCURAH18ABK |  |  | EA*4X25L17A* | *95ESN0601412A* | 18400 | 16.5 | 8.5 | 18200 | 17500 | 96.15% | 2.12 | 0 | 11 |  |  |  |  | R-410A | 1.5333 | Residential & Commercial | USHP | Ducted CEE Tier 1
211264481 | Central HP <5.4 tons | SMART COMFORT | HRCU-A-CB (Split System: Heat Pump with Remote Outdoor Unit-Air-Source) | DLCURAH18ABK |  |  | EN(A,D)4X30L17** | *80ES(N,L)0451412A* | 18200 | 16.5 | 8.5 | 18700 | 18300 | 97.86% | 2.22 | 0 | 11 |  |  |  |  | R-410A | 1.5167 | Residential & Commercial | USHP | Ducted CEE Tier 1
211245912 | Central HP <5.4 tons | SMART COMFORT | HRCU-A-CB (Split System: Heat Pump with Remote Outdoor Unit-Air-Source) | DLCURAH24ABK |  |  | FMA4X36**AL* | 0 | 25800 | 18 | 9 | 27600 | 21000 | 76.09% | 1.8 | 0 | 10.5 |  |  |  |  | R-410A | 2.15 | Residential & Commercial | USHP | Ducted CEE Tier 1
211245263 | Central HP <5.4 tons | SMART COMFORT | HRCU-A-CB (Split System: Heat Pump with Remote Outdoor Unit-Air-Source) | DLCURAH24ABK |  |  | EN(A,D,W)4X36L17** | OMV098J12* | 23600 | 16.5 | 8.1 | 26000 | 23600 | 90.77% | 1.96 | 0 | 10 |  |  |  |  | R-410A | 1.9667 | Residential & Commercial | USHP | Ducted CEE Tier 1
211242940 | Central HP <5.4 tons | SMART COMFORT | HRCU-A-CB (Split System: Heat Pump with Remote Outdoor Unit-Air-Source) | DLCURAH24ABK |  |  | EA*4X37L17A* | *80VTL0701716A* | 24600 | 17 | 8.5 | 25600 | 21600 | 84.38% | 1.8 | 0 | 10.5 |  |  |  |  | R-410A | 2.05 | Residential & Commercial | USHP | Ducted CEE Tier 1
211243189 | Central HP <5.4 tons | SMART COMFORT | HRCU-A-CB (Split System: Heat Pump with Remote Outdoor Unit-Air-Source) | DLCURAH24ABK |  |  | EA*4X37L17A* | OMV112K14A | 24800 | 16 | 8.5 | 25800 | 21400 | 82.95% | 1.78 | 0 | 10 |  |  |  |  | R-410A | 2.0667 | Residential & Commercial | USHP | Ducted CEE Tier 1
211242205 | Central HP <5.4 tons | SMART COMFORT | HRCU-A-CB (Split System: Heat Pump with Remote Outdoor Unit-Air-Source) | DLCURAH24ABK |  |  | EA*4X36L17A* | *80ES(N,L)0701412A* | 24400 | 17 | 8.5 | 26200 | 22400 | 85.5% | 1.86 | 0 | 10 |  |  |  |  | R-410A | 2.0333 | Residential & Commercial | USHP | Ducted CEE Tier 1
211242604 | Central HP <5.4 tons | SMART COMFORT | HRCU-A-CB (Split System: Heat Pump with Remote Outdoor Unit-Air-Source) | DLCURAH24ABK |  |  | EA*4X36L21A* | *80ES(N,L)0902120A* | 24800 | 17 | 8.5 | 26600 | 22000 | 82.71% | 1.82 | 0 | 10 |  |  |  |  | R-410A | 2.0667 | Residential & Commercial | USHP | Ducted CEE Tier 1
211242906 | Central HP <5.4 tons | SMART COMFORT | HRCU-A-CB (Split System: Heat Pump with Remote Outdoor Unit-Air-Source) | DLCURAH24ABK |  |  | EA*4X37L17A* | *80VTL0451412A* | 24800 | 16.5 | 8.5 | 25600 | 21400 | 83.59% | 1.8 | 0 | 10 |  |  |  |  | R-410A | 2.0667 | Residential & Commercial | USHP | Ducted CEE Tier 1
211242753 | Central HP <5.4 tons | SMART COMFORT | HRCU-A-CB (Split System: Heat Pump with Remote Outdoor Unit-Air-Source) | DLCURAH24ABK |  |  | EA*4X36L21A* | OLV112A16A | 24400 | 16 | 8.5 | 26400 | 22200 | 84.09% | 1.84 | 0 | 10 |  |  |  |  | R-410A | 2.0333 | Residential & Commercial | USHP | Ducted CEE Tier 1
211242807 | Central HP <5.4 tons | SMART COMFORT | HRCU-A-CB (Split System: Heat Pump with Remote Outdoor Unit-Air-Source) | DLCURAH24ABK |  |  | EA*4X37L17A* | *96VSN0601412A* | 24000 | 16.5 | 8.5 | 25200 | 22000 | 87.3% | 1.84 | 0 | 10 |  |  |  |  | R-410A | 2 | Residential & Commercial | USHP | Ducted CEE Tier 1
211244998 | Central HP <5.4 tons | SMART COMFORT | HRCU-A-CB (Split System: Heat Pump with Remote Outdoor Unit-Air-Source) | DLCURAH24ABK |  |  | EN(A,D,W)4X36L17** | *80VTL0451412A* | 24200 | 16.5 | 8.1 | 26200 | 22800 | 87.02% | 1.88 | 0 | 10.5 |  |  |  |  | R-410A | 2.0167 | Residential & Commercial | USHP | Ducted CEE Tier 1
211245675 | Central HP <5.4 tons | SMART COMFORT | HRCU-A-CB (Split System: Heat Pump with Remote Outdoor Unit-Air-Source) | DLCURAH24ABK |  |  | EN(A,D)4X36L21** | *92ESN0801716A* | 24200 | 17 | 8.1 | 26200 | 22800 | 87.02% | 1.88 | 0 | 10.5 |  |  |  |  | R-410A | 2.0167 | Residential & Commercial | USHP | Ducted CEE Tier 1
211245493 | Central HP <5.4 tons | PAYNE HEATING AND COOLING | HRCU-A-CB (Split System: Heat Pump with Remote Outdoor Unit-Air-Source) | 38MURAQ24AB3* |  |  | CNPV*3621AL* | PG96VTAA36040B** | 23400 | 16 | 8.1 | 25800 | 24000 | 93.02% | 1.98 | 0 | 10 |  |  |  |  | R-410A | 1.95 | Residential & Commercial | USHP | Ducted CEE Tier 1
211265045 | Central HP <5.4 tons | SMART COMFORT | HRCU-A-CB (Split System: Heat Pump with Remote Outdoor Unit-Air-Source) | DLCURAH18ABK |  |  | FVM4X24***L | 0 | 18100 | 16.5 | 8.5 | 18500 | 18000 | 97.3% | 2.18 | 0 | 11 |  |  |  |  | R-410A | 1.5083 | Residential & Commercial | USHP | Ducted CEE Tier 1
211240957 | Central HP <5.4 tons | PAYNE HEATING AND COOLING | HRCU-A-CB (Split System: Heat Pump with Remote Outdoor Unit-Air-Source) | 38MURAQ24AB3* |  |  | CAP**2517AL* | PG80VTLA48090B** | 24400 | 17 | 8.5 | 25200 | 21400 | 84.92% | 1.8 | 0 | 10 |  |  |  |  | R-410A | 2.0333 | Residential & Commercial | USHP | Ducted CEE Tier 1
211241309 | Central HP <5.4 tons | PAYNE HEATING AND COOLING | HRCU-A-CB (Split System: Heat Pump with Remote Outdoor Unit-Air-Source) | 38MURAQ24AB3* |  |  | CAP**3014AL* | PG96VTAA36060A** | 23400 | 16.5 | 8.5 | 25800 | 24200 | 93.8% | 2 | 0 | 10 |  |  |  |  | R-410A | 1.95 | Residential & Commercial | USHP | Ducted CEE Tier 1
211241627 | Central HP <5.4 tons | PAYNE HEATING AND COOLING | HRCU-A-CB (Split System: Heat Pump with Remote Outdoor Unit-Air-Source) | 38MURAQ24AB3* |  |  | CAP**3017AL* | PG96VTAA42060B** | 23800 | 16.5 | 8.5 | 26200 | 23400 | 89.31% | 1.92 | 0 | 10 |  |  |  |  | R-410A | 1.9833 | Residential & Commercial | USHP | Ducted CEE Tier 1
211241762 | Central HP <5.4 tons | PAYNE HEATING AND COOLING | HRCU-A-CB (Split System: Heat Pump with Remote Outdoor Unit-Air-Source) | 38MURAQ24AB3* |  |  | CAP**3017AL* | PG80ES(A,L)A36070A** | 24200 | 16.5 | 8.5 | 26400 | 22800 | 86.36% | 1.88 | 0 | 10 |  |  |  |  | R-410A | 2.0167 | Residential & Commercial | USHP | Ducted CEE Tier 1
211242143 | Central HP <5.4 tons | PAYNE HEATING AND COOLING | HRCU-A-CB (Split System: Heat Pump with Remote Outdoor Unit-Air-Source) | 38MURAQ24AB3* |  |  | CAP**3617AL* | PG92ESAA48080B** | 24400 | 17 | 8.5 | 26200 | 22400 | 85.5% | 1.86 | 0 | 10 |  |  |  |  | R-410A | 2.0333 | Residential & Commercial | USHP | Ducted CEE Tier 1
211242210 | Central HP <5.4 tons | PAYNE HEATING AND COOLING | HRCU-A-CB (Split System: Heat Pump with Remote Outdoor Unit-Air-Source) | 38MURAQ24AB3* |  |  | CAP**3617AL* | PG80ESUA48060B** | 25000 | 16.5 | 8.5 | 26600 | 21800 | 81.95% | 1.82 | 0 | 10 |  |  |  |  | R-410A | 2.0833 | Residential & Commercial | USHP | Ducted CEE Tier 1
211242447 | Central HP <5.4 tons | PAYNE HEATING AND COOLING | HRCU-A-CB (Split System: Heat Pump with Remote Outdoor Unit-Air-Source) | 38MURAQ24AB3* |  |  | CAP**3621AL* | PG80VTLA60090C** | 24200 | 17 | 8.5 | 26000 | 22800 | 87.69% | 1.88 | 0 | 10 |  |  |  |  | R-410A | 2.0167 | Residential & Commercial | USHP | Ducted CEE Tier 1
212980907 | Central HP <5.4 tons | SMART COMFORT | HRCU-A-CB (Split System: Heat Pump with Remote Outdoor Unit-Air-Source) | DLCURAH30ABK |  |  | EA*4X36L21A* | *80MS(N,L)1102120A* | 30200 | 15.2 | 8.1 | 34400 | 27800 | 80.81% | 1.8 | 0 | 9 |  |  |  |  | R-410A | 2.5167 | Residential & Commercial | USHP
211245708 | Central HP <5.4 tons | SMART COMFORT | HRCU-A-CB (Split System: Heat Pump with Remote Outdoor Unit-Air-Source) | DLCURAH24ABK |  |  | EN(A,D)4X36L21** | *95ESN0601714A* | 24600 | 16 | 8.1 | 26600 | 22400 | 84.21% | 1.84 | 0 | 10.5 |  |  |  |  | R-410A | 2.05 | Residential & Commercial | USHP | Ducted CEE Tier 1
211245140 | Central HP <5.4 tons | SMART COMFORT | HRCU-A-CB (Split System: Heat Pump with Remote Outdoor Unit-Air-Source) | DLCURAH24ABK |  |  | EN(A,D,W)4X36L17** | *80ES(N,L)0701712A* | 24400 | 16.5 | 8.1 | 26400 | 22600 | 85.61% | 1.88 | 0 | 10.5 |  |  |  |  | R-410A | 2.0333 | Residential & Commercial | USHP | Ducted CEE Tier 1
211263149 | Central HP <5.4 tons | SMART COMFORT | HRCU-A-CB (Split System: Heat Pump with Remote Outdoor Unit-Air-Source) | DLCURAH18ABK |  |  | EN(A,D)4X24L17** | *95ESN0401410A* | 17800 | 15.5 | 8.5 | 18700 | 18800 | 100.5% | 2.26 | 0 | 10.5 |  |  |  |  | R-410A | 1.4833 | Residential & Commercial | USHP | Ducted CEE Tier 1
211262245 | Central HP <5.4 tons | SMART COMFORT | HRCU-A-CB (Split System: Heat Pump with Remote Outdoor Unit-Air-Source) | DLCURAH18ABK |  |  | EN(A,D)4X18L14** | *80VSL0451412A* | 17400 | 15.5 | 8.5 | 18600 | 19400 | 104.3% | 2.32 | 0 | 10.5 |  |  |  |  | R-410A | 1.45 | Residential & Commercial | USHP | Ducted CEE Tier 1
211262779 | Central HP <5.4 tons | SMART COMFORT | HRCU-A-CB (Split System: Heat Pump with Remote Outdoor Unit-Air-Source) | DLCURAH18ABK |  |  | EN(A,D)4X24L14** | *80ES(N,L)0701412A* | 17500 | 16 | 8.5 | 18400 | 18800 | 102.2% | 2.26 | 0 | 11 |  |  |  |  | R-410A | 1.4583 | Residential & Commercial | USHP | Ducted CEE Tier 1
211264871 | Central HP <5.4 tons | SMART COMFORT | HRCU-A-CB (Split System: Heat Pump with Remote Outdoor Unit-Air-Source) | DLCURAH18ABK |  |  | FXM4X18**AL | 0 | 17800 | 16.5 | 8.5 | 18300 | 18500 | 101.1% | 2.22 | 0 | 10.5 |  |  |  |  | R-410A | 1.4833 | Residential & Commercial | USHP | Ducted CEE Tier 1
211242597 | Central HP <5.4 tons | PAYNE HEATING AND COOLING | HRCU-A-CB (Split System: Heat Pump with Remote Outdoor Unit-Air-Source) | 38MURAQ24AB3* |  |  | CAP**3621AL* | PG80ES(A,L)A60090C** | 24800 | 17 | 8.5 | 26600 | 22000 | 82.71% | 1.82 | 0 | 10 |  |  |  |  | R-410A | 2.0667 | Residential & Commercial | USHP | Ducted CEE Tier 1
211242830 | Central HP <5.4 tons | PAYNE HEATING AND COOLING | HRCU-A-CB (Split System: Heat Pump with Remote Outdoor Unit-Air-Source) | 38MURAQ24AB3* |  |  | CAP**3717AL* | PG80ES(A,L)A48070B** | 25400 | 16 | 8.5 | 26400 | 21000 | 79.55% | 1.76 | 0 | 10 |  |  |  |  | R-410A | 2.1167 | Residential & Commercial | USHP | Ducted CEE Tier 1
211243065 | Central HP <5.4 tons | PAYNE HEATING AND COOLING | HRCU-A-CB (Split System: Heat Pump with Remote Outdoor Unit-Air-Source) | 38MURAQ24AB3* |  |  | CAP**3717AL* | PG92ESAA36060A** | 25200 | 16.5 | 8.5 | 26200 | 21000 | 80.15% | 1.76 | 0 | 10 |  |  |  |  | R-410A | 2.1 | Residential & Commercial | USHP | Ducted CEE Tier 1
211243264 | Central HP <5.4 tons | PAYNE HEATING AND COOLING | HRCU-A-CB (Split System: Heat Pump with Remote Outdoor Unit-Air-Source) | 38MURAQ24AB3* |  |  | CAP**3721AL* | PG95ESUA36040B** | 24400 | 17 | 8.5 | 25200 | 21200 | 84.13% | 1.78 | 0 | 10 |  |  |  |  | R-410A | 2.0333 | Residential & Commercial | USHP | Ducted CEE Tier 1
211243367 | Central HP <5.4 tons | PAYNE HEATING AND COOLING | HRCU-A-CB (Split System: Heat Pump with Remote Outdoor Unit-Air-Source) | 38MURAQ24AB3* |  |  | CAP**3721AL* | PG95ESUA48060B** | 25000 | 17 | 8.5 | 25600 | 20800 | 81.25% | 1.76 | 0 | 10.5 |  |  |  |  | R-410A | 2.0833 | Residential & Commercial | USHP | Ducted CEE Tier 1
211243432 | Central HP <5.4 tons | PAYNE HEATING AND COOLING | HRCU-A-CB (Split System: Heat Pump with Remote Outdoor Unit-Air-Source) | 38MURAQ24AB3* |  |  | CAP**3721AL* | PG80VTLA48070B** | 24800 | 17 | 8.5 | 25400 | 20800 | 81.89% | 1.76 | 0 | 10.5 |  |  |  |  | R-410A | 2.0667 | Residential & Commercial | USHP | Ducted CEE Tier 1
211244068 | Central HP <5.4 tons | PAYNE HEATING AND COOLING | HRCU-A-CB (Split System: Heat Pump with Remote Outdoor Unit-Air-Source) | 38MURAQ24AB3* |  |  | CNPV*2417AL* | PG96VTAA36060A** | 23200 | 16 | 8.5 | 26400 | 24600 | 93.18% | 2.04 | 0 | 10 |  |  |  |  | R-410A | 1.9333 | Residential & Commercial | USHP | Ducted CEE Tier 1
211241184 | Central HP <5.4 tons | SMART COMFORT | HRCU-A-CB (Split System: Heat Pump with Remote Outdoor Unit-Air-Source) | DLCURAH24ABK |  |  | EA*4X25L17A* | *92ESN0401712A* | 24200 | 16 | 8.1 | 25400 | 21600 | 85.04% | 1.78 | 0 | 10 |  |  |  |  | R-410A | 2.0167 | Residential & Commercial | USHP | Ducted CEE Tier 1
211241436 | Central HP <5.4 tons | SMART COMFORT | HRCU-A-CB (Split System: Heat Pump with Remote Outdoor Unit-Air-Source) | DLCURAH24ABK |  |  | EA*4X30L17A* | *96VSN0801716A* | 24200 | 16.5 | 8.5 | 26400 | 23000 | 87.12% | 1.9 | 0 | 10 |  |  |  |  | R-410A | 2.0167 | Residential & Commercial | USHP | Ducted CEE Tier 1
211240484 | Central HP <5.4 tons | SMART COMFORT | HRCU-A-CB (Split System: Heat Pump with Remote Outdoor Unit-Air-Source) | DLCURAH24ABK |  |  | EA*4X24L17A* | *80VSL0701716A* | 23600 | 16.5 | 8.5 | 26600 | 24600 | 92.48% | 2.04 | 0 | 10 |  |  |  |  | R-410A | 1.9667 | Residential & Commercial | USHP | Ducted CEE Tier 1
211240516 | Central HP <5.4 tons | SMART COMFORT | HRCU-A-CB (Split System: Heat Pump with Remote Outdoor Unit-Air-Source) | DLCURAH24ABK |  |  | EA*4X24L17A* | *80VTL0451412A* | 24000 | 16.5 | 8.5 | 26800 | 24000 | 89.55% | 1.98 | 0 | 10 |  |  |  |  | R-410A | 2 | Residential & Commercial | USHP | Ducted CEE Tier 1
211240399 | Central HP <5.4 tons | SMART COMFORT | HRCU-A-CB (Split System: Heat Pump with Remote Outdoor Unit-Air-Source) | DLCURAH24ABK |  |  | EA*4X24L17A* | *96VSN0401410A* | 23400 | 15.5 | 8.5 | 26800 | 24800 | 92.54% | 2.04 | 0 | 9.5 |  |  |  |  | R-410A | 1.95 | Residential & Commercial | USHP
211240715 | Central HP <5.4 tons | SMART COMFORT | HRCU-A-CB (Split System: Heat Pump with Remote Outdoor Unit-Air-Source) | DLCURAH24ABK |  |  | EA*4X24L17A* | *95ESN0601714A* | 24400 | 15.5 | 8.5 | 27200 | 23200 | 85.29% | 1.9 | 0 | 10 |  |  |  |  | R-410A | 2.0333 | Residential & Commercial | USHP | Ducted CEE Tier 1
211241118 | Central HP <5.4 tons | SMART COMFORT | HRCU-A-CB (Split System: Heat Pump with Remote Outdoor Unit-Air-Source) | DLCURAH24ABK |  |  | EA*4X25L17A* | *92ESN0601412A* | 24000 | 17 | 8.1 | 25000 | 21800 | 87.2% | 1.82 | 0 | 10 |  |  |  |  | R-410A | 2 | Residential & Commercial | USHP | Ducted CEE Tier 1
211244562 | Central HP <5.4 tons | SMART COMFORT | HRCU-A-CB (Split System: Heat Pump with Remote Outdoor Unit-Air-Source) | DLCURAH24ABK |  |  | EN(A,D)4X30L17** | *80VTL0451412A* | 24200 | 16.5 | 8.1 | 26200 | 22800 | 87.02% | 1.88 | 0 | 10.5 |  |  |  |  | R-410A | 2.0167 | Residential & Commercial | USHP | Ducted CEE Tier 1
211244576 | Central HP <5.4 tons | SMART COMFORT | HRCU-A-CB (Split System: Heat Pump with Remote Outdoor Unit-Air-Source) | DLCURAH24ABK |  |  | EN(A,D)4X30L17** | *96VTN0401712A* | 23400 | 16 | 8.1 | 25800 | 24000 | 93.02% | 1.98 | 0 | 10 |  |  |  |  | R-410A | 1.95 | Residential & Commercial | USHP | Ducted CEE Tier 1
211262209 | Central HP <5.4 tons | SMART COMFORT | HRCU-A-CB (Split System: Heat Pump with Remote Outdoor Unit-Air-Source) | DLCURAH18ABK |  |  | EA*4X30L17A* | OLV098A12* | 18200 | 15.5 | 8.5 | 18800 | 18400 | 97.87% | 2.22 | 0 | 10.5 |  |  |  |  | R-410A | 1.5167 | Residential & Commercial | USHP | Ducted CEE Tier 1
211262927 | Central HP <5.4 tons | SMART COMFORT | HRCU-A-CB (Split System: Heat Pump with Remote Outdoor Unit-Air-Source) | DLCURAH18ABK |  |  | EN(A,D)4X24L17** | *95ESU0401712A* | 17600 | 16 | 8.5 | 18500 | 18800 | 101.6% | 2.26 | 0 | 11 |  |  |  |  | R-410A | 1.4667 | Residential & Commercial | USHP | Ducted CEE Tier 1
211262711 | Central HP <5.4 tons | SMART COMFORT | HRCU-A-CB (Split System: Heat Pump with Remote Outdoor Unit-Air-Source) | DLCURAH18ABK |  |  | EN(A,D)4X24L14** | *80ES(N,L)0451412A* | 18000 | 16 | 8.5 | 18900 | 18700 | 98.94% | 2.26 | 0 | 11 |  |  |  |  | R-410A | 1.5 | Residential & Commercial | USHP | Ducted CEE Tier 1
211263042 | Central HP <5.4 tons | SMART COMFORT | HRCU-A-CB (Split System: Heat Pump with Remote Outdoor Unit-Air-Source) | DLCURAH18ABK |  |  | EN(A,D)4X24L17** | *80ESU0401712A* | 18400 | 16 | 8.5 | 19200 | 18500 | 96.35% | 2.24 | 0 | 11 |  |  |  |  | R-410A | 1.5333 | Residential & Commercial | USHP | Ducted CEE Tier 1
211264704 | Central HP <5.4 tons | SMART COMFORT | HRCU-A-CB (Split System: Heat Pump with Remote Outdoor Unit-Air-Source) | DLCURAH18ABK |  |  | EN(A,D)4X30L17** | OLV098A12* | 18200 | 15.5 | 8.5 | 18800 | 18400 | 97.87% | 2.2 | 0 | 11 |  |  |  |  | R-410A | 1.5167 | Residential & Commercial | USHP | Ducted CEE Tier 1
211240361 | Central HP <5.4 tons | SMART COMFORT | HRCU-A-CB (Split System: Heat Pump with Remote Outdoor Unit-Air-Source) | DLCURAH24ABK |  |  | EA*4X24L14A* | *80ES(N,L)0701412A* | 24000 | 16.5 | 8.5 | 26800 | 24000 | 89.55% | 1.98 | 0 | 10 |  |  |  |  | R-410A | 2 | Residential & Commercial | USHP | Ducted CEE Tier 1
211243094 | Central HP <5.4 tons | SMART COMFORT | HRCU-A-CB (Split System: Heat Pump with Remote Outdoor Unit-Air-Source) | DLCURAH24ABK |  |  | EA*4X37L17A* | *92ESN0801716A* | 24800 | 17 | 8.5 | 25600 | 21400 | 83.59% | 1.8 | 0 | 10.5 |  |  |  |  | R-410A | 2.0667 | Residential & Commercial | USHP | Ducted CEE Tier 1
211244135 | Central HP <5.4 tons | PAYNE HEATING AND COOLING | HRCU-A-CB (Split System: Heat Pump with Remote Outdoor Unit-Air-Source) | 38MURAQ24AB3* |  |  | CNPV*2417AL* | PG80ES(A,L)A42090B** | 24000 | 16 | 8.5 | 27000 | 23000 | 85.19% | 1.9 | 0 | 10 |  |  |  |  | R-410A | 2 | Residential & Commercial | USHP | Ducted CEE Tier 1
211244236 | Central HP <5.4 tons | PAYNE HEATING AND COOLING | HRCU-A-CB (Split System: Heat Pump with Remote Outdoor Unit-Air-Source) | 38MURAQ24AB3* |  |  | CNPV*2417AL* | PG80ESUA48060B** | 24400 | 16 | 8.5 | 27200 | 22600 | 83.09% | 1.86 | 0 | 10 |  |  |  |  | R-410A | 2.0333 | Residential & Commercial | USHP | Ducted CEE Tier 1
211245923 | Central HP <5.4 tons | SMART COMFORT | HRCU-A-CB (Split System: Heat Pump with Remote Outdoor Unit-Air-Source) | DLCURAH24ABK |  |  | FM(C,U)4X30**AL* | 0 | 25000 | 15.2 | 8.5 | 27800 | 21800 | 78.42% | 1.8 | 0 | 10 |  |  |  |  | R-410A | 2.0833 | Residential & Commercial | USHP | Ducted CEE Tier 1
211240826 | Central HP <5.4 tons | SMART COMFORT | HRCU-A-CB (Split System: Heat Pump with Remote Outdoor Unit-Air-Source) | DLCURAH24ABK |  |  | EA*4X25L17A* | *96VSN0601714A* | 24800 | 16.5 | 8.5 | 25600 | 21200 | 82.81% | 1.78 | 0 | 10 |  |  |  |  | R-410A | 2.0667 | Residential & Commercial | USHP | Ducted CEE Tier 1
211240306 | Central HP <5.4 tons | SMART COMFORT | HRCU-A-CB (Split System: Heat Pump with Remote Outdoor Unit-Air-Source) | DLCURAH24ABK |  |  | EA*4X24L14A* | *96VTN0601412A* | 23200 | 16 | 8.5 | 26400 | 25600 | 96.97% | 2.14 | 0 | 10 |  |  |  |  | R-410A | 1.9333 | Residential & Commercial | USHP | Ducted CEE Tier 1
211240390 | Central HP <5.4 tons | SMART COMFORT | HRCU-A-CB (Split System: Heat Pump with Remote Outdoor Unit-Air-Source) | DLCURAH24ABK |  |  | EA*4X24L17A* | *96VSN0601714A* | 23800 | 16 | 8.5 | 26800 | 24000 | 89.55% | 1.98 | 0 | 10 |  |  |  |  | R-410A | 1.9833 | Residential & Commercial | USHP | Ducted CEE Tier 1
211240475 | Central HP <5.4 tons | SMART COMFORT | HRCU-A-CB (Split System: Heat Pump with Remote Outdoor Unit-Air-Source) | DLCURAH24ABK |  |  | EA*4X24L17A* | *80VSL0451716A* | 23800 | 16 | 8.5 | 26800 | 24000 | 89.55% | 1.98 | 0 | 10 |  |  |  |  | R-410A | 1.9833 | Residential & Commercial | USHP | Ducted CEE Tier 1
211241063 | Central HP <5.4 tons | PAYNE HEATING AND COOLING | HRCU-A-CB (Split System: Heat Pump with Remote Outdoor Unit-Air-Source) | 38MURAQ24AB3* |  |  | CAP**2517AL* | PG80ES(A,L)A36045A** | 25400 | 16.5 | 8.5 | 26000 | 20800 | 80% | 1.76 | 0 | 10.5 |  |  |  |  | R-410A | 2.1167 | Residential & Commercial | USHP | Ducted CEE Tier 1
211262346 | Central HP <5.4 tons | SMART COMFORT | HRCU-A-CB (Split System: Heat Pump with Remote Outdoor Unit-Air-Source) | DLCURAH18ABK |  |  | EN(A,D)4X18L14** | *95ESN0601412A* | 17600 | 15.5 | 8.5 | 18700 | 19300 | 103.2% | 2.32 | 0 | 10.5 |  |  |  |  | R-410A | 1.4667 | Residential & Commercial | USHP | Ducted CEE Tier 1
211241606 | Central HP <5.4 tons | PAYNE HEATING AND COOLING | HRCU-A-CB (Split System: Heat Pump with Remote Outdoor Unit-Air-Source) | 38MURAQ24AB3* |  |  | CAP**3017AL* | PG96VTAA36060A** | 23400 | 16.5 | 8.5 | 26000 | 24000 | 92.31% | 1.98 | 0 | 10 |  |  |  |  | R-410A | 1.95 | Residential & Commercial | USHP | Ducted CEE Tier 1
211241967 | Central HP <5.4 tons | PAYNE HEATING AND COOLING | HRCU-A-CB (Split System: Heat Pump with Remote Outdoor Unit-Air-Source) | 38MURAQ24AB3* |  |  | CAP**3617AL* | PG80VTLA48090B** | 23800 | 17 | 8.5 | 25800 | 23000 | 89.15% | 1.92 | 0 | 10 |  |  |  |  | R-410A | 1.9833 | Residential & Commercial | USHP | Ducted CEE Tier 1
211242176 | Central HP <5.4 tons | PAYNE HEATING AND COOLING | HRCU-A-CB (Split System: Heat Pump with Remote Outdoor Unit-Air-Source) | 38MURAQ24AB3* |  |  | CAP**3617AL* | PG92ESAA30040A** | 24200 | 15.2 | 8.5 | 26400 | 22600 | 85.61% | 1.84 | 0 | 10 |  |  |  |  | R-410A | 2.0167 | Residential & Commercial | USHP | Ducted CEE Tier 1
211242585 | Central HP <5.4 tons | PAYNE HEATING AND COOLING | HRCU-A-CB (Split System: Heat Pump with Remote Outdoor Unit-Air-Source) | 38MURAQ24AB3* |  |  | CAP**3621AL* | PG80ES(A,L)A42090B** | 24800 | 17 | 8.5 | 26400 | 22000 | 83.33% | 1.84 | 0 | 10 |  |  |  |  | R-410A | 2.0667 | Residential & Commercial | USHP | Ducted CEE Tier 1
211240540 | Central HP <5.4 tons | SMART COMFORT | HRCU-A-CB (Split System: Heat Pump with Remote Outdoor Unit-Air-Source) | DLCURAH24ABK |  |  | EA*4X24L17A* | *96VTN0801716A* | 23800 | 16.5 | 8.5 | 26800 | 24000 | 89.55% | 1.98 | 0 | 10 |  |  |  |  | R-410A | 1.9833 | Residential & Commercial | USHP | Ducted CEE Tier 1
211241644 | Central HP <5.4 tons | SMART COMFORT | HRCU-A-CB (Split System: Heat Pump with Remote Outdoor Unit-Air-Source) | DLCURAH24ABK |  |  | EA*4X30L17A* | *80ES(N,L)0451412A* | 24600 | 16 | 8.5 | 26600 | 22600 | 84.96% | 1.84 | 0 | 10 |  |  |  |  | R-410A | 2.05 | Residential & Commercial | USHP | Ducted CEE Tier 1
211242227 | Central HP <5.4 tons | SMART COMFORT | HRCU-A-CB (Split System: Heat Pump with Remote Outdoor Unit-Air-Source) | DLCURAH24ABK |  |  | EA*4X36L17A* | OMV098J12* | 23600 | 16.5 | 8.5 | 25800 | 23400 | 90.7% | 1.94 | 0 | 10 |  |  |  |  | R-410A | 1.9667 | Residential & Commercial | USHP | Ducted CEE Tier 1
216972884 | Central HP <5.4 tons | CARRIER | HRCU-A-CB (Split System: Heat Pump with Remote Outdoor Unit-Air-Source) | 27VNA348A*030* | ADP |  | PL60H210P17*+TXV | 59MN7C100C21**22 | 44500 | 21 | 9.5 | 46500 | 36400 | 78.28% | 2 | 0 | 10.5 |  |  |  |  | R-454B | 3.7083 | Residential & Commercial | USHP | Ducted CEE Tier 1
216972898 | Central HP <5.4 tons | CARRIER | HRCU-A-CB (Split System: Heat Pump with Remote Outdoor Unit-Air-Source) | 27VNA348A*030* | ADP |  | PL60H210P17*+TXV | 59TN6C080C17**14 | 42500 | 20 | 9 | 46500 | 34800 | 74.84% | 2 | 0 | 11 |  |  |  |  | R-454B | 3.5417 | Residential & Commercial | USHP | Ducted CEE Tier 1
211241976 | Central HP <5.4 tons | SMART COMFORT | HRCU-A-CB (Split System: Heat Pump with Remote Outdoor Unit-Air-Source) | DLCURAH24ABK |  |  | EA*4X36L17A* | *96VTN0401712A* | 23400 | 16 | 8.5 | 25800 | 23600 | 91.47% | 1.96 | 0 | 10 |  |  |  |  | R-410A | 1.95 | Residential & Commercial | USHP | Ducted CEE Tier 1
211240941 | Central HP <5.4 tons | SMART COMFORT | HRCU-A-CB (Split System: Heat Pump with Remote Outdoor Unit-Air-Source) | DLCURAH24ABK |  |  | EA*4X25L17A* | *80ESU0401712A* | 24600 | 17.5 | 8.5 | 25400 | 21200 | 83.46% | 1.8 | 0 | 10.5 |  |  |  |  | R-410A | 2.05 | Residential & Commercial | USHP | Ducted CEE Tier 1
211241018 | Central HP <5.4 tons | SMART COMFORT | HRCU-A-CB (Split System: Heat Pump with Remote Outdoor Unit-Air-Source) | DLCURAH24ABK |  |  | EA*4X25L17A* | *95ESN0601412A* | 25000 | 16 | 8.5 | 26000 | 21000 | 80.77% | 1.76 | 0 | 10 |  |  |  |  | R-410A | 2.0833 | Residential & Commercial | USHP | Ducted CEE Tier 1
211230923 | Central HP <5.4 tons | SMART COMFORT | HRCU-A-CB (Split System: Heat Pump with Remote Outdoor Unit-Air-Source) | DLCURAH36ABK |  |  | FXM4X42**AL | 0 | 36000 | 16 | 8.1 | 38500 | 34800 | 90.39% | 1.94 | 0 | 10 |  |  |  |  | R-410A | 3 | Residential & Commercial | USHP | Ducted CEE Tier 1
211241007 | Central HP <5.4 tons | SMART COMFORT | HRCU-A-CB (Split System: Heat Pump with Remote Outdoor Unit-Air-Source) | DLCURAH24ABK |  |  | EA*4X25L17A* | *95ESN0401712A* | 24600 | 15.2 | 8.5 | 25800 | 21200 | 82.17% | 1.76 | 0 | 10 |  |  |  |  | R-410A | 2.05 | Residential & Commercial | USHP | Ducted CEE Tier 1
211241094 | Central HP <5.4 tons | SMART COMFORT | HRCU-A-CB (Split System: Heat Pump with Remote Outdoor Unit-Air-Source) | DLCURAH24ABK |  |  | EA*4X25L17A* | *80ES(N,L)0701712A* | 25000 | 16.5 | 8.5 | 25800 | 21000 | 81.4% | 1.76 | 0 | 10.5 |  |  |  |  | R-410A | 2.0833 | Residential & Commercial | USHP | Ducted CEE Tier 1
211241226 | Central HP <5.4 tons | SMART COMFORT | HRCU-A-CB (Split System: Heat Pump with Remote Outdoor Unit-Air-Source) | DLCURAH24ABK |  |  | EA*4X25L17A* | OLV098A12* | 24000 | 16.5 | 8.1 | 25000 | 21800 | 87.2% | 1.82 | 0 | 10 |  |  |  |  | R-410A | 2 | Residential & Commercial | USHP | Ducted CEE Tier 1
211243715 | Central HP <5.4 tons | SMART COMFORT | HRCU-A-CB (Split System: Heat Pump with Remote Outdoor Unit-Air-Source) | DLCURAH24ABK |  |  | EN(A,D)4X24L14** | *96VSN0401410A* | 23400 | 15.5 | 8.5 | 26600 | 24000 | 90.23% | 1.96 | 0 | 10 |  |  |  |  | R-410A | 1.95 | Residential & Commercial | USHP | Ducted CEE Tier 1
211240617 | Central HP <5.4 tons | PAYNE HEATING AND COOLING | HRCU-A-CB (Split System: Heat Pump with Remote Outdoor Unit-Air-Source) | 38MURAQ24AB3* |  |  | CAP**2417AL* | PG96VTAA42060B** | 23600 | 16 | 8.5 | 26800 | 24400 | 91.04% | 2.02 | 0 | 10 |  |  |  |  | R-410A | 1.9667 | Residential & Commercial | USHP | Ducted CEE Tier 1
211240651 | Central HP <5.4 tons | PAYNE HEATING AND COOLING | HRCU-A-CB (Split System: Heat Pump with Remote Outdoor Unit-Air-Source) | 38MURAQ24AB3* |  |  | CAP**2417AL* | PG80ES(A,L)A36070B** | 24000 | 16 | 8.5 | 27000 | 23600 | 87.41% | 1.94 | 0 | 10 |  |  |  |  | R-410A | 2 | Residential & Commercial | USHP | Ducted CEE Tier 1
211240934 | Central HP <5.4 tons | PAYNE HEATING AND COOLING | HRCU-A-CB (Split System: Heat Pump with Remote Outdoor Unit-Air-Source) | 38MURAQ24AB3* |  |  | CAP**2517AL* | PG80ESUA36040B** | 24600 | 17.5 | 8.5 | 25400 | 21200 | 83.46% | 1.8 | 0 | 10.5 |  |  |  |  | R-410A | 2.05 | Residential & Commercial | USHP | Ducted CEE Tier 1
211241519 | Central HP <5.4 tons | PAYNE HEATING AND COOLING | HRCU-A-CB (Split System: Heat Pump with Remote Outdoor Unit-Air-Source) | 38MURAQ24AB3* |  |  | CAP**3017AL* | PG80VTLA36045A** | 24200 | 16.5 | 8.5 | 26400 | 23000 | 87.12% | 1.9 | 0 | 10 |  |  |  |  | R-410A | 2.0167 | Residential & Commercial | USHP | Ducted CEE Tier 1
211241553 | Central HP <5.4 tons | PAYNE HEATING AND COOLING | HRCU-A-CB (Split System: Heat Pump with Remote Outdoor Unit-Air-Source) | 38MURAQ24AB3* |  |  | CAP**3017AL* | PG80VTLA48070B** | 24200 | 17 | 8.5 | 26200 | 23000 | 87.79% | 1.92 | 0 | 10 |  |  |  |  | R-410A | 2.0167 | Residential & Commercial | USHP | Ducted CEE Tier 1
211241637 | Central HP <5.4 tons | PAYNE HEATING AND COOLING | HRCU-A-CB (Split System: Heat Pump with Remote Outdoor Unit-Air-Source) | 38MURAQ24AB3* |  |  | CAP**3017AL* | PG80ES(A,L)A36045A** | 24600 | 16 | 8.5 | 26600 | 22600 | 84.96% | 1.84 | 0 | 10 |  |  |  |  | R-410A | 2.05 | Residential & Commercial | USHP | Ducted CEE Tier 1
211242154 | Central HP <5.4 tons | PAYNE HEATING AND COOLING | HRCU-A-CB (Split System: Heat Pump with Remote Outdoor Unit-Air-Source) | 38MURAQ24AB3* |  |  | CAP**3617AL* | PG95ESAA42060B** | 24600 | 16 | 8.5 | 26600 | 22200 | 83.46% | 1.82 | 0 | 10 |  |  |  |  | R-410A | 2.05 | Residential & Commercial | USHP | Ducted CEE Tier 1
211244918 | Central HP <5.4 tons | SMART COMFORT | HRCU-A-CB (Split System: Heat Pump with Remote Outdoor Unit-Air-Source) | DLCURAH24ABK |  |  | EN(A,D,W)4X36L17** | *95ESU0401712A* | 23600 | 16.5 | 8.1 | 25800 | 23600 | 91.47% | 1.96 | 0 | 10 |  |  |  |  | R-410A | 1.9667 | Residential & Commercial | USHP | Ducted CEE Tier 1
211245272 | Central HP <5.4 tons | SMART COMFORT | HRCU-A-CB (Split System: Heat Pump with Remote Outdoor Unit-Air-Source) | DLCURAH24ABK |  |  | EN(A,D,W)4X36L17** | OLV098A12* | 23400 | 16.5 | 8.1 | 25800 | 24200 | 93.8% | 2 | 0 | 10 |  |  |  |  | R-410A | 1.95 | Residential & Commercial | USHP | Ducted CEE Tier 1
211245186 | Central HP <5.4 tons | SMART COMFORT | HRCU-A-CB (Split System: Heat Pump with Remote Outdoor Unit-Air-Source) | DLCURAH24ABK |  |  | EN(A,D,W)4X36L17** | *92ESN0801716A* | 24200 | 17 | 8.1 | 26200 | 22800 | 87.02% | 1.88 | 0 | 10.5 |  |  |  |  | R-410A | 2.0167 | Residential & Commercial | USHP | Ducted CEE Tier 1
211245219 | Central HP <5.4 tons | SMART COMFORT | HRCU-A-CB (Split System: Heat Pump with Remote Outdoor Unit-Air-Source) | DLCURAH24ABK |  |  | EN(A,D,W)4X36L17** | *92ESN0401410A* | 24000 | 15.2 | 8.1 | 26600 | 22800 | 85.71% | 1.86 | 0 | 10 |  |  |  |  | R-410A | 2 | Residential & Commercial | USHP | Ducted CEE Tier 1
216676077 | Central HP <5.4 tons | SMART COMFORT | HRCU-A-CB (Split System: Heat Pump with Remote Outdoor Unit-Air-Source) | D5CURAH24AAK |  |  | EA*5X37M21A* | *80MS(N,L)1102120A* | 25000 | 15.5 | 9 | 23200 | 19100 | 82.33% | 2.1 | 0 | 10 |  |  |  |  | R-454B | 2.0833 | Residential & Commercial | USHP | Ducted CEE Tier 1
216971954 | Central HP <5.4 tons | CARRIER | HRCU-A-CB (Split System: Heat Pump with Remote Outdoor Unit-Air-Source) | 27VNA154A*030* | ADP |  | PL48H175P78*+TXV | 58CU*B040C17**12 | 48500 | 18 | 11.5 | 49500 | 50500 | 102% | 1.98 | 0 | 11.5 |  |  |  |  | R-454B | 4.0417 | Residential & Commercial | USHP | Ducted CEE Tier 1
216971957 | Central HP <5.4 tons | CARRIER | HRCU-A-CB (Split System: Heat Pump with Remote Outdoor Unit-Air-Source) | 27VNA154A*030* | ADP |  | V,C48H175P78*+TXV | 58CU*B040C17**12 | 48500 | 18 | 11.5 | 49500 | 50500 | 102% | 1.98 | 0 | 11.5 |  |  |  |  | R-454B | 4.0417 | Residential & Commercial | USHP | Ducted CEE Tier 1
216971972 | Central HP <5.4 tons | CARRIER | HRCU-A-CB (Split System: Heat Pump with Remote Outdoor Unit-Air-Source) | 27VNA154A*030* | ADP |  | V,C60H210P29*+TXV | 58CU*B080C21**20 | 48500 | 19 | 10.5 | 50000 | 52000 | 104% | 1.98 | 0 | 11.7 |  |  |  |  | R-454B | 4.0417 | Residential & Commercial | USHP | Ducted CEE Tier 1
211242187 | Central HP <5.4 tons | PAYNE HEATING AND COOLING | HRCU-A-CB (Split System: Heat Pump with Remote Outdoor Unit-Air-Source) | 38MURAQ24AB3* |  |  | CAP**3617AL* | PG92ESAA36040B** | 23800 | 16 | 8.5 | 26000 | 23200 | 89.23% | 1.9 | 0 | 10 |  |  |  |  | R-410A | 1.9833 | Residential & Commercial | USHP | Ducted CEE Tier 1
211244827 | Central HP <5.4 tons | SMART COMFORT | HRCU-A-CB (Split System: Heat Pump with Remote Outdoor Unit-Air-Source) | DLCURAH24ABK |  |  | EN(A,D)4X30L17** | OMV098J12* | 23600 | 16.5 | 8.1 | 26000 | 23600 | 90.77% | 1.96 | 0 | 10 |  |  |  |  | R-410A | 1.9667 | Residential & Commercial | USHP | Ducted CEE Tier 1
211240634 | Central HP <5.4 tons | SMART COMFORT | HRCU-A-CB (Split System: Heat Pump with Remote Outdoor Unit-Air-Source) | DLCURAH24ABK |  |  | EA*4X24L17A* | *80ES(N,L)0451412A* | 24400 | 16 | 8.5 | 27200 | 23200 | 85.29% | 1.9 | 0 | 10 |  |  |  |  | R-410A | 2.0333 | Residential & Commercial | USHP | Ducted CEE Tier 1
211240799 | Central HP <5.4 tons | SMART COMFORT | HRCU-A-CB (Split System: Heat Pump with Remote Outdoor Unit-Air-Source) | DLCURAH24ABK |  |  | EA*4X24L17A* | OMV112K14A | 23800 | 15.5 | 8.5 | 27000 | 24000 | 88.89% | 1.96 | 0 | 10 |  |  |  |  | R-410A | 1.9833 | Residential & Commercial | USHP | Ducted CEE Tier 1
211240966 | Central HP <5.4 tons | SMART COMFORT | HRCU-A-CB (Split System: Heat Pump with Remote Outdoor Unit-Air-Source) | DLCURAH24ABK |  |  | EA*4X25L17A* | *96VTN0401712A* | 23800 | 16 | 8.1 | 25200 | 21800 | 86.51% | 1.82 | 0 | 10 |  |  |  |  | R-410A | 1.9833 | Residential & Commercial | USHP | Ducted CEE Tier 1
211242488 | Central HP <5.4 tons | PAYNE HEATING AND COOLING | HRCU-A-CB (Split System: Heat Pump with Remote Outdoor Unit-Air-Source) | 38MURAQ24AB3* |  |  | CAP**3621AL* | PG80VTLA48070B** | 24400 | 17 | 8.5 | 26200 | 22400 | 85.5% | 1.88 | 0 | 10 |  |  |  |  | R-410A | 2.0333 | Residential & Commercial | USHP | Ducted CEE Tier 1
211242519 | Central HP <5.4 tons | PAYNE HEATING AND COOLING | HRCU-A-CB (Split System: Heat Pump with Remote Outdoor Unit-Air-Source) | 38MURAQ24AB3* |  |  | CAP**3621AL* | PG96VTAA60080C** | 23800 | 17 | 8.5 | 25800 | 23200 | 89.92% | 1.94 | 0 | 10 |  |  |  |  | R-410A | 1.9833 | Residential & Commercial | USHP | Ducted CEE Tier 1
211243583 | Central HP <5.4 tons | SMART COMFORT | HRCU-A-CB (Split System: Heat Pump with Remote Outdoor Unit-Air-Source) | DLCURAH24ABK |  |  | EA*4X37L21A* | *92ESN0801716A* | 25000 | 17.5 | 8.5 | 25600 | 20800 | 81.25% | 1.76 | 0 | 10.5 |  |  |  |  | R-410A | 2.0833 | Residential & Commercial | USHP | Ducted CEE Tier 1
211242895 | Central HP <5.4 tons | SMART COMFORT | HRCU-A-CB (Split System: Heat Pump with Remote Outdoor Unit-Air-Source) | DLCURAH24ABK |  |  | EA*4X37L17A* | *80ESU0401712A* | 24400 | 17.5 | 8.5 | 25400 | 21800 | 85.83% | 1.82 | 0 | 10.5 |  |  |  |  | R-410A | 2.0333 | Residential & Commercial | USHP | Ducted CEE Tier 1
211243898 | Central HP <5.4 tons | SMART COMFORT | HRCU-A-CB (Split System: Heat Pump with Remote Outdoor Unit-Air-Source) | DLCURAH24ABK |  |  | EN(A,D)4X24L17** | *96VSN0801716A* | 23800 | 16 | 8.5 | 26800 | 23400 | 87.31% | 1.92 | 0 | 10 |  |  |  |  | R-410A | 1.9833 | Residential & Commercial | USHP | Ducted CEE Tier 1
211244352 | Central HP <5.4 tons | SMART COMFORT | HRCU-A-CB (Split System: Heat Pump with Remote Outdoor Unit-Air-Source) | DLCURAH24ABK |  |  | EN(A,D)4X30L14** | *96VTN0601412A* | 23400 | 16.5 | 8.1 | 25800 | 24000 | 93.02% | 1.98 | 0 | 10 |  |  |  |  | R-410A | 1.95 | Residential & Commercial | USHP | Ducted CEE Tier 1
211243014 | Central HP <5.4 tons | SMART COMFORT | HRCU-A-CB (Split System: Heat Pump with Remote Outdoor Unit-Air-Source) | DLCURAH24ABK |  |  | EA*4X37L17A* | *96VTN0601714A* | 24400 | 16.5 | 8.5 | 25600 | 21600 | 84.38% | 1.8 | 0 | 10 |  |  |  |  | R-410A | 2.0333 | Residential & Commercial | USHP | Ducted CEE Tier 1
211243083 | Central HP <5.4 tons | SMART COMFORT | HRCU-A-CB (Split System: Heat Pump with Remote Outdoor Unit-Air-Source) | DLCURAH24ABK |  |  | EA*4X37L17A* | *92ESN0601714A* | 24800 | 17 | 8.5 | 25600 | 21400 | 83.59% | 1.8 | 0 | 10.5 |  |  |  |  | R-410A | 2.0667 | Residential & Commercial | USHP | Ducted CEE Tier 1
216972021 | Central HP <5.4 tons | CARRIER | HRCU-A-CB (Split System: Heat Pump with Remote Outdoor Unit-Air-Source) | 27VNA154A*030* | ADP |  | PL48H175P15*+TXV | 58TN*B045C17**12 | 47000 | 17 | 11.5 | 50000 | 51000 | 102% | 1.9 | 0 | 10.5 |  |  |  |  | R-454B | 3.9167 | Residential & Commercial | USHP | Ducted CEE Tier 1
216972038 | Central HP <5.4 tons | CARRIER | HRCU-A-CB (Split System: Heat Pump with Remote Outdoor Unit-Air-Source) | 27VNA154A*030* | ADP |  | V,C48H175P38*+TXV | 58TN*B045C17**12 | 48000 | 17 | 9.5 | 50500 | 51000 | 101% | 1.9 | 0 | 11 |  |  |  |  | R-454B | 4 | Residential & Commercial | USHP | Ducted CEE Tier 1
216972125 | Central HP <5.4 tons | CARRIER | HRCU-A-CB (Split System: Heat Pump with Remote Outdoor Unit-Air-Source) | 27VNA154A*030* | ADP |  | A60VHA*+TXV | 59CU5B080C21**20 | 49500 | 19 | 10.5 | 51000 | 52500 | 102.9% | 1.92 | 0 | 11 |  |  |  |  | R-454B | 4.125 | Residential & Commercial | USHP | Ducted CEE Tier 1
216972138 | Central HP <5.4 tons | CARRIER | HRCU-A-CB (Split System: Heat Pump with Remote Outdoor Unit-Air-Source) | 27VNA154A*030* | ADP |  | V,C60H210P17*+TXV | 59CU5B080C21**20 | 49000 | 19 | 10.5 | 51000 | 52500 | 102.9% | 1.92 | 0 | 10.5 |  |  |  |  | R-454B | 4.0833 | Residential & Commercial | USHP | Ducted CEE Tier 1
216972188 | Central HP <5.4 tons | CARRIER | HRCU-A-CB (Split System: Heat Pump with Remote Outdoor Unit-Air-Source) | 27VNA154A*030* | ADP |  | C60A***L18*+TXV | 59MN7C060C21**20 | 48000 | 18 | 11 | 51500 | 53000 | 102.9% | 1.9 | 0 | 10 |  |  |  |  | R-454B | 4 | Residential & Commercial | USHP | Ducted CEE Tier 1
216972242 | Central HP <5.4 tons | CARRIER | HRCU-A-CB (Split System: Heat Pump with Remote Outdoor Unit-Air-Source) | 27VNA154A*030* | ADP |  | C60A***L18*+TXV | 59MN7C080C21**20 | 49000 | 19 | 10.5 | 50500 | 52000 | 103% | 2 | 0 | 11 |  |  |  |  | R-454B | 4.0833 | Residential & Commercial | USHP | Ducted CEE Tier 1
216972291 | Central HP <5.4 tons | CARRIER | HRCU-A-CB (Split System: Heat Pump with Remote Outdoor Unit-Air-Source) | 27VNA154A*030* | ADP |  | C48A***L16*+TXV | 59TN6C080C17**14 | 47000 | 18 | 9 | 48500 | 49500 | 102.1% | 1.96 | 0 | 11.7 |  |  |  |  | R-454B | 3.9167 | Residential & Commercial | USHP | Ducted CEE Tier 1
216972325 | Central HP <5.4 tons | CARRIER | HRCU-A-CB (Split System: Heat Pump with Remote Outdoor Unit-Air-Source) | 27VNA154A*030* | ADP |  | PL60H210P29*+TXV | 59TN6C100C21**22 | 48000 | 19 | 10.5 | 50500 | 53000 | 105% | 1.96 | 0 | 10.5 |  |  |  |  | R-454B | 4 | Residential & Commercial | USHP | Ducted CEE Tier 1
211241217 | Central HP <5.4 tons | SMART COMFORT | HRCU-A-CB (Split System: Heat Pump with Remote Outdoor Unit-Air-Source) | DLCURAH24ABK |  |  | EA*4X25L17A* | OMV098J12* | 24200 | 17 | 8.5 | 25200 | 21600 | 85.71% | 1.8 | 0 | 10 |  |  |  |  | R-410A | 2.0167 | Residential & Commercial | USHP | Ducted CEE Tier 1
211241316 | Central HP <5.4 tons | SMART COMFORT | HRCU-A-CB (Split System: Heat Pump with Remote Outdoor Unit-Air-Source) | DLCURAH24ABK |  |  | EA*4X30L14A* | *96VTN0601412A* | 23400 | 16.5 | 8.5 | 25800 | 24200 | 93.8% | 2 | 0 | 10 |  |  |  |  | R-410A | 1.95 | Residential & Commercial | USHP | Ducted CEE Tier 1
211242621 | Central HP <5.4 tons | PAYNE HEATING AND COOLING | HRCU-A-CB (Split System: Heat Pump with Remote Outdoor Unit-Air-Source) | 38MURAQ24AB3* |  |  | CAP**3621AL* | PG92ESAA42060B** | 24600 | 17 | 8.5 | 26200 | 22200 | 84.73% | 1.86 | 0 | 10 |  |  |  |  | R-410A | 2.05 | Residential & Commercial | USHP | Ducted CEE Tier 1
211243007 | Central HP <5.4 tons | PAYNE HEATING AND COOLING | HRCU-A-CB (Split System: Heat Pump with Remote Outdoor Unit-Air-Source) | 38MURAQ24AB3* |  |  | CAP**3717AL* | PG96VTAA42060B** | 24400 | 16.5 | 8.5 | 25600 | 21600 | 84.38% | 1.8 | 0 | 10 |  |  |  |  | R-410A | 2.0333 | Residential & Commercial | USHP | Ducted CEE Tier 1
211241634 | Central HP <5.4 tons | SMART COMFORT | HRCU-A-CB (Split System: Heat Pump with Remote Outdoor Unit-Air-Source) | DLCURAH24ABK |  |  | EA*4X30L17A* | *96VTN0601714A* | 23800 | 16.5 | 8.5 | 26200 | 23400 | 89.31% | 1.92 | 0 | 10 |  |  |  |  | R-410A | 1.9833 | Residential & Commercial | USHP | Ducted CEE Tier 1
211242172 | Central HP <5.4 tons | SMART COMFORT | HRCU-A-CB (Split System: Heat Pump with Remote Outdoor Unit-Air-Source) | DLCURAH24ABK |  |  | EA*4X36L17A* | *95ESN0801716A* | 24800 | 15.5 | 8.5 | 26800 | 22000 | 82.09% | 1.8 | 0 | 10 |  |  |  |  | R-410A | 2.0667 | Residential & Commercial | USHP | Ducted CEE Tier 1
211243389 | Central HP <5.4 tons | PAYNE HEATING AND COOLING | HRCU-A-CB (Split System: Heat Pump with Remote Outdoor Unit-Air-Source) | 38MURAQ24AB3* |  |  | CAP**3721AL* | PG80VTLA48090B** | 24400 | 17 | 8.5 | 25200 | 21200 | 84.13% | 1.78 | 0 | 10.5 |  |  |  |  | R-410A | 2.0333 | Residential & Commercial | USHP | Ducted CEE Tier 1
211244569 | Central HP <5.4 tons | PAYNE HEATING AND COOLING | HRCU-A-CB (Split System: Heat Pump with Remote Outdoor Unit-Air-Source) | 38MURAQ24AB3* |  |  | CNPV*3017AL* | PG96VTAA36040B** | 23400 | 16 | 8.1 | 25800 | 24000 | 93.02% | 1.98 | 0 | 10 |  |  |  |  | R-410A | 1.95 | Residential & Commercial | USHP | Ducted CEE Tier 1
211264722 | Central HP <5.4 tons | SMART COMFORT | HRCU-A-CB (Split System: Heat Pump with Remote Outdoor Unit-Air-Source) | DLCURAH18ABK |  |  | EN(A,D)4X30L17** | OMV112K14A | 18200 | 15.5 | 8.5 | 18900 | 18400 | 97.35% | 2.2 | 0 | 11 |  |  |  |  | R-410A | 1.5167 | Residential & Commercial | USHP | Ducted CEE Tier 1
211264333 | Central HP <5.4 tons | SMART COMFORT | HRCU-A-CB (Split System: Heat Pump with Remote Outdoor Unit-Air-Source) | DLCURAH18ABK |  |  | EN(A,D)4X30L17** | *95ESN0601412A* | 18000 | 16 | 8.5 | 18500 | 18400 | 99.46% | 2.22 | 0 | 11 |  |  |  |  | R-410A | 1.5 | Residential & Commercial | USHP | Ducted CEE Tier 1
211264980 | Central HP <5.4 tons | SMART COMFORT | HRCU-A-CB (Split System: Heat Pump with Remote Outdoor Unit-Air-Source) | DLCURAH18ABK |  |  | FM(C,U)4Z18**AL* | 0 | 17800 | 17 | 9 | 18700 | 19800 | 105.9% | 2.4 | 0 | 11 |  |  |  |  | R-410A | 1.4833 | Residential & Commercial | USHP | Ducted CEE Tier 1
211242877 | Central HP <5.4 tons | PAYNE HEATING AND COOLING | HRCU-A-CB (Split System: Heat Pump with Remote Outdoor Unit-Air-Source) | 38MURAQ24AB3* |  |  | CAP**3717AL* | PG95ESUA48060B** | 24800 | 17 | 8.5 | 25600 | 21400 | 83.59% | 1.8 | 0 | 10.5 |  |  |  |  | R-410A | 2.0667 | Residential & Commercial | USHP | Ducted CEE Tier 1
211243463 | Central HP <5.4 tons | PAYNE HEATING AND COOLING | HRCU-A-CB (Split System: Heat Pump with Remote Outdoor Unit-Air-Source) | 38MURAQ24AB3* |  |  | CAP**3721AL* | PG96VTAA60080C** | 24200 | 17 | 8.1 | 25000 | 21400 | 85.6% | 1.8 | 0 | 10 |  |  |  |  | R-410A | 2.0167 | Residential & Commercial | USHP | Ducted CEE Tier 1
211243429 | Central HP <5.4 tons | SMART COMFORT | HRCU-A-CB (Split System: Heat Pump with Remote Outdoor Unit-Air-Source) | DLCURAH24ABK |  |  | EA*4X37L21A* | *96VTN0801716A* | 24800 | 17 | 8.5 | 25600 | 21000 | 82.03% | 1.76 | 0 | 10.5 |  |  |  |  | R-410A | 2.0667 | Residential & Commercial | USHP | Ducted CEE Tier 1
211243679 | Central HP <5.4 tons | SMART COMFORT | HRCU-A-CB (Split System: Heat Pump with Remote Outdoor Unit-Air-Source) | DLCURAH24ABK |  |  | EA*4X37L21A* | OLV098A12* | 24000 | 16.5 | 8.1 | 25000 | 21600 | 86.4% | 1.8 | 0 | 10 |  |  |  |  | R-410A | 2 | Residential & Commercial | USHP | Ducted CEE Tier 1
211243473 | Central HP <5.4 tons | PAYNE HEATING AND COOLING | HRCU-A-CB (Split System: Heat Pump with Remote Outdoor Unit-Air-Source) | 38MURAQ24AB3* |  |  | CAP**3721AL* | PG96VTAA60100C** | 24400 | 17 | 8.5 | 25200 | 21200 | 84.13% | 1.78 | 0 | 10.5 |  |  |  |  | R-410A | 2.0333 | Residential & Commercial | USHP | Ducted CEE Tier 1
211242505 | Central HP <5.4 tons | SMART COMFORT | HRCU-A-CB (Split System: Heat Pump with Remote Outdoor Unit-Air-Source) | DLCURAH24ABK |  |  | EA*4X36L21A* | *95ESN0401712A* | 24200 | 15.2 | 8.5 | 26400 | 22600 | 85.61% | 1.84 | 0 | 9.5 |  |  |  |  | R-410A | 2.0167 | Residential & Commercial | USHP
211242536 | Central HP <5.4 tons | SMART COMFORT | HRCU-A-CB (Split System: Heat Pump with Remote Outdoor Unit-Air-Source) | DLCURAH24ABK |  |  | EA*4X36L21A* | *96VTN1002120A* | 24000 | 17 | 8.5 | 26000 | 22800 | 87.69% | 1.9 | 0 | 10 |  |  |  |  | R-410A | 2 | Residential & Commercial | USHP | Ducted CEE Tier 1
211243991 | Central HP <5.4 tons | PAYNE HEATING AND COOLING | HRCU-A-CB (Split System: Heat Pump with Remote Outdoor Unit-Air-Source) | 38MURAQ24AB3* |  |  | CNPV*2417AL* | PG80VTLA36070A** | 23800 | 16.5 | 8.5 | 26800 | 23200 | 86.57% | 1.92 | 0 | 10 |  |  |  |  | R-410A | 1.9833 | Residential & Commercial | USHP | Ducted CEE Tier 1
211242972 | Central HP <5.4 tons | SMART COMFORT | HRCU-A-CB (Split System: Heat Pump with Remote Outdoor Unit-Air-Source) | DLCURAH24ABK |  |  | EA*4X37L17A* | *95ESN0601412A* | 25000 | 16 | 8.5 | 26000 | 21200 | 81.54% | 1.76 | 0 | 10 |  |  |  |  | R-410A | 2.0833 | Residential & Commercial | USHP | Ducted CEE Tier 1
211243024 | Central HP <5.4 tons | SMART COMFORT | HRCU-A-CB (Split System: Heat Pump with Remote Outdoor Unit-Air-Source) | DLCURAH24ABK |  |  | EA*4X37L17A* | *80ES(N,L)0451412A* | 25200 | 16 | 8.5 | 26200 | 21000 | 80.15% | 1.76 | 0 | 10 |  |  |  |  | R-410A | 2.1 | Residential & Commercial | USHP | Ducted CEE Tier 1
211243149 | Central HP <5.4 tons | SMART COMFORT | HRCU-A-CB (Split System: Heat Pump with Remote Outdoor Unit-Air-Source) | DLCURAH24ABK |  |  | EA*4X37L17A* | *80ES(N,L)0701412A* | 24800 | 17 | 8.5 | 25800 | 21400 | 82.95% | 1.8 | 0 | 10.5 |  |  |  |  | R-410A | 2.0667 | Residential & Commercial | USHP | Ducted CEE Tier 1
211242628 | Central HP <5.4 tons | SMART COMFORT | HRCU-A-CB (Split System: Heat Pump with Remote Outdoor Unit-Air-Source) | DLCURAH24ABK |  |  | EA*4X36L21A* | *92ESN0601714A* | 24600 | 17 | 8.5 | 26200 | 22200 | 84.73% | 1.86 | 0 | 10 |  |  |  |  | R-410A | 2.05 | Residential & Commercial | USHP | Ducted CEE Tier 1
211242411 | Central HP <5.4 tons | SMART COMFORT | HRCU-A-CB (Split System: Heat Pump with Remote Outdoor Unit-Air-Source) | DLCURAH24ABK |  |  | EA*4X36L21A* | *80VSL0702120A* | 24800 | 16.5 | 8.5 | 26600 | 22000 | 82.71% | 1.82 | 0 | 10 |  |  |  |  | R-410A | 2.0667 | Residential & Commercial | USHP | Ducted CEE Tier 1
211242933 | Central HP <5.4 tons | PAYNE HEATING AND COOLING | HRCU-A-CB (Split System: Heat Pump with Remote Outdoor Unit-Air-Source) | 38MURAQ24AB3* |  |  | CAP**3717AL* | PG80VTLA48070B** | 24600 | 17 | 8.5 | 25600 | 21600 | 84.38% | 1.8 | 0 | 10.5 |  |  |  |  | R-410A | 2.05 | Residential & Commercial | USHP | Ducted CEE Tier 1
211243076 | Central HP <5.4 tons | PAYNE HEATING AND COOLING | HRCU-A-CB (Split System: Heat Pump with Remote Outdoor Unit-Air-Source) | 38MURAQ24AB3* |  |  | CAP**3717AL* | PG92ESAA42060B** | 24800 | 17 | 8.5 | 25600 | 21400 | 83.59% | 1.8 | 0 | 10.5 |  |  |  |  | R-410A | 2.0667 | Residential & Commercial | USHP | Ducted CEE Tier 1
216640218 | Central HP <5.4 tons | SMART COMFORT | HRCU-A-CB (Split System: Heat Pump with Remote Outdoor Unit-Air-Source) | D5CUHAH18AAK |  |  | FTMA5X24L0B* | 0 | 18400 | 15.5 | 9.5 | 20400 | 18300 | 89.71% | 1.98 | 0 | 11.5 |  |  |  |  | R-454B | 1.5333 | Residential & Commercial | USHP | Ducted CEE Tier 1
211245552 | Central HP <5.4 tons | SMART COMFORT | HRCU-A-CB (Split System: Heat Pump with Remote Outdoor Unit-Air-Source) | DLCURAH24ABK |  |  | EN(A,D)4X36L21** | *96VTN0601714A* | 24000 | 16.5 | 8.1 | 26200 | 23200 | 88.55% | 1.92 | 0 | 10 |  |  |  |  | R-410A | 2 | Residential & Commercial | USHP | Ducted CEE Tier 1
211242317 | Central HP <5.4 tons | SMART COMFORT | HRCU-A-CB (Split System: Heat Pump with Remote Outdoor Unit-Air-Source) | DLCURAH24ABK |  |  | EA*4X36L21A* | *96VSN0801716A* | 24400 | 16.5 | 8.5 | 26200 | 22400 | 85.5% | 1.86 | 0 | 10 |  |  |  |  | R-410A | 2.0333 | Residential & Commercial | USHP | Ducted CEE Tier 1
211242474 | Central HP <5.4 tons | SMART COMFORT | HRCU-A-CB (Split System: Heat Pump with Remote Outdoor Unit-Air-Source) | DLCURAH24ABK |  |  | EA*4X36L21A* | *95ESN0802120A* | 24800 | 16.5 | 8.5 | 26600 | 22000 | 82.71% | 1.82 | 0 | 10 |  |  |  |  | R-410A | 2.0667 | Residential & Commercial | USHP | Ducted CEE Tier 1
211263976 | Central HP <5.4 tons | SMART COMFORT | HRCU-A-CB (Split System: Heat Pump with Remote Outdoor Unit-Air-Source) | DLCURAH18ABK |  |  | EN(A,D)4X30L17** | *96VSN0601412A* | 18000 | 16 | 8.5 | 18600 | 18400 | 98.92% | 2.22 | 0 | 11 |  |  |  |  | R-410A | 1.5 | Residential & Commercial | USHP | Ducted CEE Tier 1
211262838 | Central HP <5.4 tons | SMART COMFORT | HRCU-A-CB (Split System: Heat Pump with Remote Outdoor Unit-Air-Source) | DLCURAH18ABK |  |  | EN(A,D)4X24L17** | *96VSN0601714A* | 17600 | 15.5 | 8.5 | 18500 | 18800 | 101.6% | 2.26 | 0 | 10.5 |  |  |  |  | R-410A | 1.4667 | Residential & Commercial | USHP | Ducted CEE Tier 1
211262390 | Central HP <5.4 tons | SMART COMFORT | HRCU-A-CB (Split System: Heat Pump with Remote Outdoor Unit-Air-Source) | DLCURAH18ABK |  |  | EN(A,D)4X18L14** | *96VTN0601412A* | 17600 | 15.5 | 8.5 | 18700 | 19300 | 103.2% | 2.32 | 0 | 10.5 |  |  |  |  | R-410A | 1.4667 | Residential & Commercial | USHP | Ducted CEE Tier 1
211243761 | Central HP <5.4 tons | PAYNE HEATING AND COOLING | HRCU-A-CB (Split System: Heat Pump with Remote Outdoor Unit-Air-Source) | 38MURAQ24AB3* |  |  | CNPV*2414AL* | PG96VTAA30040A** | 23400 | 15.5 | 8.5 | 26600 | 24000 | 90.23% | 1.96 | 0 | 10 |  |  |  |  | R-410A | 1.95 | Residential & Commercial | USHP | Ducted CEE Tier 1
211244111 | Central HP <5.4 tons | PAYNE HEATING AND COOLING | HRCU-A-CB (Split System: Heat Pump with Remote Outdoor Unit-Air-Source) | 38MURAQ24AB3* |  |  | CNPV*2417AL* | PG80ES(A,L)A36045B** | 23600 | 16 | 8.5 | 26800 | 23600 | 88.06% | 1.94 | 0 | 10 |  |  |  |  | R-410A | 1.9667 | Residential & Commercial | USHP | Ducted CEE Tier 1
211243811 | Central HP <5.4 tons | SMART COMFORT | HRCU-A-CB (Split System: Heat Pump with Remote Outdoor Unit-Air-Source) | DLCURAH24ABK |  |  | EN(A,D)4X24L14** | *92ESN0601412A* | 24200 | 15.5 | 8.5 | 27200 | 22600 | 83.09% | 1.86 | 0 | 10 |  |  |  |  | R-410A | 2.0167 | Residential & Commercial | USHP | Ducted CEE Tier 1
211244022 | Central HP <5.4 tons | SMART COMFORT | HRCU-A-CB (Split System: Heat Pump with Remote Outdoor Unit-Air-Source) | DLCURAH24ABK |  |  | EN(A,D)4X24L17** | *80VTL0701716A* | 23600 | 16.5 | 8.5 | 26600 | 23400 | 87.97% | 1.94 | 0 | 10 |  |  |  |  | R-410A | 1.9667 | Residential & Commercial | USHP | Ducted CEE Tier 1
211244165 | Central HP <5.4 tons | SMART COMFORT | HRCU-A-CB (Split System: Heat Pump with Remote Outdoor Unit-Air-Source) | DLCURAH24ABK |  |  | EN(A,D)4X24L17** | *92ESN0601714A* | 23800 | 16.5 | 8.5 | 26800 | 23200 | 86.57% | 1.92 | 0 | 10 |  |  |  |  | R-410A | 1.9833 | Residential & Commercial | USHP | Ducted CEE Tier 1
211240764 | Central HP <5.4 tons | PAYNE HEATING AND COOLING | HRCU-A-CB (Split System: Heat Pump with Remote Outdoor Unit-Air-Source) | 38MURAQ24AB3* |  |  | CAP**2417AL* | PG80ESUA48060B** | 24600 | 16.5 | 8.5 | 27200 | 23000 | 84.56% | 1.9 | 0 | 10 |  |  |  |  | R-410A | 2.05 | Residential & Commercial | USHP | Ducted CEE Tier 1
211243105 | Central HP <5.4 tons | SMART COMFORT | HRCU-A-CB (Split System: Heat Pump with Remote Outdoor Unit-Air-Source) | DLCURAH24ABK |  |  | EA*4X37L17A* | *95ESN0601714A* | 25200 | 16 | 8.5 | 26200 | 21200 | 80.92% | 1.76 | 0 | 10 |  |  |  |  | R-410A | 2.1 | Residential & Commercial | USHP | Ducted CEE Tier 1
211243138 | Central HP <5.4 tons | SMART COMFORT | HRCU-A-CB (Split System: Heat Pump with Remote Outdoor Unit-Air-Source) | DLCURAH24ABK |  |  | EA*4X37L17A* | *92ESN0401712A* | 24200 | 16 | 8.1 | 25400 | 22000 | 86.61% | 1.82 | 0 | 10 |  |  |  |  | R-410A | 2.0167 | Residential & Commercial | USHP | Ducted CEE Tier 1
211243171 | Central HP <5.4 tons | SMART COMFORT | HRCU-A-CB (Split System: Heat Pump with Remote Outdoor Unit-Air-Source) | DLCURAH24ABK |  |  | EA*4X37L17A* | OMV098J12* | 24200 | 16.5 | 8.5 | 25400 | 21800 | 85.83% | 1.82 | 0 | 10 |  |  |  |  | R-410A | 2.0167 | Residential & Commercial | USHP | Ducted CEE Tier 1
211243908 | Central HP <5.4 tons | SMART COMFORT | HRCU-A-CB (Split System: Heat Pump with Remote Outdoor Unit-Air-Source) | DLCURAH24ABK |  |  | EN(A,D)4X24L17** | *95ESU0401712A* | 23200 | 16.5 | 8.5 | 26400 | 24400 | 92.42% | 2.04 | 0 | 10 |  |  |  |  | R-410A | 1.9333 | Residential & Commercial | USHP | Ducted CEE Tier 1
211244158 | Central HP <5.4 tons | PAYNE HEATING AND COOLING | HRCU-A-CB (Split System: Heat Pump with Remote Outdoor Unit-Air-Source) | 38MURAQ24AB3* |  |  | CNPV*2417AL* | PG92ESAA42060B** | 23800 | 16.5 | 8.5 | 26800 | 23200 | 86.57% | 1.92 | 0 | 10 |  |  |  |  | R-410A | 1.9833 | Residential & Commercial | USHP | Ducted CEE Tier 1
211244224 | Central HP <5.4 tons | PAYNE HEATING AND COOLING | HRCU-A-CB (Split System: Heat Pump with Remote Outdoor Unit-Air-Source) | 38MURAQ24AB3* |  |  | CNPV*2417AL* | PG80ES(A,L)A36070A** | 23800 | 16 | 8.5 | 26800 | 23200 | 86.57% | 1.92 | 0 | 10 |  |  |  |  | R-410A | 1.9833 | Residential & Commercial | USHP | Ducted CEE Tier 1
211244311 | Central HP <5.4 tons | PAYNE HEATING AND COOLING | HRCU-A-CB (Split System: Heat Pump with Remote Outdoor Unit-Air-Source) | 38MURAQ24AB3* |  |  | CNPV*3014AL* | PG80VTLA36070A** | 24200 | 16.5 | 8.1 | 26200 | 22800 | 87.02% | 1.88 | 0 | 10.5 |  |  |  |  | R-410A | 2.0167 | Residential & Commercial | USHP | Ducted CEE Tier 1
216972725 | Central HP <5.4 tons | CARRIER | HRCU-A-CB (Split System: Heat Pump with Remote Outdoor Unit-Air-Source) | 27VNA348A*030* | ADP |  | V,C48H175P15*+TXV | 58CU*B060C17**16 | 43500 | 21 | 9.5 | 46000 | 36200 | 78.7% | 1.9 | 0 | 11 |  |  |  |  | R-454B | 3.625 | Residential & Commercial | USHP | Ducted CEE Tier 1
216972759 | Central HP <5.4 tons | CARRIER | HRCU-A-CB (Split System: Heat Pump with Remote Outdoor Unit-Air-Source) | 27VNA348A*030* | ADP |  | C60A***L19*+TXV | 58TN*B070C21**20 | 44500 | 21 | 9.5 | 46500 | 36200 | 77.85% | 2 | 0 | 11 |  |  |  |  | R-454B | 3.7083 | Residential & Commercial | USHP | Ducted CEE Tier 1
216972773 | Central HP <5.4 tons | CARRIER | HRCU-A-CB (Split System: Heat Pump with Remote Outdoor Unit-Air-Source) | 27VNA348A*030* | ADP |  | V,C60H210P29*+TXV | 58TN*B090C21**20 | 44000 | 21 | 9.5 | 46000 | 35800 | 77.83% | 1.92 | 0 | 11 |  |  |  |  | R-454B | 3.6667 | Residential & Commercial | USHP | Ducted CEE Tier 1
216972793 | Central HP <5.4 tons | CARRIER | HRCU-A-CB (Split System: Heat Pump with Remote Outdoor Unit-Air-Source) | 27VNA348A*030* | ADP |  | C60A***L16*+TXV | 58TN*B110C21**20 | 44000 | 21 | 9.5 | 46000 | 36000 | 78.26% | 1.92 | 0 | 11 |  |  |  |  | R-454B | 3.6667 | Residential & Commercial | USHP | Ducted CEE Tier 1
211242526 | Central HP <5.4 tons | SMART COMFORT | HRCU-A-CB (Split System: Heat Pump with Remote Outdoor Unit-Air-Source) | DLCURAH24ABK |  |  | EA*4X36L21A* | *96VTN0802120A* | 23800 | 17 | 8.5 | 25800 | 23200 | 89.92% | 1.94 | 0 | 10 |  |  |  |  | R-410A | 1.9833 | Residential & Commercial | USHP | Ducted CEE Tier 1
211241515 | Central HP <5.4 tons | SMART COMFORT | HRCU-A-CB (Split System: Heat Pump with Remote Outdoor Unit-Air-Source) | DLCURAH24ABK |  |  | EA*4X30L17A* | *80ESU0401712A* | 24000 | 17 | 8.5 | 26000 | 23200 | 89.23% | 1.94 | 0 | 10 |  |  |  |  | R-410A | 2 | Residential & Commercial | USHP | Ducted CEE Tier 1
211242592 | Central HP <5.4 tons | SMART COMFORT | HRCU-A-CB (Split System: Heat Pump with Remote Outdoor Unit-Air-Source) | DLCURAH24ABK |  |  | EA*4X36L21A* | *80ES(N,L)0901714A* | 24800 | 17 | 8.5 | 26400 | 22000 | 83.33% | 1.84 | 0 | 10 |  |  |  |  | R-410A | 2.0667 | Residential & Commercial | USHP | Ducted CEE Tier 1
211242735 | Central HP <5.4 tons | SMART COMFORT | HRCU-A-CB (Split System: Heat Pump with Remote Outdoor Unit-Air-Source) | DLCURAH24ABK |  |  | EA*4X36L21A* | OLV098A12* | 23400 | 16.5 | 8.5 | 25600 | 23800 | 92.97% | 1.98 | 0 | 10 |  |  |  |  | R-410A | 1.95 | Residential & Commercial | USHP | Ducted CEE Tier 1
211242744 | Central HP <5.4 tons | SMART COMFORT | HRCU-A-CB (Split System: Heat Pump with Remote Outdoor Unit-Air-Source) | DLCURAH24ABK |  |  | EA*4X36L21A* | OMV112K14A | 24200 | 16.5 | 8.5 | 26200 | 22600 | 86.26% | 1.86 | 0 | 10 |  |  |  |  | R-410A | 2.0167 | Residential & Commercial | USHP | Ducted CEE Tier 1
211263021 | Central HP <5.4 tons | SMART COMFORT | HRCU-A-CB (Split System: Heat Pump with Remote Outdoor Unit-Air-Source) | DLCURAH18ABK |  |  | EN(A,D)4X24L17** | *95ESU0601716A* | 18500 | 15.5 | 8.5 | 19500 | 18400 | 94.36% | 2.24 | 0 | 11 |  |  |  |  | R-410A | 1.5417 | Residential & Commercial | USHP | Ducted CEE Tier 1
211240429 | Central HP <5.4 tons | PAYNE HEATING AND COOLING | HRCU-A-CB (Split System: Heat Pump with Remote Outdoor Unit-Air-Source) | 38MURAQ24AB3* |  |  | CAP**2417AL* | PG95ESUA36040B** | 23400 | 16.5 | 8.5 | 26400 | 25200 | 95.45% | 2.1 | 0 | 10 |  |  |  |  | R-410A | 1.95 | Residential & Commercial | USHP | Ducted CEE Tier 1
211240969 | Central HP <5.4 tons | PAYNE HEATING AND COOLING | HRCU-A-CB (Split System: Heat Pump with Remote Outdoor Unit-Air-Source) | 38MURAQ24AB3* |  |  | CAP**2517AL* | PG96VTAA48080B** | 24800 | 17 | 8.5 | 25600 | 21200 | 82.81% | 1.78 | 0 | 10.5 |  |  |  |  | R-410A | 2.0667 | Residential & Commercial | USHP | Ducted CEE Tier 1
211244331 | Central HP <5.4 tons | SMART COMFORT | HRCU-A-CB (Split System: Heat Pump with Remote Outdoor Unit-Air-Source) | DLCURAH24ABK |  |  | EN(A,D)4X30L14** | *95ESN0601412A* | 24200 | 15.5 | 8.1 | 26600 | 22800 | 85.71% | 1.86 | 0 | 10 |  |  |  |  | R-410A | 2.0167 | Residential & Commercial | USHP | Ducted CEE Tier 1
211244454 | Central HP <5.4 tons | SMART COMFORT | HRCU-A-CB (Split System: Heat Pump with Remote Outdoor Unit-Air-Source) | DLCURAH24ABK |  |  | EN(A,D)4X30L17** | *96VSN0401712A* | 23400 | 16 | 8.1 | 25800 | 24000 | 93.02% | 1.98 | 0 | 10 |  |  |  |  | R-410A | 1.95 | Residential & Commercial | USHP | Ducted CEE Tier 1
211241673 | Central HP <5.4 tons | PAYNE HEATING AND COOLING | HRCU-A-CB (Split System: Heat Pump with Remote Outdoor Unit-Air-Source) | 38MURAQ24AB3* |  |  | CAP**3017AL* | PG80ES(A,L)A42090B** | 24600 | 16.5 | 8.5 | 26600 | 22600 | 84.96% | 1.86 | 0 | 10 |  |  |  |  | R-410A | 2.05 | Residential & Commercial | USHP | Ducted CEE Tier 1
211241955 | Central HP <5.4 tons | PAYNE HEATING AND COOLING | HRCU-A-CB (Split System: Heat Pump with Remote Outdoor Unit-Air-Source) | 38MURAQ24AB3* |  |  | CAP**3617AL* | PG80VTLA36045A** | 24200 | 16.5 | 8.5 | 26200 | 22400 | 85.5% | 1.86 | 0 | 10 |  |  |  |  | R-410A | 2.0167 | Residential & Commercial | USHP | Ducted CEE Tier 1
211244472 | Central HP <5.4 tons | SMART COMFORT | HRCU-A-CB (Split System: Heat Pump with Remote Outdoor Unit-Air-Source) | DLCURAH24ABK |  |  | EN(A,D)4X30L17** | *96VSN0801716A* | 24200 | 16.5 | 8.1 | 26200 | 23000 | 87.79% | 1.9 | 0 | 10.5 |  |  |  |  | R-410A | 2.0167 | Residential & Commercial | USHP | Ducted CEE Tier 1
211242039 | Central HP <5.4 tons | SMART COMFORT | HRCU-A-CB (Split System: Heat Pump with Remote Outdoor Unit-Air-Source) | DLCURAH24ABK |  |  | EA*4X36L17A* | *96VTN0401410A* | 23400 | 16 | 8.5 | 25600 | 23800 | 92.97% | 1.96 | 0 | 10 |  |  |  |  | R-410A | 1.95 | Residential & Commercial | USHP | Ducted CEE Tier 1
216972807 | Central HP <5.4 tons | CARRIER | HRCU-A-CB (Split System: Heat Pump with Remote Outdoor Unit-Air-Source) | 27VNA348A*030* | ADP |  | V,C48H175P38*+TXV | 59CU5B060C17**16 | 43000 | 20 | 9.5 | 47000 | 36200 | 77.02% | 2 | 0 | 10.5 |  |  |  |  | R-454B | 3.5833 | Residential & Commercial | USHP | Ducted CEE Tier 1
216972842 | Central HP <5.4 tons | CARRIER | HRCU-A-CB (Split System: Heat Pump with Remote Outdoor Unit-Air-Source) | 27VNA348A*030* | ADP |  | V,C48H210P75*+TXV | 59MN7C060C21**20 | 43000 | 20 | 9.5 | 46500 | 36800 | 79.14% | 1.88 | 0 | 10 |  |  |  |  | R-454B | 3.5833 | Residential & Commercial | USHP | Ducted CEE Tier 1
216972893 | Central HP <5.4 tons | CARRIER | HRCU-A-CB (Split System: Heat Pump with Remote Outdoor Unit-Air-Source) | 27VNA348A*030* | ADP |  | V,C48H175P78*+TXV | 59TN6C080C17**14 | 42500 | 20 | 9 | 46500 | 34800 | 74.84% | 2 | 0 | 11 |  |  |  |  | R-454B | 3.5417 | Residential & Commercial | USHP | Ducted CEE Tier 1
216972907 | Central HP <5.4 tons | CARRIER | HRCU-A-CB (Split System: Heat Pump with Remote Outdoor Unit-Air-Source) | 27VNA348A*030* | ADP |  | V,C48H210P16*+TXV | 59TN6C080C21**20 | 43500 | 21 | 9.5 | 46500 | 36200 | 77.85% | 2 | 0 | 10.5 |  |  |  |  | R-454B | 3.625 | Residential & Commercial | USHP | Ducted CEE Tier 1
216972908 | Central HP <5.4 tons | CARRIER | HRCU-A-CB (Split System: Heat Pump with Remote Outdoor Unit-Air-Source) | 27VNA348A*030* | ADP |  | C48A***L16*+TXV | 59TN6C080C21**20 | 43500 | 21 | 9.5 | 46500 | 36200 | 77.85% | 2 | 0 | 10.5 |  |  |  |  | R-454B | 3.625 | Residential & Commercial | USHP | Ducted CEE Tier 1
216972925 | Central HP <5.4 tons | CARRIER | HRCU-A-CB (Split System: Heat Pump with Remote Outdoor Unit-Air-Source) | 27VNA348A*030* | ADP |  | C60A***L18*+TXV | 59TN6C100C21**22 | 44500 | 21 | 9.5 | 46500 | 36400 | 78.28% | 2 | 0 | 10.5 |  |  |  |  | R-454B | 3.7083 | Residential & Commercial | USHP | Ducted CEE Tier 1
211241791 | Central HP <5.4 tons | SMART COMFORT | HRCU-A-CB (Split System: Heat Pump with Remote Outdoor Unit-Air-Source) | DLCURAH24ABK |  |  | EA*4X30L17A* | OMV098J12* | 23600 | 16.5 | 8.5 | 26000 | 23800 | 91.54% | 1.98 | 0 | 10 |  |  |  |  | R-410A | 1.9667 | Residential & Commercial | USHP | Ducted CEE Tier 1
211242348 | Central HP <5.4 tons | SMART COMFORT | HRCU-A-CB (Split System: Heat Pump with Remote Outdoor Unit-Air-Source) | DLCURAH24ABK |  |  | EA*4X36L21A* | *96VTN1002122A* | 23800 | 17 | 8.5 | 25800 | 23200 | 89.92% | 1.92 | 0 | 10 |  |  |  |  | R-410A | 1.9833 | Residential & Commercial | USHP | Ducted CEE Tier 1
211242716 | Central HP <5.4 tons | SMART COMFORT | HRCU-A-CB (Split System: Heat Pump with Remote Outdoor Unit-Air-Source) | DLCURAH24ABK |  |  | EA*4X36L21A* | *80ESU0601716A | 25000 | 17 | 8.5 | 26600 | 21800 | 81.95% | 1.82 | 0 | 10.5 |  |  |  |  | R-410A | 2.0833 | Residential & Commercial | USHP | Ducted CEE Tier 1
211243036 | Central HP <5.4 tons | SMART COMFORT | HRCU-A-CB (Split System: Heat Pump with Remote Outdoor Unit-Air-Source) | DLCURAH24ABK |  |  | EA*4X37L17A* | *80ES(N,L)0451712A* | 24600 | 16.5 | 8.5 | 25600 | 21600 | 84.38% | 1.8 | 0 | 10 |  |  |  |  | R-410A | 2.05 | Residential & Commercial | USHP | Ducted CEE Tier 1
211241989 | Central HP <5.4 tons | PAYNE HEATING AND COOLING | HRCU-A-CB (Split System: Heat Pump with Remote Outdoor Unit-Air-Source) | 38MURAQ24AB3* |  |  | CAP**3617AL* | PG80VTLA48070B** | 24200 | 17 | 8.5 | 26000 | 22600 | 86.92% | 1.88 | 0 | 10 |  |  |  |  | R-410A | 2.0167 | Residential & Commercial | USHP | Ducted CEE Tier 1
211242073 | Central HP <5.4 tons | PAYNE HEATING AND COOLING | HRCU-A-CB (Split System: Heat Pump with Remote Outdoor Unit-Air-Source) | 38MURAQ24AB3* |  |  | CAP**3617AL* | PG80ES(A,L)A36045A** | 24600 | 16 | 8.5 | 26600 | 22200 | 83.46% | 1.82 | 0 | 10 |  |  |  |  | R-410A | 2.05 | Residential & Commercial | USHP | Ducted CEE Tier 1
211243161 | Central HP <5.4 tons | SMART COMFORT | HRCU-A-CB (Split System: Heat Pump with Remote Outdoor Unit-Air-Source) | DLCURAH24ABK |  |  | EA*4X37L17A* | *80ESU0601716A | 25400 | 16.5 | 8.5 | 26200 | 21000 | 80.15% | 1.76 | 0 | 10.5 |  |  |  |  | R-410A | 2.1167 | Residential & Commercial | USHP | Ducted CEE Tier 1
211262558 | Central HP <5.4 tons | SMART COMFORT | HRCU-A-CB (Split System: Heat Pump with Remote Outdoor Unit-Air-Source) | DLCURAH18ABK |  |  | EN(A,D)4X24L14** | *96VSN0601412A* | 17900 | 15.5 | 8.5 | 18800 | 18700 | 99.47% | 2.26 | 0 | 11 |  |  |  |  | R-410A | 1.4917 | Residential & Commercial | USHP | Ducted CEE Tier 1
211262625 | Central HP <5.4 tons | SMART COMFORT | HRCU-A-CB (Split System: Heat Pump with Remote Outdoor Unit-Air-Source) | DLCURAH18ABK |  |  | EN(A,D)4X24L14** | *95ESN0601412A* | 17800 | 16 | 8.5 | 18700 | 18800 | 100.5% | 2.26 | 0 | 11 |  |  |  |  | R-410A | 1.4833 | Residential & Commercial | USHP | Ducted CEE Tier 1
211263497 | Central HP <5.4 tons | SMART COMFORT | HRCU-A-CB (Split System: Heat Pump with Remote Outdoor Unit-Air-Source) | DLCURAH18ABK |  |  | EN(A,D)4X24L17** | *80ES(N,L)0701412A* | 17500 | 16 | 8.5 | 18400 | 18800 | 102.2% | 2.26 | 0 | 11 |  |  |  |  | R-410A | 1.4583 | Residential & Commercial | USHP | Ducted CEE Tier 1
211263561 | Central HP <5.4 tons | SMART COMFORT | HRCU-A-CB (Split System: Heat Pump with Remote Outdoor Unit-Air-Source) | DLCURAH18ABK |  |  | EN(A,D)4X24L17** | OLV098A12* | 18100 | 15.5 | 8.5 | 19100 | 18700 | 97.91% | 2.24 | 0 | 10.5 |  |  |  |  | R-410A | 1.5083 | Residential & Commercial | USHP | Ducted CEE Tier 1
213249270 | Central HP <5.4 tons | PAYNE HEATING AND COOLING | HRCU-A-CB (Split System: Heat Pump with Remote Outdoor Unit-Air-Source) | 38MURAQ24AB3* |  |  | FEVA0024**+NAVA43601CK | 0 | 24200 | 17 | 9 | 25800 | 22200 | 86.05% | 1.84 | 0 | 10 |  |  |  |  | R-410A | 2.0167 | Residential & Commercial | USHP | Ducted CEE Tier 1
216972940 | Central HP <5.4 tons | CARRIER | HRCU-A-CB (Split System: Heat Pump with Remote Outdoor Unit-Air-Source) | 27VNA348A*030* | ADP |  | PL60H210P29*+TXV | 59TN7A080C21**20 | 44000 | 21 | 9.5 | 46500 | 36200 | 77.85% | 2 | 0 | 10.5 |  |  |  |  | R-454B | 3.6667 | Residential & Commercial | USHP | Ducted CEE Tier 1
216972942 | Central HP <5.4 tons | CARRIER | HRCU-A-CB (Split System: Heat Pump with Remote Outdoor Unit-Air-Source) | 27VNA348A*030* | ADP |  | A60VHA*+TXV | 59TN7A080C21**20 | 44500 | 21 | 9.5 | 46500 | 36200 | 77.85% | 2 | 0 | 11 |  |  |  |  | R-454B | 3.7083 | Residential & Commercial | USHP | Ducted CEE Tier 1
216973008 | Central HP <5.4 tons | CARRIER | HRCU-A-CB (Split System: Heat Pump with Remote Outdoor Unit-Air-Source) | 27VNA360A*030* | ADP |  | PL60H210P29*+TXV | 59MN7C060C21**20 | 55000 | 17 | 8.1 | 59500 | 46500 | 78.15% | 1.95 | 0 | 10.5 |  |  |  |  | R-454B | 4.5833 | Residential & Commercial | USHP | Ducted CEE Tier 1
216973009 | Central HP <5.4 tons | CARRIER | HRCU-A-CB (Split System: Heat Pump with Remote Outdoor Unit-Air-Source) | 27VNA360A*030* | ADP |  | V,C60H210P29*+TXV | 59MN7C060C21**20 | 55000 | 17 | 8.1 | 59500 | 46500 | 78.15% | 1.95 | 0 | 10.5 |  |  |  |  | R-454B | 4.5833 | Residential & Commercial | USHP | Ducted CEE Tier 1
216973027 | Central HP <5.4 tons | CARRIER | HRCU-A-CB (Split System: Heat Pump with Remote Outdoor Unit-Air-Source) | 27VNA360A*030* | ADP |  | C60A***L16*+TXV | 59MN7C100C21**22 | 54500 | 18 | 8.45 | 58500 | 46000 | 78.63% | 2 | 0 | 11 |  |  |  |  | R-454B | 4.5417 | Residential & Commercial | USHP | Ducted CEE Tier 1
211243337 | Central HP <5.4 tons | SMART COMFORT | HRCU-A-CB (Split System: Heat Pump with Remote Outdoor Unit-Air-Source) | DLCURAH24ABK |  |  | EA*4X37L21A* | *80VSL0451716A* | 24800 | 16.5 | 8.5 | 25600 | 21000 | 82.03% | 1.76 | 0 | 10.5 |  |  |  |  | R-410A | 2.0667 | Residential & Commercial | USHP | Ducted CEE Tier 1
211240252 | Central HP <5.4 tons | SMART COMFORT | HRCU-A-CB (Split System: Heat Pump with Remote Outdoor Unit-Air-Source) | DLCURAH24ABK |  |  | EA*4X24L14A* | *96VSN0601412A* | 23200 | 16 | 8.5 | 26400 | 25600 | 96.97% | 2.14 | 0 | 10 |  |  |  |  | R-410A | 1.9333 | Residential & Commercial | USHP | Ducted CEE Tier 1
211240327 | Central HP <5.4 tons | SMART COMFORT | HRCU-A-CB (Split System: Heat Pump with Remote Outdoor Unit-Air-Source) | DLCURAH24ABK |  |  | EA*4X24L14A* | *80ES(N,L)0451412A* | 24200 | 16 | 8.5 | 27200 | 23400 | 86.03% | 1.9 | 0 | 10 |  |  |  |  | R-410A | 2.0167 | Residential & Commercial | USHP | Ducted CEE Tier 1
211240872 | Central HP <5.4 tons | SMART COMFORT | HRCU-A-CB (Split System: Heat Pump with Remote Outdoor Unit-Air-Source) | DLCURAH24ABK |  |  | EA*4X25L17A* | *95ESU0401712A* | 24200 | 17 | 8.5 | 25200 | 21600 | 85.71% | 1.8 | 0 | 10 |  |  |  |  | R-410A | 2.0167 | Residential & Commercial | USHP | Ducted CEE Tier 1
211240911 | Central HP <5.4 tons | SMART COMFORT | HRCU-A-CB (Split System: Heat Pump with Remote Outdoor Unit-Air-Source) | DLCURAH24ABK |  |  | EA*4X25L17A* | *80VSL0451716A* | 24800 | 16.5 | 8.5 | 25600 | 21200 | 82.81% | 1.78 | 0 | 10 |  |  |  |  | R-410A | 2.0667 | Residential & Commercial | USHP | Ducted CEE Tier 1
211241349 | Central HP <5.4 tons | SMART COMFORT | HRCU-A-CB (Split System: Heat Pump with Remote Outdoor Unit-Air-Source) | DLCURAH24ABK |  |  | EA*4X30L14A* | *92ESN0601412A* | 23400 | 16.5 | 8.5 | 25800 | 24400 | 94.57% | 2.02 | 0 | 10 |  |  |  |  | R-410A | 1.95 | Residential & Commercial | USHP | Ducted CEE Tier 1
211230760 | Central HP <5.4 tons | PAYNE HEATING AND COOLING | HRCU-A-CB (Split System: Heat Pump with Remote Outdoor Unit-Air-Source) | 38MURAQ36AB3* |  |  | CNPV*4824AL* | PG96VTAA60100C** | 36600 | 15.5 | 8.1 | 39500 | 35000 | 88.61% | 2.04 | 0 | 10 |  |  |  |  | R-410A | 3.05 | Residential & Commercial | USHP | Ducted CEE Tier 1
216678599 | Central HP <5.4 tons | SMART COMFORT | HRCU-A-CB (Split System: Heat Pump with Remote Outdoor Unit-Air-Source) | D5CURAH24AAK |  |  | F5MA5*30L*B* | 0 | 25000 | 15.2 | 9 | 24000 | 19400 | 80.83% | 2.04 | 0 | 10 |  |  |  |  | R-454B | 2.0833 | Residential & Commercial | USHP | Ducted CEE Tier 1
211263064 | Central HP <5.4 tons | SMART COMFORT | HRCU-A-CB (Split System: Heat Pump with Remote Outdoor Unit-Air-Source) | DLCURAH18ABK |  |  | EN(A,D)4X24L17** | *80VTL0451412A* | 17600 | 16 | 8.5 | 18500 | 18800 | 101.6% | 2.26 | 0 | 11 |  |  |  |  | R-410A | 1.4667 | Residential & Commercial | USHP | Ducted CEE Tier 1
211262280 | Central HP <5.4 tons | SMART COMFORT | HRCU-A-CB (Split System: Heat Pump with Remote Outdoor Unit-Air-Source) | DLCURAH18ABK |  |  | EN(A,D)4X18L14** | *96VSN0601412A* | 17600 | 15.5 | 8.5 | 18700 | 19300 | 103.2% | 2.32 | 0 | 10.5 |  |  |  |  | R-410A | 1.4667 | Residential & Commercial | USHP | Ducted CEE Tier 1
214320239 | Central HP <5.4 tons | RUUD | HRCU-A-CB (Split System: Heat Pump with Remote Outdoor Unit-Air-Source) | RD17AZ36AJ3N | ADP |  | PL36H175P389 | R802V0504A17UHS | 33200 | 18 | 8.1 | 32600 | 29400 | 90.18% | 1.9 | 0 | 9.5 |  |  |  |  | R-410A | 2.7667 | Residential & Commercial | USHP
216677749 | Central HP <5.4 tons | SMART COMFORT | HRCU-A-CB (Split System: Heat Pump with Remote Outdoor Unit-Air-Source) | D5CURAH24AAK |  |  | EA*5X30M17A* | *95MSU0601716A* | 23600 | 15.2 | 8.5 | 24200 | 19400 | 80.17% | 1.9 | 0 | 9.8 |  |  |  |  | R-454B | 1.9667 | Residential & Commercial | USHP
211264097 | Central HP <5.4 tons | SMART COMFORT | HRCU-A-CB (Split System: Heat Pump with Remote Outdoor Unit-Air-Source) | DLCURAH18ABK |  |  | EN(A,D)4X30L17** | *80ESU0401712A* | 18600 | 16.5 | 8.5 | 19000 | 18200 | 95.79% | 2.2 | 0 | 11 |  |  |  |  | R-410A | 1.55 | Residential & Commercial | USHP | Ducted CEE Tier 1
211264416 | Central HP <5.4 tons | SMART COMFORT | HRCU-A-CB (Split System: Heat Pump with Remote Outdoor Unit-Air-Source) | DLCURAH18ABK |  |  | EN(A,D)4X30L17** | *96VTN0601412A* | 18000 | 16 | 8.5 | 18600 | 18400 | 98.92% | 2.22 | 0 | 11 |  |  |  |  | R-410A | 1.5 | Residential & Commercial | USHP | Ducted CEE Tier 1
211264748 | Central HP <5.4 tons | SMART COMFORT | HRCU-A-CB (Split System: Heat Pump with Remote Outdoor Unit-Air-Source) | DLCURAH18ABK |  |  | FJMA4*18L*A* | 0 | 18000 | 15.5 | 8.5 | 19000 | 19100 | 100.5% | 2.28 | 0 | 10.5 |  |  |  |  | R-410A | 1.5 | Residential & Commercial | USHP | Ducted CEE Tier 1
211263194 | Central HP <5.4 tons | SMART COMFORT | HRCU-A-CB (Split System: Heat Pump with Remote Outdoor Unit-Air-Source) | DLCURAH18ABK |  |  | EN(A,D)4X24L17** | *95ESN0601412A* | 17800 | 16 | 8.5 | 18700 | 18800 | 100.5% | 2.26 | 0 | 11 |  |  |  |  | R-410A | 1.4833 | Residential & Commercial | USHP | Ducted CEE Tier 1
211240530 | Central HP <5.4 tons | SMART COMFORT | HRCU-A-CB (Split System: Heat Pump with Remote Outdoor Unit-Air-Source) | DLCURAH24ABK |  |  | EA*4X24L17A* | *96VTN0401712A* | 23000 | 15.5 | 8.5 | 26400 | 26000 | 98.48% | 2.18 | 0 | 9.5 |  |  |  |  | R-410A | 1.9167 | Residential & Commercial | USHP
211241382 | Central HP <5.4 tons | SMART COMFORT | HRCU-A-CB (Split System: Heat Pump with Remote Outdoor Unit-Air-Source) | DLCURAH24ABK |  |  | EA*4X30L17A* | *80VSL0451412A* | 23400 | 16.5 | 8.5 | 25800 | 24400 | 94.57% | 2.02 | 0 | 10 |  |  |  |  | R-410A | 1.95 | Residential & Commercial | USHP | Ducted CEE Tier 1
211241446 | Central HP <5.4 tons | SMART COMFORT | HRCU-A-CB (Split System: Heat Pump with Remote Outdoor Unit-Air-Source) | DLCURAH24ABK |  |  | EA*4X30L17A* | *95ESU0401712A* | 23600 | 16.5 | 8.5 | 26000 | 23800 | 91.54% | 1.98 | 0 | 10 |  |  |  |  | R-410A | 1.9667 | Residential & Commercial | USHP | Ducted CEE Tier 1
211242109 | Central HP <5.4 tons | PAYNE HEATING AND COOLING | HRCU-A-CB (Split System: Heat Pump with Remote Outdoor Unit-Air-Source) | 38MURAQ24AB3* |  |  | CAP**3617AL* | PG80ES(A,L)A42090B** | 24600 | 17 | 8.5 | 26400 | 22200 | 84.09% | 1.84 | 0 | 10 |  |  |  |  | R-410A | 2.05 | Residential & Commercial | USHP | Ducted CEE Tier 1
211242434 | Central HP <5.4 tons | PAYNE HEATING AND COOLING | HRCU-A-CB (Split System: Heat Pump with Remote Outdoor Unit-Air-Source) | 38MURAQ24AB3* |  |  | CAP**3621AL* | PG80ESUA36040B** | 24200 | 17.5 | 8.5 | 26000 | 22800 | 87.69% | 1.9 | 0 | 10 |  |  |  |  | R-410A | 2.0167 | Residential & Commercial | USHP | Ducted CEE Tier 1
211241457 | Central HP <5.4 tons | SMART COMFORT | HRCU-A-CB (Split System: Heat Pump with Remote Outdoor Unit-Air-Source) | DLCURAH24ABK |  |  | EA*4X30L17A* | *80ES(N,L)0701716A* | 24800 | 16 | 8.5 | 26800 | 22200 | 82.84% | 1.82 | 0 | 10 |  |  |  |  | R-410A | 2.0667 | Residential & Commercial | USHP | Ducted CEE Tier 1
211241680 | Central HP <5.4 tons | SMART COMFORT | HRCU-A-CB (Split System: Heat Pump with Remote Outdoor Unit-Air-Source) | DLCURAH24ABK |  |  | EA*4X30L17A* | *80ES(N,L)0901714A* | 24600 | 16.5 | 8.5 | 26600 | 22600 | 84.96% | 1.86 | 0 | 10 |  |  |  |  | R-410A | 2.05 | Residential & Commercial | USHP | Ducted CEE Tier 1
211244378 | Central HP <5.4 tons | PAYNE HEATING AND COOLING | HRCU-A-CB (Split System: Heat Pump with Remote Outdoor Unit-Air-Source) | 38MURAQ24AB3* |  |  | CNPV*3014AL* | PG92ESAA36060A** | 23400 | 16.5 | 8.1 | 25800 | 24200 | 93.8% | 2.02 | 0 | 10 |  |  |  |  | R-410A | 1.95 | Residential & Commercial | USHP | Ducted CEE Tier 1
211243490 | Central HP <5.4 tons | SMART COMFORT | HRCU-A-CB (Split System: Heat Pump with Remote Outdoor Unit-Air-Source) | DLCURAH24ABK |  |  | EA*4X37L21A* | *80VTL1102122A* | 24400 | 17 | 8.5 | 25200 | 21200 | 84.13% | 1.8 | 0 | 10.5 |  |  |  |  | R-410A | 2.0333 | Residential & Commercial | USHP | Ducted CEE Tier 1
211244493 | Central HP <5.4 tons | SMART COMFORT | HRCU-A-CB (Split System: Heat Pump with Remote Outdoor Unit-Air-Source) | DLCURAH24ABK |  |  | EN(A,D)4X30L17** | *80ES(N,L)0701716A* | 24800 | 16 | 8.1 | 26800 | 22200 | 82.84% | 1.82 | 0 | 10.5 |  |  |  |  | R-410A | 2.0667 | Residential & Commercial | USHP | Ducted CEE Tier 1
211244308 | Central HP <5.4 tons | SMART COMFORT | HRCU-A-CB (Split System: Heat Pump with Remote Outdoor Unit-Air-Source) | DLCURAH24ABK |  |  | EN(A,D)4X30L14** | *80VTL0451412A* | 24000 | 16.5 | 8.1 | 26200 | 23000 | 87.79% | 1.9 | 0 | 10.5 |  |  |  |  | R-410A | 2 | Residential & Commercial | USHP | Ducted CEE Tier 1
211239229 | Central HP <5.4 tons | SMART COMFORT | HRCU-A-CB (Split System: Heat Pump with Remote Outdoor Unit-Air-Source) | DLCURAH24ABK |  |  | FJMA4*24L*B* | 0 | 24000 | 16 | 9 | 26400 | 23400 | 88.64% | 1.92 | 0 | 10 |  |  |  |  | R-410A | 2 | Residential & Commercial | USHP | Ducted CEE Tier 1
211264772 | Central HP <5.4 tons | SMART COMFORT | HRCU-A-CB (Split System: Heat Pump with Remote Outdoor Unit-Air-Source) | DLCURAH18ABK |  |  | FEM4P18**AL | 0 | 17400 | 16 | 8.5 | 18300 | 19400 | 106% | 2.34 | 0 | 10.5 |  |  |  |  | R-410A | 1.45 | Residential & Commercial | USHP | Ducted CEE Tier 1
211265023 | Central HP <5.4 tons | SMART COMFORT | HRCU-A-CB (Split System: Heat Pump with Remote Outdoor Unit-Air-Source) | DLCURAH18ABK |  |  | FM(C,U)4Z30**AL* | 0 | 18000 | 17.5 | 8.5 | 18500 | 18900 | 102.2% | 2.3 | 0 | 11 |  |  |  |  | R-410A | 1.5 | Residential & Commercial | USHP | Ducted CEE Tier 1
211244366 | Central HP <5.4 tons | PAYNE HEATING AND COOLING | HRCU-A-CB (Split System: Heat Pump with Remote Outdoor Unit-Air-Source) | 38MURAQ24AB3* |  |  | CNPV*3014AL* | PG80ES(A,L)A36045A** | 24400 | 16 | 8.1 | 26600 | 22600 | 84.96% | 1.84 | 0 | 10 |  |  |  |  | R-410A | 2.0333 | Residential & Commercial | USHP | Ducted CEE Tier 1
211244533 | Central HP <5.4 tons | PAYNE HEATING AND COOLING | HRCU-A-CB (Split System: Heat Pump with Remote Outdoor Unit-Air-Source) | 38MURAQ24AB3* |  |  | CNPV*3017AL* | PG95ESUA48060B** | 24200 | 16.5 | 8.1 | 26200 | 22800 | 87.02% | 1.9 | 0 | 10.5 |  |  |  |  | R-410A | 2.0167 | Residential & Commercial | USHP | Ducted CEE Tier 1
212500165 | Central HP <5.4 tons | LENNOX | HRCU-A-CB (Split System: Heat Pump with Remote Outdoor Unit-Air-Source) | EL22XPV-024-230A** | ADP |  | LP18/37R9 | SLP99UH070XV36B* | 23800 | 21 | 8.5 | 22000 | 15400 | 70% | 1.92 | 0 | 13.5 |  |  |  |  | R-410A | 1.9833 | Residential & Commercial | USHP | Ducted CEE Tier 1
211263332 | Central HP <5.4 tons | SMART COMFORT | HRCU-A-CB (Split System: Heat Pump with Remote Outdoor Unit-Air-Source) | DLCURAH18ABK |  |  | EN(A,D)4X24L17** | *80ES(N,L)0451712A* | 18400 | 15.5 | 8.5 | 19400 | 18500 | 95.36% | 2.24 | 0 | 11 |  |  |  |  | R-410A | 1.5333 | Residential & Commercial | USHP | Ducted CEE Tier 1
215472308 | Central HP <5.4 tons | TRANE | HRCU-A-CB (Split System: Heat Pump with Remote Outdoor Unit-Air-Source) | 4TWV8X48A1 | ASPEN |  | D(A,C,E)60B44+TDR | S9V2C100U5PSC+RP | 45000 | 18 | 8.2 | 44000 | 37000 | 84.09% | 2.23 | 0 | 11.7 |  |  |  |  | R-410A | 3.75 | Residential & Commercial | USHP | Ducted CEE Tier 1
211241623 | Central HP <5.4 tons | SMART COMFORT | HRCU-A-CB (Split System: Heat Pump with Remote Outdoor Unit-Air-Source) | DLCURAH24ABK |  |  | EA*4X30L17A* | *95ESN0261410A* | 23200 | 16.5 | 8.5 | 25800 | 24400 | 94.57% | 2.02 | 0 | 10 |  |  |  |  | R-410A | 1.9333 | Residential & Commercial | USHP | Ducted CEE Tier 1
211241714 | Central HP <5.4 tons | SMART COMFORT | HRCU-A-CB (Split System: Heat Pump with Remote Outdoor Unit-Air-Source) | DLCURAH24ABK |  |  | EA*4X30L17A* | *92ESN0801716A* | 24200 | 17 | 8.5 | 26400 | 22800 | 86.36% | 1.9 | 0 | 10 |  |  |  |  | R-410A | 2.0167 | Residential & Commercial | USHP | Ducted CEE Tier 1
215424705 | Central HP <5.4 tons | YORK | HRCU-A-CB (Split System: Heat Pump with Remote Outdoor Unit-Air-Source) | HH824E2S11 | ADP |  | H,YE8J*30+TXV | YP9C080B12MP13 | 23000 | 17 | 9 | 21400 | 17900 | 83.64% | 2 | 0 | 12 |  |  |  |  | R-454B | 1.9167 | Residential & Commercial | USHP | Ducted CEE Tier 1
213948892 | Central HP <5.4 tons | SAMSUNG | HRCU-A-CB (Split System: Heat Pump with Remote Outdoor Unit-Air-Source) | AC048BXUPCH | ADP |  | CV603*9-A+AEF60*XP* | 0 | 48000 | 17 | 8.5 | 42000 | 41500 | 98.81% | 1.8 | 0 | 8.5 |  |  |  |  | R-410A | 4 | Residential & Commercial | USHP
211265002 | Central HP <5.4 tons | SMART COMFORT | HRCU-A-CB (Split System: Heat Pump with Remote Outdoor Unit-Air-Source) | DLCURAH18ABK |  |  | FM(C,U)4Z24**AL* | 0 | 17800 | 17 | 9 | 18700 | 19800 | 105.9% | 2.4 | 0 | 11 |  |  |  |  | R-410A | 1.4833 | Residential & Commercial | USHP | Ducted CEE Tier 1
211262873 | Central HP <5.4 tons | SMART COMFORT | HRCU-A-CB (Split System: Heat Pump with Remote Outdoor Unit-Air-Source) | DLCURAH18ABK |  |  | EN(A,D)4X24L17** | *96VSN0401712A* | 17700 | 15.5 | 8.5 | 18700 | 18800 | 100.5% | 2.26 | 0 | 10.5 |  |  |  |  | R-410A | 1.475 | Residential & Commercial | USHP | Ducted CEE Tier 1
213353735 | Central HP <5.4 tons | SMART COMFORT | HRCU-A-CB (Split System: Heat Pump with Remote Outdoor Unit-Air-Source) | DLCURAH18ABK |  |  | F5MA4*18L*A* | 0 | 18200 | 16 | 9 | 19200 | 19100 | 99.48% | 2.3 | 0 | 10.5 |  |  |  |  | R-410A | 1.5167 | Residential & Commercial | USHP | Ducted CEE Tier 1
211240752 | Central HP <5.4 tons | PAYNE HEATING AND COOLING | HRCU-A-CB (Split System: Heat Pump with Remote Outdoor Unit-Air-Source) | 38MURAQ24AB3* |  |  | CAP**2417AL* | PG80ES(A,L)A36070A** | 24000 | 16.5 | 8.5 | 26800 | 23800 | 88.81% | 1.96 | 0 | 10 |  |  |  |  | R-410A | 2 | Residential & Commercial | USHP | Ducted CEE Tier 1
216643579 | Central HP <5.4 tons | SMART COMFORT | HRCU-A-CB (Split System: Heat Pump with Remote Outdoor Unit-Air-Source) | D5CUHAH18AAK |  |  | EA*5X19M17A* | *80MSU0401712A* | 18400 | 15.5 | 9.5 | 20000 | 17700 | 88.5% | 2 | 0 | 11.5 |  |  |  |  | R-454B | 1.5333 | Residential & Commercial | USHP | Ducted CEE Tier 1
211262735 | Central HP <5.4 tons | SMART COMFORT | HRCU-A-CB (Split System: Heat Pump with Remote Outdoor Unit-Air-Source) | DLCURAH18ABK |  |  | EN(A,D)4X24L14** | *92ESN0601412A* | 18100 | 16 | 8.5 | 19000 | 18600 | 97.89% | 2.24 | 0 | 11 |  |  |  |  | R-410A | 1.5083 | Residential & Commercial | USHP | Ducted CEE Tier 1
211240440 | Central HP <5.4 tons | PAYNE HEATING AND COOLING | HRCU-A-CB (Split System: Heat Pump with Remote Outdoor Unit-Air-Source) | 38MURAQ24AB3* |  |  | CAP**2417AL* | PG80ES(A,L)A48070B** | 24600 | 16 | 8.5 | 27400 | 23000 | 83.94% | 1.88 | 0 | 10 |  |  |  |  | R-410A | 2.05 | Residential & Commercial | USHP | Ducted CEE Tier 1
214302990 | Central HP <5.4 tons | RUUD | HRCU-A-CB (Split System: Heat Pump with Remote Outdoor Unit-Air-Source) | RD17AZ36AJ3N | ADP |  | H,RG47936 | R802V0504A17UHN | 34200 | 18 | 8.1 | 32600 | 29400 | 90.18% | 1.9 | 0 | 10 |  |  |  |  | R-410A | 2.85 | Residential & Commercial | USHP | Ducted CEE Tier 1
214302991 | Central HP <5.4 tons | RUUD | HRCU-A-CB (Split System: Heat Pump with Remote Outdoor Unit-Air-Source) | RD17AZ36AJ3N | ADP |  | H,RG82936 | R802V0504A17UHN | 33600 | 18 | 8.1 | 32600 | 29400 | 90.18% | 1.9 | 0 | 9.5 |  |  |  |  | R-410A | 2.8 | Residential & Commercial | USHP
211243385 | Central HP <5.4 tons | SMART COMFORT | HRCU-A-CB (Split System: Heat Pump with Remote Outdoor Unit-Air-Source) | DLCURAH24ABK |  |  | EA*4X37L21A* | *80ESU0401712A* | 24600 | 17.5 | 8.5 | 25200 | 21000 | 83.33% | 1.78 | 0 | 10.5 |  |  |  |  | R-410A | 2.05 | Residential & Commercial | USHP | Ducted CEE Tier 1
212979403 | Central HP <5.4 tons | PAYNE HEATING AND COOLING | HRCU-A-CB (Split System: Heat Pump with Remote Outdoor Unit-Air-Source) | 38MURAQ36AB3* |  |  | CAP**4821AL* | PG80MS(A,L)A48070C** | 35400 | 16.5 | 8.1 | 37800 | 34600 | 91.53% | 2 | 0 | 10 |  |  |  |  | R-410A | 2.95 | Residential & Commercial | USHP | Ducted CEE Tier 1
212980169 | Central HP <5.4 tons | PAYNE HEATING AND COOLING | HRCU-A-CB (Split System: Heat Pump with Remote Outdoor Unit-Air-Source) | 38MURAQ36AB3* |  |  | CAP**4824AL* | PG80MS(A,L)A48090C** | 35600 | 16.5 | 8.5 | 37800 | 34600 | 91.53% | 2.02 | 0 | 10 |  |  |  |  | R-410A | 2.9667 | Residential & Commercial | USHP | Ducted CEE Tier 1
214303011 | Central HP <5.4 tons | RUUD | HRCU-A-CB (Split System: Heat Pump with Remote Outdoor Unit-Air-Source) | RD17AZ36AJ3N | ADP |  | H,RG82936 | R951V0403A17UHU | 33600 | 18 | 8.1 | 32600 | 29400 | 90.18% | 1.9 | 0 | 9.5 |  |  |  |  | R-410A | 2.8 | Residential & Commercial | USHP
211229457 | Central HP <5.4 tons | SMART COMFORT | HRCU-A-CB (Split System: Heat Pump with Remote Outdoor Unit-Air-Source) | DLCURAH36ABK |  |  | EA*4X48L24A* | *92ESN1002120A* | 35600 | 16.5 | 8.5 | 37800 | 34600 | 91.53% | 2.04 | 0 | 10 |  |  |  |  | R-410A | 2.9667 | Residential & Commercial | USHP | Ducted CEE Tier 1
211262578 | Central HP <5.4 tons | SMART COMFORT | HRCU-A-CB (Split System: Heat Pump with Remote Outdoor Unit-Air-Source) | DLCURAH18ABK |  |  | EN(A,D)4X24L14** | *80VTL0451412A* | 17600 | 16 | 8.5 | 18500 | 18800 | 101.6% | 2.26 | 0 | 11 |  |  |  |  | R-410A | 1.4667 | Residential & Commercial | USHP | Ducted CEE Tier 1
211243572 | Central HP <5.4 tons | SMART COMFORT | HRCU-A-CB (Split System: Heat Pump with Remote Outdoor Unit-Air-Source) | DLCURAH24ABK |  |  | EA*4X37L21A* | *92ESN0601714A* | 25000 | 17 | 8.5 | 25600 | 20800 | 81.25% | 1.76 | 0 | 10.5 |  |  |  |  | R-410A | 2.0833 | Residential & Commercial | USHP | Ducted CEE Tier 1
211243374 | Central HP <5.4 tons | SMART COMFORT | HRCU-A-CB (Split System: Heat Pump with Remote Outdoor Unit-Air-Source) | DLCURAH24ABK |  |  | EA*4X37L21A* | *95ESU0601716A* | 25000 | 17 | 8.5 | 25600 | 20800 | 81.25% | 1.76 | 0 | 10.5 |  |  |  |  | R-410A | 2.0833 | Residential & Commercial | USHP | Ducted CEE Tier 1
211242672 | Central HP <5.4 tons | SMART COMFORT | HRCU-A-CB (Split System: Heat Pump with Remote Outdoor Unit-Air-Source) | DLCURAH24ABK |  |  | EA*4X36L21A* | *95ESN0601714A* | 24800 | 16 | 8.5 | 26600 | 22000 | 82.71% | 1.82 | 0 | 10 |  |  |  |  | R-410A | 2.0667 | Residential & Commercial | USHP | Ducted CEE Tier 1
211240320 | Central HP <5.4 tons | PAYNE HEATING AND COOLING | HRCU-A-CB (Split System: Heat Pump with Remote Outdoor Unit-Air-Source) | 38MURAQ24AB3* |  |  | CAP**2414AL* | PG80ES(A,L)A36045A** | 24200 | 16 | 8.5 | 27200 | 23400 | 86.03% | 1.9 | 0 | 10 |  |  |  |  | R-410A | 2.0167 | Residential & Commercial | USHP | Ducted CEE Tier 1
211240627 | Central HP <5.4 tons | PAYNE HEATING AND COOLING | HRCU-A-CB (Split System: Heat Pump with Remote Outdoor Unit-Air-Source) | 38MURAQ24AB3* |  |  | CAP**2417AL* | PG80ES(A,L)A36045A** | 24400 | 16 | 8.5 | 27200 | 23200 | 85.29% | 1.9 | 0 | 10 |  |  |  |  | R-410A | 2.0333 | Residential & Commercial | USHP | Ducted CEE Tier 1
214303024 | Central HP <5.4 tons | RUUD | HRCU-A-CB (Split System: Heat Pump with Remote Outdoor Unit-Air-Source) | RD17AZ36AJ3N | ADP |  | H,RG47936 | U802VA050317M | 34200 | 18 | 8.1 | 32600 | 29200 | 89.57% | 1.9 | 0 | 10 |  |  |  |  | R-410A | 2.85 | Residential & Commercial | USHP | Ducted CEE Tier 1
214303025 | Central HP <5.4 tons | RUUD | HRCU-A-CB (Split System: Heat Pump with Remote Outdoor Unit-Air-Source) | RD17AZ36AJ3N | ADP |  | H,RG82936 | U802VA050317M | 33600 | 18 | 8.1 | 32600 | 29200 | 89.57% | 1.9 | 0 | 9.5 |  |  |  |  | R-410A | 2.8 | Residential & Commercial | USHP
216972418 | Central HP <5.4 tons | CARRIER | HRCU-A-CB (Split System: Heat Pump with Remote Outdoor Unit-Air-Source) | 27VNA336A*030* | ADP |  | V,C36H175P13*+TXV | 58CU*B040C17**12 | 32800 | 20 | 9.5 | 33200 | 26200 | 78.92% | 2.02 | 0 | 11.5 |  |  |  |  | R-454B | 2.7333 | Residential & Commercial | USHP | Ducted CEE Tier 1
216972520 | Central HP <5.4 tons | CARRIER | HRCU-A-CB (Split System: Heat Pump with Remote Outdoor Unit-Air-Source) | 27VNA336A*030* | ADP |  | PL36H210P29*+TXV | 58TN*B070C21**20 | 33800 | 20 | 9.5 | 32600 | 25600 | 78.53% | 2.04 | 0 | 11.7 |  |  |  |  | R-454B | 2.8167 | Residential & Commercial | USHP | Ducted CEE Tier 1
216972529 | Central HP <5.4 tons | CARRIER | HRCU-A-CB (Split System: Heat Pump with Remote Outdoor Unit-Air-Source) | 27VNA336A*030* | ADP |  | PL36H210P29*+TXV | 58TN*B090C17**16 | 33400 | 20 | 9.5 | 33000 | 26000 | 78.79% | 2.04 | 0 | 11.5 |  |  |  |  | R-454B | 2.7833 | Residential & Commercial | USHP | Ducted CEE Tier 1
211262456 | Central HP <5.4 tons | SMART COMFORT | HRCU-A-CB (Split System: Heat Pump with Remote Outdoor Unit-Air-Source) | DLCURAH18ABK |  |  | EN(A,D)4X18L14** | *92ESN0601412A* | 17800 | 15.5 | 8.5 | 18900 | 19200 | 101.6% | 2.3 | 0 | 10.5 |  |  |  |  | R-410A | 1.4833 | Residential & Commercial | USHP | Ducted CEE Tier 1
211262522 | Central HP <5.4 tons | SMART COMFORT | HRCU-A-CB (Split System: Heat Pump with Remote Outdoor Unit-Air-Source) | DLCURAH18ABK |  |  | EN(A,D)4X24L14** | *80VSL0451412A* | 17700 | 16 | 8.5 | 18600 | 18800 | 101.1% | 2.26 | 0 | 10.5 |  |  |  |  | R-410A | 1.475 | Residential & Commercial | USHP | Ducted CEE Tier 1
216973041 | Central HP <5.4 tons | CARRIER | HRCU-A-CB (Split System: Heat Pump with Remote Outdoor Unit-Air-Source) | 27VNA360A*030* | ADP |  | V,C60H245P76*+TXV | 59TN6C120C24**22 | 54500 | 18 | 8.45 | 58500 | 46000 | 78.63% | 2 | 0 | 11 |  |  |  |  | R-454B | 4.5417 | Residential & Commercial | USHP | Ducted CEE Tier 1
211263261 | Central HP <5.4 tons | SMART COMFORT | HRCU-A-CB (Split System: Heat Pump with Remote Outdoor Unit-Air-Source) | DLCURAH18ABK |  |  | EN(A,D)4X24L17** | *95ESN0261410A* | 18000 | 15.5 | 8.5 | 19000 | 18700 | 98.42% | 2.24 | 0 | 10.5 |  |  |  |  | R-410A | 1.5 | Residential & Commercial | USHP | Ducted CEE Tier 1
212976453 | Central HP <5.4 tons | SMART COMFORT | HRCU-A-CB (Split System: Heat Pump with Remote Outdoor Unit-Air-Source) | DLCURAH30ABK |  |  | EA*4X37L21A* | *96VTN0802120B* | 30400 | 15.2 | 8.5 | 33400 | 26400 | 79.04% | 1.86 | 0 | 9 |  |  |  |  | R-410A | 2.5333 | Residential & Commercial | USHP
212978116 | Central HP <5.4 tons | PAYNE HEATING AND COOLING | HRCU-A-CB (Split System: Heat Pump with Remote Outdoor Unit-Air-Source) | 38MURAQ24AB3* |  |  | CAP**3014AL* | PG80MS(A,L)A36070A** | 23400 | 17 | 8.5 | 26200 | 24800 | 94.66% | 2.08 | 0 | 10 |  |  |  |  | R-410A | 1.95 | Residential & Commercial | USHP | Ducted CEE Tier 1
212982633 | Central HP <5.4 tons | SMART COMFORT | HRCU-A-CB (Split System: Heat Pump with Remote Outdoor Unit-Air-Source) | DLCURAH30ABK |  |  | EA*4X37L21A* | *80MSU0601716A* | 30800 | 15.2 | 8.5 | 33000 | 26200 | 79.39% | 1.84 | 0 | 9 |  |  |  |  | R-410A | 2.5667 | Residential & Commercial | USHP
212982981 | Central HP <5.4 tons | SMART COMFORT | HRCU-A-CB (Split System: Heat Pump with Remote Outdoor Unit-Air-Source) | DLCURAH30ABK |  |  | EA*4X43L21A* | *80MSU0802120A* | 30600 | 15.5 | 8.5 | 33400 | 26200 | 78.44% | 1.88 | 0 | 9 |  |  |  |  | R-410A | 2.55 | Residential & Commercial | USHP
211264553 | Central HP <5.4 tons | SMART COMFORT | HRCU-A-CB (Split System: Heat Pump with Remote Outdoor Unit-Air-Source) | DLCURAH18ABK |  |  | EN(A,D)4X30L17** | *92ESN0601412A* | 18300 | 16 | 8.5 | 18800 | 18300 | 97.34% | 2.22 | 0 | 11 |  |  |  |  | R-410A | 1.525 | Residential & Commercial | USHP | Ducted CEE Tier 1
211240487 | Central HP <5.4 tons | PAYNE HEATING AND COOLING | HRCU-A-CB (Split System: Heat Pump with Remote Outdoor Unit-Air-Source) | 38MURAQ24AB3* |  |  | CAP**2417AL* | PG95ESUA48060B** | 24000 | 16.5 | 8.5 | 26800 | 24000 | 89.55% | 1.98 | 0 | 10 |  |  |  |  | R-410A | 2 | Residential & Commercial | USHP | Ducted CEE Tier 1
211240521 | Central HP <5.4 tons | PAYNE HEATING AND COOLING | HRCU-A-CB (Split System: Heat Pump with Remote Outdoor Unit-Air-Source) | 38MURAQ24AB3* |  |  | CAP**2417AL* | PG80VTLA48090B** | 23400 | 16.5 | 8.5 | 26600 | 24800 | 93.23% | 2.08 | 0 | 10 |  |  |  |  | R-410A | 1.95 | Residential & Commercial | USHP | Ducted CEE Tier 1
211240719 | Central HP <5.4 tons | PAYNE HEATING AND COOLING | HRCU-A-CB (Split System: Heat Pump with Remote Outdoor Unit-Air-Source) | 38MURAQ24AB3* |  |  | CAP**2417AL* | PG95ESAA48080B** | 24400 | 15.5 | 8.5 | 27400 | 23000 | 83.94% | 1.88 | 0 | 10 |  |  |  |  | R-410A | 2.0333 | Residential & Commercial | USHP | Ducted CEE Tier 1
216972568 | Central HP <5.4 tons | CARRIER | HRCU-A-CB (Split System: Heat Pump with Remote Outdoor Unit-Air-Source) | 27VNA336A*030* | ADP |  | V,C36H210P74*+TXV | 58TN*B110C21**20 | 32800 | 20 | 9.5 | 33000 | 26200 | 79.39% | 2.02 | 0 | 11.5 |  |  |  |  | R-454B | 2.7333 | Residential & Commercial | USHP | Ducted CEE Tier 1
216972586 | Central HP <5.4 tons | CARRIER | HRCU-A-CB (Split System: Heat Pump with Remote Outdoor Unit-Air-Source) | 27VNA336A*030* | ADP |  | V,C36H175P15*+TXV | 59CU5B060C17**16 | 33200 | 19 | 9.5 | 33400 | 26400 | 79.04% | 2.02 | 0 | 11 |  |  |  |  | R-454B | 2.7667 | Residential & Commercial | USHP | Ducted CEE Tier 1
216972647 | Central HP <5.4 tons | CARRIER | HRCU-A-CB (Split System: Heat Pump with Remote Outdoor Unit-Air-Source) | 27VNA336A*030* | ADP |  | C36A***L15*+TXV | 59MN7C080C17**14 | 33000 | 19 | 9.5 | 33400 | 26400 | 79.04% | 2.02 | 0 | 11 |  |  |  |  | R-454B | 2.75 | Residential & Commercial | USHP | Ducted CEE Tier 1
216972652 | Central HP <5.4 tons | CARRIER | HRCU-A-CB (Split System: Heat Pump with Remote Outdoor Unit-Air-Source) | 27VNA336A*030* | ADP |  | PL36H210P74*+TXV | 59MN7C080C21**20 | 32800 | 20 | 9.5 | 33000 | 26000 | 78.79% | 2.02 | 0 | 11 |  |  |  |  | R-454B | 2.7333 | Residential & Commercial | USHP | Ducted CEE Tier 1
216972686 | Central HP <5.4 tons | CARRIER | HRCU-A-CB (Split System: Heat Pump with Remote Outdoor Unit-Air-Source) | 27VNA336A*030* | ADP |  | C36A***L53*+TXV | 59TN6C080C21**20 | 34000 | 20 | 9.5 | 32600 | 25600 | 78.53% | 2.06 | 0 | 11.7 |  |  |  |  | R-454B | 2.8333 | Residential & Commercial | USHP | Ducted CEE Tier 1
216972697 | Central HP <5.4 tons | CARRIER | HRCU-A-CB (Split System: Heat Pump with Remote Outdoor Unit-Air-Source) | 27VNA336A*030* | ADP |  | V,C36H175P15*+TXV | 59TN7A060C17**16 | 33000 | 19 | 9 | 33800 | 26600 | 78.7% | 1.9 | 0 | 11 |  |  |  |  | R-454B | 2.75 | Residential & Commercial | USHP | Ducted CEE Tier 1
216972722 | Central HP <5.4 tons | CARRIER | HRCU-A-CB (Split System: Heat Pump with Remote Outdoor Unit-Air-Source) | 27VNA336A*030* | ADP |  | C36A***L53*+TXV | 59TN7A100C21**22 | 34000 | 20 | 9.5 | 32400 | 25400 | 78.4% | 2.06 | 0 | 12 |  |  |  |  | R-454B | 2.8333 | Residential & Commercial | USHP | Ducted CEE Tier 1
213623810 | Central HP <5.4 tons | RUNTRU | HRCU-A-CB (Split System: Heat Pump with Remote Outdoor Unit-Air-Source) | E4HL5024A1000A | ADP |  | FG35936 | A952V060BU4SAD | 24000 | 15.2 | 8.5 | 22400 | 20600 | 91.96% | 1.85 | 0 | 9 |  |  |  |  | R-410A | 2 | Residential & Commercial | USHP
211263092 | Central HP <5.4 tons | SMART COMFORT | HRCU-A-CB (Split System: Heat Pump with Remote Outdoor Unit-Air-Source) | DLCURAH18ABK |  |  | EN(A,D)4X24L17** | *96VTN0401712A* | 17700 | 15.5 | 8.5 | 18700 | 18800 | 100.5% | 2.26 | 0 | 10.5 |  |  |  |  | R-410A | 1.475 | Residential & Commercial | USHP | Ducted CEE Tier 1
211263240 | Central HP <5.4 tons | SMART COMFORT | HRCU-A-CB (Split System: Heat Pump with Remote Outdoor Unit-Air-Source) | DLCURAH18ABK |  |  | EN(A,D)4X24L17** | *96VTN0601412A* | 17900 | 15.5 | 8.5 | 18800 | 18700 | 99.47% | 2.26 | 0 | 11 |  |  |  |  | R-410A | 1.4917 | Residential & Commercial | USHP | Ducted CEE Tier 1
211240741 | Central HP <5.4 tons | PAYNE HEATING AND COOLING | HRCU-A-CB (Split System: Heat Pump with Remote Outdoor Unit-Air-Source) | 38MURAQ24AB3* |  |  | CAP**2417AL* | PG92ESAA36040B** | 23400 | 15.5 | 8.5 | 26800 | 24800 | 92.54% | 2.04 | 0 | 9.5 |  |  |  |  | R-410A | 1.95 | Residential & Commercial | USHP
211241275 | Central HP <5.4 tons | PAYNE HEATING AND COOLING | HRCU-A-CB (Split System: Heat Pump with Remote Outdoor Unit-Air-Source) | 38MURAQ24AB3* |  |  | CAP**3014AL* | PG80VTLA36070A** | 24200 | 16.5 | 8.5 | 26400 | 23000 | 87.12% | 1.9 | 0 | 10 |  |  |  |  | R-410A | 2.0167 | Residential & Commercial | USHP | Ducted CEE Tier 1
211241979 | Central HP <5.4 tons | PAYNE HEATING AND COOLING | HRCU-A-CB (Split System: Heat Pump with Remote Outdoor Unit-Air-Source) | 38MURAQ24AB3* |  |  | CAP**3617AL* | PG96VTAA48080B** | 24200 | 16.5 | 8.5 | 26200 | 22600 | 86.26% | 1.86 | 0 | 10 |  |  |  |  | R-410A | 2.0167 | Residential & Commercial | USHP | Ducted CEE Tier 1
211242445 | Central HP <5.4 tons | PAYNE HEATING AND COOLING | HRCU-A-CB (Split System: Heat Pump with Remote Outdoor Unit-Air-Source) | 38MURAQ24AB3* |  |  | CAP**3621AL* | PG80VTLA48090B** | 24000 | 17 | 8.5 | 26000 | 22800 | 87.69% | 1.9 | 0 | 10 |  |  |  |  | R-410A | 2 | Residential & Commercial | USHP | Ducted CEE Tier 1
211242478 | Central HP <5.4 tons | PAYNE HEATING AND COOLING | HRCU-A-CB (Split System: Heat Pump with Remote Outdoor Unit-Air-Source) | 38MURAQ24AB3* |  |  | CAP**3621AL* | PG96VTAA48080B** | 24400 | 16.5 | 8.5 | 26200 | 22400 | 85.5% | 1.86 | 0 | 10 |  |  |  |  | R-410A | 2.0333 | Residential & Commercial | USHP | Ducted CEE Tier 1
211242498 | Central HP <5.4 tons | PAYNE HEATING AND COOLING | HRCU-A-CB (Split System: Heat Pump with Remote Outdoor Unit-Air-Source) | 38MURAQ24AB3* |  |  | CAP**3621AL* | PG95ESAA36040B** | 24200 | 15.2 | 8.5 | 26400 | 22600 | 85.61% | 1.84 | 0 | 9.5 |  |  |  |  | R-410A | 2.0167 | Residential & Commercial | USHP
216971952 | Central HP <5.4 tons | CARRIER | HRCU-A-CB (Split System: Heat Pump with Remote Outdoor Unit-Air-Source) | 27VNA154A*030* | ADP |  | V,C48H175P15*+TXV | 58CU*B040C17**12 | 48500 | 18 | 11.5 | 49500 | 50500 | 102% | 1.98 | 0 | 11.5 |  |  |  |  | R-454B | 4.0417 | Residential & Commercial | USHP | Ducted CEE Tier 1
216972043 | Central HP <5.4 tons | CARRIER | HRCU-A-CB (Split System: Heat Pump with Remote Outdoor Unit-Air-Source) | 27VNA154A*030* | ADP |  | C48A***L18*+TXV | 58TN*B045C17**12 | 48000 | 17 | 9.5 | 50500 | 51000 | 101% | 1.9 | 0 | 11 |  |  |  |  | R-454B | 4 | Residential & Commercial | USHP | Ducted CEE Tier 1
211242529 | Central HP <5.4 tons | PAYNE HEATING AND COOLING | HRCU-A-CB (Split System: Heat Pump with Remote Outdoor Unit-Air-Source) | 38MURAQ24AB3* |  |  | CAP**3621AL* | PG96VTAA60100C** | 24000 | 17 | 8.5 | 26000 | 22800 | 87.69% | 1.9 | 0 | 10 |  |  |  |  | R-410A | 2 | Residential & Commercial | USHP | Ducted CEE Tier 1
211243483 | Central HP <5.4 tons | PAYNE HEATING AND COOLING | HRCU-A-CB (Split System: Heat Pump with Remote Outdoor Unit-Air-Source) | 38MURAQ24AB3* |  |  | CAP**3721AL* | PG80VTLA66110C** | 24400 | 17 | 8.5 | 25200 | 21200 | 84.13% | 1.8 | 0 | 10.5 |  |  |  |  | R-410A | 2.0333 | Residential & Commercial | USHP | Ducted CEE Tier 1
211243631 | Central HP <5.4 tons | PAYNE HEATING AND COOLING | HRCU-A-CB (Split System: Heat Pump with Remote Outdoor Unit-Air-Source) | 38MURAQ24AB3* |  |  | CAP**3721AL* | PG92ESAA36040B** | 24400 | 16 | 8.1 | 25400 | 21200 | 83.46% | 1.78 | 0 | 10 |  |  |  |  | R-410A | 2.0333 | Residential & Commercial | USHP | Ducted CEE Tier 1
211712249 | Central HP <5.4 tons | SMART COMFORT | HRCU-A-CB (Split System: Heat Pump with Remote Outdoor Unit-Air-Source) | DLCURAH30ABK |  |  | EA*4X42L21A* | *96VTN1002122A* | 29600 | 15.2 | 8.1 | 33600 | 27400 | 81.55% | 1.78 | 0 | 9 |  |  |  |  | R-410A | 2.4667 | Residential & Commercial | USHP
212979056 | Central HP <5.4 tons | SMART COMFORT | HRCU-A-CB (Split System: Heat Pump with Remote Outdoor Unit-Air-Source) | DLCURAH30ABK |  |  | EA*4X43L21A* | *80MS(N,L)0701716A* | 30600 | 15.2 | 8.5 | 33600 | 26400 | 78.57% | 1.86 | 0 | 9 |  |  |  |  | R-410A | 2.55 | Residential & Commercial | USHP
212979493 | Central HP <5.4 tons | PAYNE HEATING AND COOLING | HRCU-A-CB (Split System: Heat Pump with Remote Outdoor Unit-Air-Source) | 38MURAQ24AB3* |  |  | CAP**3621AL* | PG80MS(A,L)A48070C** | 24000 | 17.5 | 8.5 | 26400 | 23400 | 88.64% | 1.94 | 0 | 10 |  |  |  |  | R-410A | 2 | Residential & Commercial | USHP | Ducted CEE Tier 1
212981008 | Central HP <5.4 tons | PAYNE HEATING AND COOLING | HRCU-A-CB (Split System: Heat Pump with Remote Outdoor Unit-Air-Source) | 38MURAQ24AB3* |  |  | CNPV*3621AL* | PG80MS(A,L)A60110C** | 23400 | 17 | 8.5 | 26200 | 24600 | 93.89% | 2.06 | 0 | 10.5 |  |  |  |  | R-410A | 1.95 | Residential & Commercial | USHP | Ducted CEE Tier 1
212981774 | Central HP <5.4 tons | PAYNE HEATING AND COOLING | HRCU-A-CB (Split System: Heat Pump with Remote Outdoor Unit-Air-Source) | 38MURAQ24AB3* |  |  | CNPV*2417AL* | PG80MSUA60100C** | 23200 | 16 | 8.5 | 27000 | 25000 | 92.59% | 2.08 | 0 | 10 |  |  |  |  | R-410A | 1.9333 | Residential & Commercial | USHP | Ducted CEE Tier 1
212982242 | Central HP <5.4 tons | PAYNE HEATING AND COOLING | HRCU-A-CB (Split System: Heat Pump with Remote Outdoor Unit-Air-Source) | 38MURAQ24AB3* |  |  | CAP**2417AL* | PG80MSUA36040B** | 23400 | 16.5 | 8.5 | 26400 | 25400 | 96.21% | 2.14 | 0 | 10 |  |  |  |  | R-410A | 1.95 | Residential & Commercial | USHP | Ducted CEE Tier 1
212983164 | Central HP <5.4 tons | PAYNE HEATING AND COOLING | HRCU-A-CB (Split System: Heat Pump with Remote Outdoor Unit-Air-Source) | 38MURAQ24AB3* |  |  | CAP**3617AL* | PG92MSAA36040B** | 23400 | 16 | 8.5 | 26400 | 24000 | 90.91% | 1.98 | 0 | 10 |  |  |  |  | R-410A | 1.95 | Residential & Commercial | USHP | Ducted CEE Tier 1
212983230 | Central HP <5.4 tons | PAYNE HEATING AND COOLING | HRCU-A-CB (Split System: Heat Pump with Remote Outdoor Unit-Air-Source) | 38MURAQ24AB3* |  |  | CNPV*3617AL* | PG92MSAA36040B** | 23400 | 15.5 | 8.1 | 26200 | 24200 | 92.37% | 1.98 | 0 | 10 |  |  |  |  | R-410A | 1.95 | Residential & Commercial | USHP | Ducted CEE Tier 1
212983548 | Central HP <5.4 tons | PAYNE HEATING AND COOLING | HRCU-A-CB (Split System: Heat Pump with Remote Outdoor Unit-Air-Source) | 38MURAQ24AB3* |  |  | CAP**3017AL* | PG92MSAA36060A** | 23800 | 17 | 8.5 | 26600 | 24000 | 90.23% | 1.98 | 0 | 10 |  |  |  |  | R-410A | 1.9833 | Residential & Commercial | USHP | Ducted CEE Tier 1
212974140 | Central HP <5.4 tons | SMART COMFORT | HRCU-A-CB (Split System: Heat Pump with Remote Outdoor Unit-Air-Source) | DLCURAH30ABK |  |  | EA*4X37L21A* | *96VSN0802120B* | 30400 | 15.2 | 8.1 | 33400 | 26400 | 79.04% | 1.86 | 0 | 9 |  |  |  |  | R-410A | 2.5333 | Residential & Commercial | USHP
214837900 | Central HP <5.4 tons | RUUD | HRCU-A-CB (Split System: Heat Pump with Remote Outdoor Unit-Air-Source) | RD17AZ48AJ3N | ADP |  | F,PE*UU1960 | 0 | 45500 | 17 | 8.1 | 43500 | 39500 | 90.8% | 2.1 | 0 | 11.7 |  |  |  |  | R-410A | 3.7917 | Residential & Commercial | USHP | Ducted CEE Tier 1
216972093 | Central HP <5.4 tons | CARRIER | HRCU-A-CB (Split System: Heat Pump with Remote Outdoor Unit-Air-Source) | 27VNA154A*030* | ADP |  | C60A***L19*+TXV | 58TN*B090C21**20 | 49500 | 19 | 10.5 | 50000 | 52500 | 105% | 1.96 | 0 | 11.5 |  |  |  |  | R-454B | 4.125 | Residential & Commercial | USHP | Ducted CEE Tier 1
216972095 | Central HP <5.4 tons | CARRIER | HRCU-A-CB (Split System: Heat Pump with Remote Outdoor Unit-Air-Source) | 27VNA154A*030* | ADP |  | PL60H210P29*+TXV | 58TN*B110C21**20 | 48500 | 19 | 10.5 | 50500 | 52500 | 104% | 1.96 | 0 | 11 |  |  |  |  | R-454B | 4.0417 | Residential & Commercial | USHP | Ducted CEE Tier 1
211230597 | Central HP <5.4 tons | PAYNE HEATING AND COOLING | HRCU-A-CB (Split System: Heat Pump with Remote Outdoor Unit-Air-Source) | 38MURAQ36AB3* |  |  | CNPV*4824AL* | PG92ESAA60080C** | 35800 | 16.5 | 8.1 | 38500 | 34800 | 90.39% | 2.02 | 0 | 10.5 |  |  |  |  | R-410A | 2.9833 | Residential & Commercial | USHP | Ducted CEE Tier 1
211624976 | Central HP <5.4 tons | NAPOLEON | HRCU-A-CB (Split System: Heat Pump with Remote Outdoor Unit-Air-Source) | WSEHV4860RA1-N |  |  | NPFX48A60A | 0 | 54000 | 16 | 9 | 54000 | 41000 | 75.93% | 1.8 | 10.5 | 10 |  |  |  |  | R-410A | 4.5 | Residential & Commercial | USHP | Ducted CEE Tier 1
215726435 | Central HP <5.4 tons | YORK | HRCU-A-CB (Split System: Heat Pump with Remote Outdoor Unit-Air-Source) | HH836E2S11 | ADP |  | H,YG80*36+TXV-BLEED | Y81E120C16SMPS1 | 33400 | 19 | 8.5 | 29600 | 24800 | 83.78% | 2 | 0 | 11.7 |  |  |  |  | R-454B | 2.7833 | Residential & Commercial | USHP | Ducted CEE Tier 1
211222793 | Central HP <5.4 tons | SMART COMFORT | HRCU-A-CB (Split System: Heat Pump with Remote Outdoor Unit-Air-Source) | DLCURAH30ABK |  |  | FXM4X36**AL | 0 | 31000 | 15.2 | 8.1 | 33600 | 26400 | 78.57% | 1.82 | 0 | 9 |  |  |  |  | R-410A | 2.5833 | Residential & Commercial | USHP
215471333 | Central HP <5.4 tons | MIDEA | HRCU-A-CB (Split System: Heat Pump with Remote Outdoor Unit-Air-Source) | MO1HE-H30B-2A |  |  | MAUHE-H30B-2A | 0 | 30000 | 16.8 | 10 | 34000 | 32600 | 95.88% | 1.96 | 0 | 11.7 |  |  |  |  | R-454B | 2.5 | Residential & Commercial | USHP | Ducted CEE Tier 1
211240865 | Central HP <5.4 tons | PAYNE HEATING AND COOLING | HRCU-A-CB (Split System: Heat Pump with Remote Outdoor Unit-Air-Source) | 38MURAQ24AB3* |  |  | CAP**2517AL* | PG95ESUA36040B** | 24200 | 17 | 8.5 | 25200 | 21600 | 85.71% | 1.8 | 0 | 10 |  |  |  |  | R-410A | 2.0167 | Residential & Commercial | USHP | Ducted CEE Tier 1
211241000 | Central HP <5.4 tons | PAYNE HEATING AND COOLING | HRCU-A-CB (Split System: Heat Pump with Remote Outdoor Unit-Air-Source) | 38MURAQ24AB3* |  |  | CAP**2517AL* | PG95ESAA36040B** | 24600 | 15.2 | 8.5 | 25800 | 21200 | 82.17% | 1.76 | 0 | 10 |  |  |  |  | R-410A | 2.05 | Residential & Commercial | USHP | Ducted CEE Tier 1
211241032 | Central HP <5.4 tons | PAYNE HEATING AND COOLING | HRCU-A-CB (Split System: Heat Pump with Remote Outdoor Unit-Air-Source) | 38MURAQ24AB3* |  |  | CAP**2517AL* | PG96VTAA36060A** | 24000 | 16.5 | 8.1 | 25200 | 21600 | 85.71% | 1.82 | 0 | 10 |  |  |  |  | R-410A | 2 | Residential & Commercial | USHP | Ducted CEE Tier 1
211241200 | Central HP <5.4 tons | PAYNE HEATING AND COOLING | HRCU-A-CB (Split System: Heat Pump with Remote Outdoor Unit-Air-Source) | 38MURAQ24AB3* |  |  | CAP**2517AL* | PG80ESUA48060B** | 25600 | 17 | 8.5 | 26000 | 20600 | 79.23% | 1.76 | 0 | 10.5 |  |  |  |  | R-410A | 2.1333 | Residential & Commercial | USHP | Ducted CEE Tier 1
211241299 | Central HP <5.4 tons | PAYNE HEATING AND COOLING | HRCU-A-CB (Split System: Heat Pump with Remote Outdoor Unit-Air-Source) | 38MURAQ24AB3* |  |  | CAP**3014AL* | PG96VTAA30040A** | 23600 | 15.5 | 8.5 | 26200 | 23600 | 90.08% | 1.94 | 0 | 10 |  |  |  |  | R-410A | 1.9667 | Residential & Commercial | USHP | Ducted CEE Tier 1
211241585 | Central HP <5.4 tons | PAYNE HEATING AND COOLING | HRCU-A-CB (Split System: Heat Pump with Remote Outdoor Unit-Air-Source) | 38MURAQ24AB3* |  |  | CAP**3017AL* | PG95ESAA36060A** | 24400 | 15.5 | 8.5 | 26600 | 22800 | 85.71% | 1.86 | 0 | 10 |  |  |  |  | R-410A | 2.0333 | Residential & Commercial | USHP | Ducted CEE Tier 1
216644179 | Central HP <5.4 tons | SMART COMFORT | HRCU-A-CB (Split System: Heat Pump with Remote Outdoor Unit-Air-Source) | D5CUHAH18AAK |  |  | EA*5X25M17A* | *96VSN0601412B* | 18000 | 15.2 | 9 | 19700 | 17600 | 89.34% | 1.88 | 0 | 11 |  |  |  |  | R-454B | 1.5 | Residential & Commercial | USHP | Ducted CEE Tier 1
215471338 | Central HP <5.4 tons | MIDEA | HRCU-A-CB (Split System: Heat Pump with Remote Outdoor Unit-Air-Source) | MO1HE-H60B-2A |  |  | MAUHE-H60B-2A | 0 | 54000 | 16 | 9 | 56000 | 52000 | 92.86% | 1.8 | 0 | 10 |  |  |  |  | R-454B | 4.5 | Residential & Commercial | USHP | Ducted CEE Tier 1
212384676 | Central HP <5.4 tons | PAYNE HEATING AND COOLING | HRCU-A-CB (Split System: Heat Pump with Remote Outdoor Unit-Air-Source) | 38MURAQ36AB3* |  |  | CNPV*4221AL* | PG92ESAA60080C** | 36400 | 15.5 | 8.1 | 39500 | 35200 | 89.11% | 1.92 | 0 | 10 |  |  |  |  | R-410A | 3.0333 | Residential & Commercial | USHP | Ducted CEE Tier 1
212384776 | Central HP <5.4 tons | PAYNE HEATING AND COOLING | HRCU-A-CB (Split System: Heat Pump with Remote Outdoor Unit-Air-Source) | 38MURAQ36AB3* |  |  | CNPV*4821AL* | PG80ES(A,L)A48070B** | 35800 | 16 | 8.1 | 39000 | 34800 | 89.23% | 2 | 0 | 10 |  |  |  |  | R-410A | 2.9833 | Residential & Commercial | USHP | Ducted CEE Tier 1
216676318 | Central HP <5.4 tons | SMART COMFORT | HRCU-A-CB (Split System: Heat Pump with Remote Outdoor Unit-Air-Source) | D5CURAH24AAK |  |  | EA*5X25M17A* | *80VSL0901716B* | 24600 | 16 | 9 | 23400 | 19100 | 81.62% | 2.06 | 0 | 10 |  |  |  |  | R-454B | 2.05 | Residential & Commercial | USHP | Ducted CEE Tier 1
216972478 | Central HP <5.4 tons | CARRIER | HRCU-A-CB (Split System: Heat Pump with Remote Outdoor Unit-Air-Source) | 27VNA336A*030* | ADP |  | C36A***L13*+TXV | 58TN*B070C14**12 | 32600 | 19 | 9 | 33600 | 26600 | 79.17% | 1.92 | 0 | 10.5 |  |  |  |  | R-454B | 2.7167 | Residential & Commercial | USHP | Ducted CEE Tier 1
216972487 | Central HP <5.4 tons | CARRIER | HRCU-A-CB (Split System: Heat Pump with Remote Outdoor Unit-Air-Source) | 27VNA336A*030* | ADP |  | V,C36H***P21*+TXV | 58TN*B070C14**12 | 33000 | 19 | 9 | 33600 | 26600 | 79.17% | 1.92 | 0 | 10.5 |  |  |  |  | R-454B | 2.75 | Residential & Commercial | USHP | Ducted CEE Tier 1
216972621 | Central HP <5.4 tons | CARRIER | HRCU-A-CB (Split System: Heat Pump with Remote Outdoor Unit-Air-Source) | 27VNA336A*030* | ADP |  | C36A***L13*+TXV | 59MN7C060C17**14 | 32400 | 19 | 9.5 | 32800 | 26000 | 79.27% | 2.04 | 0 | 10.5 |  |  |  |  | R-454B | 2.7 | Residential & Commercial | USHP | Ducted CEE Tier 1
216972628 | Central HP <5.4 tons | CARRIER | HRCU-A-CB (Split System: Heat Pump with Remote Outdoor Unit-Air-Source) | 27VNA336A*030* | ADP |  | PL36H175P15*+TXV | 59MN7C060C17**14 | 33000 | 19 | 9.5 | 32400 | 25600 | 79.01% | 2.04 | 0 | 11 |  |  |  |  | R-454B | 2.75 | Residential & Commercial | USHP | Ducted CEE Tier 1
216972635 | Central HP <5.4 tons | CARRIER | HRCU-A-CB (Split System: Heat Pump with Remote Outdoor Unit-Air-Source) | 27VNA336A*030* | ADP |  | PL36H210P29*+TXV | 59MN7C060C21**20 | 33600 | 20 | 9 | 33000 | 26000 | 78.79% | 1.92 | 0 | 11.5 |  |  |  |  | R-454B | 2.8 | Residential & Commercial | USHP | Ducted CEE Tier 1
216972660 | Central HP <5.4 tons | CARRIER | HRCU-A-CB (Split System: Heat Pump with Remote Outdoor Unit-Air-Source) | 27VNA336A*030* | ADP |  | A36VCA*+TXV | 59TN6C060C17**14 | 32400 | 19 | 9.5 | 32600 | 26000 | 79.75% | 2.02 | 0 | 10.5 |  |  |  |  | R-454B | 2.7 | Residential & Commercial | USHP | Ducted CEE Tier 1
216972680 | Central HP <5.4 tons | CARRIER | HRCU-A-CB (Split System: Heat Pump with Remote Outdoor Unit-Air-Source) | 27VNA336A*030* | ADP |  | V,C36H175P13*+TXV | 59TN6C080C17**14 | 32400 | 20 | 9.5 | 33200 | 26200 | 78.92% | 2.02 | 0 | 10.5 |  |  |  |  | R-454B | 2.7 | Residential & Commercial | USHP | Ducted CEE Tier 1
216972685 | Central HP <5.4 tons | CARRIER | HRCU-A-CB (Split System: Heat Pump with Remote Outdoor Unit-Air-Source) | 27VNA336A*030* | ADP |  | V,C36H210P74*+TXV | 59TN6C080C21**20 | 32800 | 20 | 9.5 | 33000 | 26000 | 78.79% | 2.04 | 0 | 11 |  |  |  |  | R-454B | 2.7333 | Residential & Commercial | USHP | Ducted CEE Tier 1
211241011 | Central HP <5.4 tons | PAYNE HEATING AND COOLING | HRCU-A-CB (Split System: Heat Pump with Remote Outdoor Unit-Air-Source) | 38MURAQ24AB3* |  |  | CAP**2517AL* | PG95ESAA36060A** | 25000 | 16 | 8.5 | 26000 | 21000 | 80.77% | 1.76 | 0 | 10 |  |  |  |  | R-410A | 2.0833 | Residential & Commercial | USHP | Ducted CEE Tier 1
211241122 | Central HP <5.4 tons | PAYNE HEATING AND COOLING | HRCU-A-CB (Split System: Heat Pump with Remote Outdoor Unit-Air-Source) | 38MURAQ24AB3* |  |  | CAP**2517AL* | PG92ESAA42060B** | 25000 | 17 | 8.5 | 25600 | 21000 | 82.03% | 1.78 | 0 | 10.5 |  |  |  |  | R-410A | 2.0833 | Residential & Commercial | USHP | Ducted CEE Tier 1
211241265 | Central HP <5.4 tons | PAYNE HEATING AND COOLING | HRCU-A-CB (Split System: Heat Pump with Remote Outdoor Unit-Air-Source) | 38MURAQ24AB3* |  |  | CAP**3014AL* | PG80VTLA36045A** | 24000 | 16.5 | 8.5 | 26200 | 23000 | 87.79% | 1.9 | 0 | 10 |  |  |  |  | R-410A | 2 | Residential & Commercial | USHP | Ducted CEE Tier 1
211241497 | Central HP <5.4 tons | PAYNE HEATING AND COOLING | HRCU-A-CB (Split System: Heat Pump with Remote Outdoor Unit-Air-Source) | 38MURAQ24AB3* |  |  | CAP**3017AL* | PG95ESUA48060B** | 24200 | 16.5 | 8.5 | 26400 | 23000 | 87.12% | 1.9 | 0 | 10 |  |  |  |  | R-410A | 2.0167 | Residential & Commercial | USHP | Ducted CEE Tier 1
211241529 | Central HP <5.4 tons | PAYNE HEATING AND COOLING | HRCU-A-CB (Split System: Heat Pump with Remote Outdoor Unit-Air-Source) | 38MURAQ24AB3* |  |  | CAP**3017AL* | PG80VTLA36070A** | 24200 | 16.5 | 8.5 | 26400 | 22800 | 86.36% | 1.88 | 0 | 10 |  |  |  |  | R-410A | 2.0167 | Residential & Commercial | USHP | Ducted CEE Tier 1
211241933 | Central HP <5.4 tons | PAYNE HEATING AND COOLING | HRCU-A-CB (Split System: Heat Pump with Remote Outdoor Unit-Air-Source) | 38MURAQ24AB3* |  |  | CAP**3617AL* | PG95ESUA48060B** | 24400 | 17 | 8.5 | 26200 | 22400 | 85.5% | 1.86 | 0 | 10 |  |  |  |  | R-410A | 2.0333 | Residential & Commercial | USHP | Ducted CEE Tier 1
211242165 | Central HP <5.4 tons | PAYNE HEATING AND COOLING | HRCU-A-CB (Split System: Heat Pump with Remote Outdoor Unit-Air-Source) | 38MURAQ24AB3* |  |  | CAP**3617AL* | PG95ESAA48080B** | 24800 | 15.5 | 8.5 | 26800 | 22000 | 82.09% | 1.8 | 0 | 10 |  |  |  |  | R-410A | 2.0667 | Residential & Commercial | USHP | Ducted CEE Tier 1
211241022 | Central HP <5.4 tons | PAYNE HEATING AND COOLING | HRCU-A-CB (Split System: Heat Pump with Remote Outdoor Unit-Air-Source) | 38MURAQ24AB3* |  |  | CAP**2517AL* | PG96VTAA30040A** | 24400 | 16 | 8.5 | 25600 | 21600 | 84.38% | 1.78 | 0 | 10 |  |  |  |  | R-410A | 2.0333 | Residential & Commercial | USHP | Ducted CEE Tier 1
211241774 | Central HP <5.4 tons | PAYNE HEATING AND COOLING | HRCU-A-CB (Split System: Heat Pump with Remote Outdoor Unit-Air-Source) | 38MURAQ24AB3* |  |  | CAP**3017AL* | PG80ESUA48060B** | 24800 | 16.5 | 8.5 | 26800 | 22200 | 82.84% | 1.84 | 0 | 10 |  |  |  |  | R-410A | 2.0667 | Residential & Commercial | USHP | Ducted CEE Tier 1
211242097 | Central HP <5.4 tons | PAYNE HEATING AND COOLING | HRCU-A-CB (Split System: Heat Pump with Remote Outdoor Unit-Air-Source) | 38MURAQ24AB3* |  |  | CAP**3617AL* | PG80ES(A,L)A36070B** | 24400 | 16.5 | 8.5 | 26400 | 22400 | 84.85% | 1.84 | 0 | 10 |  |  |  |  | R-410A | 2.0333 | Residential & Commercial | USHP | Ducted CEE Tier 1
211243087 | Central HP <5.4 tons | PAYNE HEATING AND COOLING | HRCU-A-CB (Split System: Heat Pump with Remote Outdoor Unit-Air-Source) | 38MURAQ24AB3* |  |  | CAP**3717AL* | PG92ESAA48080B** | 24800 | 17 | 8.5 | 25600 | 21400 | 83.59% | 1.8 | 0 | 10.5 |  |  |  |  | R-410A | 2.0667 | Residential & Commercial | USHP | Ducted CEE Tier 1
211243142 | Central HP <5.4 tons | PAYNE HEATING AND COOLING | HRCU-A-CB (Split System: Heat Pump with Remote Outdoor Unit-Air-Source) | 38MURAQ24AB3* |  |  | CAP**3717AL* | PG80ES(A,L)A36070A** | 24800 | 17 | 8.5 | 25800 | 21400 | 82.95% | 1.8 | 0 | 10.5 |  |  |  |  | R-410A | 2.0667 | Residential & Commercial | USHP | Ducted CEE Tier 1
211241616 | Central HP <5.4 tons | PAYNE HEATING AND COOLING | HRCU-A-CB (Split System: Heat Pump with Remote Outdoor Unit-Air-Source) | 38MURAQ24AB3* |  |  | CAP**3017AL* | PG95ESAA30026A** | 23200 | 16.5 | 8.5 | 25800 | 24400 | 94.57% | 2.02 | 0 | 10 |  |  |  |  | R-410A | 1.9333 | Residential & Commercial | USHP | Ducted CEE Tier 1
211242032 | Central HP <5.4 tons | PAYNE HEATING AND COOLING | HRCU-A-CB (Split System: Heat Pump with Remote Outdoor Unit-Air-Source) | 38MURAQ24AB3* |  |  | CAP**3617AL* | PG96VTAA30040A** | 23400 | 16 | 8.5 | 25600 | 23800 | 92.97% | 1.96 | 0 | 10 |  |  |  |  | R-410A | 1.95 | Residential & Commercial | USHP | Ducted CEE Tier 1
211242423 | Central HP <5.4 tons | PAYNE HEATING AND COOLING | HRCU-A-CB (Split System: Heat Pump with Remote Outdoor Unit-Air-Source) | 38MURAQ24AB3* |  |  | CAP**3621AL* | PG95ESUA48060B** | 24400 | 17 | 8.5 | 26200 | 22400 | 85.5% | 1.86 | 0 | 10 |  |  |  |  | R-410A | 2.0333 | Residential & Commercial | USHP | Ducted CEE Tier 1
211242609 | Central HP <5.4 tons | PAYNE HEATING AND COOLING | HRCU-A-CB (Split System: Heat Pump with Remote Outdoor Unit-Air-Source) | 38MURAQ24AB3* |  |  | CAP**3621AL* | PG80ES(A,L)A60110C** | 25200 | 16.5 | 8.5 | 26800 | 21800 | 81.34% | 1.8 | 0 | 10 |  |  |  |  | R-410A | 2.1 | Residential & Commercial | USHP | Ducted CEE Tier 1
211242943 | Central HP <5.4 tons | PAYNE HEATING AND COOLING | HRCU-A-CB (Split System: Heat Pump with Remote Outdoor Unit-Air-Source) | 38MURAQ24AB3* |  |  | CAP**3717AL* | PG95ESAA30040A** | 24800 | 15.2 | 8.5 | 26200 | 21200 | 80.92% | 1.76 | 0 | 10 |  |  |  |  | R-410A | 2.0667 | Residential & Commercial | USHP | Ducted CEE Tier 1
211240955 | Central HP <5.4 tons | PAYNE HEATING AND COOLING | HRCU-A-CB (Split System: Heat Pump with Remote Outdoor Unit-Air-Source) | 38MURAQ24AB3* |  |  | CAP**2517AL* | PG80VTLA36070A** | 25000 | 17 | 8.5 | 25600 | 21000 | 82.03% | 1.78 | 0 | 10.5 |  |  |  |  | R-410A | 2.0833 | Residential & Commercial | USHP | Ducted CEE Tier 1
211241087 | Central HP <5.4 tons | PAYNE HEATING AND COOLING | HRCU-A-CB (Split System: Heat Pump with Remote Outdoor Unit-Air-Source) | 38MURAQ24AB3* |  |  | CAP**2517AL* | PG80ES(A,L)A36070B** | 25000 | 16.5 | 8.5 | 25800 | 21000 | 81.4% | 1.76 | 0 | 10.5 |  |  |  |  | R-410A | 2.0833 | Residential & Commercial | USHP | Ducted CEE Tier 1
212980528 | Central HP <5.4 tons | SMART COMFORT | HRCU-A-CB (Split System: Heat Pump with Remote Outdoor Unit-Air-Source) | DLCURAH30ABK |  |  | EA*4X42L21A* | *80MS(N,L)0902120A* | 30200 | 15.2 | 8.1 | 34400 | 27400 | 79.65% | 1.8 | 0 | 9 |  |  |  |  | R-410A | 2.5167 | Residential & Commercial | USHP
212982645 | Central HP <5.4 tons | SMART COMFORT | HRCU-A-CB (Split System: Heat Pump with Remote Outdoor Unit-Air-Source) | DLCURAH30ABK |  |  | EA*4X42L21A* | *80MSU0601716A* | 29800 | 15.2 | 8.1 | 33800 | 27400 | 81.07% | 1.8 | 0 | 9 |  |  |  |  | R-410A | 2.4833 | Residential & Commercial | USHP
216972703 | Central HP <5.4 tons | CARRIER | HRCU-A-CB (Split System: Heat Pump with Remote Outdoor Unit-Air-Source) | 27VNA336A*030* | ADP |  | PL36H210P29*+TXV | 59TN7A080C17**16 | 33200 | 19 | 9.5 | 33400 | 26400 | 79.04% | 2.02 | 0 | 11 |  |  |  |  | R-454B | 2.7667 | Residential & Commercial | USHP | Ducted CEE Tier 1
211230905 | Central HP <5.4 tons | PAYNE HEATING AND COOLING | HRCU-A-CB (Split System: Heat Pump with Remote Outdoor Unit-Air-Source) | 38MURAQ36AB3* |  |  | PF4MNB037L | 0 | 35800 | 16.5 | 8.1 | 38500 | 34600 | 89.87% | 1.94 | 0 | 10 |  |  |  |  | R-410A | 2.9833 | Residential & Commercial | USHP | Ducted CEE Tier 1
212384351 | Central HP <5.4 tons | PAYNE HEATING AND COOLING | HRCU-A-CB (Split System: Heat Pump with Remote Outdoor Unit-Air-Source) | 38MURAQ36AB3* |  |  | CNPV*4217AL* | PG80ESUA48060B** | 36400 | 15.5 | 8.1 | 39500 | 35000 | 88.61% | 1.98 | 0 | 10 |  |  |  |  | R-410A | 3.0333 | Residential & Commercial | USHP | Ducted CEE Tier 1
216972957 | Central HP <5.4 tons | CARRIER | HRCU-A-CB (Split System: Heat Pump with Remote Outdoor Unit-Air-Source) | 27VNA348A*030* | ADP |  | PL48H210P75*+TXV | 59TN7A100C21**22 | 43500 | 21 | 9.5 | 46000 | 36000 | 78.26% | 2 | 0 | 10.5 |  |  |  |  | R-454B | 3.625 | Residential & Commercial | USHP | Ducted CEE Tier 1
216972959 | Central HP <5.4 tons | CARRIER | HRCU-A-CB (Split System: Heat Pump with Remote Outdoor Unit-Air-Source) | 27VNA348A*030* | ADP |  | V,C48H210P16*+TXV | 59TN7A100C21**22 | 43500 | 21 | 9.5 | 46000 | 36000 | 78.26% | 2 | 0 | 10.5 |  |  |  |  | R-454B | 3.625 | Residential & Commercial | USHP | Ducted CEE Tier 1
216972736 | Central HP <5.4 tons | CARRIER | HRCU-A-CB (Split System: Heat Pump with Remote Outdoor Unit-Air-Source) | 27VNA348A*030* | ADP |  | PL48H175P15*+TXV | 58TN*B070C17**16 | 43000 | 20 | 9 | 46500 | 36800 | 79.14% | 2 | 0 | 10.5 |  |  |  |  | R-454B | 3.5833 | Residential & Commercial | USHP | Ducted CEE Tier 1
216972738 | Central HP <5.4 tons | CARRIER | HRCU-A-CB (Split System: Heat Pump with Remote Outdoor Unit-Air-Source) | 27VNA348A*030* | ADP |  | PL48H175P78*+TXV | 58TN*B070C17**16 | 43000 | 20 | 9 | 46500 | 36800 | 79.14% | 2 | 0 | 10.5 |  |  |  |  | R-454B | 3.5833 | Residential & Commercial | USHP | Ducted CEE Tier 1
216972745 | Central HP <5.4 tons | CARRIER | HRCU-A-CB (Split System: Heat Pump with Remote Outdoor Unit-Air-Source) | 27VNA348A*030* | ADP |  | C48A***L18*+TXV | 58TN*B070C17**16 | 43500 | 20 | 9 | 47000 | 37000 | 78.72% | 2 | 0 | 10.5 |  |  |  |  | R-454B | 3.625 | Residential & Commercial | USHP | Ducted CEE Tier 1
216972813 | Central HP <5.4 tons | CARRIER | HRCU-A-CB (Split System: Heat Pump with Remote Outdoor Unit-Air-Source) | 27VNA348A*030* | ADP |  | A60VHA*+TXV | 59CU5B080C21**20 | 44500 | 21 | 9.5 | 46500 | 36200 | 77.85% | 2 | 0 | 11 |  |  |  |  | R-454B | 3.7083 | Residential & Commercial | USHP | Ducted CEE Tier 1
216972820 | Central HP <5.4 tons | CARRIER | HRCU-A-CB (Split System: Heat Pump with Remote Outdoor Unit-Air-Source) | 27VNA348A*030* | ADP |  | PL60H210P17*+TXV | 59CU5B080C21**20 | 44500 | 21 | 9.5 | 46500 | 36200 | 77.85% | 2 | 0 | 11 |  |  |  |  | R-454B | 3.7083 | Residential & Commercial | USHP | Ducted CEE Tier 1
216972856 | Central HP <5.4 tons | CARRIER | HRCU-A-CB (Split System: Heat Pump with Remote Outdoor Unit-Air-Source) | 27VNA348A*030* | ADP |  | PL48H210P75*+TXV | 59MN7C080C17**14 | 42500 | 20 | 9.5 | 46500 | 36000 | 77.42% | 2 | 0 | 10.5 |  |  |  |  | R-454B | 3.5417 | Residential & Commercial | USHP | Ducted CEE Tier 1
216972872 | Central HP <5.4 tons | CARRIER | HRCU-A-CB (Split System: Heat Pump with Remote Outdoor Unit-Air-Source) | 27VNA348A*030* | ADP |  | V,C60H210P17*+TXV | 59MN7C080C21**20 | 44000 | 21 | 9.5 | 46500 | 36600 | 78.71% | 2 | 0 | 10.5 |  |  |  |  | R-454B | 3.6667 | Residential & Commercial | USHP | Ducted CEE Tier 1
216972895 | Central HP <5.4 tons | CARRIER | HRCU-A-CB (Split System: Heat Pump with Remote Outdoor Unit-Air-Source) | 27VNA348A*030* | ADP |  | PL48H210P75*+TXV | 59TN6C080C17**14 | 42500 | 20 | 9 | 46500 | 34800 | 74.84% | 2 | 0 | 11 |  |  |  |  | R-454B | 3.5417 | Residential & Commercial | USHP | Ducted CEE Tier 1
216972904 | Central HP <5.4 tons | CARRIER | HRCU-A-CB (Split System: Heat Pump with Remote Outdoor Unit-Air-Source) | 27VNA348A*030* | ADP |  | C48A***L15*+TXV | 59TN6C080C21**20 | 43500 | 20 | 9.5 | 46000 | 36200 | 78.7% | 2 | 0 | 10.5 |  |  |  |  | R-454B | 3.625 | Residential & Commercial | USHP | Ducted CEE Tier 1
216972906 | Central HP <5.4 tons | CARRIER | HRCU-A-CB (Split System: Heat Pump with Remote Outdoor Unit-Air-Source) | 27VNA348A*030* | ADP |  | V,C48H210P75*+TXV | 59TN6C080C21**20 | 43500 | 20 | 9.5 | 46000 | 36200 | 78.7% | 2 | 0 | 10.5 |  |  |  |  | R-454B | 3.625 | Residential & Commercial | USHP | Ducted CEE Tier 1
216972931 | Central HP <5.4 tons | CARRIER | HRCU-A-CB (Split System: Heat Pump with Remote Outdoor Unit-Air-Source) | 27VNA348A*030* | ADP |  | PL48H175P78*+TXV | 59TN7A080C17**16 | 43000 | 20 | 9.5 | 46500 | 37000 | 79.57% | 2 | 0 | 10.5 |  |  |  |  | R-454B | 3.5833 | Residential & Commercial | USHP | Ducted CEE Tier 1
216973013 | Central HP <5.4 tons | CARRIER | HRCU-A-CB (Split System: Heat Pump with Remote Outdoor Unit-Air-Source) | 27VNA360A*030* | ADP |  | V,C60H210P17*+TXV | 59MN7C060C21**20 | 54500 | 18 | 8.5 | 59000 | 47000 | 79.66% | 2 | 0 | 10 |  |  |  |  | R-454B | 4.5417 | Residential & Commercial | USHP | Ducted CEE Tier 1
216973020 | Central HP <5.4 tons | CARRIER | HRCU-A-CB (Split System: Heat Pump with Remote Outdoor Unit-Air-Source) | 27VNA360A*030* | ADP |  | PL60H210P17*+TXV | 59MN7C080C21**20 | 55500 | 18 | 8.1 | 58500 | 45500 | 77.78% | 1.95 | 0 | 11 |  |  |  |  | R-454B | 4.625 | Residential & Commercial | USHP | Ducted CEE Tier 1
212979169 | Central HP <5.4 tons | PAYNE HEATING AND COOLING | HRCU-A-CB (Split System: Heat Pump with Remote Outdoor Unit-Air-Source) | 38MURAQ24AB3* |  |  | CAP**3621AL* | PG80MS(A,L)A48070B** | 23800 | 17.5 | 8.5 | 26200 | 23600 | 90.08% | 1.98 | 0 | 10 |  |  |  |  | R-410A | 1.9833 | Residential & Commercial | USHP | Ducted CEE Tier 1
212979503 | Central HP <5.4 tons | PAYNE HEATING AND COOLING | HRCU-A-CB (Split System: Heat Pump with Remote Outdoor Unit-Air-Source) | 38MURAQ24AB3* |  |  | CAP**3721AL* | PG80MS(A,L)A48070C** | 24400 | 17 | 8.5 | 25200 | 21200 | 84.13% | 1.8 | 0 | 10.5 |  |  |  |  | R-410A | 2.0333 | Residential & Commercial | USHP | Ducted CEE Tier 1
211242467 | Central HP <5.4 tons | PAYNE HEATING AND COOLING | HRCU-A-CB (Split System: Heat Pump with Remote Outdoor Unit-Air-Source) | 38MURAQ24AB3* |  |  | CAP**3621AL* | PG95ESAA60080C** | 24800 | 16.5 | 8.5 | 26600 | 22000 | 82.71% | 1.82 | 0 | 10 |  |  |  |  | R-410A | 2.0667 | Residential & Commercial | USHP | Ducted CEE Tier 1
211242819 | Central HP <5.4 tons | PAYNE HEATING AND COOLING | HRCU-A-CB (Split System: Heat Pump with Remote Outdoor Unit-Air-Source) | 38MURAQ24AB3* |  |  | CAP**3717AL* | PG95ESUA36040B** | 24000 | 17 | 8.5 | 25200 | 22000 | 87.3% | 1.84 | 0 | 10 |  |  |  |  | R-410A | 2 | Residential & Commercial | USHP | Ducted CEE Tier 1
211243401 | Central HP <5.4 tons | PAYNE HEATING AND COOLING | HRCU-A-CB (Split System: Heat Pump with Remote Outdoor Unit-Air-Source) | 38MURAQ24AB3* |  |  | CAP**3721AL* | PG96VTAA36040B** | 24000 | 16 | 8.1 | 25000 | 21600 | 86.4% | 1.8 | 0 | 10 |  |  |  |  | R-410A | 2 | Residential & Commercial | USHP | Ducted CEE Tier 1
211244180 | Central HP <5.4 tons | PAYNE HEATING AND COOLING | HRCU-A-CB (Split System: Heat Pump with Remote Outdoor Unit-Air-Source) | 38MURAQ24AB3* |  |  | CNPV*2417AL* | PG95ESAA42060B** | 24200 | 15.5 | 8.5 | 27200 | 22800 | 83.82% | 1.86 | 0 | 10 |  |  |  |  | R-410A | 2.0167 | Residential & Commercial | USHP | Ducted CEE Tier 1
212987757 | Central HP <5.4 tons | SMART COMFORT | HRCU-A-CB (Split System: Heat Pump with Remote Outdoor Unit-Air-Source) | DLCURAH30ABK |  |  | EA*4X42L24A* | *96MSM0802120A* | 29800 | 15.2 | 8.1 | 34200 | 27600 | 80.7% | 1.8 | 0 | 9 |  |  |  |  | R-410A | 2.4833 | Residential & Commercial | USHP
212987768 | Central HP <5.4 tons | SMART COMFORT | HRCU-A-CB (Split System: Heat Pump with Remote Outdoor Unit-Air-Source) | DLCURAH30ABK |  |  | EA*4X43L21A* | *96MSN0802120A* | 30200 | 15.2 | 8.1 | 33400 | 26400 | 79.04% | 1.84 | 0 | 9 |  |  |  |  | R-410A | 2.5167 | Residential & Commercial | USHP
212982933 | Central HP <5.4 tons | SMART COMFORT | HRCU-A-CB (Split System: Heat Pump with Remote Outdoor Unit-Air-Source) | DLCURAH30ABK |  |  | EA*4X36L21A* | *80MSU0802120A* | 29400 | 15.2 | 8.5 | 33800 | 28000 | 82.84% | 1.76 | 0 | 9 |  |  |  |  | R-410A | 2.45 | Residential & Commercial | USHP
212982165 | Central HP <5.4 tons | SMART COMFORT | HRCU-A-CB (Split System: Heat Pump with Remote Outdoor Unit-Air-Source) | DLCURAH30ABK |  |  | EA*4X42L21A* | *80MSU0401712A* | 30000 | 15.2 | 8.5 | 33800 | 27400 | 81.07% | 1.78 | 0 | 9 |  |  |  |  | R-410A | 2.5 | Residential & Commercial | USHP
216677539 | Central HP <5.4 tons | SMART COMFORT | HRCU-A-CB (Split System: Heat Pump with Remote Outdoor Unit-Air-Source) | D5CURAH24AAK |  |  | EA*5X25M17A* | *96VSN0601716B* | 24400 | 15.5 | 8.5 | 23200 | 19100 | 82.33% | 1.94 | 0 | 10 |  |  |  |  | R-454B | 2.0333 | Residential & Commercial | USHP | Ducted CEE Tier 1
212983578 | Central HP <5.4 tons | PAYNE HEATING AND COOLING | HRCU-A-CB (Split System: Heat Pump with Remote Outdoor Unit-Air-Source) | 38MURAQ24AB3* |  |  | CNPV*2414AL* | PG92MSAA36060A** | 23400 | 16.5 | 8.5 | 27000 | 24600 | 91.11% | 2.04 | 0 | 10 |  |  |  |  | R-410A | 1.95 | Residential & Commercial | USHP | Ducted CEE Tier 1
215471341 | Central HP <5.4 tons | MIDEA | HRCU-A-CB (Split System: Heat Pump with Remote Outdoor Unit-Air-Source) | MO1HE-H30B-2A |  |  | MAUSE-H30B-2A | 0 | 30000 | 17.2 | 10.8 | 33000 | 33200 | 100.6% | 1.97 | 0 | 12 |  |  |  |  | R-454B | 2.5 | Residential & Commercial | USHP | Ducted CEE Tier 1
216676023 | Central HP <5.4 tons | SMART COMFORT | HRCU-A-CB (Split System: Heat Pump with Remote Outdoor Unit-Air-Source) | D5CURAH24AAK |  |  | EA*5X25M17A* | *80MS(N,L)0901714A* | 24400 | 15.5 | 8.5 | 23200 | 19100 | 82.33% | 1.96 | 0 | 10 |  |  |  |  | R-454B | 2.0333 | Residential & Commercial | USHP | Ducted CEE Tier 1
212979835 | Central HP <5.4 tons | PAYNE HEATING AND COOLING | HRCU-A-CB (Split System: Heat Pump with Remote Outdoor Unit-Air-Source) | 38MURAQ24AB3* |  |  | CAP**3017AL* | PG80MS(A,L)A42090B** | 23600 | 17 | 8.5 | 26400 | 24600 | 93.18% | 2.04 | 0 | 10 |  |  |  |  | R-410A | 1.9667 | Residential & Commercial | USHP | Ducted CEE Tier 1
212979919 | Central HP <5.4 tons | PAYNE HEATING AND COOLING | HRCU-A-CB (Split System: Heat Pump with Remote Outdoor Unit-Air-Source) | 38MURAQ24AB3* |  |  | CNPV*3617AL* | PG80MS(A,L)A42090B** | 23600 | 17 | 8.5 | 26400 | 24400 | 92.42% | 2.02 | 0 | 10.5 |  |  |  |  | R-410A | 1.9667 | Residential & Commercial | USHP | Ducted CEE Tier 1
214303020 | Central HP <5.4 tons | RUUD | HRCU-A-CB (Split System: Heat Pump with Remote Outdoor Unit-Air-Source) | RD17AZ36AJ3N | ADP |  | H,RG47936 | R962V0603A17M4S | 34200 | 18 | 8.1 | 32600 | 29400 | 90.18% | 1.9 | 0 | 10 |  |  |  |  | R-410A | 2.85 | Residential & Commercial | USHP | Ducted CEE Tier 1
214303029 | Central HP <5.4 tons | RUUD | HRCU-A-CB (Split System: Heat Pump with Remote Outdoor Unit-Air-Source) | RD17AZ36AJ3N | ADP |  | H,RG82936 | U98MV0603A17UPS | 33600 | 18 | 8.1 | 32600 | 29400 | 90.18% | 1.9 | 0 | 9.5 |  |  |  |  | R-410A | 2.8 | Residential & Commercial | USHP
211242021 | Central HP <5.4 tons | PAYNE HEATING AND COOLING | HRCU-A-CB (Split System: Heat Pump with Remote Outdoor Unit-Air-Source) | 38MURAQ24AB3* |  |  | CAP**3617AL* | PG95ESAA36060A** | 24400 | 15.5 | 8.5 | 26600 | 22400 | 84.21% | 1.84 | 0 | 10 |  |  |  |  | R-410A | 2.0333 | Residential & Commercial | USHP | Ducted CEE Tier 1
211242085 | Central HP <5.4 tons | PAYNE HEATING AND COOLING | HRCU-A-CB (Split System: Heat Pump with Remote Outdoor Unit-Air-Source) | 38MURAQ24AB3* |  |  | CAP**3617AL* | PG80ES(A,L)A36045B** | 24200 | 16.5 | 8.5 | 26200 | 22600 | 86.26% | 1.88 | 0 | 10 |  |  |  |  | R-410A | 2.0167 | Residential & Commercial | USHP | Ducted CEE Tier 1
211242539 | Central HP <5.4 tons | PAYNE HEATING AND COOLING | HRCU-A-CB (Split System: Heat Pump with Remote Outdoor Unit-Air-Source) | 38MURAQ24AB3* |  |  | CAP**3621AL* | PG80VTLA66110C** | 24000 | 17 | 8.5 | 25800 | 23000 | 89.15% | 1.9 | 0 | 10 |  |  |  |  | R-410A | 2 | Residential & Commercial | USHP | Ducted CEE Tier 1
211242573 | Central HP <5.4 tons | PAYNE HEATING AND COOLING | HRCU-A-CB (Split System: Heat Pump with Remote Outdoor Unit-Air-Source) | 38MURAQ24AB3* |  |  | CAP**3621AL* | PG80ES(A,L)A48070C** | 24400 | 17 | 8.5 | 26200 | 22400 | 85.5% | 1.86 | 0 | 10 |  |  |  |  | R-410A | 2.0333 | Residential & Commercial | USHP | Ducted CEE Tier 1
211242654 | Central HP <5.4 tons | PAYNE HEATING AND COOLING | HRCU-A-CB (Split System: Heat Pump with Remote Outdoor Unit-Air-Source) | 38MURAQ24AB3* |  |  | CAP**3621AL* | PG92ESAA60100C** | 25000 | 17 | 8.5 | 26600 | 21800 | 81.95% | 1.82 | 0 | 10.5 |  |  |  |  | R-410A | 2.0833 | Residential & Commercial | USHP | Ducted CEE Tier 1
211242923 | Central HP <5.4 tons | PAYNE HEATING AND COOLING | HRCU-A-CB (Split System: Heat Pump with Remote Outdoor Unit-Air-Source) | 38MURAQ24AB3* |  |  | CAP**3717AL* | PG96VTAA48080B** | 24600 | 16.5 | 8.5 | 25600 | 21400 | 83.59% | 1.8 | 0 | 10 |  |  |  |  | R-410A | 2.05 | Residential & Commercial | USHP | Ducted CEE Tier 1
211262433 | Central HP <5.4 tons | SMART COMFORT | HRCU-A-CB (Split System: Heat Pump with Remote Outdoor Unit-Air-Source) | DLCURAH18ABK |  |  | EN(A,D)4X18L14** | *80ES(N,L)0451412A* | 17800 | 15.5 | 8.5 | 18900 | 19200 | 101.6% | 2.3 | 0 | 10.5 |  |  |  |  | R-410A | 1.4833 | Residential & Commercial | USHP | Ducted CEE Tier 1
211240509 | Central HP <5.4 tons | PAYNE HEATING AND COOLING | HRCU-A-CB (Split System: Heat Pump with Remote Outdoor Unit-Air-Source) | 38MURAQ24AB3* |  |  | CAP**2417AL* | PG80VTLA36045A** | 24000 | 16.5 | 8.5 | 26800 | 24000 | 89.55% | 1.98 | 0 | 10 |  |  |  |  | R-410A | 2 | Residential & Commercial | USHP | Ducted CEE Tier 1
211240523 | Central HP <5.4 tons | PAYNE HEATING AND COOLING | HRCU-A-CB (Split System: Heat Pump with Remote Outdoor Unit-Air-Source) | 38MURAQ24AB3* |  |  | CAP**2417AL* | PG96VTAA36040B** | 23000 | 15.5 | 8.5 | 26400 | 26000 | 98.48% | 2.18 | 0 | 9.5 |  |  |  |  | R-410A | 1.9167 | Residential & Commercial | USHP
211241508 | Central HP <5.4 tons | PAYNE HEATING AND COOLING | HRCU-A-CB (Split System: Heat Pump with Remote Outdoor Unit-Air-Source) | 38MURAQ24AB3* |  |  | CAP**3017AL* | PG80ESUA36040B** | 24000 | 17 | 8.5 | 26000 | 23200 | 89.23% | 1.94 | 0 | 10 |  |  |  |  | R-410A | 2 | Residential & Commercial | USHP | Ducted CEE Tier 1
211241543 | Central HP <5.4 tons | PAYNE HEATING AND COOLING | HRCU-A-CB (Split System: Heat Pump with Remote Outdoor Unit-Air-Source) | 38MURAQ24AB3* |  |  | CAP**3017AL* | PG96VTAA48080B** | 24200 | 16.5 | 8.5 | 26400 | 23000 | 87.12% | 1.9 | 0 | 10 |  |  |  |  | R-410A | 2.0167 | Residential & Commercial | USHP | Ducted CEE Tier 1
211241729 | Central HP <5.4 tons | PAYNE HEATING AND COOLING | HRCU-A-CB (Split System: Heat Pump with Remote Outdoor Unit-Air-Source) | 38MURAQ24AB3* |  |  | CAP**3017AL* | PG95ESAA48080B** | 24600 | 15.5 | 8.5 | 27000 | 22400 | 82.96% | 1.82 | 0 | 10 |  |  |  |  | R-410A | 2.05 | Residential & Commercial | USHP | Ducted CEE Tier 1
211242665 | Central HP <5.4 tons | PAYNE HEATING AND COOLING | HRCU-A-CB (Split System: Heat Pump with Remote Outdoor Unit-Air-Source) | 38MURAQ24AB3* |  |  | CAP**3621AL* | PG95ESAA42060B** | 24800 | 16 | 8.5 | 26600 | 22000 | 82.71% | 1.82 | 0 | 10 |  |  |  |  | R-410A | 2.0667 | Residential & Commercial | USHP | Ducted CEE Tier 1
211242698 | Central HP <5.4 tons | PAYNE HEATING AND COOLING | HRCU-A-CB (Split System: Heat Pump with Remote Outdoor Unit-Air-Source) | 38MURAQ24AB3* |  |  | CAP**3621AL* | PG80ESUA60080C** | 24600 | 17.5 | 8.5 | 26200 | 22200 | 84.73% | 1.86 | 0 | 10.5 |  |  |  |  | R-410A | 2.05 | Residential & Commercial | USHP | Ducted CEE Tier 1
212509254 | Central HP <5.4 tons | PAYNE HEATING AND COOLING | HRCU-A-CB (Split System: Heat Pump with Remote Outdoor Unit-Air-Source) | 38MURAQ18AB3* | ADP |  | H,PG7J936 | PG92ESAA36040B** | 17700 | 15.2 | 8.5 | 17200 | 18600 | 108.1% | 2.28 | 0 | 10.5 |  |  |  |  | R-410A | 1.475 | Residential & Commercial | USHP | Ducted CEE Tier 1
211262306 | Central HP <5.4 tons | PAYNE HEATING AND COOLING | HRCU-A-CB (Split System: Heat Pump with Remote Outdoor Unit-Air-Source) | 38MURAQ18AB3* |  |  | CNPV*1814AL* | PG80VTLA36070A** | 17400 | 16 | 8.5 | 18500 | 19400 | 104.9% | 2.34 | 0 | 10.5 |  |  |  |  | R-410A | 1.45 | Residential & Commercial | USHP | Ducted CEE Tier 1
215471336 | Central HP <5.4 tons | MIDEA | HRCU-A-CB (Split System: Heat Pump with Remote Outdoor Unit-Air-Source) | MO1HE-H48B-2A |  |  | MAUHE-H48B-2A | 0 | 48000 | 16.5 | 9.5 | 50000 | 46000 | 92% | 1.9 | 0 | 10.5 |  |  |  |  | R-454B | 4 | Residential & Commercial | USHP | Ducted CEE Tier 1
211263522 | Central HP <5.4 tons | SMART COMFORT | HRCU-A-CB (Split System: Heat Pump with Remote Outdoor Unit-Air-Source) | DLCURAH18ABK |  |  | EN(A,D)4X24L17** | *80ESU0601716A | 18500 | 16 | 8.5 | 19400 | 18500 | 95.36% | 2.24 | 0 | 11 |  |  |  |  | R-410A | 1.5417 | Residential & Commercial | USHP | Ducted CEE Tier 1
216607263 | Central HP <5.4 tons | MIDEA | HRCU-A-CB (Split System: Heat Pump with Remote Outdoor Unit-Air-Source) | MO1HE-H30B-2A |  |  | MAWHE-H30B-2A | 0 | 30000 | 17.5 | 10.2 | 32000 | 32000 | 100% | 2 | 0 | 11.7 |  |  |  |  | R-454B | 2.5 | Residential & Commercial | USHP | Ducted CEE Tier 1
211263070 | Central HP <5.4 tons | PAYNE HEATING AND COOLING | HRCU-A-CB (Split System: Heat Pump with Remote Outdoor Unit-Air-Source) | 38MURAQ18AB3* |  |  | CNPV*2417AL* | PG80VTLA36070A** | 17700 | 16 | 8.5 | 18500 | 18800 | 101.6% | 2.26 | 0 | 11 |  |  |  |  | R-410A | 1.475 | Residential & Commercial | USHP | Ducted CEE Tier 1
211263137 | Central HP <5.4 tons | PAYNE HEATING AND COOLING | HRCU-A-CB (Split System: Heat Pump with Remote Outdoor Unit-Air-Source) | 38MURAQ18AB3* |  |  | CNPV*2417AL* | PG95ESAA30040A** | 17800 | 15.5 | 8.5 | 18700 | 18800 | 100.5% | 2.26 | 0 | 10.5 |  |  |  |  | R-410A | 1.4833 | Residential & Commercial | USHP | Ducted CEE Tier 1
211243391 | Central HP <5.4 tons | PAYNE HEATING AND COOLING | HRCU-A-CB (Split System: Heat Pump with Remote Outdoor Unit-Air-Source) | 38MURAQ24AB3* |  |  | CAP**3721AL* | PG80VTLA60090C** | 24600 | 17 | 8.5 | 25400 | 21200 | 83.46% | 1.78 | 0 | 10.5 |  |  |  |  | R-410A | 2.05 | Residential & Commercial | USHP | Ducted CEE Tier 1
211243576 | Central HP <5.4 tons | PAYNE HEATING AND COOLING | HRCU-A-CB (Split System: Heat Pump with Remote Outdoor Unit-Air-Source) | 38MURAQ24AB3* |  |  | CAP**3721AL* | PG92ESAA48080B** | 25000 | 17.5 | 8.5 | 25600 | 20800 | 81.25% | 1.76 | 0 | 10.5 |  |  |  |  | R-410A | 2.0833 | Residential & Commercial | USHP | Ducted CEE Tier 1
211243642 | Central HP <5.4 tons | PAYNE HEATING AND COOLING | HRCU-A-CB (Split System: Heat Pump with Remote Outdoor Unit-Air-Source) | 38MURAQ24AB3* |  |  | CAP**3721AL* | PG80ESUA60080C** | 25000 | 17.5 | 8.5 | 25600 | 20800 | 81.25% | 1.76 | 0 | 10.5 |  |  |  |  | R-410A | 2.0833 | Residential & Commercial | USHP | Ducted CEE Tier 1
211243826 | Central HP <5.4 tons | PAYNE HEATING AND COOLING | HRCU-A-CB (Split System: Heat Pump with Remote Outdoor Unit-Air-Source) | 38MURAQ24AB3* |  |  | CNPV*2414AL* | PG80ES(A,L)A36070A** | 23800 | 16 | 8.5 | 26800 | 23200 | 86.57% | 1.92 | 0 | 10 |  |  |  |  | R-410A | 1.9833 | Residential & Commercial | USHP | Ducted CEE Tier 1
211243993 | Central HP <5.4 tons | PAYNE HEATING AND COOLING | HRCU-A-CB (Split System: Heat Pump with Remote Outdoor Unit-Air-Source) | 38MURAQ24AB3* |  |  | CNPV*2417AL* | PG80VTLA48090B** | 23200 | 16.5 | 8.5 | 26400 | 24200 | 91.67% | 2.02 | 0 | 10 |  |  |  |  | R-410A | 1.9333 | Residential & Commercial | USHP | Ducted CEE Tier 1
211242913 | Central HP <5.4 tons | PAYNE HEATING AND COOLING | HRCU-A-CB (Split System: Heat Pump with Remote Outdoor Unit-Air-Source) | 38MURAQ24AB3* |  |  | CAP**3717AL* | PG96VTAA36040B** | 24600 | 15.5 | 8.5 | 25800 | 21600 | 83.72% | 1.78 | 0 | 10 |  |  |  |  | R-410A | 2.05 | Residential & Commercial | USHP | Ducted CEE Tier 1
211243098 | Central HP <5.4 tons | PAYNE HEATING AND COOLING | HRCU-A-CB (Split System: Heat Pump with Remote Outdoor Unit-Air-Source) | 38MURAQ24AB3* |  |  | CAP**3717AL* | PG95ESAA42060B** | 25200 | 16 | 8.5 | 26200 | 21200 | 80.92% | 1.76 | 0 | 10 |  |  |  |  | R-410A | 2.1 | Residential & Commercial | USHP | Ducted CEE Tier 1
211243565 | Central HP <5.4 tons | PAYNE HEATING AND COOLING | HRCU-A-CB (Split System: Heat Pump with Remote Outdoor Unit-Air-Source) | 38MURAQ24AB3* |  |  | CAP**3721AL* | PG92ESAA42060B** | 25000 | 17 | 8.5 | 25600 | 20800 | 81.25% | 1.76 | 0 | 10.5 |  |  |  |  | R-410A | 2.0833 | Residential & Commercial | USHP | Ducted CEE Tier 1
211243750 | Central HP <5.4 tons | PAYNE HEATING AND COOLING | HRCU-A-CB (Split System: Heat Pump with Remote Outdoor Unit-Air-Source) | 38MURAQ24AB3* |  |  | CNPV*2414AL* | PG95ESAA36060A** | 24000 | 15.2 | 8.5 | 27200 | 23000 | 84.56% | 1.88 | 0 | 10 |  |  |  |  | R-410A | 2 | Residential & Commercial | USHP | Ducted CEE Tier 1
211244015 | Central HP <5.4 tons | PAYNE HEATING AND COOLING | HRCU-A-CB (Split System: Heat Pump with Remote Outdoor Unit-Air-Source) | 38MURAQ24AB3* |  |  | CNPV*2417AL* | PG80VTLA48070B** | 23600 | 16.5 | 8.5 | 26600 | 23400 | 87.97% | 1.94 | 0 | 10 |  |  |  |  | R-410A | 1.9667 | Residential & Commercial | USHP | Ducted CEE Tier 1
212498607 | Central HP <5.4 tons | BRYANT HEATING AND COOLING SYSTEMS | HRCU-A-CB (Split System: Heat Pump with Remote Outdoor Unit-Air-Source) | 38MURAQ30AB3* | ADP |  | CE2903C+TXV | 0 | 29400 | 15.2 | 8.15 | 33200 | 27000 | 81.33% | 1.76 | 0 | 8.5 |  |  |  |  | R-410A | 2.45 | Residential & Commercial | USHP
211243378 | Central HP <5.4 tons | PAYNE HEATING AND COOLING | HRCU-A-CB (Split System: Heat Pump with Remote Outdoor Unit-Air-Source) | 38MURAQ24AB3* |  |  | CAP**3721AL* | PG80ESUA36040B** | 24600 | 17.5 | 8.5 | 25200 | 21000 | 83.33% | 1.78 | 0 | 10.5 |  |  |  |  | R-410A | 2.05 | Residential & Commercial | USHP | Ducted CEE Tier 1
216684129 | Central HP <5.4 tons | MIDEA | HRCU-A-C (Split System: Heat Pump with Remote Outdoor Unit with No Indoor Fan --Air Source) | MO1HE-H48B-2A |  |  | MAAHE-H60B-CA | 0 | 45000 | 15.2 | 8.8 | 48000 | 42000 | 87.5% | 1.85 | 0 | 10 |  |  |  |  | R-454B | 3.75 | Residential & Commercial | USHP | Ducted CEE Tier 1
211243737 | Central HP <5.4 tons | PAYNE HEATING AND COOLING | HRCU-A-CB (Split System: Heat Pump with Remote Outdoor Unit-Air-Source) | 38MURAQ24AB3* |  |  | CNPV*2414AL* | PG80VTLA36070A** | 23800 | 16.5 | 8.5 | 26800 | 23200 | 86.57% | 1.92 | 0 | 10 |  |  |  |  | R-410A | 1.9833 | Residential & Commercial | USHP | Ducted CEE Tier 1
211243771 | Central HP <5.4 tons | PAYNE HEATING AND COOLING | HRCU-A-CB (Split System: Heat Pump with Remote Outdoor Unit-Air-Source) | 38MURAQ24AB3* |  |  | CNPV*2414AL* | PG96VTAA36060A** | 23200 | 16 | 8.5 | 26400 | 24600 | 93.18% | 2.04 | 0 | 10 |  |  |  |  | R-410A | 1.9333 | Residential & Commercial | USHP | Ducted CEE Tier 1
211243912 | Central HP <5.4 tons | PAYNE HEATING AND COOLING | HRCU-A-CB (Split System: Heat Pump with Remote Outdoor Unit-Air-Source) | 38MURAQ24AB3* |  |  | CNPV*2417AL* | PG80ES(A,L)A48070B** | 24400 | 15.5 | 8.5 | 27400 | 22400 | 81.75% | 1.84 | 0 | 10 |  |  |  |  | R-410A | 2.0333 | Residential & Commercial | USHP | Ducted CEE Tier 1
212972479 | Central HP <5.4 tons | SMART COMFORT | HRCU-A-CB (Split System: Heat Pump with Remote Outdoor Unit-Air-Source) | DLCURAH30ABK |  |  | EA*4X42L24A* | *80VTL1102122B* | 29800 | 15.2 | 8.1 | 34200 | 27600 | 80.7% | 1.8 | 0 | 9 |  |  |  |  | R-410A | 2.4833 | Residential & Commercial | USHP
212980550 | Central HP <5.4 tons | SMART COMFORT | HRCU-A-CB (Split System: Heat Pump with Remote Outdoor Unit-Air-Source) | DLCURAH30ABK |  |  | EA*4X43L21A* | *80MS(N,L)0902120A* | 30800 | 15.2 | 8.5 | 33600 | 26400 | 78.57% | 1.86 | 0 | 9 |  |  |  |  | R-410A | 2.5667 | Residential & Commercial | USHP
212982657 | Central HP <5.4 tons | SMART COMFORT | HRCU-A-CB (Split System: Heat Pump with Remote Outdoor Unit-Air-Source) | DLCURAH30ABK |  |  | EA*4X42L24A* | *80MSU0601716A* | 30000 | 15.5 | 8.1 | 34200 | 27600 | 80.7% | 1.8 | 0 | 9 |  |  |  |  | R-410A | 2.5 | Residential & Commercial | USHP
216973022 | Central HP <5.4 tons | CARRIER | HRCU-A-CB (Split System: Heat Pump with Remote Outdoor Unit-Air-Source) | 27VNA360A*030* | ADP |  | C60A***L18*+TXV | 59MN7C080C21**20 | 55500 | 18 | 8.1 | 58500 | 45500 | 77.78% | 1.95 | 0 | 11 |  |  |  |  | R-454B | 4.625 | Residential & Commercial | USHP | Ducted CEE Tier 1
216973038 | Central HP <5.4 tons | CARRIER | HRCU-A-CB (Split System: Heat Pump with Remote Outdoor Unit-Air-Source) | 27VNA360A*030* | ADP |  | V,C60H210P17*+TXV | 59TN6C100C21**22 | 55500 | 18 | 8.5 | 58500 | 46000 | 78.63% | 2.02 | 0 | 11 |  |  |  |  | R-454B | 4.625 | Residential & Commercial | USHP | Ducted CEE Tier 1
216972111 | Central HP <5.4 tons | CARRIER | HRCU-A-CB (Split System: Heat Pump with Remote Outdoor Unit-Air-Source) | 27VNA154A*030* | ADP |  | V,C60H210P17*+TXV | 58TN*B110C21**20 | 49500 | 19 | 10.5 | 50500 | 52500 | 104% | 1.96 | 0 | 11.5 |  |  |  |  | R-454B | 4.125 | Residential & Commercial | USHP | Ducted CEE Tier 1
216972293 | Central HP <5.4 tons | CARRIER | HRCU-A-CB (Split System: Heat Pump with Remote Outdoor Unit-Air-Source) | 27VNA154A*030* | ADP |  | V,C48H175P38*+TXV | 59TN6C080C17**14 | 48000 | 18 | 9 | 48500 | 49500 | 102.1% | 1.96 | 0 | 12 |  |  |  |  | R-454B | 4 | Residential & Commercial | USHP | Ducted CEE Tier 1
216972334 | Central HP <5.4 tons | CARRIER | HRCU-A-CB (Split System: Heat Pump with Remote Outdoor Unit-Air-Source) | 27VNA154A*030* | ADP |  | C48A***L16*+TXV | 59TN6C100C21**22 | 48000 | 19 | 10.5 | 50500 | 53000 | 105% | 1.96 | 0 | 10.5 |  |  |  |  | R-454B | 4 | Residential & Commercial | USHP | Ducted CEE Tier 1
216972393 | Central HP <5.4 tons | CARRIER | HRCU-A-CB (Split System: Heat Pump with Remote Outdoor Unit-Air-Source) | 27VNA154A*030* | ADP |  | C60A***L19*+TXV | 59TN7A100C21**22 | 49000 | 19 | 10.5 | 50500 | 53000 | 105% | 1.96 | 0 | 11 |  |  |  |  | R-454B | 4.0833 | Residential & Commercial | USHP | Ducted CEE Tier 1
211244058 | Central HP <5.4 tons | PAYNE HEATING AND COOLING | HRCU-A-CB (Split System: Heat Pump with Remote Outdoor Unit-Air-Source) | 38MURAQ24AB3* |  |  | CNPV*2417AL* | PG96VTAA30040A** | 23400 | 15.5 | 8.5 | 26600 | 24000 | 90.23% | 1.96 | 0 | 10 |  |  |  |  | R-410A | 1.95 | Residential & Commercial | USHP | Ducted CEE Tier 1
214302976 | Central HP <5.4 tons | RUUD | HRCU-A-CB (Split System: Heat Pump with Remote Outdoor Unit-Air-Source) | RD17AZ36AJ3N | ADP |  | H,RG47936 | R801V0504A17UHN | 34200 | 18 | 8.1 | 32600 | 29400 | 90.18% | 1.9 | 0 | 10 |  |  |  |  | R-410A | 2.85 | Residential & Commercial | USHP | Ducted CEE Tier 1
214302993 | Central HP <5.4 tons | RUUD | HRCU-A-CB (Split System: Heat Pump with Remote Outdoor Unit-Air-Source) | RD17AZ36AJ3N | ADP |  | H,RG82936 | R802V0504A17UHS | 33600 | 18 | 8.1 | 32600 | 29400 | 90.18% | 1.9 | 0 | 9.5 |  |  |  |  | R-410A | 2.8 | Residential & Commercial | USHP
214594891 | Central HP <5.4 tons | MIDEA | HRCU-A-CB (Split System: Heat Pump with Remote Outdoor Unit-Air-Source) | MOX430U-18HFN1-M |  |  | MVBL-18HWFN1-MH3 | 0 | 18000 | 17 | 9.5 | 19000 | 18000 | 94.74% | 2 | 0 | 12.4 |  |  |  |  | R-410A | 1.5 | Residential & Commercial | USHP | Ducted CEE Tier 1
212980943 | Central HP <5.4 tons | SMART COMFORT | HRCU-A-CB (Split System: Heat Pump with Remote Outdoor Unit-Air-Source) | DLCURAH30ABK |  |  | EA*4X42L24A* | *80MS(N,L)1102120A* | 30400 | 15.2 | 8.1 | 34400 | 27400 | 79.65% | 1.82 | 0 | 9 |  |  |  |  | R-410A | 2.5333 | Residential & Commercial | USHP
216972398 | Central HP <5.4 tons | CARRIER | HRCU-A-CB (Split System: Heat Pump with Remote Outdoor Unit-Air-Source) | 27VNA336A*030* | ADP |  | PL36H210P29*+TXV | 58CU*B040C17**12 | 33400 | 20 | 9.5 | 32800 | 25800 | 78.66% | 2.04 | 0 | 11.7 |  |  |  |  | R-454B | 2.7833 | Residential & Commercial | USHP | Ducted CEE Tier 1
216972414 | Central HP <5.4 tons | CARRIER | HRCU-A-CB (Split System: Heat Pump with Remote Outdoor Unit-Air-Source) | 27VNA336A*030* | ADP |  | PL36H210P74*+TXV | 58CU*B040C17**12 | 32800 | 20 | 9.5 | 33200 | 26200 | 78.92% | 2.02 | 0 | 11.5 |  |  |  |  | R-454B | 2.7333 | Residential & Commercial | USHP | Ducted CEE Tier 1
216972416 | Central HP <5.4 tons | CARRIER | HRCU-A-CB (Split System: Heat Pump with Remote Outdoor Unit-Air-Source) | 27VNA336A*030* | ADP |  | C36A***L15*+TXV | 58CU*B040C17**12 | 33200 | 20 | 9.5 | 32800 | 25800 | 78.66% | 2.04 | 0 | 11.7 |  |  |  |  | R-454B | 2.7667 | Residential & Commercial | USHP | Ducted CEE Tier 1
216972432 | Central HP <5.4 tons | CARRIER | HRCU-A-CB (Split System: Heat Pump with Remote Outdoor Unit-Air-Source) | 27VNA336A*030* | ADP |  | PL36H175P14*+TXV | 58CU*B060C17**16 | 32800 | 20 | 9.5 | 33200 | 26200 | 78.92% | 2 | 0 | 11.5 |  |  |  |  | R-454B | 2.7333 | Residential & Commercial | USHP | Ducted CEE Tier 1
216972449 | Central HP <5.4 tons | CARRIER | HRCU-A-CB (Split System: Heat Pump with Remote Outdoor Unit-Air-Source) | 27VNA336A*030* | ADP |  | V,C36H175P45*+TXV | 58CU*B060C17**16 | 33800 | 20 | 9.5 | 32800 | 25600 | 78.05% | 2.06 | 0 | 11.7 |  |  |  |  | R-454B | 2.8167 | Residential & Commercial | USHP | Ducted CEE Tier 1
216972498 | Central HP <5.4 tons | CARRIER | HRCU-A-CB (Split System: Heat Pump with Remote Outdoor Unit-Air-Source) | 27VNA336A*030* | ADP |  | C36A***L13*+TXV | 58TN*B070C17**16 | 32600 | 19 | 9.5 | 33600 | 26600 | 79.17% | 2 | 0 | 11 |  |  |  |  | R-454B | 2.7167 | Residential & Commercial | USHP | Ducted CEE Tier 1
216972564 | Central HP <5.4 tons | CARRIER | HRCU-A-CB (Split System: Heat Pump with Remote Outdoor Unit-Air-Source) | 27VNA336A*030* | ADP |  | PL36H210P29*+TXV | 58TN*B110C21**20 | 33800 | 20 | 9.5 | 32400 | 25400 | 78.4% | 2.04 | 0 | 12 |  |  |  |  | R-454B | 2.8167 | Residential & Commercial | USHP | Ducted CEE Tier 1
211262675 | Central HP <5.4 tons | PAYNE HEATING AND COOLING | HRCU-A-CB (Split System: Heat Pump with Remote Outdoor Unit-Air-Source) | 38MURAQ18AB3* |  |  | CNPV*2414AL* | PG95ESAA30026A** | 18000 | 15.5 | 8.5 | 19000 | 18700 | 98.42% | 2.24 | 0 | 10.5 |  |  |  |  | R-410A | 1.5 | Residential & Commercial | USHP | Ducted CEE Tier 1
211263078 | Central HP <5.4 tons | PAYNE HEATING AND COOLING | HRCU-A-CB (Split System: Heat Pump with Remote Outdoor Unit-Air-Source) | 38MURAQ18AB3* |  |  | CNPV*2417AL* | PG96VTAA36040B** | 17700 | 15.5 | 8.5 | 18700 | 18800 | 100.5% | 2.26 | 0 | 10.5 |  |  |  |  | R-410A | 1.475 | Residential & Commercial | USHP | Ducted CEE Tier 1
211263413 | Central HP <5.4 tons | PAYNE HEATING AND COOLING | HRCU-A-CB (Split System: Heat Pump with Remote Outdoor Unit-Air-Source) | 38MURAQ18AB3* |  |  | CNPV*2417AL* | PG92ESAA48080B** | 18500 | 16 | 8.5 | 19500 | 18400 | 94.36% | 2.24 | 0 | 11 |  |  |  |  | R-410A | 1.5417 | Residential & Commercial | USHP | Ducted CEE Tier 1
211263779 | Central HP <5.4 tons | PAYNE HEATING AND COOLING | HRCU-A-CB (Split System: Heat Pump with Remote Outdoor Unit-Air-Source) | 38MURAQ18AB3* |  |  | CNPV*3014AL* | PG80ES(A,L)A36045A** | 18200 | 16 | 8.5 | 18600 | 18400 | 98.92% | 2.22 | 0 | 11 |  |  |  |  | R-410A | 1.5167 | Residential & Commercial | USHP | Ducted CEE Tier 1
211253516 | Central HP <5.4 tons | ECO AC | HRCU-A-CB (Split System: Heat Pump with Remote Outdoor Unit-Air-Source) | EHI-O24BAH |  |  | EHI-V24BA | 0 | 24000 | 17.4 | 10 | 24000 | 22600 | 94.17% | 1.91 | 12.5 | 11.7 |  |  |  |  | R-410A | 2 | Residential & Commercial | USHP | Ducted CEE Tier 1
211264734 | Central HP <5.4 tons | PAYNE HEATING AND COOLING | HRCU-A-CB (Split System: Heat Pump with Remote Outdoor Unit-Air-Source) | 38MURAQ18AB3* |  |  | PF4MN*A18L* | 0 | 18000 | 15.5 | 8.5 | 19000 | 19100 | 100.5% | 2.28 | 0 | 10.5 |  |  |  |  | R-410A | 1.5 | Residential & Commercial | USHP | Ducted CEE Tier 1
212498311 | Central HP <5.4 tons | PAYNE HEATING AND COOLING | HRCU-A-CB (Split System: Heat Pump with Remote Outdoor Unit-Air-Source) | 38MURAQ18AB3* | ADP |  | CP1801A+TXV+TD | 0 | 17100 | 15.2 | 8.6 | 17000 | 19300 | 113.5% | 2.3 | 0 | 10.5 |  |  |  |  | R-410A | 1.425 | Residential & Commercial | USHP | Ducted CEE Tier 1
211242986 | Central HP <5.4 tons | PAYNE HEATING AND COOLING | HRCU-A-CB (Split System: Heat Pump with Remote Outdoor Unit-Air-Source) | 38MURAQ24AB3* |  |  | CAP**3717AL* | PG96VTAA36060A** | 24000 | 16.5 | 8.5 | 25200 | 22000 | 87.3% | 1.84 | 0 | 10 |  |  |  |  | R-410A | 2 | Residential & Commercial | USHP | Ducted CEE Tier 1
211243493 | Central HP <5.4 tons | PAYNE HEATING AND COOLING | HRCU-A-CB (Split System: Heat Pump with Remote Outdoor Unit-Air-Source) | 38MURAQ24AB3* |  |  | CAP**3721AL* | PG80ES(A,L)A36045B** | 24800 | 17 | 8.5 | 25400 | 21000 | 82.68% | 1.76 | 0 | 10.5 |  |  |  |  | R-410A | 2.0667 | Residential & Commercial | USHP | Ducted CEE Tier 1
211243804 | Central HP <5.4 tons | PAYNE HEATING AND COOLING | HRCU-A-CB (Split System: Heat Pump with Remote Outdoor Unit-Air-Source) | 38MURAQ24AB3* |  |  | CNPV*2414AL* | PG92ESAA36060A** | 24200 | 15.5 | 8.5 | 27200 | 22600 | 83.09% | 1.86 | 0 | 10 |  |  |  |  | R-410A | 2.0167 | Residential & Commercial | USHP | Ducted CEE Tier 1
211243981 | Central HP <5.4 tons | PAYNE HEATING AND COOLING | HRCU-A-CB (Split System: Heat Pump with Remote Outdoor Unit-Air-Source) | 38MURAQ24AB3* |  |  | CNPV*2417AL* | PG80VTLA36045A** | 23800 | 16 | 8.5 | 26800 | 23200 | 86.57% | 1.92 | 0 | 10 |  |  |  |  | R-410A | 1.9833 | Residential & Commercial | USHP | Ducted CEE Tier 1
211244047 | Central HP <5.4 tons | PAYNE HEATING AND COOLING | HRCU-A-CB (Split System: Heat Pump with Remote Outdoor Unit-Air-Source) | 38MURAQ24AB3* |  |  | CNPV*2417AL* | PG95ESAA36060A** | 24000 | 15.2 | 8.5 | 27200 | 23000 | 84.56% | 1.88 | 0 | 10 |  |  |  |  | R-410A | 2 | Residential & Commercial | USHP | Ducted CEE Tier 1
211244213 | Central HP <5.4 tons | PAYNE HEATING AND COOLING | HRCU-A-CB (Split System: Heat Pump with Remote Outdoor Unit-Air-Source) | 38MURAQ24AB3* |  |  | CNPV*2417AL* | PG92ESAA36040B** | 23200 | 15.5 | 8.5 | 26600 | 24200 | 90.98% | 1.98 | 0 | 10 |  |  |  |  | R-410A | 1.9333 | Residential & Commercial | USHP | Ducted CEE Tier 1
211244345 | Central HP <5.4 tons | PAYNE HEATING AND COOLING | HRCU-A-CB (Split System: Heat Pump with Remote Outdoor Unit-Air-Source) | 38MURAQ24AB3* |  |  | CNPV*3014AL* | PG96VTAA36060A** | 23400 | 16.5 | 8.1 | 25800 | 24000 | 93.02% | 1.98 | 0 | 10 |  |  |  |  | R-410A | 1.95 | Residential & Commercial | USHP | Ducted CEE Tier 1
212603246 | Central HP <5.4 tons | DAY & NIGHT | HRCU-A-CB (Split System: Heat Pump with Remote Outdoor Unit-Air-Source) | DLCURAH30ABK | ADP |  | PL36H210P179 | *96VTN1002122A* | 30000 | 15.2 | 8.1 | 32400 | 26800 | 82.72% | 1.8 | 0 | 9 |  |  |  |  | R-410A | 2.5 | Residential & Commercial | USHP
213076051 | Central HP <5.4 tons | SMART COMFORT | HRCU-A-CB (Split System: Heat Pump with Remote Outdoor Unit-Air-Source) | DLCURAH30ABK |  |  | EA*4X42L24A* | *95MSU1002120A* | 29800 | 15.2 | 8.1 | 38000 | 27600 | 72.63% | 1.78 | 0 | 9 |  |  |  |  | R-410A | 2.4833 | Residential & Commercial | USHP
211712779 | Central HP <5.4 tons | SMART COMFORT | HRCU-A-CB (Split System: Heat Pump with Remote Outdoor Unit-Air-Source) | DLCURAH30ABK |  |  | EA*4X42L24A* | *96VTN0802120A* | 29600 | 15.2 | 8.1 | 33600 | 27400 | 81.55% | 1.78 | 0 | 9 |  |  |  |  | R-410A | 2.4667 | Residential & Commercial | USHP
211713206 | Central HP <5.4 tons | SMART COMFORT | HRCU-A-CB (Split System: Heat Pump with Remote Outdoor Unit-Air-Source) | DLCURAH30ABK |  |  | EA*4X43L21A* | *96VTN0802120A* | 30400 | 15.2 | 8.1 | 33000 | 26200 | 79.39% | 1.84 | 0 | 9 |  |  |  |  | R-410A | 2.5333 | Residential & Commercial | USHP
215471354 | Central HP <5.4 tons | MIDEA | HRCU-A-CB (Split System: Heat Pump with Remote Outdoor Unit-Air-Source) | MO1HU-H36B-2A |  |  | MASHS-H36B-2A | 0 | 36000 | 17.2 | 9.5 | 38000 | 38000 | 100% | 2.06 | 0 | 11.7 |  |  |  |  | R-454B | 3 | Residential & Commercial | USHP | Ducted CEE Tier 1
212501407 | Central HP <5.4 tons | LENNOX | HRCU-A-CB (Split System: Heat Pump with Remote Outdoor Unit-Air-Source) | SL25XPV-024-230A** | ADP |  | LP36/37R9 | EL296UH090XV36C* | 22200 | 22 | 9.3 | 19800 | 19800 | 100% | 1.9 | 0 | 14.5 |  |  |  |  | R-410A | 1.85 | Residential & Commercial | USHP | Ducted CEE Tier 1
216972650 | Central HP <5.4 tons | CARRIER | HRCU-A-CB (Split System: Heat Pump with Remote Outdoor Unit-Air-Source) | 27VNA336A*030* | ADP |  | V,C36H175P45*+TXV | 59MN7C080C17**14 | 33600 | 20 | 9 | 33400 | 26200 | 78.44% | 1.94 | 0 | 11 |  |  |  |  | R-454B | 2.8 | Residential & Commercial | USHP | Ducted CEE Tier 1
216972651 | Central HP <5.4 tons | CARRIER | HRCU-A-CB (Split System: Heat Pump with Remote Outdoor Unit-Air-Source) | 27VNA336A*030* | ADP |  | PL36H210P29*+TXV | 59MN7C080C21**20 | 33800 | 20 | 9.5 | 32600 | 25600 | 78.53% | 2.06 | 0 | 11.7 |  |  |  |  | R-454B | 2.8167 | Residential & Commercial | USHP | Ducted CEE Tier 1
216972664 | Central HP <5.4 tons | CARRIER | HRCU-A-CB (Split System: Heat Pump with Remote Outdoor Unit-Air-Source) | 27VNA336A*030* | ADP |  | PL36H175P15*+TXV | 59TN6C060C17**14 | 33000 | 19 | 9.5 | 32400 | 25600 | 79.01% | 2.04 | 0 | 11 |  |  |  |  | R-454B | 2.75 | Residential & Commercial | USHP | Ducted CEE Tier 1
216972681 | Central HP <5.4 tons | CARRIER | HRCU-A-CB (Split System: Heat Pump with Remote Outdoor Unit-Air-Source) | 27VNA336A*030* | ADP |  | C36A***L53*+TXV | 59TN6C080C17**14 | 33200 | 20 | 9.5 | 33200 | 26200 | 78.92% | 2.02 | 0 | 11 |  |  |  |  | R-454B | 2.7667 | Residential & Commercial | USHP | Ducted CEE Tier 1
212989534 | Central HP <5.4 tons | SMART COMFORT | HRCU-A-CB (Split System: Heat Pump with Remote Outdoor Unit-Air-Source) | DLCURAH30ABK |  |  | EA*4X37L21A* | *95MSU0802120A* | 30600 | 15.2 | 8.1 | 33400 | 26400 | 79.04% | 1.86 | 0 | 9 |  |  |  |  | R-410A | 2.55 | Residential & Commercial | USHP
211713402 | Central HP <5.4 tons | SMART COMFORT | HRCU-A-CB (Split System: Heat Pump with Remote Outdoor Unit-Air-Source) | DLCURAH30ABK |  |  | EA*4X43L21A* | *80ESU0601716A | 31200 | 15.2 | 8.5 | 33400 | 26000 | 77.84% | 1.86 | 0 | 9 |  |  |  |  | R-410A | 2.6 | Residential & Commercial | USHP
216972683 | Central HP <5.4 tons | CARRIER | HRCU-A-CB (Split System: Heat Pump with Remote Outdoor Unit-Air-Source) | 27VNA336A*030* | ADP |  | PL36H210P29*+TXV | 59TN6C080C21**20 | 33800 | 20 | 9.5 | 32600 | 25600 | 78.53% | 2.06 | 0 | 11.7 |  |  |  |  | R-454B | 2.8167 | Residential & Commercial | USHP | Ducted CEE Tier 1
216972701 | Central HP <5.4 tons | CARRIER | HRCU-A-CB (Split System: Heat Pump with Remote Outdoor Unit-Air-Source) | 27VNA336A*030* | ADP |  | C36A***L53*+TXV | 59TN7A060C17**16 | 33000 | 19 | 9 | 33800 | 26600 | 78.7% | 1.9 | 0 | 11 |  |  |  |  | R-454B | 2.75 | Residential & Commercial | USHP | Ducted CEE Tier 1
216972715 | Central HP <5.4 tons | CARRIER | HRCU-A-CB (Split System: Heat Pump with Remote Outdoor Unit-Air-Source) | 27VNA336A*030* | ADP |  | PL36H210P29*+TXV | 59TN7A080C21**20 | 33800 | 20 | 9.5 | 32600 | 25600 | 78.53% | 2.06 | 0 | 11.7 |  |  |  |  | R-454B | 2.8167 | Residential & Commercial | USHP | Ducted CEE Tier 1
216752096 | Central HP <5.4 tons | YORK | HRCU-A-CB (Split System: Heat Pump with Remote Outdoor Unit-Air-Source) | HH824E2S11 | ADP |  | H,YG7J*24+TXV-BLEED | Y82E080B12LMPS1 | 22400 | 18 | 9.25 | 21400 | 18200 | 85.05% | 1.96 | 0 | 11.5 |  |  |  |  | R-454B | 1.8667 | Residential & Commercial | USHP | Ducted CEE Tier 1
213356036 | Central HP <5.4 tons | PAYNE HEATING AND COOLING | HRCU-A-CB (Split System: Heat Pump with Remote Outdoor Unit-Air-Source) | 38MURAQ18AB3* | ADP |  | A36VCA+TXV+CBPE3A* | 0 | 17800 | 15.5 | 9 | 17100 | 19400 | 113.5% | 2.4 | 0 | 10.5 |  |  |  |  | R-410A | 1.4833 | Residential & Commercial | USHP | Ducted CEE Tier 1
216752024 | Central HP <5.4 tons | YORK | HRCU-A-CB (Split System: Heat Pump with Remote Outdoor Unit-Air-Source) | HH836E2S11 | ADP |  | H,YG80*36+TXV-BLEED | Y91E080C20SMPS1 | 34000 | 19 | 9 | 30400 | 25200 | 82.89% | 2 | 0 | 11 |  |  |  |  | R-454B | 2.8333 | Residential & Commercial | USHP | Ducted CEE Tier 1
211244966 | Central HP <5.4 tons | SMART COMFORT | HRCU-A-CB (Split System: Heat Pump with Remote Outdoor Unit-Air-Source) | DLCURAH24ABK |  |  | EN(A,D,W)4X36L17** | *80VSL0701716A* | 23800 | 16.5 | 8.1 | 26000 | 23200 | 89.23% | 1.92 | 0 | 10.5 |  |  |  |  | R-410A | 1.9833 | Residential & Commercial | USHP | Ducted CEE Tier 1
211245075 | Central HP <5.4 tons | SMART COMFORT | HRCU-A-CB (Split System: Heat Pump with Remote Outdoor Unit-Air-Source) | DLCURAH24ABK |  |  | EN(A,D,W)4X36L17** | *96VTN0401410A* | 23400 | 16 | 8.1 | 25800 | 24000 | 93.02% | 2 | 0 | 10 |  |  |  |  | R-410A | 1.95 | Residential & Commercial | USHP | Ducted CEE Tier 1
211245164 | Central HP <5.4 tons | SMART COMFORT | HRCU-A-CB (Split System: Heat Pump with Remote Outdoor Unit-Air-Source) | DLCURAH24ABK |  |  | EN(A,D,W)4X36L17** | *92ESN0601412A* | 23400 | 17 | 8.1 | 25800 | 24000 | 93.02% | 2 | 0 | 10 |  |  |  |  | R-410A | 1.95 | Residential & Commercial | USHP | Ducted CEE Tier 1
211245582 | Central HP <5.4 tons | SMART COMFORT | HRCU-A-CB (Split System: Heat Pump with Remote Outdoor Unit-Air-Source) | DLCURAH24ABK |  |  | EN(A,D)4X36L21** | *80VTL1102122A* | 23800 | 17 | 8.1 | 26000 | 23600 | 90.77% | 1.96 | 0 | 10.5 |  |  |  |  | R-410A | 1.9833 | Residential & Commercial | USHP | Ducted CEE Tier 1
211245477 | Central HP <5.4 tons | SMART COMFORT | HRCU-A-CB (Split System: Heat Pump with Remote Outdoor Unit-Air-Source) | DLCURAH24ABK |  |  | EN(A,D)4X36L21** | *80ESU0401712A* | 24000 | 17 | 8.1 | 26000 | 23200 | 89.23% | 1.92 | 0 | 10.5 |  |  |  |  | R-410A | 2 | Residential & Commercial | USHP | Ducted CEE Tier 1
213312699 | Central HP <5.4 tons | PAYNE HEATING AND COOLING | HRCU-A-CB (Split System: Heat Pump with Remote Outdoor Unit-Air-Source) | 38MURAQ18AB3* | ADP |  | V36H***P039+CBPE3A* | 0 | 17500 | 15.5 | 8.7 | 17000 | 19400 | 114.1% | 2.32 | 0 | 10.5 |  |  |  |  | R-410A | 1.4583 | Residential & Commercial | USHP | Ducted CEE Tier 1
212498594 | Central HP <5.4 tons | BRYANT HEATING AND COOLING SYSTEMS | HRCU-A-CB (Split System: Heat Pump with Remote Outdoor Unit-Air-Source) | 38MURAQ18AB3* | ADP |  | CE2301C+TXV | 0 | 17400 | 17 | 8.6 | 17000 | 19300 | 113.5% | 2.3 | 0 | 10.5 |  |  |  |  | R-410A | 1.45 | Residential & Commercial | USHP | Ducted CEE Tier 1
216623523 | Central HP <5.4 tons | MIDEA | HRCU-A-C (Split System: Heat Pump with Remote Outdoor Unit with No Indoor Fan --Air Source) | MO1HE-H30B-2A |  |  | MAAHE-H36B-BA | 0 | 29000 | 16 | 9.5 | 32000 | 32000 | 100% | 1.85 | 0 | 10 |  |  |  |  | R-454B | 2.4167 | Residential & Commercial | USHP | Ducted CEE Tier 1
211245741 | Central HP <5.4 tons | SMART COMFORT | HRCU-A-CB (Split System: Heat Pump with Remote Outdoor Unit-Air-Source) | DLCURAH24ABK |  |  | EN(A,D)4X36L21** | *80ESU0802120A | 24400 | 17 | 8.5 | 26200 | 22800 | 87.02% | 1.88 | 0 | 10.5 |  |  |  |  | R-410A | 2.0333 | Residential & Commercial | USHP | Ducted CEE Tier 1
211727052 | Central HP <5.4 tons | PAYNE HEATING AND COOLING | HRCU-A-CB (Split System: Heat Pump with Remote Outdoor Unit-Air-Source) | 38MURAQ24AB3* |  |  | PF4MN*B24L* | 0 | 24000 | 16 | 9 | 26400 | 23400 | 88.64% | 1.92 | 0 | 10 |  |  |  |  | R-410A | 2 | Residential & Commercial | USHP | Ducted CEE Tier 1
211240354 | Central HP <5.4 tons | PAYNE HEATING AND COOLING | HRCU-A-CB (Split System: Heat Pump with Remote Outdoor Unit-Air-Source) | 38MURAQ24AB3* |  |  | CAP**2414AL* | PG80ES(A,L)A36070A** | 24000 | 16.5 | 8.5 | 26800 | 24000 | 89.55% | 1.98 | 0 | 10 |  |  |  |  | R-410A | 2 | Residential & Commercial | USHP | Ducted CEE Tier 1
211240697 | Central HP <5.4 tons | PAYNE HEATING AND COOLING | HRCU-A-CB (Split System: Heat Pump with Remote Outdoor Unit-Air-Source) | 38MURAQ24AB3* |  |  | CAP**2417AL* | PG92ESAA48080B** | 24000 | 17 | 8.5 | 26800 | 23800 | 88.81% | 1.96 | 0 | 10 |  |  |  |  | R-410A | 2 | Residential & Commercial | USHP | Ducted CEE Tier 1
216623527 | Central HP <5.4 tons | MIDEA | HRCU-A-C (Split System: Heat Pump with Remote Outdoor Unit with No Indoor Fan --Air Source) | MO1HE-H60B-2A |  |  | MAAHE-H60B-CA | 0 | 52000 | 16 | 8.5 | 56000 | 45000 | 80.36% | 1.8 | 0 | 10 |  |  |  |  | R-454B | 4.3333 | Residential & Commercial | USHP | Ducted CEE Tier 1
211264758 | Central HP <5.4 tons | PAYNE HEATING AND COOLING | HRCU-A-CB (Split System: Heat Pump with Remote Outdoor Unit-Air-Source) | 38MURAQ18AB3* |  |  | FB4CNF018L | 0 | 17400 | 16 | 8.5 | 18300 | 19400 | 106% | 2.34 | 0 | 10.5 |  |  |  |  | R-410A | 1.45 | Residential & Commercial | USHP | Ducted CEE Tier 1
211262697 | Central HP <5.4 tons | PAYNE HEATING AND COOLING | HRCU-A-CB (Split System: Heat Pump with Remote Outdoor Unit-Air-Source) | 38MURAQ18AB3* |  |  | CNPV*2414AL* | PG80ES(A,L)A36045A** | 18000 | 16 | 8.5 | 18900 | 18700 | 98.94% | 2.26 | 0 | 11 |  |  |  |  | R-410A | 1.5 | Residential & Commercial | USHP | Ducted CEE Tier 1
211263272 | Central HP <5.4 tons | PAYNE HEATING AND COOLING | HRCU-A-CB (Split System: Heat Pump with Remote Outdoor Unit-Air-Source) | 38MURAQ18AB3* |  |  | CNPV*2417AL* | PG96VTAA42060B** | 17600 | 15.5 | 8.5 | 18600 | 18900 | 101.6% | 2.26 | 0 | 10.5 |  |  |  |  | R-410A | 1.4667 | Residential & Commercial | USHP | Ducted CEE Tier 1
211264944 | Central HP <5.4 tons | PAYNE HEATING AND COOLING | HRCU-A-CB (Split System: Heat Pump with Remote Outdoor Unit-Air-Source) | 38MURAQ18AB3* |  |  | FMA4X24**AL* | 0 | 17400 | 16 | 8.5 | 18500 | 20000 | 108.1% | 2.44 | 0 | 10.5 |  |  |  |  | R-410A | 1.45 | Residential & Commercial | USHP | Ducted CEE Tier 1
211265010 | Central HP <5.4 tons | PAYNE HEATING AND COOLING | HRCU-A-CB (Split System: Heat Pump with Remote Outdoor Unit-Air-Source) | 38MURAQ18AB3* |  |  | FM(C,U)4Z30**AL* | 0 | 18000 | 17.5 | 8.5 | 18500 | 18900 | 102.2% | 2.3 | 0 | 11 |  |  |  |  | R-410A | 1.5 | Residential & Commercial | USHP | Ducted CEE Tier 1
211228898 | Central HP <5.4 tons | SMART COMFORT | HRCU-A-CB (Split System: Heat Pump with Remote Outdoor Unit-Air-Source) | DLCURAH36ABK |  |  | EA*4X48L21A* | *80ESU1002120A* | 36000 | 16 | 8.5 | 38500 | 34600 | 89.87% | 2.06 | 0 | 10 |  |  |  |  | R-410A | 3 | Residential & Commercial | USHP | Ducted CEE Tier 1
207335553 | Central HP <5.4 tons | NAPOLEON | HRCU-A-CB (Split System: Heat Pump with Remote Outdoor Unit-Air-Source) | NS18HV24A36 |  |  | NPFX24A36A | 0 | 34000 | 16 | 9 | 35000 | 28000 | 80% | 1.8 | 10 | 10 |  |  |  |  | R-410A | 2.8333 | Residential & Commercial | USHP | Ducted CEE Tier 1
211240979 | Central HP <5.4 tons | PAYNE HEATING AND COOLING | HRCU-A-CB (Split System: Heat Pump with Remote Outdoor Unit-Air-Source) | 38MURAQ24AB3* |  |  | CAP**2517AL* | PG80VTLA48070B** | 24800 | 17 | 8.5 | 25400 | 21200 | 83.46% | 1.78 | 0 | 10.5 |  |  |  |  | R-410A | 2.0667 | Residential & Commercial | USHP | Ducted CEE Tier 1
211241288 | Central HP <5.4 tons | PAYNE HEATING AND COOLING | HRCU-A-CB (Split System: Heat Pump with Remote Outdoor Unit-Air-Source) | 38MURAQ24AB3* |  |  | CAP**3014AL* | PG95ESAA36060A** | 24200 | 15.5 | 8.5 | 26600 | 22800 | 85.71% | 1.86 | 0 | 10 |  |  |  |  | R-410A | 2.0167 | Residential & Commercial | USHP | Ducted CEE Tier 1
211241531 | Central HP <5.4 tons | PAYNE HEATING AND COOLING | HRCU-A-CB (Split System: Heat Pump with Remote Outdoor Unit-Air-Source) | 38MURAQ24AB3* |  |  | CAP**3017AL* | PG80VTLA48090B** | 23800 | 17 | 8.5 | 26000 | 23600 | 90.77% | 1.96 | 0 | 10 |  |  |  |  | R-410A | 1.9833 | Residential & Commercial | USHP | Ducted CEE Tier 1
211241740 | Central HP <5.4 tons | PAYNE HEATING AND COOLING | HRCU-A-CB (Split System: Heat Pump with Remote Outdoor Unit-Air-Source) | 38MURAQ24AB3* |  |  | CAP**3017AL* | PG92ESAA30040A** | 24000 | 15.2 | 8.5 | 26600 | 23000 | 86.47% | 1.86 | 0 | 9.5 |  |  |  |  | R-410A | 2 | Residential & Commercial | USHP
211242331 | Central HP <5.4 tons | PAYNE HEATING AND COOLING | HRCU-A-CB (Split System: Heat Pump with Remote Outdoor Unit-Air-Source) | 38MURAQ24AB3* |  |  | CAP**3621AL* | PG80ES(A,L)A48070B** | 25000 | 16.5 | 8.5 | 26800 | 21800 | 81.34% | 1.8 | 0 | 10 |  |  |  |  | R-410A | 2.0833 | Residential & Commercial | USHP | Ducted CEE Tier 1
211242676 | Central HP <5.4 tons | PAYNE HEATING AND COOLING | HRCU-A-CB (Split System: Heat Pump with Remote Outdoor Unit-Air-Source) | 38MURAQ24AB3* |  |  | CAP**3621AL* | PG95ESAA48080B** | 24800 | 15.5 | 8.5 | 26800 | 22000 | 82.09% | 1.8 | 0 | 10 |  |  |  |  | R-410A | 2.0667 | Residential & Commercial | USHP | Ducted CEE Tier 1
211242976 | Central HP <5.4 tons | PAYNE HEATING AND COOLING | HRCU-A-CB (Split System: Heat Pump with Remote Outdoor Unit-Air-Source) | 38MURAQ24AB3* |  |  | CAP**3717AL* | PG96VTAA30040A** | 24200 | 16 | 8.5 | 25600 | 21800 | 85.16% | 1.8 | 0 | 10 |  |  |  |  | R-410A | 2.0167 | Residential & Commercial | USHP | Ducted CEE Tier 1
212509255 | Central HP <5.4 tons | PAYNE HEATING AND COOLING | HRCU-A-CB (Split System: Heat Pump with Remote Outdoor Unit-Air-Source) | 38MURAQ18AB3* | ADP |  | H,PG7J936 | PG92ESAA36060A** | 18000 | 16 | 8.5 | 17400 | 18200 | 104.6% | 2.24 | 0 | 11 |  |  |  |  | R-410A | 1.5 | Residential & Commercial | USHP | Ducted CEE Tier 1
211228672 | Central HP <5.4 tons | SMART COMFORT | HRCU-A-CB (Split System: Heat Pump with Remote Outdoor Unit-Air-Source) | DLCURAH36ABK |  |  | EA*4X43L21A* | OLV098A12* | 36200 | 15.2 | 8.5 | 38500 | 35000 | 90.91% | 2.06 | 0 | 9.5 |  |  |  |  | R-410A | 3.0167 | Residential & Commercial | USHP
211230424 | Central HP <5.4 tons | SMART COMFORT | HRCU-A-CB (Split System: Heat Pump with Remote Outdoor Unit-Air-Source) | DLCURAH36ABK |  |  | EN(A,D)4X48L24** | *80ES(N,L)0902116A* | 36400 | 16 | 8.1 | 38500 | 34800 | 90.39% | 2.04 | 0 | 10.5 |  |  |  |  | R-410A | 3.0333 | Residential & Commercial | USHP | Ducted CEE Tier 1
214302978 | Central HP <5.4 tons | RUUD | HRCU-A-CB (Split System: Heat Pump with Remote Outdoor Unit-Air-Source) | RD17AZ36AJ3N | ADP |  | H,RG47936 | R801V0504A17UHS | 34200 | 18 | 8.1 | 32600 | 29400 | 90.18% | 1.9 | 0 | 10 |  |  |  |  | R-410A | 2.85 | Residential & Commercial | USHP | Ducted CEE Tier 1
211230670 | Central HP <5.4 tons | PAYNE HEATING AND COOLING | HRCU-A-CB (Split System: Heat Pump with Remote Outdoor Unit-Air-Source) | 38MURAQ36AB3* |  |  | CNPV*4824AL* | PG95ESAA66120D** | 37400 | 15.5 | 8.1 | 39500 | 35000 | 88.61% | 2.08 | 0 | 10.5 |  |  |  |  | R-410A | 3.1167 | Residential & Commercial | USHP | Ducted CEE Tier 1
212383231 | Central HP <5.4 tons | PAYNE HEATING AND COOLING | HRCU-A-CB (Split System: Heat Pump with Remote Outdoor Unit-Air-Source) | 38MURAQ36AB3* |  |  | CAP**3621AL* | PG95ESAA60080C** | 35800 | 15.5 | 8.1 | 39500 | 35400 | 89.62% | 1.84 | 0 | 9.5 |  |  |  |  | R-410A | 2.9833 | Residential & Commercial | USHP
215425318 | Central HP <5.4 tons | YORK | HRCU-A-CB (Split System: Heat Pump with Remote Outdoor Unit-Air-Source) | HH836E2S11 | ADP |  | H,YE1K*36+TXV | YP9C060B12MP13 | 32600 | 17 | 8.5 | 29000 | 24800 | 85.52% | 2 | 0 | 11 |  |  |  |  | R-454B | 2.7167 | Residential & Commercial | USHP | Ducted CEE Tier 1
214594892 | Central HP <5.4 tons | MIDEA | HRCU-A-CB (Split System: Heat Pump with Remote Outdoor Unit-Air-Source) | MOD30-24HFN1-MW |  |  | MVBL-24HWFN1-MI3 | 0 | 24000 | 19 | 9.3 | 27400 | 24000 | 87.59% | 1.91 | 0 | 12 |  |  |  |  | R-410A | 2 | Residential & Commercial | USHP | Ducted CEE Tier 1
211263246 | Central HP <5.4 tons | PAYNE HEATING AND COOLING | HRCU-A-CB (Split System: Heat Pump with Remote Outdoor Unit-Air-Source) | 38MURAQ18AB3* |  |  | CNPV*2417AL* | PG95ESAA30026A** | 18000 | 15.5 | 8.5 | 19000 | 18700 | 98.42% | 2.24 | 0 | 10.5 |  |  |  |  | R-410A | 1.5 | Residential & Commercial | USHP | Ducted CEE Tier 1
215471334 | Central HP <5.4 tons | MIDEA | HRCU-A-CB (Split System: Heat Pump with Remote Outdoor Unit-Air-Source) | MO1SE-H36B-2A |  |  | MAUHE-H36B-2A | 0 | 36000 | 17.4 | 10.3 | 37000 | 39000 | 105.4% | 1.9 | 0 | 11.7 |  |  |  |  | R-454B | 3 | Residential & Commercial | USHP | Ducted CEE Tier 1
214303015 | Central HP <5.4 tons | RUUD | HRCU-A-CB (Split System: Heat Pump with Remote Outdoor Unit-Air-Source) | RD17AZ36AJ3N | ADP |  | H,RG82936 | R951V0603A17UHU | 33600 | 18 | 8.1 | 32600 | 29400 | 90.18% | 1.9 | 0 | 9.5 |  |  |  |  | R-410A | 2.8 | Residential & Commercial | USHP
211243053 | Central HP <5.4 tons | PAYNE HEATING AND COOLING | HRCU-A-CB (Split System: Heat Pump with Remote Outdoor Unit-Air-Source) | 38MURAQ24AB3* |  |  | CAP**3717AL* | PG80ES(A,L)A42090B** | 25000 | 16.5 | 8.5 | 25800 | 21200 | 82.17% | 1.78 | 0 | 10.5 |  |  |  |  | R-410A | 2.0833 | Residential & Commercial | USHP | Ducted CEE Tier 1
211243505 | Central HP <5.4 tons | PAYNE HEATING AND COOLING | HRCU-A-CB (Split System: Heat Pump with Remote Outdoor Unit-Air-Source) | 38MURAQ24AB3* |  |  | CAP**3721AL* | PG80ES(A,L)A36070B** | 25000 | 16.5 | 8.5 | 25600 | 20800 | 81.25% | 1.76 | 0 | 10.5 |  |  |  |  | R-410A | 2.0833 | Residential & Commercial | USHP | Ducted CEE Tier 1
214302980 | Central HP <5.4 tons | RUUD | HRCU-A-CB (Split System: Heat Pump with Remote Outdoor Unit-Air-Source) | RD17AZ36AJ3N | ADP |  | H,RG47936 | R801V0504A17UHU | 34200 | 18 | 8.1 | 32600 | 29400 | 90.18% | 1.9 | 0 | 10 |  |  |  |  | R-410A | 2.85 | Residential & Commercial | USHP | Ducted CEE Tier 1
213765022 | Central HP <5.4 tons | TEMPSTAR | HRCU-A-CB (Split System: Heat Pump with Remote Outdoor Unit-Air-Source) | DLCURAH30ABK | ADP |  | H,GE8J936+AEFE3A* | 0 | 30000 | 15.2 | 8.4 | 33400 | 27000 | 80.84% | 1.8 | 0 | 8.5 |  |  |  |  | R-410A | 2.5 | Residential & Commercial | USHP
212501409 | Central HP <5.4 tons | LENNOX | HRCU-A-CB (Split System: Heat Pump with Remote Outdoor Unit-Air-Source) | SL25XPV-024-230A** | ADP |  | LP36/37R9 | EL296UH110XV48C* | 22200 | 21 | 9.3 | 19800 | 19800 | 100% | 1.9 | 0 | 14.5 |  |  |  |  | R-410A | 1.85 | Residential & Commercial | USHP | Ducted CEE Tier 1
211264467 | Central HP <5.4 tons | PAYNE HEATING AND COOLING | HRCU-A-CB (Split System: Heat Pump with Remote Outdoor Unit-Air-Source) | 38MURAQ18AB3* |  |  | CNPV*3017AL* | PG80ES(A,L)A36045A** | 18200 | 16.5 | 8.5 | 18700 | 18300 | 97.86% | 2.22 | 0 | 11 |  |  |  |  | R-410A | 1.5167 | Residential & Commercial | USHP | Ducted CEE Tier 1
215588603 | Central HP <5.4 tons | RUNTRU | HRCU-A-CB (Split System: Heat Pump with Remote Outdoor Unit-Air-Source) | E4HL5036A1000A |  |  | A4AH5V30A1B3 | 0 | 28000 | 15.2 | 8.5 | 28000 | 21000 | 75% | 1.9 | 0 | 9.8 |  |  |  |  | R-410A | 2.3333 | Residential & Commercial | USHP
212978075 | Central HP <5.4 tons | SMART COMFORT | HRCU-A-CB (Split System: Heat Pump with Remote Outdoor Unit-Air-Source) | DLCURAH30ABK |  |  | END4X42L17** | *80MS(N,L)0701412A* | 29800 | 15.2 | 8.1 | 34000 | 27200 | 80% | 1.82 | 0 | 9 |  |  |  |  | R-410A | 2.4833 | Residential & Commercial | USHP
212982969 | Central HP <5.4 tons | SMART COMFORT | HRCU-A-CB (Split System: Heat Pump with Remote Outdoor Unit-Air-Source) | DLCURAH30ABK |  |  | EA*4X42L24A* | *80MSU0802120A* | 29600 | 15.5 | 8.5 | 33600 | 27400 | 81.55% | 1.78 | 0 | 9 |  |  |  |  | R-410A | 2.4667 | Residential & Commercial | USHP
212498322 | Central HP <5.4 tons | PAYNE HEATING AND COOLING | HRCU-A-CB (Split System: Heat Pump with Remote Outdoor Unit-Air-Source) | 38MURAQ18AB3* | ADP |  | CE1801C+TXV | 0 | 17400 | 17 | 8.6 | 17000 | 19300 | 113.5% | 2.3 | 0 | 10.5 |  |  |  |  | R-410A | 1.45 | Residential & Commercial | USHP | Ducted CEE Tier 1
212971623 | Central HP <5.4 tons | PAYNE HEATING AND COOLING | HRCU-A-CB (Split System: Heat Pump with Remote Outdoor Unit-Air-Source) | 38MURAQ24AB3* |  |  | CAP**2417AL* | PG80VTLB48070B** | 23400 | 17 | 8.5 | 27000 | 26200 | 97.04% | 2.22 | 0 | 10 |  |  |  |  | R-410A | 1.95 | Residential & Commercial | USHP | Ducted CEE Tier 1
212971689 | Central HP <5.4 tons | PAYNE HEATING AND COOLING | HRCU-A-CB (Split System: Heat Pump with Remote Outdoor Unit-Air-Source) | 38MURAQ24AB3* |  |  | CAP**3721AL* | PG80VTLB48070B** | 24200 | 17.5 | 8.5 | 25200 | 21600 | 85.71% | 1.82 | 0 | 10 |  |  |  |  | R-410A | 2.0167 | Residential & Commercial | USHP | Ducted CEE Tier 1
212972005 | Central HP <5.4 tons | PAYNE HEATING AND COOLING | HRCU-A-CB (Split System: Heat Pump with Remote Outdoor Unit-Air-Source) | 38MURAQ24AB3* |  |  | CNPV*2417AL* | PG80VTLB48090B** | 23400 | 16.5 | 8.5 | 27000 | 25000 | 92.59% | 2.06 | 0 | 10 |  |  |  |  | R-410A | 1.95 | Residential & Commercial | USHP | Ducted CEE Tier 1
212972400 | Central HP <5.4 tons | PAYNE HEATING AND COOLING | HRCU-A-CB (Split System: Heat Pump with Remote Outdoor Unit-Air-Source) | 38MURAQ24AB3* |  |  | CAP**3621AL* | PG80VTLB66110C** | 24000 | 17.5 | 8.5 | 26400 | 23200 | 87.88% | 1.94 | 0 | 10 |  |  |  |  | R-410A | 2 | Residential & Commercial | USHP | Ducted CEE Tier 1
216623518 | Central HP <5.4 tons | MIDEA | HRCU-A-C (Split System: Heat Pump with Remote Outdoor Unit with No Indoor Fan --Air Source) | MO1HE-H18B-2A |  |  | MAAHE-H24B-AA | 0 | 18000 | 16.1 | 9.5 | 19000 | 18000 | 94.74% | 2.06 | 0 | 11.7 |  |  |  |  | R-454B | 1.5 | Residential & Commercial | USHP | Ducted CEE Tier 1
212974940 | Central HP <5.4 tons | PAYNE HEATING AND COOLING | HRCU-A-CB (Split System: Heat Pump with Remote Outdoor Unit-Air-Source) | 38MURAQ24AB3* |  |  | CAP**2517AL* | PG96VTAB30040A** | 24000 | 16 | 8.1 | 25200 | 22000 | 87.3% | 1.82 | 0 | 10 |  |  |  |  | R-410A | 2 | Residential & Commercial | USHP | Ducted CEE Tier 1
212987756 | Central HP <5.4 tons | SMART COMFORT | HRCU-A-CB (Split System: Heat Pump with Remote Outdoor Unit-Air-Source) | DLCURAH30ABK |  |  | EA*4X42L24A* | *96MSN0802120A* | 29800 | 15.2 | 8.1 | 34200 | 27600 | 80.7% | 1.8 | 0 | 9 |  |  |  |  | R-410A | 2.4833 | Residential & Commercial | USHP
211713323 | Central HP <5.4 tons | PAYNE HEATING AND COOLING | HRCU-A-CB (Split System: Heat Pump with Remote Outdoor Unit-Air-Source) | 38MURAQ30AB3* |  |  | CAP**4321AL* | PG92ESAA42060B** | 30400 | 15.2 | 8.1 | 33000 | 26200 | 79.39% | 1.84 | 0 | 9 |  |  |  |  | R-410A | 2.5333 | Residential & Commercial | USHP
207036533 | Central HP <5.4 tons | AZUR | HRCU-A-CB (Split System: Heat Pump with Remote Outdoor Unit-Air-Source) | AZ-48HPB |  |  | AH-48B | 0 | 48000 | 17.5 | 8.5 | 47000 | 33000 | 70.21% | 1.9 | 10.2 | 10.1 |  |  |  |  | R-410A | 4 | Residential & Commercial | USHP | Ducted CEE Tier 1
211624973 | Central HP <5.4 tons | NAPOLEON | HRCU-A-CB (Split System: Heat Pump with Remote Outdoor Unit-Air-Source) | WSEHV2436RA1-N |  |  | NPFX24A | 0 | 24000 | 17 | 9 | 24000 | 22000 | 91.67% | 1.8 | 12.5 | 12 |  |  |  |  | R-410A | 2 | Residential & Commercial | USHP | Ducted CEE Tier 1
216971959 | Central HP <5.4 tons | CARRIER | HRCU-A-CB (Split System: Heat Pump with Remote Outdoor Unit-Air-Source) | 27VNA154A*030* | ADP |  | C48A***L15*+TXV | 58CU*B040C17**12 | 48500 | 18 | 11.5 | 49500 | 50500 | 102% | 1.98 | 0 | 11.5 |  |  |  |  | R-454B | 4.0417 | Residential & Commercial | USHP | Ducted CEE Tier 1
215471340 | Central HP <5.4 tons | MIDEA | HRCU-A-CB (Split System: Heat Pump with Remote Outdoor Unit-Air-Source) | MO1HE-H24B-2A |  |  | MAUSE-H24B-2A | 0 | 24000 | 18.6 | 10 | 24000 | 20600 | 85.83% | 2.14 | 0 | 12 |  |  |  |  | R-454B | 2 | Residential & Commercial | USHP | Ducted CEE Tier 1
216971977 | Central HP <5.4 tons | CARRIER | HRCU-A-CB (Split System: Heat Pump with Remote Outdoor Unit-Air-Source) | 27VNA154A*030* | ADP |  | V,C48H210P16*+TXV | 58CU*B080C21**20 | 48500 | 19 | 10.5 | 50000 | 52000 | 104% | 1.98 | 0 | 11.7 |  |  |  |  | R-454B | 4.0417 | Residential & Commercial | USHP | Ducted CEE Tier 1
216971993 | Central HP <5.4 tons | CARRIER | HRCU-A-CB (Split System: Heat Pump with Remote Outdoor Unit-Air-Source) | 27VNA154A*030* | ADP |  | PL60H210P29*+TXV | 58CU*B100C21**20 | 48500 | 19 | 10.5 | 50500 | 52500 | 104% | 1.96 | 0 | 11 |  |  |  |  | R-454B | 4.0417 | Residential & Commercial | USHP | Ducted CEE Tier 1
216972011 | Central HP <5.4 tons | CARRIER | HRCU-A-CB (Split System: Heat Pump with Remote Outdoor Unit-Air-Source) | 27VNA154A*030* | ADP |  | V,C60H210P17*+TXV | 58CU*B100C21**20 | 49500 | 19 | 10.5 | 50500 | 52500 | 104% | 1.96 | 0 | 11.5 |  |  |  |  | R-454B | 4.125 | Residential & Commercial | USHP | Ducted CEE Tier 1
216972100 | Central HP <5.4 tons | CARRIER | HRCU-A-CB (Split System: Heat Pump with Remote Outdoor Unit-Air-Source) | 27VNA154A*030* | ADP |  | A60VHA*+TXV | 58TN*B110C21**20 | 49500 | 19 | 10.5 | 50500 | 52500 | 104% | 1.96 | 0 | 11.5 |  |  |  |  | R-454B | 4.125 | Residential & Commercial | USHP | Ducted CEE Tier 1
216972218 | Central HP <5.4 tons | CARRIER | HRCU-A-CB (Split System: Heat Pump with Remote Outdoor Unit-Air-Source) | 27VNA154A*030* | ADP |  | C48A***L18*+TXV | 59MN7C080C17**14 | 48500 | 17 | 9.5 | 49500 | 50500 | 102% | 1.96 | 0 | 11.5 |  |  |  |  | R-454B | 4.0417 | Residential & Commercial | USHP | Ducted CEE Tier 1
216972252 | Central HP <5.4 tons | CARRIER | HRCU-A-CB (Split System: Heat Pump with Remote Outdoor Unit-Air-Source) | 27VNA154A*030* | ADP |  | A60VHA*+TXV | 59MN7C100C21**22 | 49000 | 19 | 10.5 | 50500 | 53000 | 105% | 1.96 | 0 | 11 |  |  |  |  | R-454B | 4.0833 | Residential & Commercial | USHP | Ducted CEE Tier 1
211264901 | Central HP <5.4 tons | PAYNE HEATING AND COOLING | HRCU-A-CB (Split System: Heat Pump with Remote Outdoor Unit-Air-Source) | 38MURAQ18AB3* |  |  | PF4MNB031L | 0 | 18100 | 16 | 8.5 | 18400 | 18200 | 98.91% | 2.18 | 0 | 10.5 |  |  |  |  | R-410A | 1.5083 | Residential & Commercial | USHP | Ducted CEE Tier 1
211263428 | Central HP <5.4 tons | SMART COMFORT | HRCU-A-CB (Split System: Heat Pump with Remote Outdoor Unit-Air-Source) | DLCURAH18ABK |  |  | EN(A,D)4X24L17** | *92ESN0801716A* | 18500 | 16 | 8.5 | 19500 | 18400 | 94.36% | 2.24 | 0 | 11 |  |  |  |  | R-410A | 1.5417 | Residential & Commercial | USHP | Ducted CEE Tier 1
216623535 | Central HP <5.4 tons | MIDEA | HRCU-A-CB (Split System: Heat Pump with Remote Outdoor Unit-Air-Source) | MO1HE-H30B-2A |  |  | MAPHE-H30B-2A | 0 | 30000 | 16.3 | 9.5 | 31000 | 31000 | 100% | 1.86 | 0 | 11 |  |  |  |  | R-454B | 2.5 | Residential & Commercial | USHP | Ducted CEE Tier 1
215471343 | Central HP <5.4 tons | MIDEA | HRCU-A-CB (Split System: Heat Pump with Remote Outdoor Unit-Air-Source) | MO1SE-H36B-2A |  |  | MAUSE-H36B-2A | 0 | 36000 | 18 | 10 | 37000 | 37400 | 101.1% | 1.9 | 0 | 12 |  |  |  |  | R-454B | 3 | Residential & Commercial | USHP | Ducted CEE Tier 1
211230523 | Central HP <5.4 tons | SMART COMFORT | HRCU-A-CB (Split System: Heat Pump with Remote Outdoor Unit-Air-Source) | DLCURAH36ABK |  |  | EN(A,D)4X48L24** | *80VSL0902420A* | 35800 | 16.5 | 8.1 | 38500 | 34800 | 90.39% | 2 | 0 | 10 |  |  |  |  | R-410A | 2.9833 | Residential & Commercial | USHP | Ducted CEE Tier 1
216676630 | Central HP <5.4 tons | SMART COMFORT | HRCU-A-CB (Split System: Heat Pump with Remote Outdoor Unit-Air-Source) | D5CURAH24AAK |  |  | ESH5X36M12A* | *80MS(N,L)1102120A* | 23800 | 15.2 | 8.5 | 23600 | 19200 | 81.36% | 1.94 | 0 | 9.8 |  |  |  |  | R-454B | 1.9833 | Residential & Commercial | USHP
216971989 | Central HP <5.4 tons | CARRIER | HRCU-A-CB (Split System: Heat Pump with Remote Outdoor Unit-Air-Source) | 27VNA154A*030* | ADP |  | C60A***L18*+TXV | 58CU*B080C21**20 | 49500 | 19 | 10.5 | 50000 | 52000 | 104% | 1.98 | 0 | 12 |  |  |  |  | R-454B | 4.125 | Residential & Commercial | USHP | Ducted CEE Tier 1
211245616 | Central HP <5.4 tons | SMART COMFORT | HRCU-A-CB (Split System: Heat Pump with Remote Outdoor Unit-Air-Source) | DLCURAH24ABK |  |  | EN(A,D)4X36L21** | *80ES(N,L)0702116A* | 24200 | 17 | 8.1 | 26200 | 22800 | 87.02% | 1.9 | 0 | 10.5 |  |  |  |  | R-410A | 2.0167 | Residential & Commercial | USHP | Ducted CEE Tier 1
213305980 | Central HP <5.4 tons | TEMPSTAR | HRCU-A-CB (Split System: Heat Pump with Remote Outdoor Unit-Air-Source) | DLCURAH24ABK | ADP |  | CE2403C+TXV | 0 | 23800 | 17 | 8.85 | 25600 | 25400 | 99.22% | 2.14 | 0 | 10 |  |  |  |  | R-410A | 1.9833 | Residential & Commercial | USHP | Ducted CEE Tier 1
215471346 | Central HP <5.4 tons | MIDEA | HRCU-A-CB (Split System: Heat Pump with Remote Outdoor Unit-Air-Source) | MO1ES-H18B-2A |  |  | MACHU-H18B-2A | 0 | 18000 | 18.5 | 9.8 | 18000 | 13000 | 72.22% | 2.3 | 0 | 12.1 |  |  |  |  | R-454B | 1.5 | Residential & Commercial | USHP | Ducted CEE Tier 1
215471355 | Central HP <5.4 tons | MIDEA | HRCU-A-CB (Split System: Heat Pump with Remote Outdoor Unit-Air-Source) | MO1HU-H48B-2A |  |  | MASHS-H48B-2A | 0 | 48000 | 17 | 10.2 | 50000 | 46000 | 92% | 2 | 0 | 10 |  |  |  |  | R-454B | 4 | Residential & Commercial | USHP | Ducted CEE Tier 1
216676984 | Central HP <5.4 tons | SMART COMFORT | HRCU-A-CB (Split System: Heat Pump with Remote Outdoor Unit-Air-Source) | D5CURAH24AAK |  |  | EA*5X37M17A* | *92MSN0801716A* | 24600 | 15.5 | 9 | 23600 | 19200 | 81.36% | 2.06 | 0 | 10 |  |  |  |  | R-454B | 2.05 | Residential & Commercial | USHP | Ducted CEE Tier 1
216971969 | Central HP <5.4 tons | CARRIER | HRCU-A-CB (Split System: Heat Pump with Remote Outdoor Unit-Air-Source) | 27VNA154A*030* | ADP |  | PL60H210P29*+TXV | 58CU*B080C21**20 | 48500 | 19 | 10.5 | 50000 | 52000 | 104% | 1.98 | 0 | 11.7 |  |  |  |  | R-454B | 4.0417 | Residential & Commercial | USHP | Ducted CEE Tier 1
216972035 | Central HP <5.4 tons | CARRIER | HRCU-A-CB (Split System: Heat Pump with Remote Outdoor Unit-Air-Source) | 27VNA154A*030* | ADP |  | C48A***L16*+TXV | 58TN*B045C17**12 | 47000 | 17 | 11.5 | 50000 | 51000 | 102% | 1.9 | 0 | 10.5 |  |  |  |  | R-454B | 3.9167 | Residential & Commercial | USHP | Ducted CEE Tier 1
216972060 | Central HP <5.4 tons | CARRIER | HRCU-A-CB (Split System: Heat Pump with Remote Outdoor Unit-Air-Source) | 27VNA154A*030* | ADP |  | C60A***L16*+TXV | 58TN*B070C21**20 | 48000 | 19 | 10.5 | 51000 | 53500 | 104.9% | 1.92 | 0 | 10.5 |  |  |  |  | R-454B | 4 | Residential & Commercial | USHP | Ducted CEE Tier 1
216972162 | Central HP <5.4 tons | CARRIER | HRCU-A-CB (Split System: Heat Pump with Remote Outdoor Unit-Air-Source) | 27VNA154A*030* | ADP |  | V,C60H210P17*+TXV | 59CU5B100C21**22 | 49500 | 19 | 10.5 | 50000 | 52500 | 105% | 1.98 | 0 | 11.5 |  |  |  |  | R-454B | 4.125 | Residential & Commercial | USHP | Ducted CEE Tier 1
216972169 | Central HP <5.4 tons | CARRIER | HRCU-A-CB (Split System: Heat Pump with Remote Outdoor Unit-Air-Source) | 27VNA154A*030* | ADP |  | PL60H210P29*+TXV | 59MN7C060C21**20 | 47000 | 18 | 11 | 51500 | 53000 | 102.9% | 1.9 | 0 | 10 |  |  |  |  | R-454B | 3.9167 | Residential & Commercial | USHP | Ducted CEE Tier 1
216972196 | Central HP <5.4 tons | CARRIER | HRCU-A-CB (Split System: Heat Pump with Remote Outdoor Unit-Air-Source) | 27VNA154A*030* | ADP |  | PL48H175P15*+TXV | 59MN7C080C17**14 | 47500 | 17 | 12.5 | 49500 | 50500 | 102% | 1.98 | 0 | 11 |  |  |  |  | R-454B | 3.9583 | Residential & Commercial | USHP | Ducted CEE Tier 1
216972228 | Central HP <5.4 tons | CARRIER | HRCU-A-CB (Split System: Heat Pump with Remote Outdoor Unit-Air-Source) | 27VNA154A*030* | ADP |  | A60VHA*+TXV | 59MN7C080C21**20 | 49500 | 19 | 10.5 | 51000 | 52000 | 102% | 1.92 | 0 | 11 |  |  |  |  | R-454B | 4.125 | Residential & Commercial | USHP | Ducted CEE Tier 1
216972235 | Central HP <5.4 tons | CARRIER | HRCU-A-CB (Split System: Heat Pump with Remote Outdoor Unit-Air-Source) | 27VNA154A*030* | ADP |  | C60A***L16*+TXV | 59MN7C080C21**20 | 48000 | 19 | 10.5 | 50500 | 52000 | 103% | 2 | 0 | 10.5 |  |  |  |  | R-454B | 4 | Residential & Commercial | USHP | Ducted CEE Tier 1
216972276 | Central HP <5.4 tons | CARRIER | HRCU-A-CB (Split System: Heat Pump with Remote Outdoor Unit-Air-Source) | 27VNA154A*030* | ADP |  | PL48H175P15*+TXV | 59TN6C080C17**14 | 46500 | 18 | 10 | 48000 | 49500 | 103.1% | 2.06 | 0 | 11.5 |  |  |  |  | R-454B | 3.875 | Residential & Commercial | USHP | Ducted CEE Tier 1
216972319 | Central HP <5.4 tons | CARRIER | HRCU-A-CB (Split System: Heat Pump with Remote Outdoor Unit-Air-Source) | 27VNA154A*030* | ADP |  | V,C60H210P17*+TXV | 59TN6C080C21**20 | 49000 | 19 | 10.5 | 50500 | 53000 | 105% | 1.94 | 0 | 11 |  |  |  |  | R-454B | 4.0833 | Residential & Commercial | USHP | Ducted CEE Tier 1
215471331 | Central HP <5.4 tons | MIDEA | HRCU-A-CB (Split System: Heat Pump with Remote Outdoor Unit-Air-Source) | MO1HE-H18B-2A |  |  | MAUHE-H18B-2A | 0 | 18000 | 19 | 9.7 | 19000 | 18000 | 94.74% | 2 | 0 | 12.5 |  |  |  |  | R-454B | 1.5 | Residential & Commercial | USHP | Ducted CEE Tier 1
216972018 | Central HP <5.4 tons | CARRIER | HRCU-A-CB (Split System: Heat Pump with Remote Outdoor Unit-Air-Source) | 27VNA154A*030* | ADP |  | PL60H210P29*+TXV | 58TN*B045C17**12 | 47500 | 17 | 9.5 | 50500 | 51000 | 101% | 1.9 | 0 | 11 |  |  |  |  | R-454B | 3.9583 | Residential & Commercial | USHP | Ducted CEE Tier 1
216972079 | Central HP <5.4 tons | CARRIER | HRCU-A-CB (Split System: Heat Pump with Remote Outdoor Unit-Air-Source) | 27VNA154A*030* | ADP |  | V,C48H210P16*+TXV | 58TN*B090C21**20 | 48500 | 19 | 10.5 | 50000 | 52500 | 105% | 1.96 | 0 | 11 |  |  |  |  | R-454B | 4.0417 | Residential & Commercial | USHP | Ducted CEE Tier 1
216972102 | Central HP <5.4 tons | CARRIER | HRCU-A-CB (Split System: Heat Pump with Remote Outdoor Unit-Air-Source) | 27VNA154A*030* | ADP |  | V,C48H210P16*+TXV | 58TN*B110C21**20 | 48500 | 19 | 10.5 | 50500 | 52500 | 104% | 1.96 | 0 | 11 |  |  |  |  | R-454B | 4.0417 | Residential & Commercial | USHP | Ducted CEE Tier 1
216972118 | Central HP <5.4 tons | CARRIER | HRCU-A-CB (Split System: Heat Pump with Remote Outdoor Unit-Air-Source) | 27VNA154A*030* | ADP |  | V,C60H245P76*+TXV | 58TN*B135C24**22 | 48500 | 19 | 10.5 | 50000 | 52500 | 105% | 1.98 | 0 | 11 |  |  |  |  | R-454B | 4.0417 | Residential & Commercial | USHP | Ducted CEE Tier 1
216972177 | Central HP <5.4 tons | CARRIER | HRCU-A-CB (Split System: Heat Pump with Remote Outdoor Unit-Air-Source) | 27VNA154A*030* | ADP |  | V,C48H210P16*+TXV | 59MN7C060C21**20 | 47000 | 18 | 10.95 | 51500 | 53000 | 102.9% | 1.9 | 0 | 10 |  |  |  |  | R-454B | 3.9167 | Residential & Commercial | USHP | Ducted CEE Tier 1
211244005 | Central HP <5.4 tons | PAYNE HEATING AND COOLING | HRCU-A-CB (Split System: Heat Pump with Remote Outdoor Unit-Air-Source) | 38MURAQ24AB3* |  |  | CNPV*2417AL* | PG96VTAA48080B** | 23800 | 16 | 8.5 | 26800 | 23400 | 87.31% | 1.92 | 0 | 10 |  |  |  |  | R-410A | 1.9833 | Residential & Commercial | USHP | Ducted CEE Tier 1
216972387 | Central HP <5.4 tons | CARRIER | HRCU-A-CB (Split System: Heat Pump with Remote Outdoor Unit-Air-Source) | 27VNA154A*030* | ADP |  | PL60H210P17*+TXV | 59TN7A100C21**22 | 49000 | 19 | 10.5 | 50500 | 53000 | 105% | 1.96 | 0 | 11 |  |  |  |  | R-454B | 4.0833 | Residential & Commercial | USHP | Ducted CEE Tier 1
215471332 | Central HP <5.4 tons | MIDEA | HRCU-A-CB (Split System: Heat Pump with Remote Outdoor Unit-Air-Source) | MO1HE-H24B-2A |  |  | MAUHE-H24B-2A | 0 | 23000 | 18.3 | 10 | 24000 | 21600 | 90% | 1.87 | 0 | 11.7 |  |  |  |  | R-454B | 1.9167 | Residential & Commercial | USHP | Ducted CEE Tier 1
216607262 | Central HP <5.4 tons | MIDEA | HRCU-A-CB (Split System: Heat Pump with Remote Outdoor Unit-Air-Source) | MO1HE-H24B-2A |  |  | MAWHE-H24B-2A | 0 | 24000 | 17.5 | 10.5 | 25000 | 19600 | 78.4% | 1.96 | 0 | 10.8 |  |  |  |  | R-454B | 2 | Residential & Commercial | USHP | Ducted CEE Tier 1
211226620 | Central HP <5.4 tons | SMART COMFORT | HRCU-A-CB (Split System: Heat Pump with Remote Outdoor Unit-Air-Source) | DLCURAH36ABK |  |  | EA*4X37L17A* | *92ESN0601412A* | 36200 | 15.2 | 8.5 | 38500 | 35000 | 90.91% | 2.02 | 0 | 10 |  |  |  |  | R-410A | 3.0167 | Residential & Commercial | USHP | Ducted CEE Tier 1
213061680 | Central HP <5.4 tons | NAPOLEON | HRCU-A-C (Split System: Heat Pump with Remote Outdoor Unit with No Indoor Fan --Air Source) | WSEHV2436RA1-N |  |  | WPCCA24 | 0 | 23000 | 15.2 | 8.5 | 24000 | 21600 | 90% | 1.8 | 0 | 11 |  |  |  |  | R-410A | 1.9167 | Residential & Commercial | USHP | Ducted CEE Tier 1
216971947 | Central HP <5.4 tons | CARRIER | HRCU-A-CB (Split System: Heat Pump with Remote Outdoor Unit-Air-Source) | 27VNA154A*030* | ADP |  | PL60H210P29*+TXV | 58CU*B040C17**12 | 48500 | 18 | 11.5 | 49500 | 50500 | 102% | 1.98 | 0 | 11.5 |  |  |  |  | R-454B | 4.0417 | Residential & Commercial | USHP | Ducted CEE Tier 1
216971980 | Central HP <5.4 tons | CARRIER | HRCU-A-CB (Split System: Heat Pump with Remote Outdoor Unit-Air-Source) | 27VNA154A*030* | ADP |  | C48A***L16*+TXV | 58CU*B080C21**20 | 48500 | 19 | 10.5 | 50000 | 52000 | 104% | 1.98 | 0 | 11.7 |  |  |  |  | R-454B | 4.0417 | Residential & Commercial | USHP | Ducted CEE Tier 1
211624974 | Central HP <5.4 tons | NAPOLEON | HRCU-A-CB (Split System: Heat Pump with Remote Outdoor Unit-Air-Source) | WSEHV2436RA1-N |  |  | NPFX24A36A | 0 | 34000 | 16 | 9 | 35000 | 28000 | 80% | 1.8 | 10 | 10 |  |  |  |  | R-410A | 2.8333 | Residential & Commercial | USHP | Ducted CEE Tier 1
216972193 | Central HP <5.4 tons | CARRIER | HRCU-A-CB (Split System: Heat Pump with Remote Outdoor Unit-Air-Source) | 27VNA154A*030* | ADP |  | PL60H210P29*+TXV | 59MN7C080C17**14 | 48500 | 17 | 9.5 | 49500 | 50500 | 102% | 1.96 | 0 | 11.5 |  |  |  |  | R-454B | 4.0417 | Residential & Commercial | USHP | Ducted CEE Tier 1
213061682 | Central HP <5.4 tons | NAPOLEON | HRCU-A-C (Split System: Heat Pump with Remote Outdoor Unit with No Indoor Fan --Air Source) | WSEHV2436RA1-N |  |  | WPCCA36 | 0 | 32000 | 15.2 | 8.5 | 36000 | 26000 | 72.22% | 1.8 | 0 | 9.5 |  |  |  |  | R-410A | 2.6667 | Residential & Commercial | USHP
216972023 | Central HP <5.4 tons | CARRIER | HRCU-A-CB (Split System: Heat Pump with Remote Outdoor Unit-Air-Source) | 27VNA154A*030* | ADP |  | V,C48H175P15*+TXV | 58TN*B045C17**12 | 47000 | 17 | 11.5 | 50000 | 51000 | 102% | 1.9 | 0 | 10.5 |  |  |  |  | R-454B | 3.9167 | Residential & Commercial | USHP | Ducted CEE Tier 1
216972071 | Central HP <5.4 tons | CARRIER | HRCU-A-CB (Split System: Heat Pump with Remote Outdoor Unit-Air-Source) | 27VNA154A*030* | ADP |  | PL60H210P29*+TXV | 58TN*B090C21**20 | 48500 | 19 | 10.5 | 50000 | 52500 | 105% | 1.96 | 0 | 11 |  |  |  |  | R-454B | 4.0417 | Residential & Commercial | USHP | Ducted CEE Tier 1
216972074 | Central HP <5.4 tons | CARRIER | HRCU-A-CB (Split System: Heat Pump with Remote Outdoor Unit-Air-Source) | 27VNA154A*030* | ADP |  | V,C60H210P29*+TXV | 58TN*B090C21**20 | 48500 | 19 | 10.5 | 50000 | 52500 | 105% | 1.96 | 0 | 11 |  |  |  |  | R-454B | 4.0417 | Residential & Commercial | USHP | Ducted CEE Tier 1
216972105 | Central HP <5.4 tons | CARRIER | HRCU-A-CB (Split System: Heat Pump with Remote Outdoor Unit-Air-Source) | 27VNA154A*030* | ADP |  | C48A***L16*+TXV | 58TN*B110C21**20 | 48500 | 19 | 10.5 | 50500 | 52500 | 104% | 1.96 | 0 | 11 |  |  |  |  | R-454B | 4.0417 | Residential & Commercial | USHP | Ducted CEE Tier 1
216972123 | Central HP <5.4 tons | CARRIER | HRCU-A-CB (Split System: Heat Pump with Remote Outdoor Unit-Air-Source) | 27VNA154A*030* | ADP |  | V,C60H210P29*+TXV | 59CU5B080C21**20 | 49000 | 18 | 10.5 | 50500 | 52000 | 103% | 1.96 | 0 | 11 |  |  |  |  | R-454B | 4.0833 | Residential & Commercial | USHP | Ducted CEE Tier 1
216972171 | Central HP <5.4 tons | CARRIER | HRCU-A-CB (Split System: Heat Pump with Remote Outdoor Unit-Air-Source) | 27VNA154A*030* | ADP |  | V,C60H210P29*+TXV | 59MN7C060C21**20 | 47000 | 18 | 11 | 51500 | 53000 | 102.9% | 1.9 | 0 | 10 |  |  |  |  | R-454B | 3.9167 | Residential & Commercial | USHP | Ducted CEE Tier 1
216972191 | Central HP <5.4 tons | CARRIER | HRCU-A-CB (Split System: Heat Pump with Remote Outdoor Unit-Air-Source) | 27VNA154A*030* | ADP |  | C60A***L19*+TXV | 59MN7C060C21**20 | 48500 | 18 | 11 | 51500 | 53000 | 102.9% | 1.9 | 0 | 10 |  |  |  |  | R-454B | 4.0417 | Residential & Commercial | USHP | Ducted CEE Tier 1
216972987 | Central HP <5.4 tons | CARRIER | HRCU-A-CB (Split System: Heat Pump with Remote Outdoor Unit-Air-Source) | 27VNA360A*030* | ADP |  | PL60H210P17*+TXV | 58TN*B110C21**20 | 55500 | 19 | 8.5 | 58500 | 46000 | 78.63% | 2.02 | 0 | 11 |  |  |  |  | R-454B | 4.625 | Residential & Commercial | USHP | Ducted CEE Tier 1
216972989 | Central HP <5.4 tons | CARRIER | HRCU-A-CB (Split System: Heat Pump with Remote Outdoor Unit-Air-Source) | 27VNA360A*030* | ADP |  | C60A***L18*+TXV | 58TN*B110C21**20 | 55500 | 19 | 8.5 | 58500 | 46000 | 78.63% | 2.02 | 0 | 11 |  |  |  |  | R-454B | 4.625 | Residential & Commercial | USHP | Ducted CEE Tier 1
216973005 | Central HP <5.4 tons | CARRIER | HRCU-A-CB (Split System: Heat Pump with Remote Outdoor Unit-Air-Source) | 27VNA360A*030* | ADP |  | V,C60H210P17*+TXV | 59CU5B100C21**22 | 56000 | 18 | 8.5 | 58500 | 45000 | 76.92% | 2.08 | 0 | 11.5 |  |  |  |  | R-454B | 4.6667 | Residential & Commercial | USHP | Ducted CEE Tier 1
216973028 | Central HP <5.4 tons | CARRIER | HRCU-A-CB (Split System: Heat Pump with Remote Outdoor Unit-Air-Source) | 27VNA360A*030* | ADP |  | PL60H210P17*+TXV | 59MN7C100C21**22 | 55500 | 18 | 8.5 | 58500 | 46000 | 78.63% | 2.02 | 0 | 11 |  |  |  |  | R-454B | 4.625 | Residential & Commercial | USHP | Ducted CEE Tier 1
216972208 | Central HP <5.4 tons | CARRIER | HRCU-A-CB (Split System: Heat Pump with Remote Outdoor Unit-Air-Source) | 27VNA154A*030* | ADP |  | PL48H210P75*+TXV | 59MN7C080C17**14 | 47500 | 17 | 12.5 | 49500 | 50500 | 102% | 1.98 | 0 | 11 |  |  |  |  | R-454B | 3.9583 | Residential & Commercial | USHP | Ducted CEE Tier 1
216972223 | Central HP <5.4 tons | CARRIER | HRCU-A-CB (Split System: Heat Pump with Remote Outdoor Unit-Air-Source) | 27VNA154A*030* | ADP |  | PL60H210P29*+TXV | 59MN7C080C21**20 | 48000 | 19 | 10.5 | 50500 | 52000 | 103% | 2 | 0 | 10.5 |  |  |  |  | R-454B | 4 | Residential & Commercial | USHP | Ducted CEE Tier 1
216972225 | Central HP <5.4 tons | CARRIER | HRCU-A-CB (Split System: Heat Pump with Remote Outdoor Unit-Air-Source) | 27VNA154A*030* | ADP |  | V,C60H210P29*+TXV | 59MN7C080C21**20 | 48000 | 19 | 10.5 | 50500 | 52000 | 103% | 2 | 0 | 10.5 |  |  |  |  | R-454B | 4 | Residential & Commercial | USHP | Ducted CEE Tier 1
216972240 | Central HP <5.4 tons | CARRIER | HRCU-A-CB (Split System: Heat Pump with Remote Outdoor Unit-Air-Source) | 27VNA154A*030* | ADP |  | V,C60H210P17*+TXV | 59MN7C080C21**20 | 49000 | 19 | 10.5 | 50500 | 52000 | 103% | 2 | 0 | 11 |  |  |  |  | R-454B | 4.0833 | Residential & Commercial | USHP | Ducted CEE Tier 1
216972272 | Central HP <5.4 tons | CARRIER | HRCU-A-CB (Split System: Heat Pump with Remote Outdoor Unit-Air-Source) | 27VNA154A*030* | ADP |  | V,C60H245P76*+TXV | 59MN7C120C24**22 | 48000 | 19 | 10.5 | 50500 | 53000 | 105% | 1.96 | 0 | 10.5 |  |  |  |  | R-454B | 4 | Residential & Commercial | USHP | Ducted CEE Tier 1
216972307 | Central HP <5.4 tons | CARRIER | HRCU-A-CB (Split System: Heat Pump with Remote Outdoor Unit-Air-Source) | 27VNA154A*030* | ADP |  | A60VHA*+TXV | 59TN6C080C21**20 | 49000 | 19 | 10.5 | 50500 | 53000 | 105% | 1.94 | 0 | 11 |  |  |  |  | R-454B | 4.0833 | Residential & Commercial | USHP | Ducted CEE Tier 1
216972373 | Central HP <5.4 tons | CARRIER | HRCU-A-CB (Split System: Heat Pump with Remote Outdoor Unit-Air-Source) | 27VNA154A*030* | ADP |  | PL60H210P29*+TXV | 59TN7A100C21**22 | 48000 | 19 | 10.5 | 50500 | 53000 | 105% | 1.96 | 0 | 10.5 |  |  |  |  | R-454B | 4 | Residential & Commercial | USHP | Ducted CEE Tier 1
216972974 | Central HP <5.4 tons | CARRIER | HRCU-A-CB (Split System: Heat Pump with Remote Outdoor Unit-Air-Source) | 27VNA360A*030* | ADP |  | C60A***L19*+TXV | 58TN*B070C21**20 | 56000 | 18 | 8.5 | 58500 | 46500 | 79.49% | 2.02 | 0 | 11 |  |  |  |  | R-454B | 4.6667 | Residential & Commercial | USHP | Ducted CEE Tier 1
216972993 | Central HP <5.4 tons | CARRIER | HRCU-A-CB (Split System: Heat Pump with Remote Outdoor Unit-Air-Source) | 27VNA360A*030* | ADP |  | V,C60H210P29*+TXV | 59CU5B080C21**20 | 54000 | 18 | 8.5 | 58500 | 46000 | 78.63% | 2.02 | 0 | 10.5 |  |  |  |  | R-454B | 4.5 | Residential & Commercial | USHP | Ducted CEE Tier 1
216973025 | Central HP <5.4 tons | CARRIER | HRCU-A-CB (Split System: Heat Pump with Remote Outdoor Unit-Air-Source) | 27VNA360A*030* | ADP |  | V,C60H210P29*+TXV | 59MN7C100C21**22 | 54500 | 18 | 8.5 | 58500 | 46000 | 78.63% | 2.02 | 0 | 11 |  |  |  |  | R-454B | 4.5417 | Residential & Commercial | USHP | Ducted CEE Tier 1
216972972 | Central HP <5.4 tons | CARRIER | HRCU-A-CB (Split System: Heat Pump with Remote Outdoor Unit-Air-Source) | 27VNA360A*030* | ADP |  | V,C60H210P17*+TXV | 58TN*B070C21**20 | 55500 | 18 | 8.1 | 58500 | 46000 | 78.63% | 1.95 | 0 | 11 |  |  |  |  | R-454B | 4.625 | Residential & Commercial | USHP | Ducted CEE Tier 1
216972986 | Central HP <5.4 tons | CARRIER | HRCU-A-CB (Split System: Heat Pump with Remote Outdoor Unit-Air-Source) | 27VNA360A*030* | ADP |  | C60A***L16*+TXV | 58TN*B110C21**20 | 55000 | 18 | 8.5 | 58500 | 45000 | 76.92% | 2.06 | 0 | 11 |  |  |  |  | R-454B | 4.5833 | Residential & Commercial | USHP | Ducted CEE Tier 1
216972988 | Central HP <5.4 tons | CARRIER | HRCU-A-CB (Split System: Heat Pump with Remote Outdoor Unit-Air-Source) | 27VNA360A*030* | ADP |  | V,C60H210P17*+TXV | 58TN*B110C21**20 | 55500 | 19 | 8.5 | 58500 | 46000 | 78.63% | 2.02 | 0 | 11 |  |  |  |  | R-454B | 4.625 | Residential & Commercial | USHP | Ducted CEE Tier 1
216973006 | Central HP <5.4 tons | CARRIER | HRCU-A-CB (Split System: Heat Pump with Remote Outdoor Unit-Air-Source) | 27VNA360A*030* | ADP |  | C60A***L18*+TXV | 59CU5B100C21**22 | 56000 | 18 | 8.5 | 58500 | 45000 | 76.92% | 2.08 | 0 | 11.5 |  |  |  |  | R-454B | 4.6667 | Residential & Commercial | USHP | Ducted CEE Tier 1
216973011 | Central HP <5.4 tons | CARRIER | HRCU-A-CB (Split System: Heat Pump with Remote Outdoor Unit-Air-Source) | 27VNA360A*030* | ADP |  | C60A***L16*+TXV | 59MN7C060C21**20 | 53500 | 17 | 8.45 | 59000 | 47000 | 79.66% | 1.98 | 0 | 10 |  |  |  |  | R-454B | 4.4583 | Residential & Commercial | USHP | Ducted CEE Tier 1
216973040 | Central HP <5.4 tons | CARRIER | HRCU-A-CB (Split System: Heat Pump with Remote Outdoor Unit-Air-Source) | 27VNA360A*030* | ADP |  | C60A***L19*+TXV | 59TN6C100C21**22 | 56500 | 18 | 8.5 | 58500 | 46000 | 78.63% | 2.02 | 0 | 11.5 |  |  |  |  | R-454B | 4.7083 | Residential & Commercial | USHP | Ducted CEE Tier 1
216972729 | Central HP <5.4 tons | CARRIER | HRCU-A-CB (Split System: Heat Pump with Remote Outdoor Unit-Air-Source) | 27VNA348A*030* | ADP |  | PL48H210P75*+TXV | 58CU*B060C17**16 | 43500 | 21 | 9.5 | 46000 | 36200 | 78.7% | 1.9 | 0 | 11 |  |  |  |  | R-454B | 3.625 | Residential & Commercial | USHP | Ducted CEE Tier 1
216972723 | Central HP <5.4 tons | CARRIER | HRCU-A-CB (Split System: Heat Pump with Remote Outdoor Unit-Air-Source) | 27VNA348A*030* | ADP |  | PL60H210P29*+TXV | 58CU*B060C17**16 | 43500 | 21 | 9.5 | 46000 | 36200 | 78.7% | 1.9 | 0 | 11 |  |  |  |  | R-454B | 3.625 | Residential & Commercial | USHP | Ducted CEE Tier 1
216972743 | Central HP <5.4 tons | CARRIER | HRCU-A-CB (Split System: Heat Pump with Remote Outdoor Unit-Air-Source) | 27VNA348A*030* | ADP |  | V,C48H175P38*+TXV | 58TN*B070C17**16 | 43500 | 20 | 9 | 47000 | 37000 | 78.72% | 2 | 0 | 10.5 |  |  |  |  | R-454B | 3.625 | Residential & Commercial | USHP | Ducted CEE Tier 1
216972756 | Central HP <5.4 tons | CARRIER | HRCU-A-CB (Split System: Heat Pump with Remote Outdoor Unit-Air-Source) | 27VNA348A*030* | ADP |  | PL60H210P17*+TXV | 58TN*B070C21**20 | 44500 | 21 | 9.5 | 46500 | 36200 | 77.85% | 2 | 0 | 11 |  |  |  |  | R-454B | 3.7083 | Residential & Commercial | USHP | Ducted CEE Tier 1
216972775 | Central HP <5.4 tons | CARRIER | HRCU-A-CB (Split System: Heat Pump with Remote Outdoor Unit-Air-Source) | 27VNA348A*030* | ADP |  | C48A***L15*+TXV | 58TN*B090C21**20 | 44000 | 21 | 9.5 | 46000 | 35800 | 77.83% | 1.92 | 0 | 11 |  |  |  |  | R-454B | 3.6667 | Residential & Commercial | USHP | Ducted CEE Tier 1
216972823 | Central HP <5.4 tons | CARRIER | HRCU-A-CB (Split System: Heat Pump with Remote Outdoor Unit-Air-Source) | 27VNA348A*030* | ADP |  | C60A***L19*+TXV | 59CU5B080C21**20 | 44500 | 21 | 9.5 | 46500 | 36200 | 77.85% | 2 | 0 | 11 |  |  |  |  | R-454B | 3.7083 | Residential & Commercial | USHP | Ducted CEE Tier 1
216972824 | Central HP <5.4 tons | CARRIER | HRCU-A-CB (Split System: Heat Pump with Remote Outdoor Unit-Air-Source) | 27VNA348A*030* | ADP |  | PL60H210P29*+TXV | 59CU5B100C21**22 | 44000 | 21 | 9.5 | 46000 | 35800 | 77.83% | 2 | 0 | 11 |  |  |  |  | R-454B | 3.6667 | Residential & Commercial | USHP | Ducted CEE Tier 1
216972752 | Central HP <5.4 tons | CARRIER | HRCU-A-CB (Split System: Heat Pump with Remote Outdoor Unit-Air-Source) | 27VNA348A*030* | ADP |  | V,C48H210P75*+TXV | 58TN*B070C21**20 | 43500 | 20 | 9.5 | 46000 | 36200 | 78.7% | 2 | 0 | 10.5 |  |  |  |  | R-454B | 3.625 | Residential & Commercial | USHP | Ducted CEE Tier 1
216972797 | Central HP <5.4 tons | CARRIER | HRCU-A-CB (Split System: Heat Pump with Remote Outdoor Unit-Air-Source) | 27VNA348A*030* | ADP |  | C60A***L19*+TXV | 58TN*B110C21**20 | 45000 | 21 | 9.5 | 46000 | 35800 | 77.83% | 2 | 0 | 11 |  |  |  |  | R-454B | 3.75 | Residential & Commercial | USHP | Ducted CEE Tier 1
216972806 | Central HP <5.4 tons | CARRIER | HRCU-A-CB (Split System: Heat Pump with Remote Outdoor Unit-Air-Source) | 27VNA348A*030* | ADP |  | C48A***L16*+TXV | 59CU5B060C17**16 | 42500 | 20 | 9.5 | 47000 | 36200 | 77.02% | 2 | 0 | 10.5 |  |  |  |  | R-454B | 3.5417 | Residential & Commercial | USHP | Ducted CEE Tier 1
216972827 | Central HP <5.4 tons | CARRIER | HRCU-A-CB (Split System: Heat Pump with Remote Outdoor Unit-Air-Source) | 27VNA348A*030* | ADP |  | C48A***L15*+TXV | 59CU5B100C21**22 | 44000 | 21 | 9.5 | 46000 | 35800 | 77.83% | 2 | 0 | 11 |  |  |  |  | R-454B | 3.6667 | Residential & Commercial | USHP | Ducted CEE Tier 1
216972845 | Central HP <5.4 tons | CARRIER | HRCU-A-CB (Split System: Heat Pump with Remote Outdoor Unit-Air-Source) | 27VNA348A*030* | ADP |  | C60A***L16*+TXV | 59MN7C060C21**20 | 43000 | 20 | 9.5 | 46500 | 36800 | 79.14% | 1.88 | 0 | 10 |  |  |  |  | R-454B | 3.5833 | Residential & Commercial | USHP | Ducted CEE Tier 1
216972886 | Central HP <5.4 tons | CARRIER | HRCU-A-CB (Split System: Heat Pump with Remote Outdoor Unit-Air-Source) | 27VNA348A*030* | ADP |  | C60A***L18*+TXV | 59MN7C100C21**22 | 44500 | 21 | 9.5 | 46500 | 36400 | 78.28% | 2 | 0 | 10.5 |  |  |  |  | R-454B | 3.7083 | Residential & Commercial | USHP | Ducted CEE Tier 1
216972911 | Central HP <5.4 tons | CARRIER | HRCU-A-CB (Split System: Heat Pump with Remote Outdoor Unit-Air-Source) | 27VNA348A*030* | ADP |  | V,C60H210P17*+TXV | 59TN6C080C21**20 | 44500 | 21 | 9.5 | 46500 | 36200 | 77.85% | 2 | 0 | 11 |  |  |  |  | R-454B | 3.7083 | Residential & Commercial | USHP | Ducted CEE Tier 1
211264652 | Central HP <5.4 tons | PAYNE HEATING AND COOLING | HRCU-A-CB (Split System: Heat Pump with Remote Outdoor Unit-Air-Source) | 38MURAQ18AB3* |  |  | CNPV*3017AL* | PG80ESUA48060B** | 18700 | 16.5 | 8.5 | 19200 | 18200 | 94.79% | 2.2 | 0 | 11 |  |  |  |  | R-410A | 1.5583 | Residential & Commercial | USHP | Ducted CEE Tier 1
216971987 | Central HP <5.4 tons | CARRIER | HRCU-A-CB (Split System: Heat Pump with Remote Outdoor Unit-Air-Source) | 27VNA154A*030* | ADP |  | V,C60H210P17*+TXV | 58CU*B080C21**20 | 49500 | 19 | 10.5 | 50000 | 52000 | 104% | 1.98 | 0 | 12 |  |  |  |  | R-454B | 4.125 | Residential & Commercial | USHP | Ducted CEE Tier 1
216972003 | Central HP <5.4 tons | CARRIER | HRCU-A-CB (Split System: Heat Pump with Remote Outdoor Unit-Air-Source) | 27VNA154A*030* | ADP |  | C48A***L16*+TXV | 58CU*B100C21**20 | 48500 | 19 | 10.5 | 50500 | 52500 | 104% | 1.96 | 0 | 11 |  |  |  |  | R-454B | 4.0417 | Residential & Commercial | USHP | Ducted CEE Tier 1
216972076 | Central HP <5.4 tons | CARRIER | HRCU-A-CB (Split System: Heat Pump with Remote Outdoor Unit-Air-Source) | 27VNA154A*030* | ADP |  | A60VHA*+TXV | 58TN*B090C21**20 | 49500 | 19 | 10.5 | 50000 | 52500 | 105% | 1.96 | 0 | 11.5 |  |  |  |  | R-454B | 4.125 | Residential & Commercial | USHP | Ducted CEE Tier 1
216972128 | Central HP <5.4 tons | CARRIER | HRCU-A-CB (Split System: Heat Pump with Remote Outdoor Unit-Air-Source) | 27VNA154A*030* | ADP |  | V,C48H210P16*+TXV | 59CU5B080C21**20 | 49000 | 18 | 10.5 | 50500 | 52000 | 103% | 1.96 | 0 | 11 |  |  |  |  | R-454B | 4.0833 | Residential & Commercial | USHP | Ducted CEE Tier 1
216972153 | Central HP <5.4 tons | CARRIER | HRCU-A-CB (Split System: Heat Pump with Remote Outdoor Unit-Air-Source) | 27VNA154A*030* | ADP |  | V,C48H210P16*+TXV | 59CU5B100C21**22 | 48500 | 19 | 10.5 | 50000 | 52500 | 105% | 1.98 | 0 | 11 |  |  |  |  | R-454B | 4.0417 | Residential & Commercial | USHP | Ducted CEE Tier 1
216972244 | Central HP <5.4 tons | CARRIER | HRCU-A-CB (Split System: Heat Pump with Remote Outdoor Unit-Air-Source) | 27VNA154A*030* | ADP |  | C60A***L19*+TXV | 59MN7C080C21**20 | 49500 | 19 | 10.5 | 51000 | 52500 | 102.9% | 1.92 | 0 | 11 |  |  |  |  | R-454B | 4.125 | Residential & Commercial | USHP | Ducted CEE Tier 1
216972746 | Central HP <5.4 tons | CARRIER | HRCU-A-CB (Split System: Heat Pump with Remote Outdoor Unit-Air-Source) | 27VNA348A*030* | ADP |  | C48A***L53*+TXV | 58TN*B070C17**16 | 44500 | 20 | 9 | 47000 | 37000 | 78.72% | 2 | 0 | 11 |  |  |  |  | R-454B | 3.7083 | Residential & Commercial | USHP | Ducted CEE Tier 1
216972753 | Central HP <5.4 tons | CARRIER | HRCU-A-CB (Split System: Heat Pump with Remote Outdoor Unit-Air-Source) | 27VNA348A*030* | ADP |  | V,C48H210P16*+TXV | 58TN*B070C21**20 | 43500 | 21 | 9.5 | 46500 | 36200 | 77.85% | 2 | 0 | 10.5 |  |  |  |  | R-454B | 3.625 | Residential & Commercial | USHP | Ducted CEE Tier 1
216972789 | Central HP <5.4 tons | CARRIER | HRCU-A-CB (Split System: Heat Pump with Remote Outdoor Unit-Air-Source) | 27VNA348A*030* | ADP |  | PL48H210P75*+TXV | 58TN*B110C21**20 | 44000 | 21 | 9.5 | 46000 | 36000 | 78.26% | 1.92 | 0 | 11 |  |  |  |  | R-454B | 3.6667 | Residential & Commercial | USHP | Ducted CEE Tier 1
216972821 | Central HP <5.4 tons | CARRIER | HRCU-A-CB (Split System: Heat Pump with Remote Outdoor Unit-Air-Source) | 27VNA348A*030* | ADP |  | V,C60H210P17*+TXV | 59CU5B080C21**20 | 44500 | 21 | 9.5 | 46500 | 36200 | 77.85% | 2 | 0 | 11 |  |  |  |  | R-454B | 3.7083 | Residential & Commercial | USHP | Ducted CEE Tier 1
216972346 | Central HP <5.4 tons | CARRIER | HRCU-A-CB (Split System: Heat Pump with Remote Outdoor Unit-Air-Source) | 27VNA154A*030* | ADP |  | C60A***L19*+TXV | 59TN6C100C21**22 | 49000 | 19 | 10.5 | 50500 | 53000 | 105% | 1.96 | 0 | 11 |  |  |  |  | R-454B | 4.0833 | Residential & Commercial | USHP | Ducted CEE Tier 1
216972360 | Central HP <5.4 tons | CARRIER | HRCU-A-CB (Split System: Heat Pump with Remote Outdoor Unit-Air-Source) | 27VNA154A*030* | ADP |  | C48A***L16*+TXV | 59TN7A080C21**20 | 48000 | 19 | 10.5 | 50500 | 53000 | 105% | 1.94 | 0 | 10.5 |  |  |  |  | R-454B | 4 | Residential & Commercial | USHP | Ducted CEE Tier 1
216972369 | Central HP <5.4 tons | CARRIER | HRCU-A-CB (Split System: Heat Pump with Remote Outdoor Unit-Air-Source) | 27VNA154A*030* | ADP |  | C60A***L18*+TXV | 59TN7A080C21**20 | 49000 | 19 | 10.5 | 50500 | 53000 | 105% | 1.94 | 0 | 11 |  |  |  |  | R-454B | 4.0833 | Residential & Commercial | USHP | Ducted CEE Tier 1
216972396 | Central HP <5.4 tons | CARRIER | HRCU-A-CB (Split System: Heat Pump with Remote Outdoor Unit-Air-Source) | 27VNA154A*030* | ADP |  | V,C60H245P76*+TXV | 59TN7A120C24**22 | 48500 | 19 | 10.5 | 50500 | 53000 | 105% | 1.96 | 0 | 11 |  |  |  |  | R-454B | 4.0417 | Residential & Commercial | USHP | Ducted CEE Tier 1
216972839 | Central HP <5.4 tons | CARRIER | HRCU-A-CB (Split System: Heat Pump with Remote Outdoor Unit-Air-Source) | 27VNA348A*030* | ADP |  | A60VHA*+TXV | 59MN7C060C21**20 | 44000 | 20 | 9.5 | 46500 | 37000 | 79.57% | 2 | 0 | 10 |  |  |  |  | R-454B | 3.6667 | Residential & Commercial | USHP | Ducted CEE Tier 1
216972912 | Central HP <5.4 tons | CARRIER | HRCU-A-CB (Split System: Heat Pump with Remote Outdoor Unit-Air-Source) | 27VNA348A*030* | ADP |  | C60A***L18*+TXV | 59TN6C080C21**20 | 44500 | 21 | 9.5 | 46500 | 36200 | 77.85% | 2 | 0 | 11 |  |  |  |  | R-454B | 3.7083 | Residential & Commercial | USHP | Ducted CEE Tier 1
208650610 | Central HP <5.4 tons | MIDEA | HRCU-A-CB (Split System: Heat Pump with Remote Outdoor Unit-Air-Source) | MOX430U-24HFN1-MR0 |  |  | MVC-24HWFN1-M | 0 | 24000 | 17 | 9.2 | 26000 | 19400 | 74.62% | 2.1 | 11.3 | 10.5 |  |  |  |  | R-410A | 2 | Residential & Commercial | USHP | Ducted CEE Tier 1
209270308 | Central HP <5.4 tons | ApooDr | HRCU-A-CB (Split System: Heat Pump with Remote Outdoor Unit-Air-Source) | AHU19-24HN1-MR |  |  | AHU19-24HN1-M | 0 | 24000 | 17 | 9.2 | 26000 | 19400 | 74.62% | 2.1 | 11.3 | 10.5 |  |  |  |  | R-410A | 2 | Residential & Commercial | USHP | Ducted CEE Tier 1
216972755 | Central HP <5.4 tons | CARRIER | HRCU-A-CB (Split System: Heat Pump with Remote Outdoor Unit-Air-Source) | 27VNA348A*030* | ADP |  | C60A***L16*+TXV | 58TN*B070C21**20 | 43500 | 21 | 9.5 | 46500 | 36200 | 77.85% | 2 | 0 | 10.5 |  |  |  |  | R-454B | 3.625 | Residential & Commercial | USHP | Ducted CEE Tier 1
216972787 | Central HP <5.4 tons | CARRIER | HRCU-A-CB (Split System: Heat Pump with Remote Outdoor Unit-Air-Source) | 27VNA348A*030* | ADP |  | A60VHA*+TXV | 58TN*B110C21**20 | 45000 | 21 | 9.5 | 46000 | 35800 | 77.83% | 2 | 0 | 11 |  |  |  |  | R-454B | 3.75 | Residential & Commercial | USHP | Ducted CEE Tier 1
216972844 | Central HP <5.4 tons | CARRIER | HRCU-A-CB (Split System: Heat Pump with Remote Outdoor Unit-Air-Source) | 27VNA348A*030* | ADP |  | C48A***L16*+TXV | 59MN7C060C21**20 | 43000 | 20 | 9.5 | 46500 | 36800 | 79.14% | 1.88 | 0 | 10 |  |  |  |  | R-454B | 3.5833 | Residential & Commercial | USHP | Ducted CEE Tier 1
216972855 | Central HP <5.4 tons | CARRIER | HRCU-A-CB (Split System: Heat Pump with Remote Outdoor Unit-Air-Source) | 27VNA348A*030* | ADP |  | C48A***L15*+TXV | 59MN7C080C17**14 | 42500 | 20 | 9.5 | 46500 | 36000 | 77.42% | 2 | 0 | 10.5 |  |  |  |  | R-454B | 3.5417 | Residential & Commercial | USHP | Ducted CEE Tier 1
216972871 | Central HP <5.4 tons | CARRIER | HRCU-A-CB (Split System: Heat Pump with Remote Outdoor Unit-Air-Source) | 27VNA348A*030* | ADP |  | PL60H210P17*+TXV | 59MN7C080C21**20 | 44000 | 21 | 9.5 | 46500 | 36600 | 78.71% | 2 | 0 | 10.5 |  |  |  |  | R-454B | 3.6667 | Residential & Commercial | USHP | Ducted CEE Tier 1
211262914 | Central HP <5.4 tons | PAYNE HEATING AND COOLING | HRCU-A-CB (Split System: Heat Pump with Remote Outdoor Unit-Air-Source) | 38MURAQ18AB3* |  |  | CNPV*2417AL* | PG95ESUA36040B** | 17600 | 16 | 8.5 | 18500 | 18800 | 101.6% | 2.26 | 0 | 11 |  |  |  |  | R-410A | 1.4667 | Residential & Commercial | USHP | Ducted CEE Tier 1
211264879 | Central HP <5.4 tons | PAYNE HEATING AND COOLING | HRCU-A-CB (Split System: Heat Pump with Remote Outdoor Unit-Air-Source) | 38MURAQ18AB3* |  |  | PF4MNB025L | 0 | 18100 | 16 | 8.5 | 18600 | 18500 | 99.46% | 2.22 | 0 | 10.5 |  |  |  |  | R-410A | 1.5083 | Residential & Commercial | USHP | Ducted CEE Tier 1
211264988 | Central HP <5.4 tons | PAYNE HEATING AND COOLING | HRCU-A-CB (Split System: Heat Pump with Remote Outdoor Unit-Air-Source) | 38MURAQ18AB3* |  |  | FM(C,U)4Z24**AL* | 0 | 17800 | 17 | 9 | 18700 | 19800 | 105.9% | 2.4 | 0 | 11 |  |  |  |  | R-410A | 1.4833 | Residential & Commercial | USHP | Ducted CEE Tier 1
212498557 | Central HP <5.4 tons | BRYANT HEATING AND COOLING SYSTEMS | HRCU-A-CB (Split System: Heat Pump with Remote Outdoor Unit-Air-Source) | 38MURAQ18AB3* | ADP |  | CP2403A+TXV+TD | 0 | 17400 | 15.2 | 8.7 | 17000 | 19400 | 114.1% | 2.32 | 0 | 10.5 |  |  |  |  | R-410A | 1.45 | Residential & Commercial | USHP | Ducted CEE Tier 1
216439106 | Central HP <5.4 tons | RUNTRU | HRCU-A-CB (Split System: Heat Pump with Remote Outdoor Unit-Air-Source) | A5HL5048A1000AA |  |  | A5AHV006A1D3 | 0 | 46000 | 16 | 8.1 | 48000 | 38000 | 79.17% | 1.75 | 0 | 11.7 |  |  |  |  | R-454B | 3.8333 | Residential & Commercial | USHP | Ducted CEE Tier 1
211749853 | Central HP <5.4 tons | RUNTRU | HRCU-A-CB (Split System: Heat Pump with Remote Outdoor Unit-Air-Source) | E4HL5060A1000A |  |  | E4AH5E60A1K30A | 0 | 54000 | 15.2 | 8.1 | 54000 | 38000 | 70.37% | 1.84 | 0 | 8.2 |  |  |  |  | R-410A | 4.5 | Residential & Commercial | USHP
211749855 | Central HP <5.4 tons | RUNTRU | HRCU-A-CB (Split System: Heat Pump with Remote Outdoor Unit-Air-Source) | E4HL5060A1000A |  |  | E4AH5E48A1K30A | 0 | 48000 | 15.2 | 8.1 | 48000 | 34000 | 70.83% | 1.75 | 0 | 8.6 |  |  |  |  | R-410A | 4 | Residential & Commercial | USHP
212505528 | Central HP <5.4 tons | BRYANT HEATING AND COOLING SYSTEMS | HRCU-A-CB (Split System: Heat Pump with Remote Outdoor Unit-Air-Source) | 288BNV025*0**C* | ADP |  | H,PG48936 | 88*TA36070C14*** | 24200 | 17 | 8.1 | 19600 | 17800 | 90.82% | 2.22 | 0 | 11 |  |  |  |  | R-410A | 2.0167 | Residential & Commercial | USHP | Ducted CEE Tier 1
213249248 | Central HP <5.4 tons | PAYNE HEATING AND COOLING | HRCU-A-CB (Split System: Heat Pump with Remote Outdoor Unit-Air-Source) | 38MURAQ18AB3* |  |  | FEVA0024**+NAVA43601CK | 0 | 18100 | 16.5 | 8.5 | 18300 | 17900 | 97.81% | 2.16 | 0 | 11 |  |  |  |  | R-410A | 1.5083 | Residential & Commercial | USHP | Ducted CEE Tier 1
212978322 | Central HP <5.4 tons | PAYNE HEATING AND COOLING | HRCU-A-CB (Split System: Heat Pump with Remote Outdoor Unit-Air-Source) | 38MURAQ18AB3* |  |  | CNPV*2417AL* | PG80MS(A,L)A36070A** | 17600 | 16.5 | 8.5 | 18500 | 19100 | 103.2% | 2.3 | 0 | 11 |  |  |  |  | R-410A | 1.4667 | Residential & Commercial | USHP | Ducted CEE Tier 1
211265031 | Central HP <5.4 tons | PAYNE HEATING AND COOLING | HRCU-A-CB (Split System: Heat Pump with Remote Outdoor Unit-Air-Source) | 38MURAQ18AB3* |  |  | FV4CNF002L | 0 | 18100 | 16.5 | 8.5 | 18500 | 18000 | 97.3% | 2.18 | 0 | 11 |  |  |  |  | R-410A | 1.5083 | Residential & Commercial | USHP | Ducted CEE Tier 1
216972947 | Central HP <5.4 tons | CARRIER | HRCU-A-CB (Split System: Heat Pump with Remote Outdoor Unit-Air-Source) | 27VNA348A*030* | ADP |  | C48A***L16*+TXV | 59TN7A080C21**20 | 43500 | 21 | 9.5 | 46500 | 36200 | 77.85% | 2 | 0 | 10.5 |  |  |  |  | R-454B | 3.625 | Residential & Commercial | USHP | Ducted CEE Tier 1
216972954 | Central HP <5.4 tons | CARRIER | HRCU-A-CB (Split System: Heat Pump with Remote Outdoor Unit-Air-Source) | 27VNA348A*030* | ADP |  | V,C60H210P29*+TXV | 59TN7A100C21**22 | 44000 | 21 | 9.5 | 46000 | 36000 | 78.26% | 2 | 0 | 10.5 |  |  |  |  | R-454B | 3.6667 | Residential & Commercial | USHP | Ducted CEE Tier 1
215402211 | Central HP <5.4 tons | RUNTRU | HRCU-A-CB (Split System: Heat Pump with Remote Outdoor Unit-Air-Source) | E4HL5036A1000A |  |  | 4TXCB004DS3 | A952V080BU4SB | 30000 | 15.2 | 8.1 | 25000 | 18000 | 72% | 1.75 | 0 | 9.5 |  |  |  |  | R-410A | 2.5 | Residential & Commercial | USHP
216439104 | Central HP <5.4 tons | RUNTRU | HRCU-A-CB (Split System: Heat Pump with Remote Outdoor Unit-Air-Source) | A5HL5036A1000AA |  |  | A5AHV004A1D3 | 0 | 34000 | 16 | 8.1 | 34000 | 27000 | 79.41% | 1.75 | 0 | 11.7 |  |  |  |  | R-454B | 2.8333 | Residential & Commercial | USHP | Ducted CEE Tier 1
211264857 | Central HP <5.4 tons | PAYNE HEATING AND COOLING | HRCU-A-CB (Split System: Heat Pump with Remote Outdoor Unit-Air-Source) | 38MURAQ18AB3* |  |  | PF4MNB019L | 0 | 17800 | 16.5 | 8.5 | 18300 | 18500 | 101.1% | 2.22 | 0 | 10.5 |  |  |  |  | R-410A | 1.4833 | Residential & Commercial | USHP | Ducted CEE Tier 1
216623524 | Central HP <5.4 tons | MIDEA | HRCU-A-C (Split System: Heat Pump with Remote Outdoor Unit with No Indoor Fan --Air Source) | MO1SE-H36B-2A |  |  | MAAHE-H36B-BA | 0 | 36000 | 15.8 | 9.4 | 38000 | 36000 | 94.74% | 1.9 | 0 | 10.7 |  |  |  |  | R-454B | 3 | Residential & Commercial | USHP | Ducted CEE Tier 1
212617033 | Central HP <5.4 tons | BRYANT HEATING AND COOLING SYSTEMS | HRCU-A-CB (Split System: Heat Pump with Remote Outdoor Unit-Air-Source) | 38MURAQ18AB3* | ADP |  | CFC24XG22 | 0 | 17400 | 17 | 8.65 | 17000 | 19400 | 114.1% | 2.32 | 0 | 10.5 |  |  |  |  | R-410A | 1.45 | Residential & Commercial | USHP | Ducted CEE Tier 1
216972859 | Central HP <5.4 tons | CARRIER | HRCU-A-CB (Split System: Heat Pump with Remote Outdoor Unit-Air-Source) | 27VNA348A*030* | ADP |  | PL60H210P17*+TXV | 59MN7C080C17**14 | 43500 | 20 | 9.5 | 47000 | 36200 | 77.02% | 2 | 0 | 10.5 |  |  |  |  | R-454B | 3.625 | Residential & Commercial | USHP | Ducted CEE Tier 1
216972873 | Central HP <5.4 tons | CARRIER | HRCU-A-CB (Split System: Heat Pump with Remote Outdoor Unit-Air-Source) | 27VNA348A*030* | ADP |  | C60A***L18*+TXV | 59MN7C080C21**20 | 44000 | 21 | 9.5 | 46500 | 36600 | 78.71% | 2 | 0 | 10.5 |  |  |  |  | R-454B | 3.6667 | Residential & Commercial | USHP | Ducted CEE Tier 1
216972910 | Central HP <5.4 tons | CARRIER | HRCU-A-CB (Split System: Heat Pump with Remote Outdoor Unit-Air-Source) | 27VNA348A*030* | ADP |  | PL60H210P17*+TXV | 59TN6C080C21**20 | 44500 | 21 | 9.5 | 46500 | 36200 | 77.85% | 2 | 0 | 11 |  |  |  |  | R-454B | 3.7083 | Residential & Commercial | USHP | Ducted CEE Tier 1
216972948 | Central HP <5.4 tons | CARRIER | HRCU-A-CB (Split System: Heat Pump with Remote Outdoor Unit-Air-Source) | 27VNA348A*030* | ADP |  | C60A***L16*+TXV | 59TN7A080C21**20 | 43500 | 21 | 9.5 | 46500 | 36200 | 77.85% | 2 | 0 | 10.5 |  |  |  |  | R-454B | 3.625 | Residential & Commercial | USHP | Ducted CEE Tier 1
216972953 | Central HP <5.4 tons | CARRIER | HRCU-A-CB (Split System: Heat Pump with Remote Outdoor Unit-Air-Source) | 27VNA348A*030* | ADP |  | PL60H210P29*+TXV | 59TN7A100C21**22 | 44000 | 21 | 9.5 | 46000 | 36000 | 78.26% | 2 | 0 | 10.5 |  |  |  |  | R-454B | 3.6667 | Residential & Commercial | USHP | Ducted CEE Tier 1
216972964 | Central HP <5.4 tons | CARRIER | HRCU-A-CB (Split System: Heat Pump with Remote Outdoor Unit-Air-Source) | 27VNA348A*030* | ADP |  | C60A***L18*+TXV | 59TN7A100C21**22 | 44500 | 21 | 9.5 | 46000 | 36000 | 78.26% | 2 | 0 | 11 |  |  |  |  | R-454B | 3.7083 | Residential & Commercial | USHP | Ducted CEE Tier 1
216972980 | Central HP <5.4 tons | CARRIER | HRCU-A-CB (Split System: Heat Pump with Remote Outdoor Unit-Air-Source) | 27VNA360A*030* | ADP |  | V,C60H210P17*+TXV | 58TN*B090C21**20 | 55500 | 19 | 8.5 | 58500 | 46000 | 78.63% | 2.04 | 0 | 11 |  |  |  |  | R-454B | 4.625 | Residential & Commercial | USHP | Ducted CEE Tier 1
214303005 | Central HP <5.4 tons | RUUD | HRCU-A-CB (Split System: Heat Pump with Remote Outdoor Unit-Air-Source) | RD17AZ36AJ3N | ADP |  | H,RG82936 | R921V0603A17M4S | 33600 | 18 | 8.1 | 32600 | 29400 | 90.18% | 1.9 | 0 | 9.5 |  |  |  |  | R-410A | 2.8 | Residential & Commercial | USHP
216720981 | Central HP <5.4 tons | MIDEA | HRCU-A-CB (Split System: Heat Pump with Remote Outdoor Unit-Air-Source) | MOE30-48HFN10-M2P |  |  | MVBC-48HWFN10-MD2P | 0 | 48000 | 17.7 | 10 | 50000 | 35200 | 70.4% | 1.9 | 0 | 10 |  |  |  |  | R-454B | 4 | Residential & Commercial | USHP | Ducted CEE Tier 1
211712580 | Central HP <5.4 tons | SMART COMFORT | HRCU-A-CB (Split System: Heat Pump with Remote Outdoor Unit-Air-Source) | DLCURAH30ABK |  |  | EA*4X42L21A* | *80ESU0802120A | 29800 | 15.2 | 8.1 | 33800 | 27200 | 80.47% | 1.78 | 0 | 9 |  |  |  |  | R-410A | 2.4833 | Residential & Commercial | USHP
211213962 | Central HP <5.4 tons | PAYNE HEATING AND COOLING | HRCU-A-CB (Split System: Heat Pump with Remote Outdoor Unit-Air-Source) | 38MURAQ30AB3* |  |  | CAP**3721AL* | PG92ESAA60080C** | 31200 | 15.2 | 8.5 | 33400 | 26000 | 77.84% | 1.88 | 0 | 9 |  |  |  |  | R-410A | 2.6 | Residential & Commercial | USHP
216607258 | Central HP <5.4 tons | MIDEA | HRCU-A-CB (Split System: Heat Pump with Remote Outdoor Unit-Air-Source) | MO1BE-H24B-2A |  |  | MAWHE-H24B-2A | 0 | 24000 | 17.4 | 10.4 | 25000 | 19600 | 78.4% | 1.96 | 0 | 10.8 |  |  |  |  | R-454B | 2 | Residential & Commercial | USHP | Ducted CEE Tier 1
212989558 | Central HP <5.4 tons | SMART COMFORT | HRCU-A-CB (Split System: Heat Pump with Remote Outdoor Unit-Air-Source) | DLCURAH30ABK |  |  | EA*4X42L24A* | *95MSU0802120A* | 30000 | 15.2 | 8.1 | 34200 | 27600 | 80.7% | 1.8 | 0 | 9 |  |  |  |  | R-410A | 2.5 | Residential & Commercial | USHP
211712943 | Central HP <5.4 tons | PAYNE HEATING AND COOLING | HRCU-A-CB (Split System: Heat Pump with Remote Outdoor Unit-Air-Source) | 38MURAQ30AB3* |  |  | CAP**4224AL* | PG80ESUA60080C** | 29800 | 15.2 | 8.1 | 33800 | 27200 | 80.47% | 1.78 | 0 | 9 |  |  |  |  | R-410A | 2.4833 | Residential & Commercial | USHP
212970860 | Central HP <5.4 tons | PAYNE HEATING AND COOLING | HRCU-A-CB (Split System: Heat Pump with Remote Outdoor Unit-Air-Source) | 38MURAQ18AB3* |  |  | CAP**2414AL* | PG80VTLB36045A** | 17700 | 16.5 | 8.5 | 18600 | 19400 | 104.3% | 2.32 | 0 | 10.5 |  |  |  |  | R-410A | 1.475 | Residential & Commercial | USHP | Ducted CEE Tier 1
212971921 | Central HP <5.4 tons | PAYNE HEATING AND COOLING | HRCU-A-CB (Split System: Heat Pump with Remote Outdoor Unit-Air-Source) | 38MURAQ18AB3* |  |  | CAP**3017AL* | PG80VTLB48090B** | 17700 | 16 | 8.5 | 18300 | 18700 | 102.2% | 2.24 | 0 | 10.5 |  |  |  |  | R-410A | 1.475 | Residential & Commercial | USHP | Ducted CEE Tier 1
212975031 | Central HP <5.4 tons | PAYNE HEATING AND COOLING | HRCU-A-CB (Split System: Heat Pump with Remote Outdoor Unit-Air-Source) | 38MURAQ24AB3* |  |  | CNPV*3014AL* | PG96VTAB30040A** | 23200 | 15.5 | 8.1 | 25800 | 24200 | 93.8% | 2 | 0 | 10 |  |  |  |  | R-410A | 1.9333 | Residential & Commercial | USHP | Ducted CEE Tier 1
212978732 | Central HP <5.4 tons | PAYNE HEATING AND COOLING | HRCU-A-CB (Split System: Heat Pump with Remote Outdoor Unit-Air-Source) | 38MURAQ24AB3* |  |  | CNPV*3621AL* | PG80MS(A,L)A36070B** | 23400 | 17.5 | 8.5 | 26200 | 24600 | 93.89% | 2.06 | 0 | 10.5 |  |  |  |  | R-410A | 1.95 | Residential & Commercial | USHP | Ducted CEE Tier 1
212979193 | Central HP <5.4 tons | PAYNE HEATING AND COOLING | HRCU-A-CB (Split System: Heat Pump with Remote Outdoor Unit-Air-Source) | 38MURAQ24AB3* |  |  | CAP**3721AL* | PG80MS(A,L)A48070B** | 24200 | 17.5 | 8.5 | 25200 | 21600 | 85.71% | 1.82 | 0 | 10.5 |  |  |  |  | R-410A | 2.0167 | Residential & Commercial | USHP | Ducted CEE Tier 1
211242789 | Central HP <5.4 tons | SMART COMFORT | HRCU-A-CB (Split System: Heat Pump with Remote Outdoor Unit-Air-Source) | DLCURAH24ABK |  |  | EA*4X37L17A* | *96VSN0401410A* | 24200 | 16 | 8.5 | 25600 | 21800 | 85.16% | 1.8 | 0 | 10 |  |  |  |  | R-410A | 2.0167 | Residential & Commercial | USHP | Ducted CEE Tier 1
212982957 | Central HP <5.4 tons | SMART COMFORT | HRCU-A-CB (Split System: Heat Pump with Remote Outdoor Unit-Air-Source) | DLCURAH30ABK |  |  | EA*4X42L21A* | *80MSU0802120A* | 29600 | 15.5 | 8.5 | 33600 | 27600 | 82.14% | 1.78 | 0 | 9 |  |  |  |  | R-410A | 2.4667 | Residential & Commercial | USHP
213145920 | Central HP <5.4 tons | CARRIER | HRCU-A-CB (Split System: Heat Pump with Remote Outdoor Unit-Air-Source) | 38MURAQ30AB3* | ADP |  | PL36H175P149+AEFE4B* | 0 | 30400 | 15.2 | 8.4 | 33400 | 27000 | 80.84% | 1.8 | 0 | 9 |  |  |  |  | R-410A | 2.5333 | Residential & Commercial | USHP
213145921 | Central HP <5.4 tons | CARRIER | HRCU-A-CB (Split System: Heat Pump with Remote Outdoor Unit-Air-Source) | 38MURAQ30AB3* | ADP |  | V,C36H175P149+AEFE4B* | 0 | 30400 | 15.2 | 8.4 | 33400 | 27000 | 80.84% | 1.8 | 0 | 9 |  |  |  |  | R-410A | 2.5333 | Residential & Commercial | USHP
214229241 | Central HP <5.4 tons | SMART COMFORT | HRCU-A-CB (Split System: Heat Pump with Remote Outdoor Unit-Air-Source) | DLCURAH30ABK |  |  | EA*4X37L17A* | *80MSU0601716A* | 30400 | 15.2 | 8.5 | 33400 | 26800 | 80.24% | 1.82 | 0 | 9 |  |  |  |  | R-410A | 2.5333 | Residential & Commercial | USHP
212988068 | Central HP <5.4 tons | SMART COMFORT | HRCU-A-CB (Split System: Heat Pump with Remote Outdoor Unit-Air-Source) | DLCURAH30ABK |  |  | EA*4X42L24A* | *96MSN1002120A* | 30000 | 15.2 | 8.5 | 34000 | 27200 | 80% | 1.8 | 0 | 9 |  |  |  |  | R-410A | 2.5 | Residential & Commercial | USHP
211712772 | Central HP <5.4 tons | PAYNE HEATING AND COOLING | HRCU-A-CB (Split System: Heat Pump with Remote Outdoor Unit-Air-Source) | 38MURAQ30AB3* |  |  | CAP**4224AL* | PG96VTAA60080C** | 29600 | 15.2 | 8.1 | 33600 | 27400 | 81.55% | 1.78 | 0 | 9 |  |  |  |  | R-410A | 2.4667 | Residential & Commercial | USHP
211241696 | Central HP <5.4 tons | PAYNE HEATING AND COOLING | HRCU-A-CB (Split System: Heat Pump with Remote Outdoor Unit-Air-Source) | 38MURAQ24AB3* |  |  | CAP**3017AL* | PG92ESAA42060B** | 24400 | 17 | 8.5 | 26400 | 22800 | 86.36% | 1.88 | 0 | 10 |  |  |  |  | R-410A | 2.0333 | Residential & Commercial | USHP | Ducted CEE Tier 1
211242132 | Central HP <5.4 tons | PAYNE HEATING AND COOLING | HRCU-A-CB (Split System: Heat Pump with Remote Outdoor Unit-Air-Source) | 38MURAQ24AB3* |  |  | CAP**3617AL* | PG92ESAA42060B** | 24400 | 17 | 8.5 | 26200 | 22400 | 85.5% | 1.86 | 0 | 10 |  |  |  |  | R-410A | 2.0333 | Residential & Commercial | USHP | Ducted CEE Tier 1
211242457 | Central HP <5.4 tons | PAYNE HEATING AND COOLING | HRCU-A-CB (Split System: Heat Pump with Remote Outdoor Unit-Air-Source) | 38MURAQ24AB3* |  |  | CAP**3621AL* | PG96VTAA36040B** | 23400 | 16 | 8.5 | 25800 | 23600 | 91.47% | 1.94 | 0 | 10 |  |  |  |  | R-410A | 1.95 | Residential & Commercial | USHP | Ducted CEE Tier 1
211242509 | Central HP <5.4 tons | PAYNE HEATING AND COOLING | HRCU-A-CB (Split System: Heat Pump with Remote Outdoor Unit-Air-Source) | 38MURAQ24AB3* |  |  | CAP**3621AL* | PG96VTAA42060B** | 24000 | 16.5 | 8.5 | 26000 | 22800 | 87.69% | 1.88 | 0 | 10 |  |  |  |  | R-410A | 2 | Residential & Commercial | USHP | Ducted CEE Tier 1
211242643 | Central HP <5.4 tons | PAYNE HEATING AND COOLING | HRCU-A-CB (Split System: Heat Pump with Remote Outdoor Unit-Air-Source) | 38MURAQ24AB3* |  |  | CAP**3621AL* | PG92ESAA60080C** | 25000 | 17 | 8.5 | 26600 | 21800 | 81.95% | 1.82 | 0 | 10.5 |  |  |  |  | R-410A | 2.0833 | Residential & Commercial | USHP | Ducted CEE Tier 1
211263074 | Central HP <5.4 tons | PAYNE HEATING AND COOLING | HRCU-A-CB (Split System: Heat Pump with Remote Outdoor Unit-Air-Source) | 38MURAQ18AB3* |  |  | CNPV*2417AL* | PG80VTLA48090B** | 17600 | 16 | 8.5 | 18500 | 18900 | 102.2% | 2.26 | 0 | 10.5 |  |  |  |  | R-410A | 1.4667 | Residential & Commercial | USHP | Ducted CEE Tier 1
216607261 | Central HP <5.4 tons | MIDEA | HRCU-A-CB (Split System: Heat Pump with Remote Outdoor Unit-Air-Source) | MO1HE-H18B-2A |  |  | MAWHE-H18B-2A | 0 | 18000 | 19.3 | 10.8 | 19000 | 19600 | 103.2% | 2.1 | 0 | 12.1 |  |  |  |  | R-454B | 1.5 | Residential & Commercial | USHP | Ducted CEE Tier 1
215471349 | Central HP <5.4 tons | MIDEA | HRCU-A-CB (Split System: Heat Pump with Remote Outdoor Unit-Air-Source) | MO1BU-H48B-2A |  |  | MASHS-H48B-2A | 0 | 48000 | 17.7 | 10 | 50000 | 35200 | 70.4% | 1.9 | 0 | 10 |  |  |  |  | R-454B | 4 | Residential & Commercial | USHP | Ducted CEE Tier 1
216972014 | Central HP <5.4 tons | CARRIER | HRCU-A-CB (Split System: Heat Pump with Remote Outdoor Unit-Air-Source) | 27VNA154A*030* | ADP |  | C60A***L18*+TXV | 58CU*B100C21**20 | 49500 | 19 | 10.5 | 50500 | 52500 | 104% | 1.96 | 0 | 11.5 |  |  |  |  | R-454B | 4.125 | Residential & Commercial | USHP | Ducted CEE Tier 1
216972116 | Central HP <5.4 tons | CARRIER | HRCU-A-CB (Split System: Heat Pump with Remote Outdoor Unit-Air-Source) | 27VNA154A*030* | ADP |  | C60A***L19*+TXV | 58TN*B110C21**20 | 49500 | 19 | 10.5 | 50500 | 52500 | 104% | 1.96 | 0 | 11.5 |  |  |  |  | R-454B | 4.125 | Residential & Commercial | USHP | Ducted CEE Tier 1
216972150 | Central HP <5.4 tons | CARRIER | HRCU-A-CB (Split System: Heat Pump with Remote Outdoor Unit-Air-Source) | 27VNA154A*030* | ADP |  | A60VHA*+TXV | 59CU5B100C21**22 | 49500 | 19 | 10.5 | 50000 | 52500 | 105% | 1.98 | 0 | 11.5 |  |  |  |  | R-454B | 4.125 | Residential & Commercial | USHP | Ducted CEE Tier 1
216676512 | Central HP <5.4 tons | SMART COMFORT | HRCU-A-CB (Split System: Heat Pump with Remote Outdoor Unit-Air-Source) | D5CURAH24AAK |  |  | ESH5X30M12A* | *80MS(N,L)0701412A* | 23800 | 15.2 | 8.5 | 24200 | 19500 | 80.58% | 1.9 | 0 | 9.8 |  |  |  |  | R-454B | 1.9833 | Residential & Commercial | USHP
215471344 | Central HP <5.4 tons | MIDEA | HRCU-A-CB (Split System: Heat Pump with Remote Outdoor Unit-Air-Source) | MO1HE-H48B-2A |  |  | MAUSE-H48B-2A | 0 | 48000 | 17.5 | 9.5 | 48000 | 48000 | 100% | 2 | 0 | 12 |  |  |  |  | R-454B | 4 | Residential & Commercial | USHP | Ducted CEE Tier 1
216972727 | Central HP <5.4 tons | CARRIER | HRCU-A-CB (Split System: Heat Pump with Remote Outdoor Unit-Air-Source) | 27VNA348A*030* | ADP |  | V,C48H175P78*+TXV | 58CU*B060C17**16 | 43500 | 21 | 9.5 | 46000 | 36200 | 78.7% | 1.9 | 0 | 11 |  |  |  |  | R-454B | 3.625 | Residential & Commercial | USHP | Ducted CEE Tier 1
216972786 | Central HP <5.4 tons | CARRIER | HRCU-A-CB (Split System: Heat Pump with Remote Outdoor Unit-Air-Source) | 27VNA348A*030* | ADP |  | V,C60H210P29*+TXV | 58TN*B110C21**20 | 44000 | 21 | 9.5 | 46000 | 36000 | 78.26% | 1.92 | 0 | 11 |  |  |  |  | R-454B | 3.6667 | Residential & Commercial | USHP | Ducted CEE Tier 1
211241053 | Central HP <5.4 tons | PAYNE HEATING AND COOLING | HRCU-A-CB (Split System: Heat Pump with Remote Outdoor Unit-Air-Source) | 38MURAQ24AB3* |  |  | CAP**2517AL* | PG96VTAA42060B** | 24600 | 16.5 | 8.5 | 25400 | 21400 | 84.25% | 1.78 | 0 | 10 |  |  |  |  | R-410A | 2.05 | Residential & Commercial | USHP | Ducted CEE Tier 1
212498609 | Central HP <5.4 tons | BRYANT HEATING AND COOLING SYSTEMS | HRCU-A-CB (Split System: Heat Pump with Remote Outdoor Unit-Air-Source) | 38MURAQ30AB3* | ADP |  | CE3005C+TXV | 0 | 29800 | 15.2 | 8.2 | 33200 | 27000 | 81.33% | 1.78 | 0 | 8.5 |  |  |  |  | R-410A | 2.4833 | Residential & Commercial | USHP
211712896 | Central HP <5.4 tons | PAYNE HEATING AND COOLING | HRCU-A-CB (Split System: Heat Pump with Remote Outdoor Unit-Air-Source) | 38MURAQ30AB3* |  |  | CAP**4224AL* | PG92ESAA60080C** | 30600 | 15.2 | 8.1 | 34200 | 26800 | 78.36% | 1.82 | 0 | 9 |  |  |  |  | R-410A | 2.55 | Residential & Commercial | USHP
211263343 | Central HP <5.4 tons | PAYNE HEATING AND COOLING | HRCU-A-CB (Split System: Heat Pump with Remote Outdoor Unit-Air-Source) | 38MURAQ18AB3* |  |  | CNPV*2417AL* | PG80ES(A,L)A36070B** | 18000 | 16 | 8.5 | 18900 | 18700 | 98.94% | 2.26 | 0 | 11 |  |  |  |  | R-410A | 1.5 | Residential & Commercial | USHP | Ducted CEE Tier 1
211264732 | Central HP <5.4 tons | PAYNE HEATING AND COOLING | HRCU-A-CB (Split System: Heat Pump with Remote Outdoor Unit-Air-Source) | 38MURAQ18AB3* |  |  | FJ4DN*A18L* | 0 | 18000 | 15.5 | 8.5 | 19000 | 19100 | 100.5% | 2.28 | 0 | 10.5 |  |  |  |  | R-410A | 1.5 | Residential & Commercial | USHP | Ducted CEE Tier 1
207036527 | Central HP <5.4 tons | AZUR | HRCU-A-CB (Split System: Heat Pump with Remote Outdoor Unit-Air-Source) | AZ-24HPB |  |  | AH-24B | 0 | 22000 | 16.5 | 9 | 23000 | 16900 | 73.48% | 2.05 | 10.9 | 10.1 |  |  |  |  | R-410A | 1.8333 | Residential & Commercial | USHP | Ducted CEE Tier 1
216025738 | Central HP <5.4 tons | NAPOLEON | HRCU-A-CB (Split System: Heat Pump with Remote Outdoor Unit-Air-Source) | WSEHV2436BA1-N |  |  | WPFX36A-N | 0 | 34000 | 18.5 | 10 | 34000 | 30200 | 88.82% | 2 | 0 | 11 |  |  |  |  | R-454B | 2.8333 | Residential & Commercial | USHP | Ducted CEE Tier 1
211712870 | Central HP <5.4 tons | PAYNE HEATING AND COOLING | HRCU-A-CB (Split System: Heat Pump with Remote Outdoor Unit-Air-Source) | 38MURAQ30AB3* |  |  | CAP**4224AL* | PG80ES(A,L)A60110D** | 30000 | 15.2 | 8.1 | 33800 | 27200 | 80.47% | 1.8 | 0 | 9 |  |  |  |  | R-410A | 2.5 | Residential & Commercial | USHP
211713271 | Central HP <5.4 tons | PAYNE HEATING AND COOLING | HRCU-A-CB (Split System: Heat Pump with Remote Outdoor Unit-Air-Source) | 38MURAQ30AB3* |  |  | CAP**4321AL* | PG80ES(A,L)A42090B** | 30600 | 15.2 | 8.1 | 33200 | 26000 | 78.31% | 1.84 | 0 | 9 |  |  |  |  | R-410A | 2.55 | Residential & Commercial | USHP
215471337 | Central HP <5.4 tons | MIDEA | HRCU-A-CB (Split System: Heat Pump with Remote Outdoor Unit-Air-Source) | MO1SE-H48B-2A |  |  | MAUHE-H60B-2A | 0 | 48000 | 16.3 | 9 | 56000 | 52000 | 92.86% | 1.8 | 0 | 11.7 |  |  |  |  | R-454B | 4 | Residential & Commercial | USHP | Ducted CEE Tier 1
215471326 | Central HP <5.4 tons | MIDEA | HRCU-A-CB (Split System: Heat Pump with Remote Outdoor Unit-Air-Source) | MO1BE-H24B-2A |  |  | MAUHE-H24B-2A | 0 | 24000 | 18.1 | 9.7 | 26000 | 21600 | 83.08% | 1.87 | 0 | 11 |  |  |  |  | R-454B | 2 | Residential & Commercial | USHP | Ducted CEE Tier 1
211244324 | Central HP <5.4 tons | PAYNE HEATING AND COOLING | HRCU-A-CB (Split System: Heat Pump with Remote Outdoor Unit-Air-Source) | 38MURAQ24AB3* |  |  | CNPV*3014AL* | PG95ESAA36060A** | 24200 | 15.5 | 8.1 | 26600 | 22800 | 85.71% | 1.86 | 0 | 10 |  |  |  |  | R-410A | 2.0167 | Residential & Commercial | USHP | Ducted CEE Tier 1
211240265 | Central HP <5.4 tons | PAYNE HEATING AND COOLING | HRCU-A-CB (Split System: Heat Pump with Remote Outdoor Unit-Air-Source) | 38MURAQ24AB3* |  |  | CAP**2414AL* | PG80VTLA36070A** | 24000 | 16.5 | 8.5 | 26800 | 23800 | 88.81% | 1.96 | 0 | 10 |  |  |  |  | R-410A | 2 | Residential & Commercial | USHP | Ducted CEE Tier 1
211240533 | Central HP <5.4 tons | PAYNE HEATING AND COOLING | HRCU-A-CB (Split System: Heat Pump with Remote Outdoor Unit-Air-Source) | 38MURAQ24AB3* |  |  | CAP**2417AL* | PG96VTAA48080B** | 23800 | 16.5 | 8.5 | 26800 | 24000 | 89.55% | 1.98 | 0 | 10 |  |  |  |  | R-410A | 1.9833 | Residential & Commercial | USHP | Ducted CEE Tier 1
212978092 | Central HP <5.4 tons | PAYNE HEATING AND COOLING | HRCU-A-CB (Split System: Heat Pump with Remote Outdoor Unit-Air-Source) | 38MURAQ24AB3* |  |  | CAP**2417AL* | PG80MS(A,L)A36070A** | 23400 | 17 | 9 | 26800 | 26400 | 98.51% | 2.24 | 0 | 10 |  |  |  |  | R-410A | 1.95 | Residential & Commercial | USHP | Ducted CEE Tier 1
212978212 | Central HP <5.4 tons | PAYNE HEATING AND COOLING | HRCU-A-CB (Split System: Heat Pump with Remote Outdoor Unit-Air-Source) | 38MURAQ24AB3* |  |  | CNPV*3617AL* | PG80MS(A,L)A36070A** | 23600 | 17 | 8.1 | 26000 | 24000 | 92.31% | 2 | 0 | 10.5 |  |  |  |  | R-410A | 1.9667 | Residential & Commercial | USHP | Ducted CEE Tier 1
212979513 | Central HP <5.4 tons | PAYNE HEATING AND COOLING | HRCU-A-CB (Split System: Heat Pump with Remote Outdoor Unit-Air-Source) | 38MURAQ24AB3* |  |  | CNPV*3621AL* | PG80MS(A,L)A48070C** | 23800 | 17 | 8.5 | 26400 | 24000 | 90.91% | 2 | 0 | 10.5 |  |  |  |  | R-410A | 1.9833 | Residential & Commercial | USHP | Ducted CEE Tier 1
215471342 | Central HP <5.4 tons | MIDEA | HRCU-A-CB (Split System: Heat Pump with Remote Outdoor Unit-Air-Source) | MO1HE-H36B-2A |  |  | MAUSE-H36B-2A | 0 | 36000 | 17.7 | 10 | 36000 | 32600 | 90.56% | 2.06 | 0 | 12 |  |  |  |  | R-454B | 3 | Residential & Commercial | USHP | Ducted CEE Tier 1
216972055 | Central HP <5.4 tons | CARRIER | HRCU-A-CB (Split System: Heat Pump with Remote Outdoor Unit-Air-Source) | 27VNA154A*030* | ADP |  | V,C48H210P16*+TXV | 58TN*B070C21**20 | 48000 | 19 | 10.5 | 51000 | 53500 | 104.9% | 1.92 | 0 | 10.5 |  |  |  |  | R-454B | 4 | Residential & Commercial | USHP | Ducted CEE Tier 1
216972057 | Central HP <5.4 tons | CARRIER | HRCU-A-CB (Split System: Heat Pump with Remote Outdoor Unit-Air-Source) | 27VNA154A*030* | ADP |  | C48A***L16*+TXV | 58TN*B070C21**20 | 48000 | 19 | 10.5 | 51000 | 53500 | 104.9% | 1.92 | 0 | 10.5 |  |  |  |  | R-454B | 4 | Residential & Commercial | USHP | Ducted CEE Tier 1
216972091 | Central HP <5.4 tons | CARRIER | HRCU-A-CB (Split System: Heat Pump with Remote Outdoor Unit-Air-Source) | 27VNA154A*030* | ADP |  | C60A***L18*+TXV | 58TN*B090C21**20 | 49500 | 19 | 10.5 | 50000 | 52500 | 105% | 1.96 | 0 | 11.5 |  |  |  |  | R-454B | 4.125 | Residential & Commercial | USHP | Ducted CEE Tier 1
216972121 | Central HP <5.4 tons | CARRIER | HRCU-A-CB (Split System: Heat Pump with Remote Outdoor Unit-Air-Source) | 27VNA154A*030* | ADP |  | PL60H210P29*+TXV | 59CU5B080C21**20 | 49000 | 18 | 10.5 | 50500 | 52000 | 103% | 1.96 | 0 | 11 |  |  |  |  | R-454B | 4.0833 | Residential & Commercial | USHP | Ducted CEE Tier 1
216972155 | Central HP <5.4 tons | CARRIER | HRCU-A-CB (Split System: Heat Pump with Remote Outdoor Unit-Air-Source) | 27VNA154A*030* | ADP |  | C48A***L16*+TXV | 59CU5B100C21**22 | 48500 | 19 | 10.5 | 50000 | 52500 | 105% | 1.98 | 0 | 11 |  |  |  |  | R-454B | 4.0417 | Residential & Commercial | USHP | Ducted CEE Tier 1
216972205 | Central HP <5.4 tons | CARRIER | HRCU-A-CB (Split System: Heat Pump with Remote Outdoor Unit-Air-Source) | 27VNA154A*030* | ADP |  | C48A***L15*+TXV | 59MN7C080C17**14 | 47500 | 17 | 12.5 | 49500 | 50500 | 102% | 1.98 | 0 | 11 |  |  |  |  | R-454B | 3.9583 | Residential & Commercial | USHP | Ducted CEE Tier 1
216972341 | Central HP <5.4 tons | CARRIER | HRCU-A-CB (Split System: Heat Pump with Remote Outdoor Unit-Air-Source) | 27VNA154A*030* | ADP |  | V,C60H210P17*+TXV | 59TN6C100C21**22 | 49000 | 19 | 10.5 | 50500 | 53000 | 105% | 1.96 | 0 | 11 |  |  |  |  | R-454B | 4.0833 | Residential & Commercial | USHP | Ducted CEE Tier 1
211264966 | Central HP <5.4 tons | PAYNE HEATING AND COOLING | HRCU-A-CB (Split System: Heat Pump with Remote Outdoor Unit-Air-Source) | 38MURAQ18AB3* |  |  | FM(C,U)4Z18**AL* | 0 | 17800 | 17 | 9 | 18700 | 19800 | 105.9% | 2.4 | 0 | 11 |  |  |  |  | R-410A | 1.4833 | Residential & Commercial | USHP | Ducted CEE Tier 1
216972975 | Central HP <5.4 tons | CARRIER | HRCU-A-CB (Split System: Heat Pump with Remote Outdoor Unit-Air-Source) | 27VNA360A*030* | ADP |  | PL60H210P29*+TXV | 58TN*B090C21**20 | 56000 | 18 | 8.1 | 59000 | 45000 | 76.27% | 2 | 0 | 11.5 |  |  |  |  | R-454B | 4.6667 | Residential & Commercial | USHP | Ducted CEE Tier 1
216972757 | Central HP <5.4 tons | CARRIER | HRCU-A-CB (Split System: Heat Pump with Remote Outdoor Unit-Air-Source) | 27VNA348A*030* | ADP |  | V,C60H210P17*+TXV | 58TN*B070C21**20 | 44500 | 21 | 9.5 | 46500 | 36200 | 77.85% | 2 | 0 | 11 |  |  |  |  | R-454B | 3.7083 | Residential & Commercial | USHP | Ducted CEE Tier 1
216972809 | Central HP <5.4 tons | CARRIER | HRCU-A-CB (Split System: Heat Pump with Remote Outdoor Unit-Air-Source) | 27VNA348A*030* | ADP |  | C48A***L18*+TXV | 59CU5B060C17**16 | 43000 | 20 | 9.5 | 47000 | 36200 | 77.02% | 2 | 0 | 10.5 |  |  |  |  | R-454B | 3.5833 | Residential & Commercial | USHP | Ducted CEE Tier 1
216972841 | Central HP <5.4 tons | CARRIER | HRCU-A-CB (Split System: Heat Pump with Remote Outdoor Unit-Air-Source) | 27VNA348A*030* | ADP |  | PL48H210P75*+TXV | 59MN7C060C21**20 | 43000 | 20 | 9.5 | 46500 | 36800 | 79.14% | 1.88 | 0 | 10 |  |  |  |  | R-454B | 3.5833 | Residential & Commercial | USHP | Ducted CEE Tier 1
212979241 | Central HP <5.4 tons | PAYNE HEATING AND COOLING | HRCU-A-CB (Split System: Heat Pump with Remote Outdoor Unit-Air-Source) | 38MURAQ24AB3* |  |  | CNPV*3621AL* | PG80MS(A,L)A48070B** | 23600 | 17 | 8.5 | 26400 | 24200 | 91.67% | 2.02 | 0 | 10.5 |  |  |  |  | R-410A | 1.9667 | Residential & Commercial | USHP | Ducted CEE Tier 1
212979979 | Central HP <5.4 tons | PAYNE HEATING AND COOLING | HRCU-A-CB (Split System: Heat Pump with Remote Outdoor Unit-Air-Source) | 38MURAQ18AB3* |  |  | CAP**3017AL* | PG80MS(A,L)A42090B** | 17700 | 16 | 8.5 | 18300 | 18700 | 102.2% | 2.24 | 0 | 10.5 |  |  |  |  | R-410A | 1.475 | Residential & Commercial | USHP | Ducted CEE Tier 1
216623516 | Central HP <5.4 tons | MIDEA | HRCU-A-C (Split System: Heat Pump with Remote Outdoor Unit with No Indoor Fan --Air Source) | MO1BE-H24B-2A |  |  | MAAHE-H24B-AA | 0 | 24000 | 16 | 9 | 25000 | 19000 | 76% | 1.8 | 0 | 10 |  |  |  |  | R-454B | 2 | Residential & Commercial | USHP | Ducted CEE Tier 1
216623517 | Central HP <5.4 tons | MIDEA | HRCU-A-C (Split System: Heat Pump with Remote Outdoor Unit with No Indoor Fan --Air Source) | MO1BE-H24B-2A |  |  | MAAHE-H24B-BA | 0 | 24000 | 16 | 9 | 25000 | 19000 | 76% | 1.8 | 0 | 10 |  |  |  |  | R-454B | 2 | Residential & Commercial | USHP | Ducted CEE Tier 1
211213975 | Central HP <5.4 tons | PAYNE HEATING AND COOLING | HRCU-A-CB (Split System: Heat Pump with Remote Outdoor Unit-Air-Source) | 38MURAQ30AB3* |  |  | FMA4X36**AL* | 0 | 31200 | 15.5 | 8.5 | 35400 | 26800 | 75.71% | 1.86 | 0 | 9 |  |  |  |  | R-410A | 2.6 | Residential & Commercial | USHP
211213976 | Central HP <5.4 tons | PAYNE HEATING AND COOLING | HRCU-A-CB (Split System: Heat Pump with Remote Outdoor Unit-Air-Source) | 38MURAQ30AB3* |  |  | FV4CN(B,F)003L | 0 | 30400 | 15.2 | 8.1 | 34000 | 27400 | 80.59% | 1.78 | 0 | 9 |  |  |  |  | R-410A | 2.5333 | Residential & Commercial | USHP
211242709 | Central HP <5.4 tons | PAYNE HEATING AND COOLING | HRCU-A-CB (Split System: Heat Pump with Remote Outdoor Unit-Air-Source) | 38MURAQ24AB3* |  |  | CAP**3621AL* | PG80ESUA48060B** | 25000 | 17 | 8.5 | 26600 | 21800 | 81.95% | 1.82 | 0 | 10.5 |  |  |  |  | R-410A | 2.0833 | Residential & Commercial | USHP | Ducted CEE Tier 1
211242909 | Central HP <5.4 tons | PAYNE HEATING AND COOLING | HRCU-A-CB (Split System: Heat Pump with Remote Outdoor Unit-Air-Source) | 38MURAQ24AB3* |  |  | CAP**3717AL* | PG80VTLA36070A** | 24800 | 17 | 8.5 | 25800 | 21400 | 82.95% | 1.78 | 0 | 10.5 |  |  |  |  | R-410A | 2.0667 | Residential & Commercial | USHP | Ducted CEE Tier 1
211242911 | Central HP <5.4 tons | PAYNE HEATING AND COOLING | HRCU-A-CB (Split System: Heat Pump with Remote Outdoor Unit-Air-Source) | 38MURAQ24AB3* |  |  | CAP**3717AL* | PG80VTLA48090B** | 24200 | 17 | 8.5 | 25200 | 22000 | 87.3% | 1.82 | 0 | 10 |  |  |  |  | R-410A | 2.0167 | Residential & Commercial | USHP | Ducted CEE Tier 1
211243529 | Central HP <5.4 tons | PAYNE HEATING AND COOLING | HRCU-A-CB (Split System: Heat Pump with Remote Outdoor Unit-Air-Source) | 38MURAQ24AB3* |  |  | CAP**3721AL* | PG80ES(A,L)A42090B** | 25400 | 17 | 8.5 | 25800 | 20600 | 79.84% | 1.76 | 0 | 10.5 |  |  |  |  | R-410A | 2.1167 | Residential & Commercial | USHP | Ducted CEE Tier 1
211213974 | Central HP <5.4 tons | PAYNE HEATING AND COOLING | HRCU-A-CB (Split System: Heat Pump with Remote Outdoor Unit-Air-Source) | 38MURAQ30AB3* |  |  | FMA4X30**AL* | 0 | 31200 | 15.5 | 8.5 | 35400 | 26800 | 75.71% | 1.86 | 0 | 9 |  |  |  |  | R-410A | 2.6 | Residential & Commercial | USHP
207335555 | Central HP <5.4 tons | NAPOLEON | HRCU-A-CB (Split System: Heat Pump with Remote Outdoor Unit-Air-Source) | NS18HV48A60 |  |  | NPFX48A60A | 0 | 54000 | 16 | 9 | 54000 | 41000 | 75.93% | 1.8 | 10.5 | 10 |  |  |  |  | R-410A | 4.5 | Residential & Commercial | USHP | Ducted CEE Tier 1
215471335 | Central HP <5.4 tons | MIDEA | HRCU-A-CB (Split System: Heat Pump with Remote Outdoor Unit-Air-Source) | MO1HE-H42B-2A |  |  | MAUHE-H48B-2A | 0 | 42000 | 16.7 | 9.5 | 50000 | 46000 | 92% | 1.9 | 0 | 11.7 |  |  |  |  | R-454B | 3.5 | Residential & Commercial | USHP | Ducted CEE Tier 1
213076039 | Central HP <5.4 tons | SMART COMFORT | HRCU-A-CB (Split System: Heat Pump with Remote Outdoor Unit-Air-Source) | DLCURAH30ABK |  |  | EA*4X42L21A* | *95MSU1002120A* | 29800 | 15.2 | 8.1 | 38500 | 27600 | 71.69% | 1.78 | 0 | 9 |  |  |  |  | R-410A | 2.4833 | Residential & Commercial | USHP
212383072 | Central HP <5.4 tons | PAYNE HEATING AND COOLING | HRCU-A-CB (Split System: Heat Pump with Remote Outdoor Unit-Air-Source) | 38MURAQ36AB3* |  |  | CAP**3617AL* | PG80ESUA48060B** | 35600 | 15.5 | 8.1 | 39500 | 35200 | 89.11% | 1.84 | 0 | 9.5 |  |  |  |  | R-410A | 2.9667 | Residential & Commercial | USHP
213353815 | Central HP <5.4 tons | SMART COMFORT | HRCU-A-CB (Split System: Heat Pump with Remote Outdoor Unit-Air-Source) | DLCURAH30ABK |  |  | F5MA4*30L*B* | 0 | 30000 | 15.2 | 8.5 | 33600 | 27200 | 80.95% | 1.8 | 0 | 9 |  |  |  |  | R-410A | 2.5 | Residential & Commercial | USHP
216972483 | Central HP <5.4 tons | CARRIER | HRCU-A-CB (Split System: Heat Pump with Remote Outdoor Unit-Air-Source) | 27VNA336A*030* | ADP |  | PL36H175P15*+TXV | 58TN*B070C14**12 | 33400 | 19 | 9 | 33600 | 26600 | 79.17% | 1.92 | 0 | 11 |  |  |  |  | R-454B | 2.7833 | Residential & Commercial | USHP | Ducted CEE Tier 1
216972514 | Central HP <5.4 tons | CARRIER | HRCU-A-CB (Split System: Heat Pump with Remote Outdoor Unit-Air-Source) | 27VNA336A*030* | ADP |  | V,C36H175P13*+TXV | 58TN*B070C17**16 | 32600 | 19 | 9.5 | 33600 | 26600 | 79.17% | 2 | 0 | 11 |  |  |  |  | R-454B | 2.7167 | Residential & Commercial | USHP | Ducted CEE Tier 1
216972516 | Central HP <5.4 tons | CARRIER | HRCU-A-CB (Split System: Heat Pump with Remote Outdoor Unit-Air-Source) | 27VNA336A*030* | ADP |  | C36A***L53*+TXV | 58TN*B070C17**16 | 33600 | 20 | 9 | 33200 | 26000 | 78.31% | 1.94 | 0 | 11.5 |  |  |  |  | R-454B | 2.8 | Residential & Commercial | USHP | Ducted CEE Tier 1
216439103 | Central HP <5.4 tons | RUNTRU | HRCU-A-CB (Split System: Heat Pump with Remote Outdoor Unit-Air-Source) | A5HL5024A1000AA |  |  | A5AHV002A1B3 | 0 | 23000 | 16 | 8.1 | 23000 | 18000 | 78.26% | 1.75 | 0 | 11.7 |  |  |  |  | R-454B | 1.9167 | Residential & Commercial | USHP | Ducted CEE Tier 1
216972531 | Central HP <5.4 tons | CARRIER | HRCU-A-CB (Split System: Heat Pump with Remote Outdoor Unit-Air-Source) | 27VNA336A*030* | ADP |  | A36VCA*+TXV | 58TN*B090C17**16 | 32800 | 20 | 9.5 | 33000 | 26000 | 78.79% | 2.04 | 0 | 11 |  |  |  |  | R-454B | 2.7333 | Residential & Commercial | USHP | Ducted CEE Tier 1
216972551 | Central HP <5.4 tons | CARRIER | HRCU-A-CB (Split System: Heat Pump with Remote Outdoor Unit-Air-Source) | 27VNA336A*030* | ADP |  | C36A***L53*+TXV | 58TN*B090C17**16 | 33400 | 20 | 9.5 | 33000 | 26000 | 78.79% | 2.04 | 0 | 11.5 |  |  |  |  | R-454B | 2.7833 | Residential & Commercial | USHP | Ducted CEE Tier 1
216972599 | Central HP <5.4 tons | CARRIER | HRCU-A-CB (Split System: Heat Pump with Remote Outdoor Unit-Air-Source) | 27VNA336A*030* | ADP |  | PL36H210P29*+TXV | 59CU5B080C21**20 | 33400 | 20 | 9.5 | 32800 | 25600 | 78.05% | 2.06 | 0 | 11.7 |  |  |  |  | R-454B | 2.7833 | Residential & Commercial | USHP | Ducted CEE Tier 1
216972615 | Central HP <5.4 tons | CARRIER | HRCU-A-CB (Split System: Heat Pump with Remote Outdoor Unit-Air-Source) | 27VNA336A*030* | ADP |  | C36A***L53*+TXV | 59CU5B100C21**22 | 34000 | 20 | 9.5 | 32400 | 25400 | 78.4% | 2.04 | 0 | 12 |  |  |  |  | R-454B | 2.8333 | Residential & Commercial | USHP | Ducted CEE Tier 1
212978798 | Central HP <5.4 tons | PAYNE HEATING AND COOLING | HRCU-A-CB (Split System: Heat Pump with Remote Outdoor Unit-Air-Source) | 38MURAQ18AB3* |  |  | CNPV*3017AL* | PG80MS(A,L)A36070B** | 17700 | 16.5 | 8.1 | 18200 | 18600 | 102.2% | 2.24 | 0 | 11 |  |  |  |  | R-410A | 1.475 | Residential & Commercial | USHP | Ducted CEE Tier 1
212981822 | Central HP <5.4 tons | PAYNE HEATING AND COOLING | HRCU-A-CB (Split System: Heat Pump with Remote Outdoor Unit-Air-Source) | 38MURAQ18AB3* |  |  | CAP**1917AL* | PG80MSUA60100C** | 17800 | 16 | 8.1 | 17900 | 17900 | 100% | 2.14 | 0 | 10.5 |  |  |  |  | R-410A | 1.4833 | Residential & Commercial | USHP | Ducted CEE Tier 1
212978298 | Central HP <5.4 tons | PAYNE HEATING AND COOLING | HRCU-A-CB (Split System: Heat Pump with Remote Outdoor Unit-Air-Source) | 38MURAQ18AB3* |  |  | CNPV*1814AL* | PG80MS(A,L)A36070A** | 17400 | 16 | 8.5 | 18500 | 19700 | 106.5% | 2.38 | 0 | 10.5 |  |  |  |  | R-410A | 1.45 | Residential & Commercial | USHP | Ducted CEE Tier 1
212978743 | Central HP <5.4 tons | PAYNE HEATING AND COOLING | HRCU-A-CB (Split System: Heat Pump with Remote Outdoor Unit-Air-Source) | 38MURAQ18AB3* |  |  | CAP**1917AL* | PG80MS(A,L)A36070B** | 18000 | 17 | 8.5 | 17900 | 17800 | 99.44% | 2.16 | 0 | 11 |  |  |  |  | R-410A | 1.5 | Residential & Commercial | USHP | Ducted CEE Tier 1
212981858 | Central HP <5.4 tons | PAYNE HEATING AND COOLING | HRCU-A-CB (Split System: Heat Pump with Remote Outdoor Unit-Air-Source) | 38MURAQ18AB3* |  |  | CAP**3017AL* | PG80MSUA60100C** | 17500 | 16 | 8.5 | 18100 | 18700 | 103.3% | 2.24 | 0 | 10.5 |  |  |  |  | R-410A | 1.4583 | Residential & Commercial | USHP | Ducted CEE Tier 1
212984207 | Central HP <5.4 tons | PAYNE HEATING AND COOLING | HRCU-A-CB (Split System: Heat Pump with Remote Outdoor Unit-Air-Source) | 38MURAQ18AB3* |  |  | CNPV*2417AL* | PG92MSAA42060B** | 17500 | 16 | 8.5 | 18500 | 19200 | 103.8% | 2.3 | 0 | 10.5 |  |  |  |  | R-410A | 1.4583 | Residential & Commercial | USHP | Ducted CEE Tier 1
211713366 | Central HP <5.4 tons | SMART COMFORT | HRCU-A-CB (Split System: Heat Pump with Remote Outdoor Unit-Air-Source) | DLCURAH30ABK |  |  | EA*4X43L21A* | *92ESN1002120A* | 31200 | 15.2 | 8.5 | 33600 | 26000 | 77.38% | 1.86 | 0 | 9 |  |  |  |  | R-410A | 2.6 | Residential & Commercial | USHP
215471356 | Central HP <5.4 tons | MIDEA | HRCU-A-CB (Split System: Heat Pump with Remote Outdoor Unit-Air-Source) | MO1HU-H60B-2A |  |  | MASHS-H60B-2A | 0 | 54000 | 15.2 | 9.2 | 59000 | 53000 | 89.83% | 2 | 0 | 10 |  |  |  |  | R-454B | 4.5 | Residential & Commercial | USHP | Ducted CEE Tier 1
213145918 | Central HP <5.4 tons | CARRIER | HRCU-A-CB (Split System: Heat Pump with Remote Outdoor Unit-Air-Source) | 38MURAQ30AB3* | ADP |  | C36A***L129+AEFE3A* | 0 | 29400 | 15.2 | 8.15 | 33200 | 27000 | 81.33% | 1.76 | 0 | 8.5 |  |  |  |  | R-410A | 2.45 | Residential & Commercial | USHP
211713347 | Central HP <5.4 tons | PAYNE HEATING AND COOLING | HRCU-A-CB (Split System: Heat Pump with Remote Outdoor Unit-Air-Source) | 38MURAQ30AB3* |  |  | CAP**4321AL* | PG92ESAA60080C** | 31200 | 15.2 | 8.5 | 33600 | 26000 | 77.38% | 1.88 | 0 | 9 |  |  |  |  | R-410A | 2.6 | Residential & Commercial | USHP
212978556 | Central HP <5.4 tons | PAYNE HEATING AND COOLING | HRCU-A-CB (Split System: Heat Pump with Remote Outdoor Unit-Air-Source) | 38MURAQ30AB3* |  |  | CAP**4321AL* | PG80MS(A,L)A36070B** | 30600 | 15.2 | 8.1 | 33400 | 26400 | 79.04% | 1.86 | 0 | 9 |  |  |  |  | R-410A | 2.55 | Residential & Commercial | USHP
211222233 | Central HP <5.4 tons | SMART COMFORT | HRCU-A-CB (Split System: Heat Pump with Remote Outdoor Unit-Air-Source) | DLCURAH30ABK |  |  | EA*4X36L21A* | *96VTN1002122A* | 29600 | 15.2 | 8.1 | 33800 | 27800 | 82.25% | 1.76 | 0 | 9 |  |  |  |  | R-410A | 2.4667 | Residential & Commercial | USHP
212978260 | Central HP <5.4 tons | PAYNE HEATING AND COOLING | HRCU-A-CB (Split System: Heat Pump with Remote Outdoor Unit-Air-Source) | 38MURAQ18AB3* |  |  | CAP**2517AL* | PG80MS(A,L)A36070A** | 18200 | 17 | 8.5 | 18000 | 17600 | 97.78% | 2.14 | 0 | 11 |  |  |  |  | R-410A | 1.5167 | Residential & Commercial | USHP | Ducted CEE Tier 1
212978310 | Central HP <5.4 tons | PAYNE HEATING AND COOLING | HRCU-A-CB (Split System: Heat Pump with Remote Outdoor Unit-Air-Source) | 38MURAQ18AB3* |  |  | CNPV*2414AL* | PG80MS(A,L)A36070A** | 17600 | 16.5 | 8.5 | 18500 | 19100 | 103.2% | 2.3 | 0 | 11 |  |  |  |  | R-410A | 1.4667 | Residential & Commercial | USHP | Ducted CEE Tier 1
212979453 | Central HP <5.4 tons | PAYNE HEATING AND COOLING | HRCU-A-CB (Split System: Heat Pump with Remote Outdoor Unit-Air-Source) | 38MURAQ30AB3* |  |  | CAP**4224AL* | PG80MS(A,L)A48070C** | 29800 | 15.2 | 8.1 | 34200 | 27600 | 80.7% | 1.8 | 0 | 9 |  |  |  |  | R-410A | 2.4833 | Residential & Commercial | USHP
212980180 | Central HP <5.4 tons | PAYNE HEATING AND COOLING | HRCU-A-CB (Split System: Heat Pump with Remote Outdoor Unit-Air-Source) | 38MURAQ30AB3* |  |  | CAP**3621AL* | PG80MS(A,L)A48090C** | 29400 | 15.2 | 8.1 | 34000 | 28000 | 82.35% | 1.76 | 0 | 9 |  |  |  |  | R-410A | 2.45 | Residential & Commercial | USHP
212980948 | Central HP <5.4 tons | PAYNE HEATING AND COOLING | HRCU-A-CB (Split System: Heat Pump with Remote Outdoor Unit-Air-Source) | 38MURAQ30AB3* |  |  | CAP**4321AL* | PG80MS(A,L)A60110C** | 31000 | 15.2 | 8.5 | 33600 | 26200 | 77.98% | 1.88 | 0 | 9 |  |  |  |  | R-410A | 2.5833 | Residential & Commercial | USHP
212982218 | Central HP <5.4 tons | PAYNE HEATING AND COOLING | HRCU-A-CB (Split System: Heat Pump with Remote Outdoor Unit-Air-Source) | 38MURAQ30AB3* |  |  | CNPV*4217AL* | PG80MSUA36040B** | 29800 | 15.2 | 8.5 | 33600 | 27000 | 80.36% | 1.82 | 0 | 9 |  |  |  |  | R-410A | 2.4833 | Residential & Commercial | USHP
214303088 | Central HP <5.4 tons | RUUD | HRCU-A-CB (Split System: Heat Pump with Remote Outdoor Unit-Air-Source) | RD17AZ24AJ3N | ADP |  | H,RG34936 | R951V0603A17M4S | 22000 | 17 | 8.1 | 21000 | 16600 | 79.05% | 2 | 0 | 9.5 |  |  |  |  | R-410A | 1.8333 | Residential & Commercial | USHP
216972438 | Central HP <5.4 tons | CARRIER | HRCU-A-CB (Split System: Heat Pump with Remote Outdoor Unit-Air-Source) | 27VNA336A*030* | ADP |  | V,C36H175P15*+TXV | 58CU*B060C17**16 | 33400 | 20 | 9.5 | 32800 | 25800 | 78.66% | 2.04 | 0 | 11.7 |  |  |  |  | R-454B | 2.7833 | Residential & Commercial | USHP | Ducted CEE Tier 1
216972445 | Central HP <5.4 tons | CARRIER | HRCU-A-CB (Split System: Heat Pump with Remote Outdoor Unit-Air-Source) | 27VNA336A*030* | ADP |  | V,C36H175P13*+TXV | 58CU*B060C17**16 | 32800 | 20 | 9.5 | 33200 | 26200 | 78.92% | 2 | 0 | 11.5 |  |  |  |  | R-454B | 2.7333 | Residential & Commercial | USHP | Ducted CEE Tier 1
211713395 | Central HP <5.4 tons | PAYNE HEATING AND COOLING | HRCU-A-CB (Split System: Heat Pump with Remote Outdoor Unit-Air-Source) | 38MURAQ30AB3* |  |  | CAP**4321AL* | PG80ESUA48060B** | 31200 | 15.2 | 8.5 | 33400 | 26000 | 77.84% | 1.86 | 0 | 9 |  |  |  |  | R-410A | 2.6 | Residential & Commercial | USHP
211222133 | Central HP <5.4 tons | SMART COMFORT | HRCU-A-CB (Split System: Heat Pump with Remote Outdoor Unit-Air-Source) | DLCURAH30ABK |  |  | EA*4X36L21A* | *92ESN0801716A* | 29600 | 15.2 | 8.1 | 33800 | 27800 | 82.25% | 1.76 | 0 | 9 |  |  |  |  | R-410A | 2.4667 | Residential & Commercial | USHP
211713278 | Central HP <5.4 tons | SMART COMFORT | HRCU-A-CB (Split System: Heat Pump with Remote Outdoor Unit-Air-Source) | DLCURAH30ABK |  |  | EA*4X43L21A* | *80ES(N,L)0901714A* | 30600 | 15.2 | 8.1 | 33200 | 26000 | 78.31% | 1.84 | 0 | 9 |  |  |  |  | R-410A | 2.55 | Residential & Commercial | USHP
216972474 | Central HP <5.4 tons | CARRIER | HRCU-A-CB (Split System: Heat Pump with Remote Outdoor Unit-Air-Source) | 27VNA336A*030* | ADP |  | C36A***L53*+TXV | 58TN*B045C17**12 | 33800 | 19 | 9 | 33600 | 26400 | 78.57% | 1.92 | 0 | 11 |  |  |  |  | R-454B | 2.8167 | Residential & Commercial | USHP | Ducted CEE Tier 1
216972492 | Central HP <5.4 tons | CARRIER | HRCU-A-CB (Split System: Heat Pump with Remote Outdoor Unit-Air-Source) | 27VNA336A*030* | ADP |  | C36A***L53*+TXV | 58TN*B070C14**12 | 34000 | 19 | 9 | 33200 | 26000 | 78.31% | 1.92 | 0 | 11 |  |  |  |  | R-454B | 2.8333 | Residential & Commercial | USHP | Ducted CEE Tier 1
216972507 | Central HP <5.4 tons | CARRIER | HRCU-A-CB (Split System: Heat Pump with Remote Outdoor Unit-Air-Source) | 27VNA336A*030* | ADP |  | V,C36H175P15*+TXV | 58TN*B070C17**16 | 32600 | 19 | 9.5 | 33600 | 26600 | 79.17% | 2 | 0 | 11 |  |  |  |  | R-454B | 2.7167 | Residential & Commercial | USHP | Ducted CEE Tier 1
216972527 | Central HP <5.4 tons | CARRIER | HRCU-A-CB (Split System: Heat Pump with Remote Outdoor Unit-Air-Source) | 27VNA336A*030* | ADP |  | C36A***L53*+TXV | 58TN*B070C21**20 | 34000 | 20 | 9.5 | 32600 | 25600 | 78.53% | 2.04 | 0 | 11.7 |  |  |  |  | R-454B | 2.8333 | Residential & Commercial | USHP | Ducted CEE Tier 1
216972579 | Central HP <5.4 tons | CARRIER | HRCU-A-CB (Split System: Heat Pump with Remote Outdoor Unit-Air-Source) | 27VNA336A*030* | ADP |  | PL36H175P14*+TXV | 59CU5B060C17**16 | 32400 | 19 | 9.5 | 33800 | 26800 | 79.29% | 2 | 0 | 11 |  |  |  |  | R-454B | 2.7 | Residential & Commercial | USHP | Ducted CEE Tier 1
216972593 | Central HP <5.4 tons | CARRIER | HRCU-A-CB (Split System: Heat Pump with Remote Outdoor Unit-Air-Source) | 27VNA336A*030* | ADP |  | V,C36H175P13*+TXV | 59CU5B060C17**16 | 32400 | 19 | 9.5 | 33800 | 26800 | 79.29% | 2 | 0 | 11 |  |  |  |  | R-454B | 2.7 | Residential & Commercial | USHP | Ducted CEE Tier 1
216972597 | Central HP <5.4 tons | CARRIER | HRCU-A-CB (Split System: Heat Pump with Remote Outdoor Unit-Air-Source) | 27VNA336A*030* | ADP |  | V,C36H175P45*+TXV | 59CU5B060C17**16 | 33600 | 20 | 9 | 33200 | 26200 | 78.92% | 1.92 | 0 | 11 |  |  |  |  | R-454B | 2.8 | Residential & Commercial | USHP | Ducted CEE Tier 1
216972629 | Central HP <5.4 tons | CARRIER | HRCU-A-CB (Split System: Heat Pump with Remote Outdoor Unit-Air-Source) | 27VNA336A*030* | ADP |  | V,C36H175P15*+TXV | 59MN7C060C17**14 | 33000 | 19 | 9.5 | 32400 | 25600 | 79.01% | 2.04 | 0 | 11 |  |  |  |  | R-454B | 2.75 | Residential & Commercial | USHP | Ducted CEE Tier 1
216972654 | Central HP <5.4 tons | CARRIER | HRCU-A-CB (Split System: Heat Pump with Remote Outdoor Unit-Air-Source) | 27VNA336A*030* | ADP |  | C36A***L53*+TXV | 59MN7C080C21**20 | 34000 | 20 | 9.5 | 32600 | 25600 | 78.53% | 2.06 | 0 | 11.7 |  |  |  |  | R-454B | 2.8333 | Residential & Commercial | USHP | Ducted CEE Tier 1
216972661 | Central HP <5.4 tons | CARRIER | HRCU-A-CB (Split System: Heat Pump with Remote Outdoor Unit-Air-Source) | 27VNA336A*030* | ADP |  | C36A***L13*+TXV | 59TN6C060C17**14 | 32400 | 19 | 9.5 | 32600 | 26000 | 79.75% | 2.02 | 0 | 10.5 |  |  |  |  | R-454B | 2.7 | Residential & Commercial | USHP | Ducted CEE Tier 1
216972695 | Central HP <5.4 tons | CARRIER | HRCU-A-CB (Split System: Heat Pump with Remote Outdoor Unit-Air-Source) | 27VNA336A*030* | ADP |  | V,C36H175P14*+TXV | 59TN7A060C17**16 | 32400 | 19 | 9 | 33800 | 26600 | 78.7% | 1.9 | 0 | 10.5 |  |  |  |  | R-454B | 2.7 | Residential & Commercial | USHP | Ducted CEE Tier 1
214303107 | Central HP <5.4 tons | RUUD | HRCU-A-CB (Split System: Heat Pump with Remote Outdoor Unit-Air-Source) | RD17AZ24AJ3N | ADP |  | PL36H***P449 | R801V0503A14UH | 22400 | 18 | 8.1 | 21000 | 16500 | 78.57% | 2 | 0 | 10 |  |  |  |  | R-410A | 1.8667 | Residential & Commercial | USHP | Ducted CEE Tier 1
214303109 | Central HP <5.4 tons | RUUD | HRCU-A-CB (Split System: Heat Pump with Remote Outdoor Unit-Air-Source) | RD17AZ24AJ3N | ADP |  | PL36H***P449 | R802V0503A14UHN | 22400 | 18 | 8.1 | 21000 | 16500 | 78.57% | 2 | 0 | 10 |  |  |  |  | R-410A | 1.8667 | Residential & Commercial | USHP | Ducted CEE Tier 1
211240498 | Central HP <5.4 tons | PAYNE HEATING AND COOLING | HRCU-A-CB (Split System: Heat Pump with Remote Outdoor Unit-Air-Source) | 38MURAQ24AB3* |  |  | CAP**2417AL* | PG80ESUA36040B** | 23600 | 17 | 8.5 | 26600 | 24600 | 92.48% | 2.04 | 0 | 10 |  |  |  |  | R-410A | 1.9667 | Residential & Commercial | USHP | Ducted CEE Tier 1
212978644 | Central HP <5.4 tons | PAYNE HEATING AND COOLING | HRCU-A-CB (Split System: Heat Pump with Remote Outdoor Unit-Air-Source) | 38MURAQ24AB3* |  |  | CAP**3017AL* | PG80MS(A,L)A36070B** | 23400 | 17.5 | 8.5 | 26200 | 25000 | 95.42% | 2.1 | 0 | 10 |  |  |  |  | R-410A | 1.95 | Residential & Commercial | USHP | Ducted CEE Tier 1
212979181 | Central HP <5.4 tons | PAYNE HEATING AND COOLING | HRCU-A-CB (Split System: Heat Pump with Remote Outdoor Unit-Air-Source) | 38MURAQ24AB3* |  |  | CAP**3717AL* | PG80MS(A,L)A48070B** | 24000 | 17 | 8.5 | 25200 | 22200 | 88.1% | 1.86 | 0 | 10 |  |  |  |  | R-410A | 2 | Residential & Commercial | USHP | Ducted CEE Tier 1
212981738 | Central HP <5.4 tons | PAYNE HEATING AND COOLING | HRCU-A-CB (Split System: Heat Pump with Remote Outdoor Unit-Air-Source) | 38MURAQ24AB3* |  |  | CAP**3621AL* | PG80MSUA60100C** | 23600 | 17 | 8.5 | 26200 | 24000 | 91.6% | 2 | 0 | 10 |  |  |  |  | R-410A | 1.9667 | Residential & Commercial | USHP | Ducted CEE Tier 1
212982722 | Central HP <5.4 tons | PAYNE HEATING AND COOLING | HRCU-A-CB (Split System: Heat Pump with Remote Outdoor Unit-Air-Source) | 38MURAQ24AB3* |  |  | CNPV*3621AL* | PG80MSUA48060B** | 23600 | 17 | 8.5 | 25600 | 24000 | 93.75% | 2 | 0 | 10.5 |  |  |  |  | R-410A | 1.9667 | Residential & Commercial | USHP | Ducted CEE Tier 1
211712812 | Central HP <5.4 tons | SMART COMFORT | HRCU-A-CB (Split System: Heat Pump with Remote Outdoor Unit-Air-Source) | DLCURAH30ABK |  |  | EA*4X42L24A* | *80ES(N,L)0702116A* | 29600 | 15.2 | 8.1 | 33800 | 27400 | 81.07% | 1.78 | 0 | 9 |  |  |  |  | R-410A | 2.4667 | Residential & Commercial | USHP
211712939 | Central HP <5.4 tons | SMART COMFORT | HRCU-A-CB (Split System: Heat Pump with Remote Outdoor Unit-Air-Source) | DLCURAH30ABK |  |  | EA*4X42L24A* | *80ES(N,L)1552420A* | 29800 | 15.2 | 8.1 | 33800 | 27200 | 80.47% | 1.78 | 0 | 9 |  |  |  |  | R-410A | 2.4833 | Residential & Commercial | USHP
216623522 | Central HP <5.4 tons | MIDEA | HRCU-A-C (Split System: Heat Pump with Remote Outdoor Unit with No Indoor Fan --Air Source) | MO1HE-H30B-2A |  |  | MAAHE-H36B-AA | 0 | 30000 | 15.3 | 9.3 | 32000 | 30400 | 95% | 1.78 | 0 | 10 |  |  |  |  | R-454B | 2.5 | Residential & Commercial | USHP | Ducted CEE Tier 1
212980279 | Central HP <5.4 tons | PAYNE HEATING AND COOLING | HRCU-A-CB (Split System: Heat Pump with Remote Outdoor Unit-Air-Source) | 38MURAQ24AB3* |  |  | CNPV*3621AL* | PG80MS(A,L)A48090C** | 23800 | 17 | 8.5 | 26400 | 24000 | 90.91% | 2 | 0 | 10.5 |  |  |  |  | R-410A | 1.9833 | Residential & Commercial | USHP | Ducted CEE Tier 1
212983153 | Central HP <5.4 tons | PAYNE HEATING AND COOLING | HRCU-A-CB (Split System: Heat Pump with Remote Outdoor Unit-Air-Source) | 38MURAQ24AB3* |  |  | CAP**3017AL* | PG92MSAA36040B** | 23400 | 16 | 8.5 | 26400 | 24800 | 93.94% | 2.04 | 0 | 9.5 |  |  |  |  | R-410A | 1.95 | Residential & Commercial | USHP
212983528 | Central HP <5.4 tons | PAYNE HEATING AND COOLING | HRCU-A-CB (Split System: Heat Pump with Remote Outdoor Unit-Air-Source) | 38MURAQ24AB3* |  |  | CAP**2517AL* | PG92MSAA36060A** | 24400 | 17 | 8.5 | 25400 | 21600 | 85.04% | 1.8 | 0 | 10 |  |  |  |  | R-410A | 2.0333 | Residential & Commercial | USHP | Ducted CEE Tier 1
216972617 | Central HP <5.4 tons | CARRIER | HRCU-A-CB (Split System: Heat Pump with Remote Outdoor Unit-Air-Source) | 27VNA336A*030* | ADP |  | PL36H210P29*+TXV | 59MN7C060C17**14 | 33800 | 19 | 9.5 | 32600 | 25800 | 79.14% | 2.06 | 0 | 11 |  |  |  |  | R-454B | 2.8167 | Residential & Commercial | USHP | Ducted CEE Tier 1
216972666 | Central HP <5.4 tons | CARRIER | HRCU-A-CB (Split System: Heat Pump with Remote Outdoor Unit-Air-Source) | 27VNA336A*030* | ADP |  | PL36H210P74*+TXV | 59TN6C060C17**14 | 32400 | 19 | 9.5 | 32400 | 25600 | 79.01% | 2.04 | 0 | 10.5 |  |  |  |  | R-454B | 2.7 | Residential & Commercial | USHP | Ducted CEE Tier 1
216972667 | Central HP <5.4 tons | CARRIER | HRCU-A-CB (Split System: Heat Pump with Remote Outdoor Unit-Air-Source) | 27VNA336A*030* | ADP |  | C36A***L15*+TXV | 59TN6C060C17**14 | 32800 | 19 | 9.5 | 32400 | 25600 | 79.01% | 2.04 | 0 | 11 |  |  |  |  | R-454B | 2.7333 | Residential & Commercial | USHP | Ducted CEE Tier 1
216972668 | Central HP <5.4 tons | CARRIER | HRCU-A-CB (Split System: Heat Pump with Remote Outdoor Unit-Air-Source) | 27VNA336A*030* | ADP |  | V,C36H175P13*+TXV | 59TN6C060C17**14 | 32400 | 19 | 9.5 | 32600 | 26000 | 79.75% | 2.02 | 0 | 10.5 |  |  |  |  | R-454B | 2.7 | Residential & Commercial | USHP | Ducted CEE Tier 1
216025739 | Central HP <5.4 tons | NAPOLEON | HRCU-A-CB (Split System: Heat Pump with Remote Outdoor Unit-Air-Source) | WSEHV4860BA1-N |  |  | WPFX60A-N | 0 | 54000 | 18.5 | 9.5 | 54000 | 43000 | 79.63% | 1.75 | 0 | 10.5 |  |  |  |  | R-454B | 4.5 | Residential & Commercial | USHP | Ducted CEE Tier 1
215471345 | Central HP <5.4 tons | MIDEA | HRCU-A-CB (Split System: Heat Pump with Remote Outdoor Unit-Air-Source) | MO1HE-H60B-2A |  |  | MAUSE-H60B-2A | 0 | 54000 | 17.5 | 9.5 | 55000 | 54000 | 98.18% | 1.9 | 0 | 12 |  |  |  |  | R-454B | 4.5 | Residential & Commercial | USHP | Ducted CEE Tier 1
216607264 | Central HP <5.4 tons | MIDEA | HRCU-A-CB (Split System: Heat Pump with Remote Outdoor Unit-Air-Source) | MO1SE-H36B-2A |  |  | MAWHE-H36B-2A | 0 | 36000 | 16.8 | 9.6 | 37000 | 34600 | 93.51% | 1.8 | 0 | 11.2 |  |  |  |  | R-454B | 3 | Residential & Commercial | USHP | Ducted CEE Tier 1
216972509 | Central HP <5.4 tons | CARRIER | HRCU-A-CB (Split System: Heat Pump with Remote Outdoor Unit-Air-Source) | 27VNA336A*030* | ADP |  | PL36H210P74*+TXV | 58TN*B070C17**16 | 32600 | 19 | 9.5 | 33600 | 26600 | 79.17% | 2 | 0 | 11 |  |  |  |  | R-454B | 2.7167 | Residential & Commercial | USHP | Ducted CEE Tier 1
216972573 | Central HP <5.4 tons | CARRIER | HRCU-A-CB (Split System: Heat Pump with Remote Outdoor Unit-Air-Source) | 27VNA336A*030* | ADP |  | PL36H210P29*+TXV | 59CU5B060C17**16 | 33200 | 19 | 9.5 | 33400 | 26400 | 79.04% | 2.02 | 0 | 11 |  |  |  |  | R-454B | 2.7667 | Residential & Commercial | USHP | Ducted CEE Tier 1
216972639 | Central HP <5.4 tons | CARRIER | HRCU-A-CB (Split System: Heat Pump with Remote Outdoor Unit-Air-Source) | 27VNA336A*030* | ADP |  | PL36H210P29*+TXV | 59MN7C080C17**14 | 33200 | 19 | 9.5 | 33400 | 26400 | 79.04% | 2.02 | 0 | 11 |  |  |  |  | R-454B | 2.7667 | Residential & Commercial | USHP | Ducted CEE Tier 1
216972643 | Central HP <5.4 tons | CARRIER | HRCU-A-CB (Split System: Heat Pump with Remote Outdoor Unit-Air-Source) | 27VNA336A*030* | ADP |  | V,C36H175P14*+TXV | 59MN7C080C17**14 | 32400 | 19 | 9.5 | 33800 | 26800 | 79.29% | 2 | 0 | 11 |  |  |  |  | R-454B | 2.7 | Residential & Commercial | USHP | Ducted CEE Tier 1
216972656 | Central HP <5.4 tons | CARRIER | HRCU-A-CB (Split System: Heat Pump with Remote Outdoor Unit-Air-Source) | 27VNA336A*030* | ADP |  | PL36H210P74*+TXV | 59MN7C100C21**22 | 32800 | 20 | 9.5 | 33200 | 26200 | 78.92% | 2 | 0 | 11.5 |  |  |  |  | R-454B | 2.7333 | Residential & Commercial | USHP | Ducted CEE Tier 1
214303092 | Central HP <5.4 tons | RUUD | HRCU-A-CB (Split System: Heat Pump with Remote Outdoor Unit-Air-Source) | RD17AZ24AJ3N | ADP |  | H,RG34936 | R962V0603A17M4S | 22000 | 17 | 8.1 | 21000 | 16600 | 79.05% | 2 | 0 | 9.5 |  |  |  |  | R-410A | 1.8333 | Residential & Commercial | USHP
211213973 | Central HP <5.4 tons | PAYNE HEATING AND COOLING | HRCU-A-CB (Split System: Heat Pump with Remote Outdoor Unit-Air-Source) | 38MURAQ30AB3* |  |  | FM(C,U)4Z36**AL* | 0 | 30400 | 15.5 | 8.5 | 35000 | 27400 | 78.29% | 1.82 | 0 | 9 |  |  |  |  | R-410A | 2.5333 | Residential & Commercial | USHP
211712932 | Central HP <5.4 tons | PAYNE HEATING AND COOLING | HRCU-A-CB (Split System: Heat Pump with Remote Outdoor Unit-Air-Source) | 38MURAQ30AB3* |  |  | CAP**4224AL* | PG80ES(A,L)A60155D** | 29800 | 15.2 | 8.1 | 33800 | 27200 | 80.47% | 1.78 | 0 | 9 |  |  |  |  | R-410A | 2.4833 | Residential & Commercial | USHP
216623520 | Central HP <5.4 tons | MIDEA | HRCU-A-C (Split System: Heat Pump with Remote Outdoor Unit with No Indoor Fan --Air Source) | MO1HE-H18B-2A |  |  | MAAHE-H24B-BA | 0 | 18000 | 16.1 | 9.5 | 19000 | 18000 | 94.74% | 2.06 | 0 | 11.7 |  |  |  |  | R-454B | 1.5 | Residential & Commercial | USHP | Ducted CEE Tier 1
211241613 | Central HP <5.4 tons | SMART COMFORT | HRCU-A-CB (Split System: Heat Pump with Remote Outdoor Unit-Air-Source) | DLCURAH24ABK |  |  | EA*4X30L17A* | *96VTN0601412A* | 23400 | 16.5 | 8.5 | 26000 | 24000 | 92.31% | 1.98 | 0 | 10 |  |  |  |  | R-410A | 1.95 | Residential & Commercial | USHP | Ducted CEE Tier 1
216972503 | Central HP <5.4 tons | CARRIER | HRCU-A-CB (Split System: Heat Pump with Remote Outdoor Unit-Air-Source) | 27VNA336A*030* | ADP |  | V,C36H175P14*+TXV | 58TN*B070C17**16 | 32600 | 19 | 9.5 | 33600 | 26600 | 79.17% | 2 | 0 | 11 |  |  |  |  | R-454B | 2.7167 | Residential & Commercial | USHP | Ducted CEE Tier 1
216972505 | Central HP <5.4 tons | CARRIER | HRCU-A-CB (Split System: Heat Pump with Remote Outdoor Unit-Air-Source) | 27VNA336A*030* | ADP |  | PL36H175P15*+TXV | 58TN*B070C17**16 | 32600 | 19 | 9.5 | 33600 | 26600 | 79.17% | 2 | 0 | 11 |  |  |  |  | R-454B | 2.7167 | Residential & Commercial | USHP | Ducted CEE Tier 1
216972544 | Central HP <5.4 tons | CARRIER | HRCU-A-CB (Split System: Heat Pump with Remote Outdoor Unit-Air-Source) | 27VNA336A*030* | ADP |  | PL36H210P74*+TXV | 58TN*B090C17**16 | 32800 | 20 | 9.5 | 33000 | 26000 | 78.79% | 2.04 | 0 | 11 |  |  |  |  | R-454B | 2.7333 | Residential & Commercial | USHP | Ducted CEE Tier 1
216972555 | Central HP <5.4 tons | CARRIER | HRCU-A-CB (Split System: Heat Pump with Remote Outdoor Unit-Air-Source) | 27VNA336A*030* | ADP |  | PL36H210P29*+TXV | 58TN*B090C21**20 | 33800 | 20 | 9.5 | 32400 | 25400 | 78.4% | 2.06 | 0 | 12 |  |  |  |  | R-454B | 2.8167 | Residential & Commercial | USHP | Ducted CEE Tier 1
216972644 | Central HP <5.4 tons | CARRIER | HRCU-A-CB (Split System: Heat Pump with Remote Outdoor Unit-Air-Source) | 27VNA336A*030* | ADP |  | PL36H175P15*+TXV | 59MN7C080C17**14 | 33200 | 19 | 9.5 | 33400 | 26400 | 79.04% | 2.02 | 0 | 11 |  |  |  |  | R-454B | 2.7667 | Residential & Commercial | USHP | Ducted CEE Tier 1
216972653 | Central HP <5.4 tons | CARRIER | HRCU-A-CB (Split System: Heat Pump with Remote Outdoor Unit-Air-Source) | 27VNA336A*030* | ADP |  | V,C36H210P74*+TXV | 59MN7C080C21**20 | 32800 | 20 | 9.5 | 33000 | 26000 | 78.79% | 2.02 | 0 | 11 |  |  |  |  | R-454B | 2.7333 | Residential & Commercial | USHP | Ducted CEE Tier 1
214229274 | Central HP <5.4 tons | SMART COMFORT | HRCU-A-CB (Split System: Heat Pump with Remote Outdoor Unit-Air-Source) | DLCURAH30ABK |  |  | END4X42L17** | *80MSU0601716A* | 29800 | 15.2 | 8.1 | 34000 | 27000 | 79.41% | 1.82 | 0 | 9 |  |  |  |  | R-410A | 2.4833 | Residential & Commercial | USHP
214303110 | Central HP <5.4 tons | RUUD | HRCU-A-CB (Split System: Heat Pump with Remote Outdoor Unit-Air-Source) | RD17AZ24AJ3N | ADP |  | V,R36H***P449 | R802V0503A14UHN | 22400 | 18 | 8.1 | 21000 | 16500 | 78.57% | 2 | 0 | 10 |  |  |  |  | R-410A | 1.8667 | Residential & Commercial | USHP | Ducted CEE Tier 1
212979883 | Central HP <5.4 tons | PAYNE HEATING AND COOLING | HRCU-A-CB (Split System: Heat Pump with Remote Outdoor Unit-Air-Source) | 38MURAQ24AB3* |  |  | CAP**3721AL* | PG80MS(A,L)A42090B** | 24200 | 17.5 | 8.5 | 25200 | 21800 | 86.51% | 1.82 | 0 | 10 |  |  |  |  | R-410A | 2.0167 | Residential & Commercial | USHP | Ducted CEE Tier 1
212586152 | Central HP <5.4 tons | RUNTRU | HRCU-A-CB (Split System: Heat Pump with Remote Outdoor Unit-Air-Source) | E4HL5060A1000A |  |  | 4TXCD010DS3 | A801X120DM5SCA | 47500 | 15.2 | 8.1 | 45000 | 33400 | 74.22% | 1.75 | 0 | 9.5 |  |  |  |  | R-410A | 3.9583 | Residential & Commercial | USHP
214303072 | Central HP <5.4 tons | RUUD | HRCU-A-CB (Split System: Heat Pump with Remote Outdoor Unit-Air-Source) | RD17AZ24AJ3N | ADP |  | H,RG34936 | R801V0504A17UHS | 22000 | 17 | 8.1 | 21000 | 16500 | 78.57% | 2 | 0 | 9.5 |  |  |  |  | R-410A | 1.8333 | Residential & Commercial | USHP
214303086 | Central HP <5.4 tons | RUUD | HRCU-A-CB (Split System: Heat Pump with Remote Outdoor Unit-Air-Source) | RD17AZ24AJ3N | ADP |  | H,RG34936 | R951V0403A17M4S | 22000 | 17 | 8.1 | 21000 | 16500 | 78.57% | 2 | 0 | 9.5 |  |  |  |  | R-410A | 1.8333 | Residential & Commercial | USHP
211244147 | Central HP <5.4 tons | PAYNE HEATING AND COOLING | HRCU-A-CB (Split System: Heat Pump with Remote Outdoor Unit-Air-Source) | 38MURAQ24AB3* |  |  | CNPV*2417AL* | PG92ESAA36060A** | 24200 | 15.5 | 8.5 | 27200 | 22600 | 83.09% | 1.86 | 0 | 10 |  |  |  |  | R-410A | 2.0167 | Residential & Commercial | USHP | Ducted CEE Tier 1
212978140 | Central HP <5.4 tons | PAYNE HEATING AND COOLING | HRCU-A-CB (Split System: Heat Pump with Remote Outdoor Unit-Air-Source) | 38MURAQ24AB3* |  |  | CAP**3617AL* | PG80MS(A,L)A36070A** | 23600 | 17.5 | 8.5 | 26200 | 23800 | 90.84% | 2 | 0 | 10 |  |  |  |  | R-410A | 1.9667 | Residential & Commercial | USHP | Ducted CEE Tier 1
214303097 | Central HP <5.4 tons | RUUD | HRCU-A-CB (Split System: Heat Pump with Remote Outdoor Unit-Air-Source) | RD17AZ24AJ3N | ADP |  | H,RG34936 | U98MV0703A17UPS | 22000 | 18 | 8.1 | 21000 | 16500 | 78.57% | 2 | 0 | 9.5 |  |  |  |  | R-410A | 1.8333 | Residential & Commercial | USHP
214303111 | Central HP <5.4 tons | RUUD | HRCU-A-CB (Split System: Heat Pump with Remote Outdoor Unit-Air-Source) | RD17AZ24AJ3N | ADP |  | PL36H***P449 | R802V0503A14UHS | 22400 | 18 | 8.1 | 21000 | 16500 | 78.57% | 2 | 0 | 10 |  |  |  |  | R-410A | 1.8667 | Residential & Commercial | USHP | Ducted CEE Tier 1
212978710 | Central HP <5.4 tons | PAYNE HEATING AND COOLING | HRCU-A-CB (Split System: Heat Pump with Remote Outdoor Unit-Air-Source) | 38MURAQ24AB3* |  |  | CNPV*3017AL* | PG80MS(A,L)A36070B** | 23400 | 17 | 8.1 | 25800 | 24200 | 93.8% | 2.04 | 0 | 10.5 |  |  |  |  | R-410A | 1.95 | Residential & Commercial | USHP | Ducted CEE Tier 1
212980598 | Central HP <5.4 tons | PAYNE HEATING AND COOLING | HRCU-A-CB (Split System: Heat Pump with Remote Outdoor Unit-Air-Source) | 38MURAQ24AB3* |  |  | CNPV*3621AL* | PG80MS(A,L)A60090C** | 23600 | 17 | 8.5 | 26200 | 24400 | 93.13% | 2.04 | 0 | 10.5 |  |  |  |  | R-410A | 1.9667 | Residential & Commercial | USHP | Ducted CEE Tier 1
216972655 | Central HP <5.4 tons | CARRIER | HRCU-A-CB (Split System: Heat Pump with Remote Outdoor Unit-Air-Source) | 27VNA336A*030* | ADP |  | PL36H210P29*+TXV | 59MN7C100C21**22 | 33800 | 20 | 9.5 | 32400 | 25400 | 78.4% | 2.06 | 0 | 12 |  |  |  |  | R-454B | 2.8167 | Residential & Commercial | USHP | Ducted CEE Tier 1
216972687 | Central HP <5.4 tons | CARRIER | HRCU-A-CB (Split System: Heat Pump with Remote Outdoor Unit-Air-Source) | 27VNA336A*030* | ADP |  | PL36H210P29*+TXV | 59TN6C100C21**22 | 33800 | 20 | 9.5 | 32400 | 25400 | 78.4% | 2.06 | 0 | 12 |  |  |  |  | R-454B | 2.8167 | Residential & Commercial | USHP | Ducted CEE Tier 1
216972689 | Central HP <5.4 tons | CARRIER | HRCU-A-CB (Split System: Heat Pump with Remote Outdoor Unit-Air-Source) | 27VNA336A*030* | ADP |  | V,C36H210P74*+TXV | 59TN6C100C21**22 | 32800 | 20 | 9.5 | 33200 | 26200 | 78.92% | 2 | 0 | 11.5 |  |  |  |  | R-454B | 2.7333 | Residential & Commercial | USHP | Ducted CEE Tier 1
216972710 | Central HP <5.4 tons | CARRIER | HRCU-A-CB (Split System: Heat Pump with Remote Outdoor Unit-Air-Source) | 27VNA336A*030* | ADP |  | PL36H210P74*+TXV | 59TN7A080C17**16 | 32400 | 19 | 9.5 | 33600 | 26800 | 79.76% | 2 | 0 | 11 |  |  |  |  | R-454B | 2.7 | Residential & Commercial | USHP | Ducted CEE Tier 1
216972719 | Central HP <5.4 tons | CARRIER | HRCU-A-CB (Split System: Heat Pump with Remote Outdoor Unit-Air-Source) | 27VNA336A*030* | ADP |  | PL36H210P29*+TXV | 59TN7A100C21**22 | 33800 | 20 | 9.5 | 32400 | 25400 | 78.4% | 2.06 | 0 | 12 |  |  |  |  | R-454B | 2.8167 | Residential & Commercial | USHP | Ducted CEE Tier 1
216972721 | Central HP <5.4 tons | CARRIER | HRCU-A-CB (Split System: Heat Pump with Remote Outdoor Unit-Air-Source) | 27VNA336A*030* | ADP |  | V,C36H210P74*+TXV | 59TN7A100C21**22 | 32800 | 20 | 9.5 | 32800 | 25800 | 78.66% | 2.04 | 0 | 11.5 |  |  |  |  | R-454B | 2.7333 | Residential & Commercial | USHP | Ducted CEE Tier 1
216972436 | Central HP <5.4 tons | CARRIER | HRCU-A-CB (Split System: Heat Pump with Remote Outdoor Unit-Air-Source) | 27VNA336A*030* | ADP |  | PL36H175P15*+TXV | 58CU*B060C17**16 | 33400 | 20 | 9.5 | 32800 | 25800 | 78.66% | 2.04 | 0 | 11.7 |  |  |  |  | R-454B | 2.7833 | Residential & Commercial | USHP | Ducted CEE Tier 1
216972595 | Central HP <5.4 tons | CARRIER | HRCU-A-CB (Split System: Heat Pump with Remote Outdoor Unit-Air-Source) | 27VNA336A*030* | ADP |  | C36A***L53*+TXV | 59CU5B060C17**16 | 33600 | 20 | 9 | 33200 | 26200 | 78.92% | 1.92 | 0 | 11 |  |  |  |  | R-454B | 2.8 | Residential & Commercial | USHP | Ducted CEE Tier 1
216972645 | Central HP <5.4 tons | CARRIER | HRCU-A-CB (Split System: Heat Pump with Remote Outdoor Unit-Air-Source) | 27VNA336A*030* | ADP |  | V,C36H175P15*+TXV | 59MN7C080C17**14 | 33200 | 19 | 9.5 | 33400 | 26400 | 79.04% | 2.02 | 0 | 11 |  |  |  |  | R-454B | 2.7667 | Residential & Commercial | USHP | Ducted CEE Tier 1
216972663 | Central HP <5.4 tons | CARRIER | HRCU-A-CB (Split System: Heat Pump with Remote Outdoor Unit-Air-Source) | 27VNA336A*030* | ADP |  | V,C36H175P14*+TXV | 59TN6C060C17**14 | 32400 | 19 | 9.5 | 32600 | 26000 | 79.75% | 2.02 | 0 | 10.5 |  |  |  |  | R-454B | 2.7 | Residential & Commercial | USHP | Ducted CEE Tier 1
216972677 | Central HP <5.4 tons | CARRIER | HRCU-A-CB (Split System: Heat Pump with Remote Outdoor Unit-Air-Source) | 27VNA336A*030* | ADP |  | V,C36H175P15*+TXV | 59TN6C080C17**14 | 33200 | 20 | 9.5 | 33200 | 26200 | 78.92% | 2.02 | 0 | 11 |  |  |  |  | R-454B | 2.7667 | Residential & Commercial | USHP | Ducted CEE Tier 1
216972679 | Central HP <5.4 tons | CARRIER | HRCU-A-CB (Split System: Heat Pump with Remote Outdoor Unit-Air-Source) | 27VNA336A*030* | ADP |  | C36A***L15*+TXV | 59TN6C080C17**14 | 33000 | 20 | 9.5 | 33200 | 26200 | 78.92% | 2.02 | 0 | 11 |  |  |  |  | R-454B | 2.75 | Residential & Commercial | USHP | Ducted CEE Tier 1
216972425 | Central HP <5.4 tons | CARRIER | HRCU-A-CB (Split System: Heat Pump with Remote Outdoor Unit-Air-Source) | 27VNA336A*030* | ADP |  | PL36H210P29*+TXV | 58CU*B060C17**16 | 33400 | 20 | 9.5 | 32800 | 25800 | 78.66% | 2.04 | 0 | 11.7 |  |  |  |  | R-454B | 2.7833 | Residential & Commercial | USHP | Ducted CEE Tier 1
216972525 | Central HP <5.4 tons | CARRIER | HRCU-A-CB (Split System: Heat Pump with Remote Outdoor Unit-Air-Source) | 27VNA336A*030* | ADP |  | V,C36H210P74*+TXV | 58TN*B070C21**20 | 32800 | 20 | 9.5 | 33000 | 26000 | 78.79% | 2.04 | 0 | 11 |  |  |  |  | R-454B | 2.7333 | Residential & Commercial | USHP | Ducted CEE Tier 1
216972559 | Central HP <5.4 tons | CARRIER | HRCU-A-CB (Split System: Heat Pump with Remote Outdoor Unit-Air-Source) | 27VNA336A*030* | ADP |  | V,C36H210P74*+TXV | 58TN*B090C21**20 | 32800 | 20 | 9.5 | 33000 | 26000 | 78.79% | 2.04 | 0 | 11.5 |  |  |  |  | R-454B | 2.7333 | Residential & Commercial | USHP | Ducted CEE Tier 1
216972641 | Central HP <5.4 tons | CARRIER | HRCU-A-CB (Split System: Heat Pump with Remote Outdoor Unit-Air-Source) | 27VNA336A*030* | ADP |  | C36A***L13*+TXV | 59MN7C080C17**14 | 32400 | 19 | 9.5 | 33800 | 26800 | 79.29% | 2 | 0 | 11 |  |  |  |  | R-454B | 2.7 | Residential & Commercial | USHP | Ducted CEE Tier 1
216972642 | Central HP <5.4 tons | CARRIER | HRCU-A-CB (Split System: Heat Pump with Remote Outdoor Unit-Air-Source) | 27VNA336A*030* | ADP |  | PL36H175P14*+TXV | 59MN7C080C17**14 | 32400 | 19 | 9.5 | 33800 | 26800 | 79.29% | 2 | 0 | 11 |  |  |  |  | R-454B | 2.7 | Residential & Commercial | USHP | Ducted CEE Tier 1
216972657 | Central HP <5.4 tons | CARRIER | HRCU-A-CB (Split System: Heat Pump with Remote Outdoor Unit-Air-Source) | 27VNA336A*030* | ADP |  | V,C36H210P74*+TXV | 59MN7C100C21**22 | 32800 | 20 | 9.5 | 33200 | 26200 | 78.92% | 2 | 0 | 11.5 |  |  |  |  | R-454B | 2.7333 | Residential & Commercial | USHP | Ducted CEE Tier 1
211712448 | Central HP <5.4 tons | PAYNE HEATING AND COOLING | HRCU-A-CB (Split System: Heat Pump with Remote Outdoor Unit-Air-Source) | 38MURAQ30AB3* |  |  | CAP**4221AL* | PG80ES(A,L)A48070C** | 29600 | 15.2 | 8.1 | 33600 | 27400 | 81.55% | 1.78 | 0 | 9 |  |  |  |  | R-410A | 2.4667 | Residential & Commercial | USHP
211712573 | Central HP <5.4 tons | PAYNE HEATING AND COOLING | HRCU-A-CB (Split System: Heat Pump with Remote Outdoor Unit-Air-Source) | 38MURAQ30AB3* |  |  | CAP**4221AL* | PG80ESUA60080C** | 29800 | 15.2 | 8.1 | 33800 | 27200 | 80.47% | 1.78 | 0 | 9 |  |  |  |  | R-410A | 2.4833 | Residential & Commercial | USHP
212978600 | Central HP <5.4 tons | PAYNE HEATING AND COOLING | HRCU-A-CB (Split System: Heat Pump with Remote Outdoor Unit-Air-Source) | 38MURAQ30AB3* |  |  | CNPV*4217AL* | PG80MS(A,L)A36070B** | 30000 | 15.2 | 8.1 | 34000 | 27200 | 80% | 1.82 | 0 | 9 |  |  |  |  | R-410A | 2.5 | Residential & Commercial | USHP
212982158 | Central HP <5.4 tons | PAYNE HEATING AND COOLING | HRCU-A-CB (Split System: Heat Pump with Remote Outdoor Unit-Air-Source) | 38MURAQ30AB3* |  |  | CAP**4221AL* | PG80MSUA36040B** | 30000 | 15.2 | 8.5 | 33800 | 27400 | 81.07% | 1.78 | 0 | 9 |  |  |  |  | R-410A | 2.5 | Residential & Commercial | USHP
212982626 | Central HP <5.4 tons | PAYNE HEATING AND COOLING | HRCU-A-CB (Split System: Heat Pump with Remote Outdoor Unit-Air-Source) | 38MURAQ30AB3* |  |  | CAP**3721AL* | PG80MSUA48060B** | 30800 | 15.2 | 8.5 | 33000 | 26200 | 79.39% | 1.84 | 0 | 9 |  |  |  |  | R-410A | 2.5667 | Residential & Commercial | USHP
212982962 | Central HP <5.4 tons | PAYNE HEATING AND COOLING | HRCU-A-CB (Split System: Heat Pump with Remote Outdoor Unit-Air-Source) | 38MURAQ30AB3* |  |  | CAP**4224AL* | PG80MSUA60080C** | 29600 | 15.5 | 8.5 | 33600 | 27400 | 81.55% | 1.78 | 0 | 9 |  |  |  |  | R-410A | 2.4667 | Residential & Commercial | USHP
216972811 | Central HP <5.4 tons | CARRIER | HRCU-A-CB (Split System: Heat Pump with Remote Outdoor Unit-Air-Source) | 27VNA348A*030* | ADP |  | PL60H210P29*+TXV | 59CU5B080C21**20 | 44000 | 21 | 9.5 | 46500 | 36200 | 77.85% | 2 | 0 | 10.5 |  |  |  |  | R-454B | 3.6667 | Residential & Commercial | USHP | Ducted CEE Tier 1
216972822 | Central HP <5.4 tons | CARRIER | HRCU-A-CB (Split System: Heat Pump with Remote Outdoor Unit-Air-Source) | 27VNA348A*030* | ADP |  | C60A***L18*+TXV | 59CU5B080C21**20 | 44500 | 21 | 9.5 | 46500 | 36200 | 77.85% | 2 | 0 | 11 |  |  |  |  | R-454B | 3.7083 | Residential & Commercial | USHP | Ducted CEE Tier 1
211241596 | Central HP <5.4 tons | PAYNE HEATING AND COOLING | HRCU-A-CB (Split System: Heat Pump with Remote Outdoor Unit-Air-Source) | 38MURAQ24AB3* |  |  | CAP**3017AL* | PG96VTAA30040A** | 23200 | 16 | 8.5 | 25800 | 24200 | 93.8% | 2.02 | 0 | 10 |  |  |  |  | R-410A | 1.9333 | Residential & Commercial | USHP | Ducted CEE Tier 1
214303095 | Central HP <5.4 tons | RUUD | HRCU-A-CB (Split System: Heat Pump with Remote Outdoor Unit-Air-Source) | RD17AZ24AJ3N | ADP |  | H,RG34936 | U802VA075317M | 22000 | 18 | 8.1 | 21000 | 16400 | 78.1% | 2.1 | 0 | 9.5 |  |  |  |  | R-410A | 1.8333 | Residential & Commercial | USHP
216972429 | Central HP <5.4 tons | CARRIER | HRCU-A-CB (Split System: Heat Pump with Remote Outdoor Unit-Air-Source) | 27VNA336A*030* | ADP |  | C36A***L13*+TXV | 58CU*B060C17**16 | 32800 | 20 | 9.5 | 33200 | 26200 | 78.92% | 2 | 0 | 11.5 |  |  |  |  | R-454B | 2.7333 | Residential & Commercial | USHP | Ducted CEE Tier 1
216972452 | Central HP <5.4 tons | CARRIER | HRCU-A-CB (Split System: Heat Pump with Remote Outdoor Unit-Air-Source) | 27VNA336A*030* | ADP |  | PL36H210P29*+TXV | 58TN*B045C17**12 | 33800 | 19 | 9 | 33600 | 26400 | 78.57% | 1.92 | 0 | 11 |  |  |  |  | R-454B | 2.8167 | Residential & Commercial | USHP | Ducted CEE Tier 1
216972461 | Central HP <5.4 tons | CARRIER | HRCU-A-CB (Split System: Heat Pump with Remote Outdoor Unit-Air-Source) | 27VNA336A*030* | ADP |  | V,C36H175P14*+TXV | 58TN*B045C17**12 | 32200 | 19 | 9 | 34200 | 27200 | 79.53% | 1.88 | 0 | 10.5 |  |  |  |  | R-454B | 2.6833 | Residential & Commercial | USHP | Ducted CEE Tier 1
216972702 | Central HP <5.4 tons | CARRIER | HRCU-A-CB (Split System: Heat Pump with Remote Outdoor Unit-Air-Source) | 27VNA336A*030* | ADP |  | V,C36H175P45*+TXV | 59TN7A060C17**16 | 33000 | 19 | 9 | 33800 | 26600 | 78.7% | 1.9 | 0 | 11 |  |  |  |  | R-454B | 2.75 | Residential & Commercial | USHP | Ducted CEE Tier 1
216972713 | Central HP <5.4 tons | CARRIER | HRCU-A-CB (Split System: Heat Pump with Remote Outdoor Unit-Air-Source) | 27VNA336A*030* | ADP |  | C36A***L53*+TXV | 59TN7A080C17**16 | 33600 | 20 | 9 | 33200 | 26200 | 78.92% | 1.92 | 0 | 11 |  |  |  |  | R-454B | 2.8 | Residential & Commercial | USHP | Ducted CEE Tier 1
215402223 | Central HP <5.4 tons | RUNTRU | HRCU-A-CB (Split System: Heat Pump with Remote Outdoor Unit-Air-Source) | E4HL5036A1000A |  |  | 4TXCB006DS3 | A801X080BM4SD | 30000 | 15.2 | 8.1 | 27000 | 19000 | 70.37% | 1.75 | 0 | 9.8 |  |  |  |  | R-410A | 2.5 | Residential & Commercial | USHP
215402193 | Central HP <5.4 tons | RUNTRU | HRCU-A-CB (Split System: Heat Pump with Remote Outdoor Unit-Air-Source) | E4HL5018A1000A |  |  | 4TXCB003DS3 | A801X040BM2SD | 20000 | 15.2 | 8.5 | 20000 | 18000 | 90% | 1.85 | 0 | 9 |  |  |  |  | R-410A | 1.6667 | Residential & Commercial | USHP
212384827 | Central HP <5.4 tons | PAYNE HEATING AND COOLING | HRCU-A-CB (Split System: Heat Pump with Remote Outdoor Unit-Air-Source) | 38MURAQ36AB3* |  |  | FJ4DN*C42L* | 0 | 37000 | 16 | 8.1 | 39000 | 34800 | 89.23% | 2 | 0 | 10 |  |  |  |  | R-410A | 3.0833 | Residential & Commercial | USHP | Ducted CEE Tier 1
212384828 | Central HP <5.4 tons | PAYNE HEATING AND COOLING | HRCU-A-CB (Split System: Heat Pump with Remote Outdoor Unit-Air-Source) | 38MURAQ36AB3* |  |  | PF4MN*C42L* | 0 | 37000 | 16 | 8.1 | 39000 | 34800 | 89.23% | 2 | 0 | 10 |  |  |  |  | R-410A | 3.0833 | Residential & Commercial | USHP | Ducted CEE Tier 1
215490137 | Central HP <5.4 tons | RUNTRU | HRCU-A-CB (Split System: Heat Pump with Remote Outdoor Unit-Air-Source) | E4HL5030A1000A |  |  | A4AH5V30A1B3 | 0 | 28000 | 15.2 | 8.5 | 28000 | 21000 | 75% | 1.9 | 0 | 9.8 |  |  |  |  | R-410A | 2.3333 | Residential & Commercial | USHP
216972518 | Central HP <5.4 tons | CARRIER | HRCU-A-CB (Split System: Heat Pump with Remote Outdoor Unit-Air-Source) | 27VNA336A*030* | ADP |  | V,C36H175P45*+TXV | 58TN*B070C17**16 | 33600 | 20 | 9 | 33200 | 26000 | 78.31% | 1.94 | 0 | 11.5 |  |  |  |  | R-454B | 2.8 | Residential & Commercial | USHP | Ducted CEE Tier 1
216972536 | Central HP <5.4 tons | CARRIER | HRCU-A-CB (Split System: Heat Pump with Remote Outdoor Unit-Air-Source) | 27VNA336A*030* | ADP |  | PL36H175P14*+TXV | 58TN*B090C17**16 | 32800 | 20 | 9.5 | 33000 | 26000 | 78.79% | 2.04 | 0 | 11 |  |  |  |  | R-454B | 2.7333 | Residential & Commercial | USHP | Ducted CEE Tier 1
216972538 | Central HP <5.4 tons | CARRIER | HRCU-A-CB (Split System: Heat Pump with Remote Outdoor Unit-Air-Source) | 27VNA336A*030* | ADP |  | V,C36H175P14*+TXV | 58TN*B090C17**16 | 32800 | 20 | 9.5 | 33000 | 26000 | 78.79% | 2.04 | 0 | 11 |  |  |  |  | R-454B | 2.7333 | Residential & Commercial | USHP | Ducted CEE Tier 1
216972570 | Central HP <5.4 tons | CARRIER | HRCU-A-CB (Split System: Heat Pump with Remote Outdoor Unit-Air-Source) | 27VNA336A*030* | ADP |  | C36A***L53*+TXV | 58TN*B110C21**20 | 34000 | 20 | 9.5 | 32400 | 25400 | 78.4% | 2.04 | 0 | 12 |  |  |  |  | R-454B | 2.8333 | Residential & Commercial | USHP | Ducted CEE Tier 1
216972604 | Central HP <5.4 tons | CARRIER | HRCU-A-CB (Split System: Heat Pump with Remote Outdoor Unit-Air-Source) | 27VNA336A*030* | ADP |  | V,C36H210P74*+TXV | 59CU5B080C21**20 | 31600 | 19 | 9.35 | 32800 | 25600 | 78.05% | 2.02 | 0 | 11 |  |  |  |  | R-454B | 2.6333 | Residential & Commercial | USHP | Ducted CEE Tier 1
216972638 | Central HP <5.4 tons | CARRIER | HRCU-A-CB (Split System: Heat Pump with Remote Outdoor Unit-Air-Source) | 27VNA336A*030* | ADP |  | C36A***L53*+TXV | 59MN7C060C21**20 | 33800 | 20 | 9 | 33000 | 26000 | 78.79% | 1.92 | 0 | 11.5 |  |  |  |  | R-454B | 2.8167 | Residential & Commercial | USHP | Ducted CEE Tier 1
216972672 | Central HP <5.4 tons | CARRIER | HRCU-A-CB (Split System: Heat Pump with Remote Outdoor Unit-Air-Source) | 27VNA336A*030* | ADP |  | A36VCA*+TXV | 59TN6C080C17**14 | 32600 | 20 | 9.5 | 33200 | 26200 | 78.92% | 2.02 | 0 | 10.5 |  |  |  |  | R-454B | 2.7167 | Residential & Commercial | USHP | Ducted CEE Tier 1
216972688 | Central HP <5.4 tons | CARRIER | HRCU-A-CB (Split System: Heat Pump with Remote Outdoor Unit-Air-Source) | 27VNA336A*030* | ADP |  | PL36H210P74*+TXV | 59TN6C100C21**22 | 32800 | 20 | 9.5 | 33200 | 26200 | 78.92% | 2 | 0 | 11.5 |  |  |  |  | R-454B | 2.7333 | Residential & Commercial | USHP | Ducted CEE Tier 1
216972676 | Central HP <5.4 tons | CARRIER | HRCU-A-CB (Split System: Heat Pump with Remote Outdoor Unit-Air-Source) | 27VNA336A*030* | ADP |  | PL36H175P15*+TXV | 59TN6C080C17**14 | 33200 | 20 | 9.5 | 33200 | 26200 | 78.92% | 2.02 | 0 | 11 |  |  |  |  | R-454B | 2.7667 | Residential & Commercial | USHP | Ducted CEE Tier 1
211712525 | Central HP <5.4 tons | PAYNE HEATING AND COOLING | HRCU-A-CB (Split System: Heat Pump with Remote Outdoor Unit-Air-Source) | 38MURAQ30AB3* |  |  | CAP**4221AL* | PG92ESAA48080B** | 29600 | 15.2 | 8.1 | 33800 | 27400 | 81.07% | 1.78 | 0 | 9 |  |  |  |  | R-410A | 2.4667 | Residential & Commercial | USHP
212979463 | Central HP <5.4 tons | PAYNE HEATING AND COOLING | HRCU-A-CB (Split System: Heat Pump with Remote Outdoor Unit-Air-Source) | 38MURAQ30AB3* |  |  | CAP**4321AL* | PG80MS(A,L)A48070C** | 30400 | 15.2 | 8.1 | 33400 | 26400 | 79.04% | 1.84 | 0 | 9 |  |  |  |  | R-410A | 2.5333 | Residential & Commercial | USHP
212983175 | Central HP <5.4 tons | PAYNE HEATING AND COOLING | HRCU-A-CB (Split System: Heat Pump with Remote Outdoor Unit-Air-Source) | 38MURAQ24AB3* |  |  | CAP**3621AL* | PG92MSAA36040B** | 23600 | 16 | 8.5 | 26400 | 24000 | 90.91% | 1.96 | 0 | 10 |  |  |  |  | R-410A | 1.9667 | Residential & Commercial | USHP | Ducted CEE Tier 1
212980532 | Central HP <5.4 tons | PAYNE HEATING AND COOLING | HRCU-A-CB (Split System: Heat Pump with Remote Outdoor Unit-Air-Source) | 38MURAQ30AB3* |  |  | CAP**4224AL* | PG80MS(A,L)A60090C** | 29600 | 15.2 | 8.1 | 33800 | 27600 | 81.66% | 1.78 | 0 | 9 |  |  |  |  | R-410A | 2.4667 | Residential & Commercial | USHP
212981219 | Central HP <5.4 tons | PAYNE HEATING AND COOLING | HRCU-A-CB (Split System: Heat Pump with Remote Outdoor Unit-Air-Source) | 38MURAQ30AB3* |  |  | CAP**4224AL* | PG80MS(A,L)A60135D** | 30200 | 15.2 | 8.1 | 34400 | 27400 | 79.65% | 1.8 | 0 | 9 |  |  |  |  | R-410A | 2.5167 | Residential & Commercial | USHP
211714141 | Central HP <5.4 tons | PAYNE HEATING AND COOLING | HRCU-A-CB (Split System: Heat Pump with Remote Outdoor Unit-Air-Source) | 38MURAQ30AB3* |  |  | CNPV*4217AL* | PG80VTLA48090B** | 29800 | 15.2 | 8.1 | 33600 | 27000 | 80.36% | 1.8 | 0 | 9 |  |  |  |  | R-410A | 2.4833 | Residential & Commercial | USHP
214303073 | Central HP <5.4 tons | RUUD | HRCU-A-CB (Split System: Heat Pump with Remote Outdoor Unit-Air-Source) | RD17AZ24AJ3N | ADP |  | H,RG34936 | R801V0504A17UHU | 21800 | 17 | 8.1 | 20800 | 16600 | 79.81% | 2 | 0 | 9.5 |  |  |  |  | R-410A | 1.8167 | Residential & Commercial | USHP
216770149 | Central HP <5.4 tons | NAPOLEON | HRCU-A-C (Split System: Heat Pump with Remote Outdoor Unit with No Indoor Fan --Air Source) | WSEHV4860BA1-N |  |  | GCAC48H/NXA | 0 | 48000 | 15.2 | 8.5 | 48000 | 36000 | 75% | 1.8 | 0 | 9.5 |  |  |  |  | R-454B | 4 | Residential & Commercial | USHP
216972403 | Central HP <5.4 tons | CARRIER | HRCU-A-CB (Split System: Heat Pump with Remote Outdoor Unit-Air-Source) | 27VNA336A*030* | ADP |  | C36A***L13*+TXV | 58CU*B040C17**12 | 32800 | 20 | 9.5 | 33200 | 26200 | 78.92% | 2.02 | 0 | 11.5 |  |  |  |  | R-454B | 2.7333 | Residential & Commercial | USHP | Ducted CEE Tier 1
216972480 | Central HP <5.4 tons | CARRIER | HRCU-A-CB (Split System: Heat Pump with Remote Outdoor Unit-Air-Source) | 27VNA336A*030* | ADP |  | PL36H175P14*+TXV | 58TN*B070C14**12 | 33000 | 19 | 9 | 33600 | 26600 | 79.17% | 1.92 | 0 | 10.5 |  |  |  |  | R-454B | 2.75 | Residential & Commercial | USHP | Ducted CEE Tier 1
216972553 | Central HP <5.4 tons | CARRIER | HRCU-A-CB (Split System: Heat Pump with Remote Outdoor Unit-Air-Source) | 27VNA336A*030* | ADP |  | V,C36H175P45*+TXV | 58TN*B090C17**16 | 33400 | 20 | 9.5 | 33000 | 26000 | 78.79% | 2.04 | 0 | 11.5 |  |  |  |  | R-454B | 2.7833 | Residential & Commercial | USHP | Ducted CEE Tier 1
216972857 | Central HP <5.4 tons | CARRIER | HRCU-A-CB (Split System: Heat Pump with Remote Outdoor Unit-Air-Source) | 27VNA348A*030* | ADP |  | C48A***L16*+TXV | 59MN7C080C17**14 | 42500 | 20 | 9.5 | 47000 | 36200 | 77.02% | 2 | 0 | 10.5 |  |  |  |  | R-454B | 3.5417 | Residential & Commercial | USHP | Ducted CEE Tier 1
216972860 | Central HP <5.4 tons | CARRIER | HRCU-A-CB (Split System: Heat Pump with Remote Outdoor Unit-Air-Source) | 27VNA348A*030* | ADP |  | C48A***L18*+TXV | 59MN7C080C17**14 | 43000 | 20 | 9.5 | 47000 | 36200 | 77.02% | 2 | 0 | 10.5 |  |  |  |  | R-454B | 3.5833 | Residential & Commercial | USHP | Ducted CEE Tier 1
216972877 | Central HP <5.4 tons | CARRIER | HRCU-A-CB (Split System: Heat Pump with Remote Outdoor Unit-Air-Source) | 27VNA348A*030* | ADP |  | A60VHA*+TXV | 59MN7C100C21**22 | 45000 | 21 | 9.5 | 46500 | 36400 | 78.28% | 2 | 0 | 10.5 |  |  |  |  | R-454B | 3.75 | Residential & Commercial | USHP | Ducted CEE Tier 1
216972992 | Central HP <5.4 tons | CARRIER | HRCU-A-CB (Split System: Heat Pump with Remote Outdoor Unit-Air-Source) | 27VNA360A*030* | ADP |  | PL60H210P29*+TXV | 59CU5B080C21**20 | 54000 | 18 | 8.5 | 58500 | 46000 | 78.63% | 2.02 | 0 | 10.5 |  |  |  |  | R-454B | 4.5 | Residential & Commercial | USHP | Ducted CEE Tier 1
216972994 | Central HP <5.4 tons | CARRIER | HRCU-A-CB (Split System: Heat Pump with Remote Outdoor Unit-Air-Source) | 27VNA360A*030* | ADP |  | A60VHA*+TXV | 59CU5B080C21**20 | 55500 | 18 | 8.1 | 58500 | 45500 | 77.78% | 1.95 | 0 | 11 |  |  |  |  | R-454B | 4.625 | Residential & Commercial | USHP | Ducted CEE Tier 1
216623536 | Central HP <5.4 tons | MIDEA | HRCU-A-CB (Split System: Heat Pump with Remote Outdoor Unit-Air-Source) | MO1SE-H36B-2A |  |  | MAPHE-H36B-2A | 0 | 36000 | 15.4 | 9.8 | 37000 | 36000 | 97.3% | 1.9 | 0 | 10.2 |  |  |  |  | R-454B | 3 | Residential & Commercial | USHP | Ducted CEE Tier 1
216770150 | Central HP <5.4 tons | NAPOLEON | HRCU-A-C (Split System: Heat Pump with Remote Outdoor Unit with No Indoor Fan --Air Source) | WSEHV4860BA1-N |  |  | GCAC60H/NXA | 0 | 52000 | 15.2 | 8.5 | 53000 | 40000 | 75.47% | 1.8 | 0 | 9 |  |  |  |  | R-454B | 4.3333 | Residential & Commercial | USHP
211241330 | Central HP <5.4 tons | PAYNE HEATING AND COOLING | HRCU-A-CB (Split System: Heat Pump with Remote Outdoor Unit-Air-Source) | 38MURAQ24AB3* |  |  | CAP**3014AL* | PG80ES(A,L)A36045A** | 24400 | 16 | 8.5 | 26600 | 22600 | 84.96% | 1.86 | 0 | 10 |  |  |  |  | R-410A | 2.0333 | Residential & Commercial | USHP | Ducted CEE Tier 1
211241364 | Central HP <5.4 tons | PAYNE HEATING AND COOLING | HRCU-A-CB (Split System: Heat Pump with Remote Outdoor Unit-Air-Source) | 38MURAQ24AB3* |  |  | CAP**3014AL* | PG80ES(A,L)A36070A** | 24200 | 16.5 | 8.5 | 26400 | 23000 | 87.12% | 1.9 | 0 | 10 |  |  |  |  | R-410A | 2.0167 | Residential & Commercial | USHP | Ducted CEE Tier 1
211213972 | Central HP <5.4 tons | PAYNE HEATING AND COOLING | HRCU-A-CB (Split System: Heat Pump with Remote Outdoor Unit-Air-Source) | 38MURAQ30AB3* |  |  | FM(C,U)4Z30**AL* | 0 | 30400 | 15.5 | 8.5 | 35000 | 27400 | 78.29% | 1.82 | 0 | 9 |  |  |  |  | R-410A | 2.5333 | Residential & Commercial | USHP
211712329 | Central HP <5.4 tons | PAYNE HEATING AND COOLING | HRCU-A-CB (Split System: Heat Pump with Remote Outdoor Unit-Air-Source) | 38MURAQ30AB3* |  |  | CAP**4221AL* | PG80ESUA36040B** | 30400 | 15.2 | 8.1 | 34200 | 27000 | 78.95% | 1.8 | 0 | 9 |  |  |  |  | R-410A | 2.5333 | Residential & Commercial | USHP
212979787 | Central HP <5.4 tons | PAYNE HEATING AND COOLING | HRCU-A-CB (Split System: Heat Pump with Remote Outdoor Unit-Air-Source) | 38MURAQ30AB3* |  |  | CNPV*4217AL* | PG80MS(A,L)A42090B** | 30000 | 15.2 | 8.1 | 34000 | 27200 | 80% | 1.82 | 0 | 9 |  |  |  |  | R-410A | 2.5 | Residential & Commercial | USHP
216972562 | Central HP <5.4 tons | CARRIER | HRCU-A-CB (Split System: Heat Pump with Remote Outdoor Unit-Air-Source) | 27VNA336A*030* | ADP |  | C36A***L53*+TXV | 58TN*B090C21**20 | 34000 | 20 | 9.5 | 32400 | 25400 | 78.4% | 2.06 | 0 | 12 |  |  |  |  | R-454B | 2.8333 | Residential & Commercial | USHP | Ducted CEE Tier 1
216972610 | Central HP <5.4 tons | CARRIER | HRCU-A-CB (Split System: Heat Pump with Remote Outdoor Unit-Air-Source) | 27VNA336A*030* | ADP |  | PL36H210P74*+TXV | 59CU5B100C21**22 | 32800 | 20 | 9.5 | 33000 | 26200 | 79.39% | 2.02 | 0 | 11.5 |  |  |  |  | R-454B | 2.7333 | Residential & Commercial | USHP | Ducted CEE Tier 1
216972612 | Central HP <5.4 tons | CARRIER | HRCU-A-CB (Split System: Heat Pump with Remote Outdoor Unit-Air-Source) | 27VNA336A*030* | ADP |  | V,C36H210P74*+TXV | 59CU5B100C21**22 | 32800 | 20 | 9.5 | 33000 | 26200 | 79.39% | 2.02 | 0 | 11.5 |  |  |  |  | R-454B | 2.7333 | Residential & Commercial | USHP | Ducted CEE Tier 1
216972619 | Central HP <5.4 tons | CARRIER | HRCU-A-CB (Split System: Heat Pump with Remote Outdoor Unit-Air-Source) | 27VNA336A*030* | ADP |  | A36VCA*+TXV | 59MN7C060C17**14 | 32400 | 19 | 9.5 | 32800 | 26000 | 79.27% | 2.04 | 0 | 10.5 |  |  |  |  | R-454B | 2.7 | Residential & Commercial | USHP | Ducted CEE Tier 1
216972637 | Central HP <5.4 tons | CARRIER | HRCU-A-CB (Split System: Heat Pump with Remote Outdoor Unit-Air-Source) | 27VNA336A*030* | ADP |  | V,C36H210P74*+TXV | 59MN7C060C21**20 | 32600 | 19 | 9.5 | 33600 | 26800 | 79.76% | 2 | 0 | 11 |  |  |  |  | R-454B | 2.7167 | Residential & Commercial | USHP | Ducted CEE Tier 1
216972662 | Central HP <5.4 tons | CARRIER | HRCU-A-CB (Split System: Heat Pump with Remote Outdoor Unit-Air-Source) | 27VNA336A*030* | ADP |  | PL36H175P14*+TXV | 59TN6C060C17**14 | 32400 | 19 | 9.5 | 32600 | 26000 | 79.75% | 2.02 | 0 | 10.5 |  |  |  |  | R-454B | 2.7 | Residential & Commercial | USHP | Ducted CEE Tier 1
216972678 | Central HP <5.4 tons | CARRIER | HRCU-A-CB (Split System: Heat Pump with Remote Outdoor Unit-Air-Source) | 27VNA336A*030* | ADP |  | PL36H210P74*+TXV | 59TN6C080C17**14 | 32600 | 20 | 9.5 | 33200 | 26200 | 78.92% | 2.02 | 0 | 10.5 |  |  |  |  | R-454B | 2.7167 | Residential & Commercial | USHP | Ducted CEE Tier 1
216972712 | Central HP <5.4 tons | CARRIER | HRCU-A-CB (Split System: Heat Pump with Remote Outdoor Unit-Air-Source) | 27VNA336A*030* | ADP |  | V,C36H175P13*+TXV | 59TN7A080C17**16 | 32400 | 19 | 9.5 | 33600 | 26800 | 79.76% | 2 | 0 | 11 |  |  |  |  | R-454B | 2.7 | Residential & Commercial | USHP | Ducted CEE Tier 1
211222769 | Central HP <5.4 tons | SMART COMFORT | HRCU-A-CB (Split System: Heat Pump with Remote Outdoor Unit-Air-Source) | DLCURAH30ABK |  |  | FMA4X36**AL* | 0 | 31200 | 15.5 | 8.5 | 35400 | 26800 | 75.71% | 1.86 | 0 | 9 |  |  |  |  | R-410A | 2.6 | Residential & Commercial | USHP
216972405 | Central HP <5.4 tons | CARRIER | HRCU-A-CB (Split System: Heat Pump with Remote Outdoor Unit-Air-Source) | 27VNA336A*030* | ADP |  | PL36H175P14*+TXV | 58CU*B040C17**12 | 32800 | 20 | 9.5 | 33200 | 26200 | 78.92% | 2.02 | 0 | 11.5 |  |  |  |  | R-454B | 2.7333 | Residential & Commercial | USHP | Ducted CEE Tier 1
216972407 | Central HP <5.4 tons | CARRIER | HRCU-A-CB (Split System: Heat Pump with Remote Outdoor Unit-Air-Source) | 27VNA336A*030* | ADP |  | V,C36H175P14*+TXV | 58CU*B040C17**12 | 32800 | 20 | 9.5 | 33200 | 26200 | 78.92% | 2.02 | 0 | 11.5 |  |  |  |  | R-454B | 2.7333 | Residential & Commercial | USHP | Ducted CEE Tier 1
216972458 | Central HP <5.4 tons | CARRIER | HRCU-A-CB (Split System: Heat Pump with Remote Outdoor Unit-Air-Source) | 27VNA336A*030* | ADP |  | PL36H175P14*+TXV | 58TN*B045C17**12 | 32200 | 19 | 9 | 34200 | 27200 | 79.53% | 1.88 | 0 | 10.5 |  |  |  |  | R-454B | 2.6833 | Residential & Commercial | USHP | Ducted CEE Tier 1
216972542 | Central HP <5.4 tons | CARRIER | HRCU-A-CB (Split System: Heat Pump with Remote Outdoor Unit-Air-Source) | 27VNA336A*030* | ADP |  | V,C36H175P15*+TXV | 58TN*B090C17**16 | 33400 | 20 | 9.5 | 33000 | 26000 | 78.79% | 2.04 | 0 | 11.5 |  |  |  |  | R-454B | 2.7833 | Residential & Commercial | USHP | Ducted CEE Tier 1
216972557 | Central HP <5.4 tons | CARRIER | HRCU-A-CB (Split System: Heat Pump with Remote Outdoor Unit-Air-Source) | 27VNA336A*030* | ADP |  | PL36H210P74*+TXV | 58TN*B090C21**20 | 32800 | 20 | 9.5 | 33000 | 26000 | 78.79% | 2.04 | 0 | 11.5 |  |  |  |  | R-454B | 2.7333 | Residential & Commercial | USHP | Ducted CEE Tier 1
216972575 | Central HP <5.4 tons | CARRIER | HRCU-A-CB (Split System: Heat Pump with Remote Outdoor Unit-Air-Source) | 27VNA336A*030* | ADP |  | A36VCA*+TXV | 59CU5B060C17**16 | 32400 | 19 | 9.5 | 33800 | 26800 | 79.29% | 2 | 0 | 11 |  |  |  |  | R-454B | 2.7 | Residential & Commercial | USHP | Ducted CEE Tier 1
216439100 | Central HP <5.4 tons | RUNTRU | HRCU-A-CB (Split System: Heat Pump with Remote Outdoor Unit-Air-Source) | E4HL5030A1000A |  |  | TEM6A0B30H21SC | 0 | 28000 | 15.2 | 8.5 | 28000 | 21000 | 75% | 1.9 | 0 | 9.8 |  |  |  |  | R-410A | 2.3333 | Residential & Commercial | USHP
212978523 | Central HP <5.4 tons | PAYNE HEATING AND COOLING | HRCU-A-CB (Split System: Heat Pump with Remote Outdoor Unit-Air-Source) | 38MURAQ30AB3* |  |  | CAP**3717AL* | PG80MS(A,L)A36070B** | 30200 | 15.2 | 8.1 | 33800 | 27000 | 79.88% | 1.82 | 0 | 9 |  |  |  |  | R-410A | 2.5167 | Residential & Commercial | USHP
216972659 | Central HP <5.4 tons | CARRIER | HRCU-A-CB (Split System: Heat Pump with Remote Outdoor Unit-Air-Source) | 27VNA336A*030* | ADP |  | PL36H210P29*+TXV | 59TN6C060C17**14 | 33800 | 19 | 9.5 | 32600 | 25600 | 78.53% | 2.06 | 0 | 11 |  |  |  |  | R-454B | 2.8167 | Residential & Commercial | USHP | Ducted CEE Tier 1
216972674 | Central HP <5.4 tons | CARRIER | HRCU-A-CB (Split System: Heat Pump with Remote Outdoor Unit-Air-Source) | 27VNA336A*030* | ADP |  | PL36H175P14*+TXV | 59TN6C080C17**14 | 32600 | 20 | 9.5 | 33200 | 26200 | 78.92% | 2.02 | 0 | 10.5 |  |  |  |  | R-454B | 2.7167 | Residential & Commercial | USHP | Ducted CEE Tier 1
216972675 | Central HP <5.4 tons | CARRIER | HRCU-A-CB (Split System: Heat Pump with Remote Outdoor Unit-Air-Source) | 27VNA336A*030* | ADP |  | V,C36H175P14*+TXV | 59TN6C080C17**14 | 32600 | 20 | 9.5 | 33200 | 26200 | 78.92% | 2.02 | 0 | 10.5 |  |  |  |  | R-454B | 2.7167 | Residential & Commercial | USHP | Ducted CEE Tier 1
212586153 | Central HP <5.4 tons | RUNTRU | HRCU-A-CB (Split System: Heat Pump with Remote Outdoor Unit-Air-Source) | E4HL5060A1000A |  |  | 4TXCD010DS3 | A951X120DD5SAB | 48000 | 15.2 | 8.1 | 45000 | 33400 | 74.22% | 1.75 | 0 | 9.5 |  |  |  |  | R-410A | 4 | Residential & Commercial | USHP
212586154 | Central HP <5.4 tons | RUNTRU | HRCU-A-CB (Split System: Heat Pump with Remote Outdoor Unit-Air-Source) | E4HL5060A1000A |  |  | 4TXCC009DS3 | A801X080CM5SCA | 48000 | 15.2 | 8.1 | 45000 | 33400 | 74.22% | 1.75 | 0 | 9.5 |  |  |  |  | R-410A | 4 | Residential & Commercial | USHP
216972706 | Central HP <5.4 tons | CARRIER | HRCU-A-CB (Split System: Heat Pump with Remote Outdoor Unit-Air-Source) | 27VNA336A*030* | ADP |  | PL36H175P14*+TXV | 59TN7A080C17**16 | 32400 | 19 | 9.5 | 33600 | 26800 | 79.76% | 2 | 0 | 11 |  |  |  |  | R-454B | 2.7 | Residential & Commercial | USHP | Ducted CEE Tier 1
216972707 | Central HP <5.4 tons | CARRIER | HRCU-A-CB (Split System: Heat Pump with Remote Outdoor Unit-Air-Source) | 27VNA336A*030* | ADP |  | V,C36H175P14*+TXV | 59TN7A080C17**16 | 32400 | 19 | 9.5 | 33600 | 26800 | 79.76% | 2 | 0 | 11 |  |  |  |  | R-454B | 2.7 | Residential & Commercial | USHP | Ducted CEE Tier 1
216776156 | Central HP <5.4 tons | RUNTRU | HRCU-A-CB (Split System: Heat Pump with Remote Outdoor Unit-Air-Source) | A5HL5024A1 |  |  | A5AHV002A1B3 | 0 | 23000 | 16 | 8.1 | 23000 | 18000 | 78.26% | 1.75 | 0 | 11.7 |  |  |  |  | R-454B | 1.9167 | Residential & Commercial | USHP | Ducted CEE Tier 1
212971196 | Central HP <5.4 tons | PAYNE HEATING AND COOLING | HRCU-A-CB (Split System: Heat Pump with Remote Outdoor Unit-Air-Source) | 38MURAQ24AB3* |  |  | CNPV*2414AL* | PG80VTLB36045A** | 23400 | 17 | 8.5 | 27000 | 25000 | 92.59% | 2.08 | 0 | 10 |  |  |  |  | R-410A | 1.95 | Residential & Commercial | USHP | Ducted CEE Tier 1
212971989 | Central HP <5.4 tons | PAYNE HEATING AND COOLING | HRCU-A-CB (Split System: Heat Pump with Remote Outdoor Unit-Air-Source) | 38MURAQ24AB3* |  |  | CAP**3617AL* | PG80VTLB48090B** | 23600 | 17 | 8.5 | 26200 | 24200 | 92.37% | 2 | 0 | 10 |  |  |  |  | R-410A | 1.9667 | Residential & Commercial | USHP | Ducted CEE Tier 1
212586151 | Central HP <5.4 tons | RUNTRU | HRCU-A-CB (Split System: Heat Pump with Remote Outdoor Unit-Air-Source) | E4HL5036A1000A |  |  | 4TXCB004DS3 | A801X060BM4SCA | 30000 | 15.2 | 8.1 | 25000 | 18000 | 72% | 1.75 | 0 | 9.5 |  |  |  |  | R-410A | 2.5 | Residential & Commercial | USHP
215402215 | Central HP <5.4 tons | RUNTRU | HRCU-A-CB (Split System: Heat Pump with Remote Outdoor Unit-Air-Source) | E4HL5036A1000A |  |  | 4TXCB004DS3 | A952V060BU4SB | 30000 | 15.2 | 8.1 | 25000 | 18000 | 72% | 1.75 | 0 | 9.5 |  |  |  |  | R-410A | 2.5 | Residential & Commercial | USHP
211243901 | Central HP <5.4 tons | PAYNE HEATING AND COOLING | HRCU-A-CB (Split System: Heat Pump with Remote Outdoor Unit-Air-Source) | 38MURAQ24AB3* |  |  | CNPV*2417AL* | PG95ESUA36040B** | 23200 | 16.5 | 8.5 | 26400 | 24400 | 92.42% | 2.04 | 0 | 10 |  |  |  |  | R-410A | 1.9333 | Residential & Commercial | USHP | Ducted CEE Tier 1
215490135 | Central HP <5.4 tons | RUNTRU | HRCU-A-CB (Split System: Heat Pump with Remote Outdoor Unit-Air-Source) | E4HL5060A1000A |  |  | A4AH5V60A1C3 | 0 | 54000 | 15.2 | 8.1 | 54000 | 38000 | 70.37% | 1.85 | 0 | 8.2 |  |  |  |  | R-410A | 4.5 | Residential & Commercial | USHP
212984454 | Central HP <5.4 tons | SMART COMFORT | HRCU-A-CB (Split System: Heat Pump with Remote Outdoor Unit-Air-Source) | DLCURAH30ABK |  |  | EA*4X36L21A* | *92MSN0801716A* | 29600 | 15.2 | 8.1 | 34000 | 28000 | 82.35% | 1.78 | 0 | 9 |  |  |  |  | R-410A | 2.4667 | Residential & Commercial | USHP
216972434 | Central HP <5.4 tons | CARRIER | HRCU-A-CB (Split System: Heat Pump with Remote Outdoor Unit-Air-Source) | 27VNA336A*030* | ADP |  | V,C36H175P14*+TXV | 58CU*B060C17**16 | 32800 | 20 | 9.5 | 33200 | 26200 | 78.92% | 2 | 0 | 11.5 |  |  |  |  | R-454B | 2.7333 | Residential & Commercial | USHP | Ducted CEE Tier 1
207335554 | Central HP <5.4 tons | NAPOLEON | HRCU-A-CB (Split System: Heat Pump with Remote Outdoor Unit-Air-Source) | NS18HV48A60 |  |  | NPFX48A | 0 | 48000 | 17 | 9 | 48000 | 39000 | 81.25% | 1.8 | 11.5 | 11 |  |  |  |  | R-410A | 4 | Residential & Commercial | USHP | Ducted CEE Tier 1
212510787 | Central HP <5.4 tons | RUNTRU | HRCU-A-CB (Split System: Heat Pump with Remote Outdoor Unit-Air-Source) | E4HL5024A1000A |  |  | 4TXCB003DS3 | A951X040BU3SAB | 24000 | 15.2 | 8.5 | 24000 | 21000 | 87.5% | 1.85 | 0 | 9 |  |  |  |  | R-410A | 2 | Residential & Commercial | USHP
215402195 | Central HP <5.4 tons | RUNTRU | HRCU-A-CB (Split System: Heat Pump with Remote Outdoor Unit-Air-Source) | E4HL5024A1000A |  |  | 4TXCB003DS3 | A952V060BU4SB | 24000 | 15.2 | 8.5 | 24000 | 21000 | 87.5% | 1.85 | 0 | 9 |  |  |  |  | R-410A | 2 | Residential & Commercial | USHP
215402197 | Central HP <5.4 tons | RUNTRU | HRCU-A-CB (Split System: Heat Pump with Remote Outdoor Unit-Air-Source) | E4HL5024A1000A |  |  | 4TXCB003DS3 | A952V040BU3SB | 24000 | 15.2 | 8.5 | 24000 | 21000 | 87.5% | 1.85 | 0 | 9 |  |  |  |  | R-410A | 2 | Residential & Commercial | USHP
212978104 | Central HP <5.4 tons | PAYNE HEATING AND COOLING | HRCU-A-CB (Split System: Heat Pump with Remote Outdoor Unit-Air-Source) | 38MURAQ24AB3* |  |  | CAP**2517AL* | PG80MS(A,L)A36070A** | 24200 | 17.5 | 8.5 | 25200 | 21800 | 86.51% | 1.82 | 0 | 10.5 |  |  |  |  | R-410A | 2.0167 | Residential & Commercial | USHP | Ducted CEE Tier 1
212978188 | Central HP <5.4 tons | PAYNE HEATING AND COOLING | HRCU-A-CB (Split System: Heat Pump with Remote Outdoor Unit-Air-Source) | 38MURAQ24AB3* |  |  | CNPV*3014AL* | PG80MS(A,L)A36070A** | 23600 | 17 | 8.5 | 26200 | 24600 | 93.89% | 2.04 | 0 | 10.5 |  |  |  |  | R-410A | 1.9667 | Residential & Commercial | USHP | Ducted CEE Tier 1
212383389 | Central HP <5.4 tons | PAYNE HEATING AND COOLING | HRCU-A-CB (Split System: Heat Pump with Remote Outdoor Unit-Air-Source) | 38MURAQ36AB3* |  |  | CAP**3717AL* | PG80ESUA48060B** | 36600 | 15.5 | 8.5 | 39500 | 35000 | 88.61% | 2.04 | 0 | 10 |  |  |  |  | R-410A | 3.05 | Residential & Commercial | USHP | Ducted CEE Tier 1
215490139 | Central HP <5.4 tons | RUNTRU | HRCU-A-CB (Split System: Heat Pump with Remote Outdoor Unit-Air-Source) | E4HL5018A1000A |  |  | A4AH5V24A1B3 | 0 | 18000 | 15.2 | 8.5 | 18000 | 16000 | 88.89% | 1.9 | 0 | 9.8 |  |  |  |  | R-410A | 1.5 | Residential & Commercial | USHP
211253520 | Central HP <5.4 tons | ECO AC | HRCU-A-CB (Split System: Heat Pump with Remote Outdoor Unit-Air-Source) | EHI-O60BAH |  |  | EHI-V60BA | 0 | 55000 | 15.3 | 9.4 | 59000 | 48500 | 82.2% | 1.91 | 9 | 8.8 |  |  |  |  | R-410A | 4.5833 | Residential & Commercial | USHP
215402235 | Central HP <5.4 tons | RUNTRU | HRCU-A-CB (Split System: Heat Pump with Remote Outdoor Unit-Air-Source) | E4HL5060A1000A |  |  | 4TXCD010DS3 | A801X120DM5SD | 47500 | 15.2 | 8.1 | 45000 | 33400 | 74.22% | 1.75 | 0 | 9.5 |  |  |  |  | R-410A | 3.9583 | Residential & Commercial | USHP
215490141 | Central HP <5.4 tons | RUNTRU | HRCU-A-CB (Split System: Heat Pump with Remote Outdoor Unit-Air-Source) | E4HL5042A1000A |  |  | A4AH5V42A1C3 | 0 | 42000 | 15.2 | 8.1 | 42000 | 30000 | 71.43% | 1.75 | 0 | 8.5 |  |  |  |  | R-410A | 3.5 | Residential & Commercial | USHP
215402199 | Central HP <5.4 tons | RUNTRU | HRCU-A-CB (Split System: Heat Pump with Remote Outdoor Unit-Air-Source) | E4HL5024A1000A |  |  | 4TXCB003DS3 | A801X060BM4SD | 24000 | 15.2 | 8.5 | 24000 | 21000 | 87.5% | 1.85 | 0 | 9 |  |  |  |  | R-410A | 2 | Residential & Commercial | USHP
212980202 | Central HP <5.4 tons | PAYNE HEATING AND COOLING | HRCU-A-CB (Split System: Heat Pump with Remote Outdoor Unit-Air-Source) | 38MURAQ30AB3* |  |  | CAP**4221AL* | PG80MS(A,L)A48090C** | 29600 | 15.2 | 8.1 | 33800 | 27600 | 81.66% | 1.78 | 0 | 9 |  |  |  |  | R-410A | 2.4667 | Residential & Commercial | USHP
212982662 | Central HP <5.4 tons | PAYNE HEATING AND COOLING | HRCU-A-CB (Split System: Heat Pump with Remote Outdoor Unit-Air-Source) | 38MURAQ30AB3* |  |  | CAP**4321AL* | PG80MSUA48060B** | 30800 | 15.2 | 8.5 | 33000 | 26200 | 79.39% | 1.86 | 0 | 9 |  |  |  |  | R-410A | 2.5667 | Residential & Commercial | USHP
212983598 | Central HP <5.4 tons | PAYNE HEATING AND COOLING | HRCU-A-CB (Split System: Heat Pump with Remote Outdoor Unit-Air-Source) | 38MURAQ24AB3* |  |  | CNPV*3014AL* | PG92MSAA36060A** | 23800 | 16.5 | 8.5 | 26400 | 24000 | 90.91% | 2 | 0 | 10 |  |  |  |  | R-410A | 1.9833 | Residential & Commercial | USHP | Ducted CEE Tier 1
212975685 | Central HP <5.4 tons | PAYNE HEATING AND COOLING | HRCU-A-CB (Split System: Heat Pump with Remote Outdoor Unit-Air-Source) | 38MURAQ24AB3* |  |  | CAP**3617AL* | PG96VTAB36060A** | 23600 | 17 | 8.5 | 26200 | 24000 | 91.6% | 2 | 0 | 10 |  |  |  |  | R-410A | 1.9667 | Residential & Commercial | USHP | Ducted CEE Tier 1
216770147 | Central HP <5.4 tons | NAPOLEON | HRCU-A-C (Split System: Heat Pump with Remote Outdoor Unit with No Indoor Fan --Air Source) | WSEHV2436BA1-N |  |  | GCAC24F/NXA | 0 | 23000 | 15.2 | 8.5 | 24000 | 21600 | 90% | 1.8 | 0 | 10.5 |  |  |  |  | R-454B | 1.9167 | Residential & Commercial | USHP | Ducted CEE Tier 1
211222529 | Central HP <5.4 tons | SMART COMFORT | HRCU-A-CB (Split System: Heat Pump with Remote Outdoor Unit-Air-Source) | DLCURAH30ABK |  |  | EA*4X37L21A* | *80ESU0401712A* | 31000 | 15.2 | 8.1 | 33400 | 26000 | 77.84% | 1.86 | 0 | 9 |  |  |  |  | R-410A | 2.5833 | Residential & Commercial | USHP
214303071 | Central HP <5.4 tons | RUUD | HRCU-A-CB (Split System: Heat Pump with Remote Outdoor Unit-Air-Source) | RD17AZ24AJ3N | ADP |  | H,RG34936 | R801V0504A17UHN | 22000 | 17 | 8.1 | 21000 | 16500 | 78.57% | 2 | 0 | 9.5 |  |  |  |  | R-410A | 1.8333 | Residential & Commercial | USHP
214303094 | Central HP <5.4 tons | RUUD | HRCU-A-CB (Split System: Heat Pump with Remote Outdoor Unit-Air-Source) | RD17AZ24AJ3N | ADP |  | H,RG34936 | U802VA050317M | 22000 | 18 | 8.1 | 21000 | 16500 | 78.57% | 2 | 0 | 9.5 |  |  |  |  | R-410A | 1.8333 | Residential & Commercial | USHP
214303096 | Central HP <5.4 tons | RUUD | HRCU-A-CB (Split System: Heat Pump with Remote Outdoor Unit-Air-Source) | RD17AZ24AJ3N | ADP |  | H,RG34936 | U98MV0603A17UPS | 22000 | 18 | 8.1 | 21000 | 16500 | 78.57% | 2 | 0 | 9.5 |  |  |  |  | R-410A | 1.8333 | Residential & Commercial | USHP
214303112 | Central HP <5.4 tons | RUUD | HRCU-A-CB (Split System: Heat Pump with Remote Outdoor Unit-Air-Source) | RD17AZ24AJ3N | ADP |  | V,R36H***P449 | R802V0503A14UHS | 22400 | 18 | 8.1 | 21000 | 16500 | 78.57% | 2 | 0 | 10 |  |  |  |  | R-410A | 1.8667 | Residential & Commercial | USHP | Ducted CEE Tier 1
212978534 | Central HP <5.4 tons | PAYNE HEATING AND COOLING | HRCU-A-CB (Split System: Heat Pump with Remote Outdoor Unit-Air-Source) | 38MURAQ30AB3* |  |  | CAP**3721AL* | PG80MS(A,L)A36070B** | 30400 | 15.2 | 8.1 | 33000 | 26400 | 80% | 1.84 | 0 | 9 |  |  |  |  | R-410A | 2.5333 | Residential & Commercial | USHP
212979655 | Central HP <5.4 tons | PAYNE HEATING AND COOLING | HRCU-A-CB (Split System: Heat Pump with Remote Outdoor Unit-Air-Source) | 38MURAQ36AB3* |  |  | CAP**4821AL* | PG80MS(A,L)A42090B** | 35800 | 16.5 | 8.5 | 37800 | 34600 | 91.53% | 2.02 | 0 | 10 |  |  |  |  | R-410A | 2.9833 | Residential & Commercial | USHP | Ducted CEE Tier 1
214303082 | Central HP <5.4 tons | RUUD | HRCU-A-CB (Split System: Heat Pump with Remote Outdoor Unit-Air-Source) | RD17AZ24AJ3N | ADP |  | H,RG34936 | R802V0754A17UHS | 22000 | 18 | 8.1 | 21000 | 16400 | 78.1% | 2.1 | 0 | 9.5 |  |  |  |  | R-410A | 1.8333 | Residential & Commercial | USHP
212980510 | Central HP <5.4 tons | PAYNE HEATING AND COOLING | HRCU-A-CB (Split System: Heat Pump with Remote Outdoor Unit-Air-Source) | 38MURAQ30AB3* |  |  | CAP**3721AL* | PG80MS(A,L)A60090C** | 30800 | 15.2 | 8.5 | 33600 | 26400 | 78.57% | 1.86 | 0 | 9 |  |  |  |  | R-410A | 2.5667 | Residential & Commercial | USHP
212980912 | Central HP <5.4 tons | PAYNE HEATING AND COOLING | HRCU-A-CB (Split System: Heat Pump with Remote Outdoor Unit-Air-Source) | 38MURAQ30AB3* |  |  | CAP**3721AL* | PG80MS(A,L)A60110C** | 30800 | 15.2 | 8.5 | 33400 | 26200 | 78.44% | 1.86 | 0 | 9 |  |  |  |  | R-410A | 2.5667 | Residential & Commercial | USHP
216972734 | Central HP <5.4 tons | CARRIER | HRCU-A-CB (Split System: Heat Pump with Remote Outdoor Unit-Air-Source) | 27VNA348A*030* | ADP |  | C48A***L53*+TXV | 58CU*B060C17**16 | 45000 | 21 | 9.5 | 46500 | 36600 | 78.71% | 2 | 0 | 11.5 |  |  |  |  | R-454B | 3.75 | Residential & Commercial | USHP | Ducted CEE Tier 1
216972766 | Central HP <5.4 tons | CARRIER | HRCU-A-CB (Split System: Heat Pump with Remote Outdoor Unit-Air-Source) | 27VNA348A*030* | ADP |  | PL48H210P75*+TXV | 58TN*B090C17**16 | 43500 | 20 | 9 | 46500 | 35400 | 76.13% | 1.86 | 0 | 11 |  |  |  |  | R-454B | 3.625 | Residential & Commercial | USHP | Ducted CEE Tier 1
216972767 | Central HP <5.4 tons | CARRIER | HRCU-A-CB (Split System: Heat Pump with Remote Outdoor Unit-Air-Source) | 27VNA348A*030* | ADP |  | C48A***L16*+TXV | 58TN*B090C17**16 | 43500 | 20 | 9 | 46500 | 35400 | 76.13% | 1.86 | 0 | 11 |  |  |  |  | R-454B | 3.625 | Residential & Commercial | USHP | Ducted CEE Tier 1
216972768 | Central HP <5.4 tons | CARRIER | HRCU-A-CB (Split System: Heat Pump with Remote Outdoor Unit-Air-Source) | 27VNA348A*030* | ADP |  | V,C48H175P38*+TXV | 58TN*B090C17**16 | 44000 | 20 | 9 | 47000 | 35400 | 75.32% | 1.86 | 0 | 11.5 |  |  |  |  | R-454B | 3.6667 | Residential & Commercial | USHP | Ducted CEE Tier 1
216972782 | Central HP <5.4 tons | CARRIER | HRCU-A-CB (Split System: Heat Pump with Remote Outdoor Unit-Air-Source) | 27VNA348A*030* | ADP |  | V,C60H210P17*+TXV | 58TN*B090C21**20 | 44500 | 21 | 9.5 | 46500 | 36200 | 77.85% | 2 | 0 | 11 |  |  |  |  | R-454B | 3.7083 | Residential & Commercial | USHP | Ducted CEE Tier 1
216972799 | Central HP <5.4 tons | CARRIER | HRCU-A-CB (Split System: Heat Pump with Remote Outdoor Unit-Air-Source) | 27VNA348A*030* | ADP |  | PL60H210P29*+TXV | 59CU5B060C17**16 | 43000 | 20 | 9.5 | 47000 | 36200 | 77.02% | 2 | 0 | 10.5 |  |  |  |  | R-454B | 3.5833 | Residential & Commercial | USHP | Ducted CEE Tier 1
216972801 | Central HP <5.4 tons | CARRIER | HRCU-A-CB (Split System: Heat Pump with Remote Outdoor Unit-Air-Source) | 27VNA348A*030* | ADP |  | V,C48H175P15*+TXV | 59CU5B060C17**16 | 42000 | 20 | 9.45 | 47000 | 36200 | 77.02% | 2 | 0 | 10 |  |  |  |  | R-454B | 3.5 | Residential & Commercial | USHP | Ducted CEE Tier 1
216972816 | Central HP <5.4 tons | CARRIER | HRCU-A-CB (Split System: Heat Pump with Remote Outdoor Unit-Air-Source) | 27VNA348A*030* | ADP |  | V,C48H210P75*+TXV | 59CU5B080C21**20 | 43000 | 20 | 9.5 | 46500 | 36200 | 77.85% | 2 | 0 | 10.5 |  |  |  |  | R-454B | 3.5833 | Residential & Commercial | USHP | Ducted CEE Tier 1
212510797 | Central HP <5.4 tons | RUNTRU | HRCU-A-CB (Split System: Heat Pump with Remote Outdoor Unit-Air-Source) | E4HL5036A1000A |  |  | 4TXCB006DS3 | A951X080BU4SAB | 30000 | 15.2 | 8.1 | 27000 | 19000 | 70.37% | 1.75 | 0 | 9.8 |  |  |  |  | R-410A | 2.5 | Residential & Commercial | USHP
211229987 | Central HP <5.4 tons | SMART COMFORT | HRCU-A-CB (Split System: Heat Pump with Remote Outdoor Unit-Air-Source) | DLCURAH36ABK |  |  | EN(A,D,W)4X48L21** | *80VSL0451716A* | 35800 | 15.5 | 8.1 | 38500 | 35000 | 90.91% | 2 | 0 | 10 |  |  |  |  | R-410A | 2.9833 | Residential & Commercial | USHP | Ducted CEE Tier 1
211253518 | Central HP <5.4 tons | ECO AC | HRCU-A-CB (Split System: Heat Pump with Remote Outdoor Unit-Air-Source) | EHI-O36BAH |  |  | EHI-V36BA | 0 | 36000 | 16 | 9.5 | 40000 | 34400 | 86% | 1.97 | 10.5 | 10 |  |  |  |  | R-410A | 3 | Residential & Commercial | USHP | Ducted CEE Tier 1
216972711 | Central HP <5.4 tons | CARRIER | HRCU-A-CB (Split System: Heat Pump with Remote Outdoor Unit-Air-Source) | 27VNA336A*030* | ADP |  | C36A***L15*+TXV | 59TN7A080C17**16 | 33000 | 19 | 9.5 | 33400 | 26400 | 79.04% | 2.02 | 0 | 11 |  |  |  |  | R-454B | 2.75 | Residential & Commercial | USHP | Ducted CEE Tier 1
216972720 | Central HP <5.4 tons | CARRIER | HRCU-A-CB (Split System: Heat Pump with Remote Outdoor Unit-Air-Source) | 27VNA336A*030* | ADP |  | PL36H210P74*+TXV | 59TN7A100C21**22 | 32800 | 20 | 9.5 | 32800 | 25800 | 78.66% | 2.04 | 0 | 11.5 |  |  |  |  | R-454B | 2.7333 | Residential & Commercial | USHP | Ducted CEE Tier 1
212383303 | Central HP <5.4 tons | PAYNE HEATING AND COOLING | HRCU-A-CB (Split System: Heat Pump with Remote Outdoor Unit-Air-Source) | 38MURAQ36AB3* |  |  | CAP**3621AL* | PG80ES(A,L)A48090C** | 35600 | 16 | 8.1 | 39500 | 35200 | 89.11% | 1.84 | 0 | 10 |  |  |  |  | R-410A | 2.9667 | Residential & Commercial | USHP | Ducted CEE Tier 1
215490140 | Central HP <5.4 tons | RUNTRU | HRCU-A-CB (Split System: Heat Pump with Remote Outdoor Unit-Air-Source) | E4HL5024A1000A |  |  | A4AH5V36A1C3 | 0 | 24000 | 15.2 | 8.1 | 24000 | 17000 | 70.83% | 1.8 | 0 | 9 |  |  |  |  | R-410A | 2 | Residential & Commercial | USHP
216972836 | Central HP <5.4 tons | CARRIER | HRCU-A-CB (Split System: Heat Pump with Remote Outdoor Unit-Air-Source) | 27VNA348A*030* | ADP |  | C60A***L19*+TXV | 59CU5B100C21**22 | 45000 | 21 | 9.5 | 46500 | 36200 | 77.85% | 2 | 0 | 11 |  |  |  |  | R-454B | 3.75 | Residential & Commercial | USHP | Ducted CEE Tier 1
216972888 | Central HP <5.4 tons | CARRIER | HRCU-A-CB (Split System: Heat Pump with Remote Outdoor Unit-Air-Source) | 27VNA348A*030* | ADP |  | V,C60H245P76*+TXV | 59MN7C120C24**22 | 44000 | 20 | 9 | 46500 | 36200 | 77.85% | 1.82 | 0 | 10.5 |  |  |  |  | R-454B | 3.6667 | Residential & Commercial | USHP | Ducted CEE Tier 1
211245719 | Central HP <5.4 tons | SMART COMFORT | HRCU-A-CB (Split System: Heat Pump with Remote Outdoor Unit-Air-Source) | DLCURAH24ABK |  |  | EN(A,D)4X36L21** | *95ESN0801716A* | 24600 | 15.5 | 8.1 | 26800 | 22200 | 82.84% | 1.82 | 0 | 10 |  |  |  |  | R-410A | 2.05 | Residential & Commercial | USHP | Ducted CEE Tier 1
212586150 | Central HP <5.4 tons | RUNTRU | HRCU-A-CB (Split System: Heat Pump with Remote Outdoor Unit-Air-Source) | E4HL5030A1000A |  |  | 4TXCB004DS3 | A801X060BM4SCA | 30000 | 15.2 | 8.1 | 25000 | 18000 | 72% | 1.75 | 0 | 9.5 |  |  |  |  | R-410A | 2.5 | Residential & Commercial | USHP
211241439 | Central HP <5.4 tons | PAYNE HEATING AND COOLING | HRCU-A-CB (Split System: Heat Pump with Remote Outdoor Unit-Air-Source) | 38MURAQ24AB3* |  |  | CAP**3017AL* | PG95ESUA36040B** | 23600 | 16.5 | 8.5 | 26000 | 23800 | 91.54% | 1.98 | 0 | 10 |  |  |  |  | R-410A | 1.9667 | Residential & Commercial | USHP | Ducted CEE Tier 1
211241875 | Central HP <5.4 tons | PAYNE HEATING AND COOLING | HRCU-A-CB (Split System: Heat Pump with Remote Outdoor Unit-Air-Source) | 38MURAQ24AB3* |  |  | CAP**3617AL* | PG95ESUA36040B** | 23800 | 16.5 | 8.5 | 25800 | 23200 | 89.92% | 1.92 | 0 | 10 |  |  |  |  | R-410A | 1.9833 | Residential & Commercial | USHP | Ducted CEE Tier 1
211243120 | Central HP <5.4 tons | PAYNE HEATING AND COOLING | HRCU-A-CB (Split System: Heat Pump with Remote Outdoor Unit-Air-Source) | 38MURAQ24AB3* |  |  | CAP**3717AL* | PG92ESAA30040A** | 24600 | 15.2 | 8.5 | 26000 | 21600 | 83.08% | 1.78 | 0 | 10 |  |  |  |  | R-410A | 2.05 | Residential & Commercial | USHP | Ducted CEE Tier 1
211243727 | Central HP <5.4 tons | PAYNE HEATING AND COOLING | HRCU-A-CB (Split System: Heat Pump with Remote Outdoor Unit-Air-Source) | 38MURAQ24AB3* |  |  | CNPV*2414AL* | PG80VTLA36045A** | 23800 | 16 | 8.5 | 26800 | 23200 | 86.57% | 1.92 | 0 | 10 |  |  |  |  | R-410A | 1.9833 | Residential & Commercial | USHP | Ducted CEE Tier 1
211624975 | Central HP <5.4 tons | NAPOLEON | HRCU-A-CB (Split System: Heat Pump with Remote Outdoor Unit-Air-Source) | WSEHV4860RA1-N |  |  | NPFX48A | 0 | 48000 | 17 | 9 | 48000 | 39000 | 81.25% | 1.8 | 11.5 | 11 |  |  |  |  | R-410A | 4 | Residential & Commercial | USHP | Ducted CEE Tier 1
212510785 | Central HP <5.4 tons | RUNTRU | HRCU-A-CB (Split System: Heat Pump with Remote Outdoor Unit-Air-Source) | E4HL5024A1000A |  |  | 4TXCB003DS3 | A952V060BU4SAD | 24000 | 15.2 | 8.5 | 24000 | 21000 | 87.5% | 1.85 | 0 | 9 |  |  |  |  | R-410A | 2 | Residential & Commercial | USHP
216972979 | Central HP <5.4 tons | CARRIER | HRCU-A-CB (Split System: Heat Pump with Remote Outdoor Unit-Air-Source) | 27VNA360A*030* | ADP |  | PL60H210P17*+TXV | 58TN*B090C21**20 | 55500 | 19 | 8.5 | 58500 | 46000 | 78.63% | 2.04 | 0 | 11 |  |  |  |  | R-454B | 4.625 | Residential & Commercial | USHP | Ducted CEE Tier 1
216972995 | Central HP <5.4 tons | CARRIER | HRCU-A-CB (Split System: Heat Pump with Remote Outdoor Unit-Air-Source) | 27VNA360A*030* | ADP |  | C60A***L16*+TXV | 59CU5B080C21**20 | 54000 | 18 | 8.45 | 58500 | 46000 | 78.63% | 2 | 0 | 10.5 |  |  |  |  | R-454B | 4.5 | Residential & Commercial | USHP | Ducted CEE Tier 1
215588602 | Central HP <5.4 tons | RUNTRU | HRCU-A-CB (Split System: Heat Pump with Remote Outdoor Unit-Air-Source) | E4HL5024A1000A |  |  | A4AH5V30A1B3 | 0 | 24000 | 15.2 | 8.1 | 24000 | 17000 | 70.83% | 1.8 | 0 | 9 |  |  |  |  | R-410A | 2 | Residential & Commercial | USHP
212383470 | Central HP <5.4 tons | PAYNE HEATING AND COOLING | HRCU-A-CB (Split System: Heat Pump with Remote Outdoor Unit-Air-Source) | 38MURAQ36AB3* |  |  | CAP**4321AL* | PG92ESAA48080B** | 36400 | 16 | 8.5 | 38500 | 34800 | 90.39% | 2.08 | 0 | 10 |  |  |  |  | R-410A | 3.0333 | Residential & Commercial | USHP | Ducted CEE Tier 1
216972832 | Central HP <5.4 tons | CARRIER | HRCU-A-CB (Split System: Heat Pump with Remote Outdoor Unit-Air-Source) | 27VNA348A*030* | ADP |  | C60A***L16*+TXV | 59CU5B100C21**22 | 44000 | 21 | 9.5 | 46000 | 35800 | 77.83% | 2 | 0 | 11 |  |  |  |  | R-454B | 3.6667 | Residential & Commercial | USHP | Ducted CEE Tier 1
216972852 | Central HP <5.4 tons | CARRIER | HRCU-A-CB (Split System: Heat Pump with Remote Outdoor Unit-Air-Source) | 27VNA348A*030* | ADP |  | V,C48H175P15*+TXV | 59MN7C080C17**14 | 42500 | 20 | 9.5 | 46500 | 36000 | 77.42% | 2 | 0 | 10.5 |  |  |  |  | R-454B | 3.5417 | Residential & Commercial | USHP | Ducted CEE Tier 1
216972866 | Central HP <5.4 tons | CARRIER | HRCU-A-CB (Split System: Heat Pump with Remote Outdoor Unit-Air-Source) | 27VNA348A*030* | ADP |  | PL48H210P75*+TXV | 59MN7C080C21**20 | 43500 | 20 | 9.5 | 46000 | 36200 | 78.7% | 2 | 0 | 10.5 |  |  |  |  | R-454B | 3.625 | Residential & Commercial | USHP | Ducted CEE Tier 1
216972867 | Central HP <5.4 tons | CARRIER | HRCU-A-CB (Split System: Heat Pump with Remote Outdoor Unit-Air-Source) | 27VNA348A*030* | ADP |  | V,C48H210P75*+TXV | 59MN7C080C21**20 | 43500 | 20 | 9.5 | 46000 | 36200 | 78.7% | 2 | 0 | 10.5 |  |  |  |  | R-454B | 3.625 | Residential & Commercial | USHP | Ducted CEE Tier 1
216972868 | Central HP <5.4 tons | CARRIER | HRCU-A-CB (Split System: Heat Pump with Remote Outdoor Unit-Air-Source) | 27VNA348A*030* | ADP |  | V,C48H210P16*+TXV | 59MN7C080C21**20 | 43500 | 20 | 9.5 | 46000 | 36200 | 78.7% | 2 | 0 | 10.5 |  |  |  |  | R-454B | 3.625 | Residential & Commercial | USHP | Ducted CEE Tier 1
216972885 | Central HP <5.4 tons | CARRIER | HRCU-A-CB (Split System: Heat Pump with Remote Outdoor Unit-Air-Source) | 27VNA348A*030* | ADP |  | V,C60H210P17*+TXV | 59MN7C100C21**22 | 44500 | 21 | 9.5 | 46500 | 36400 | 78.28% | 2 | 0 | 10.5 |  |  |  |  | R-454B | 3.7083 | Residential & Commercial | USHP | Ducted CEE Tier 1
216972899 | Central HP <5.4 tons | CARRIER | HRCU-A-CB (Split System: Heat Pump with Remote Outdoor Unit-Air-Source) | 27VNA348A*030* | ADP |  | C48A***L18*+TXV | 59TN6C080C17**14 | 42500 | 20 | 9 | 46500 | 34800 | 74.84% | 2 | 0 | 11 |  |  |  |  | R-454B | 3.5417 | Residential & Commercial | USHP | Ducted CEE Tier 1
216972900 | Central HP <5.4 tons | CARRIER | HRCU-A-CB (Split System: Heat Pump with Remote Outdoor Unit-Air-Source) | 27VNA348A*030* | ADP |  | C48A***L53*+TXV | 59TN6C080C17**14 | 42500 | 20 | 9 | 46500 | 34800 | 74.84% | 2 | 0 | 11 |  |  |  |  | R-454B | 3.5417 | Residential & Commercial | USHP | Ducted CEE Tier 1
211749852 | Central HP <5.4 tons | RUNTRU | HRCU-A-CB (Split System: Heat Pump with Remote Outdoor Unit-Air-Source) | E4HL5048A1000A |  |  | E4AH5E48A1K30A | 0 | 48000 | 15.2 | 8.1 | 48000 | 34000 | 70.83% | 1.75 | 0 | 8.2 |  |  |  |  | R-410A | 4 | Residential & Commercial | USHP
216776159 | Central HP <5.4 tons | RUNTRU | HRCU-A-CB (Split System: Heat Pump with Remote Outdoor Unit-Air-Source) | A5HL5060A1 |  |  | A5AHV007A1D3 | 0 | 53000 | 16 | 8.1 | 54000 | 42000 | 77.78% | 1.75 | 0 | 10 |  |  |  |  | R-454B | 4.4167 | Residential & Commercial | USHP | Ducted CEE Tier 1
214303084 | Central HP <5.4 tons | RUUD | HRCU-A-CB (Split System: Heat Pump with Remote Outdoor Unit-Air-Source) | RD17AZ24AJ3N | ADP |  | H,RG34936 | R921V0603A17M4S | 22000 | 17 | 8.1 | 21000 | 16600 | 79.05% | 2 | 0 | 9.5 |  |  |  |  | R-410A | 1.8333 | Residential & Commercial | USHP
213419193 | Central HP <5.4 tons | Bladex | HRCU-A-C (Split System: Heat Pump with Remote Outdoor Unit with No Indoor Fan --Air Source) | BX30S-36HPHYHA |  |  | BLCB-36B18AC | 0 | 35000 | 15.2 | 8.5 | 36000 | 30000 | 83.33% | 1.8 | 0 | 10 |  |  |  |  | R-410A | 2.9167 | Residential & Commercial | USHP | Ducted CEE Tier 1
213419195 | Central HP <5.4 tons | Bladex | HRCU-A-C (Split System: Heat Pump with Remote Outdoor Unit with No Indoor Fan --Air Source) | BX30S-36HPHYHA |  |  | BLC-36HWAC1 | 0 | 35000 | 15.2 | 8.5 | 36000 | 30000 | 83.33% | 1.8 | 0 | 10 |  |  |  |  | R-410A | 2.9167 | Residential & Commercial | USHP | Ducted CEE Tier 1
216770148 | Central HP <5.4 tons | NAPOLEON | HRCU-A-C (Split System: Heat Pump with Remote Outdoor Unit with No Indoor Fan --Air Source) | WSEHV2436BA1-N |  |  | GCAC36F/NXA | 0 | 34000 | 15.2 | 8.5 | 34000 | 25600 | 75.29% | 1.8 | 0 | 9 |  |  |  |  | R-454B | 2.8333 | Residential & Commercial | USHP
216623530 | Central HP <5.4 tons | MIDEA | HRCU-A-CB (Split System: Heat Pump with Remote Outdoor Unit-Air-Source) | MO1BE-H24B-2A |  |  | MAPHE-H24B-2A | 0 | 24000 | 16 | 9 | 25000 | 19000 | 76% | 1.8 | 0 | 10 |  |  |  |  | R-454B | 2 | Residential & Commercial | USHP | Ducted CEE Tier 1
213061684 | Central HP <5.4 tons | NAPOLEON | HRCU-A-C (Split System: Heat Pump with Remote Outdoor Unit with No Indoor Fan --Air Source) | WSEHV4860RA1-N |  |  | WPCCB60 | 0 | 50500 | 15.2 | 8.5 | 53000 | 37200 | 70.19% | 1.8 | 0 | 9.5 |  |  |  |  | R-410A | 4.2083 | Residential & Commercial | USHP
212510783 | Central HP <5.4 tons | RUNTRU | HRCU-A-CB (Split System: Heat Pump with Remote Outdoor Unit-Air-Source) | E4HL5024A1000A |  |  | 4TXCB003DS3 | A801X060BM4SCA | 24000 | 15.2 | 8.5 | 24000 | 21000 | 87.5% | 1.85 | 0 | 9 |  |  |  |  | R-410A | 2 | Residential & Commercial | USHP
212628155 | Central HP <5.4 tons | ARCOAIRE | HRCU-A-CB (Split System: Heat Pump with Remote Outdoor Unit-Air-Source) | DLCURAH30ABK | ADP |  | BV**B8937 | 0 | 29800 | 15.2 | 8.2 | 33200 | 27000 | 81.33% | 1.78 | 0 | 8.5 |  |  |  |  | R-410A | 2.4833 | Residential & Commercial | USHP
213307892 | Central HP <5.4 tons | Bladex | HRCU-A-C (Split System: Heat Pump with Remote Outdoor Unit with No Indoor Fan --Air Source) | BX31U-36HPHYHA |  |  | BLCB-36B18AC-UNC | 0 | 35000 | 15.5 | 8.6 | 38000 | 31600 | 83.16% | 1.85 | 0 | 10 |  |  |  |  | R-410A | 2.9167 | Residential & Commercial | USHP | Ducted CEE Tier 1
216972961 | Central HP <5.4 tons | CARRIER | HRCU-A-CB (Split System: Heat Pump with Remote Outdoor Unit-Air-Source) | 27VNA348A*030* | ADP |  | C60A***L16*+TXV | 59TN7A100C21**22 | 43500 | 21 | 9.5 | 46000 | 36000 | 78.26% | 2 | 0 | 10.5 |  |  |  |  | R-454B | 3.625 | Residential & Commercial | USHP | Ducted CEE Tier 1
214489071 | Central HP <5.4 tons | Bladex | HRCU-A-C (Split System: Heat Pump with Remote Outdoor Unit with No Indoor Fan --Air Source) | BX31U-42HPHYHA |  |  | BLC-36HWAC1-UNC | 0 | 35000 | 15.2 | 10 | 39000 | 32000 | 82.05% | 2 | 10.2 | 10 |  |  |  |  | R-410A | 2.9167 | Residential & Commercial | USHP | Ducted CEE Tier 1
212980900 | Central HP <5.4 tons | PAYNE HEATING AND COOLING | HRCU-A-CB (Split System: Heat Pump with Remote Outdoor Unit-Air-Source) | 38MURAQ30AB3* |  |  | CAP**3621AL* | PG80MS(A,L)A60110C** | 30200 | 15.2 | 8.1 | 34400 | 27800 | 80.81% | 1.8 | 0 | 9 |  |  |  |  | R-410A | 2.5167 | Residential & Commercial | USHP
212980936 | Central HP <5.4 tons | PAYNE HEATING AND COOLING | HRCU-A-CB (Split System: Heat Pump with Remote Outdoor Unit-Air-Source) | 38MURAQ30AB3* |  |  | CAP**4224AL* | PG80MS(A,L)A60110C** | 30400 | 15.2 | 8.1 | 34400 | 27400 | 79.65% | 1.82 | 0 | 9 |  |  |  |  | R-410A | 2.5333 | Residential & Commercial | USHP
212382998 | Central HP <5.4 tons | PAYNE HEATING AND COOLING | HRCU-A-CB (Split System: Heat Pump with Remote Outdoor Unit-Air-Source) | 38MURAQ36AB3* |  |  | CAP**3617AL* | PG80ES(A,L)A42090B** | 35600 | 15.5 | 8.1 | 39500 | 35200 | 89.11% | 1.84 | 0 | 9.5 |  |  |  |  | R-410A | 2.9667 | Residential & Commercial | USHP
212384302 | Central HP <5.4 tons | PAYNE HEATING AND COOLING | HRCU-A-CB (Split System: Heat Pump with Remote Outdoor Unit-Air-Source) | 38MURAQ36AB3* |  |  | CNPV*4217AL* | PG92ESAA36060A** | 36000 | 15.2 | 8.1 | 39500 | 35000 | 88.61% | 1.96 | 0 | 10 |  |  |  |  | R-410A | 3 | Residential & Commercial | USHP | Ducted CEE Tier 1
215471351 | Central HP <5.4 tons | MIDEA | HRCU-A-CB (Split System: Heat Pump with Remote Outdoor Unit-Air-Source) | MO1HS-H18B-2A |  |  | MACHU-H18B-2A | 0 | 18000 | 18 | 10 | 19500 | 18000 | 92.31% | 2.2 | 0 | 12 |  |  |  |  | R-454B | 1.5 | Residential & Commercial | USHP | Ducted CEE Tier 1
213419196 | Central HP <5.4 tons | Bladex | HRCU-A-C (Split System: Heat Pump with Remote Outdoor Unit with No Indoor Fan --Air Source) | BX30S-36HPHYHA |  |  | BLCB-36B18AC-UNC | 0 | 35000 | 15.2 | 8.5 | 36000 | 30000 | 83.33% | 1.8 | 0 | 10 |  |  |  |  | R-410A | 2.9167 | Residential & Commercial | USHP | Ducted CEE Tier 1
216972949 | Central HP <5.4 tons | CARRIER | HRCU-A-CB (Split System: Heat Pump with Remote Outdoor Unit-Air-Source) | 27VNA348A*030* | ADP |  | PL60H210P17*+TXV | 59TN7A080C21**20 | 44500 | 21 | 9.5 | 46500 | 36200 | 77.85% | 2 | 0 | 11 |  |  |  |  | R-454B | 3.7083 | Residential & Commercial | USHP | Ducted CEE Tier 1
214056591 | Central HP <5.4 tons | Bladex | HRCU-A-C (Split System: Heat Pump with Remote Outdoor Unit with No Indoor Fan --Air Source) | BX24-HP15ECO |  |  | BLCA-24HWAC1 | 0 | 22000 | 15.4 | 9.2 | 22000 | 16000 | 72.73% | 2 | 0 | 10 |  |  |  |  | R-410A | 1.8333 | Residential & Commercial | USHP | Ducted CEE Tier 1
216972936 | Central HP <5.4 tons | CARRIER | HRCU-A-CB (Split System: Heat Pump with Remote Outdoor Unit-Air-Source) | 27VNA348A*030* | ADP |  | V,C48H175P38*+TXV | 59TN7A080C17**16 | 43000 | 20 | 9.5 | 46500 | 37000 | 79.57% | 2 | 0 | 10.5 |  |  |  |  | R-454B | 3.5833 | Residential & Commercial | USHP | Ducted CEE Tier 1
213156955 | Central HP <5.4 tons | Bladex | HRCU-A-C (Split System: Heat Pump with Remote Outdoor Unit with No Indoor Fan --Air Source) | BX31U-36HPHYHA |  |  | BLC-36HWAC1-UNC | 0 | 35000 | 15.2 | 10 | 39000 | 32000 | 82.05% | 2 | 10.2 | 10 |  |  |  |  | R-410A | 2.9167 | Residential & Commercial | USHP | Ducted CEE Tier 1
212981534 | Central HP <5.4 tons | PAYNE HEATING AND COOLING | HRCU-A-CB (Split System: Heat Pump with Remote Outdoor Unit-Air-Source) | 38MURAQ36AB3* |  |  | CAP**4821AL* | PG80MSUA60100C** | 35600 | 16 | 8.5 | 38000 | 34600 | 91.05% | 2.04 | 0 | 10 |  |  |  |  | R-410A | 2.9667 | Residential & Commercial | USHP | Ducted CEE Tier 1
213075876 | Central HP <5.4 tons | PAYNE HEATING AND COOLING | HRCU-A-CB (Split System: Heat Pump with Remote Outdoor Unit-Air-Source) | 38MURAQ36AB3* |  |  | CAP**3621AL* | PG95MSUA60100C** | 35200 | 16 | 8.1 | 38500 | 35200 | 91.43% | 1.84 | 0 | 9.5 |  |  |  |  | R-410A | 2.9333 | Residential & Commercial | USHP
212367435 | Central HP <5.4 tons | Bladex | HRCU-A-C (Split System: Heat Pump with Remote Outdoor Unit with No Indoor Fan --Air Source) | BX31U-36HPHYHA |  |  | BLC-36HWAC1 | 0 | 35000 | 15.2 | 10 | 39000 | 32000 | 82.05% | 2 | 10.2 | 10 |  |  |  |  | R-410A | 2.9167 | Residential & Commercial | USHP | Ducted CEE Tier 1
214610379 | Central HP <5.4 tons | Kepler | HRCU-A-C (Split System: Heat Pump with Remote Outdoor Unit with No Indoor Fan --Air Source) | AZPN/36WD |  |  | AZPN/B36WAC-UC | 0 | 35000 | 15.5 | 8.6 | 38000 | 31600 | 83.16% | 1.85 | 0 | 10 |  |  |  |  | R-410A | 2.9167 | Residential & Commercial | USHP | Ducted CEE Tier 1
212510796 | Central HP <5.4 tons | RUNTRU | HRCU-A-CB (Split System: Heat Pump with Remote Outdoor Unit-Air-Source) | E4HL5036A1000A |  |  | 4TXCB006DS3 | A801X080BM4SCA | 30000 | 15.2 | 8.1 | 27000 | 19000 | 70.37% | 1.75 | 0 | 9.8 |  |  |  |  | R-410A | 2.5 | Residential & Commercial | USHP
211253519 | Central HP <5.4 tons | ECO AC | HRCU-A-CB (Split System: Heat Pump with Remote Outdoor Unit-Air-Source) | EHI-O48BAH |  |  | EHI-V48BA | 0 | 47000 | 15.6 | 9.4 | 50000 | 46000 | 92% | 1.9 | 8.5 | 8.2 |  |  |  |  | R-410A | 3.9167 | Residential & Commercial | USHP
212510780 | Central HP <5.4 tons | RUNTRU | HRCU-A-CB (Split System: Heat Pump with Remote Outdoor Unit-Air-Source) | E4HL5018A1000A |  |  | 4TXCB003DS3 | A801X040BM2SCA | 20000 | 15.2 | 8.5 | 20000 | 18000 | 90% | 1.85 | 0 | 9 |  |  |  |  | R-410A | 1.6667 | Residential & Commercial | USHP
216972985 | Central HP <5.4 tons | CARRIER | HRCU-A-CB (Split System: Heat Pump with Remote Outdoor Unit-Air-Source) | 27VNA360A*030* | ADP |  | A60VHA*+TXV | 58TN*B110C21**20 | 56000 | 19 | 8.5 | 58500 | 46000 | 78.63% | 2.02 | 0 | 11 |  |  |  |  | R-454B | 4.6667 | Residential & Commercial | USHP | Ducted CEE Tier 1
213062281 | Central HP <5.4 tons | Kepler | HRCU-A-C (Split System: Heat Pump with Remote Outdoor Unit with No Indoor Fan --Air Source) | AZPN/18WD |  |  | AZPN/B24WAC | 0 | 18000 | 16.1 | 9.5 | 19000 | 15000 | 78.95% | 2.2 | 11.6 | 11.7 |  |  |  |  | R-410A | 1.5 | Residential & Commercial | USHP | Ducted CEE Tier 1
213062300 | Central HP <5.4 tons | Kepler | HRCU-A-CB (Split System: Heat Pump with Remote Outdoor Unit-Air-Source) | AZPNS/24ROD |  |  | AZPN/24WAH | 0 | 24000 | 17 | 9.2 | 26000 | 19400 | 74.62% | 2.1 | 11.3 | 10.5 |  |  |  |  | R-410A | 2 | Residential & Commercial | USHP | Ducted CEE Tier 1
214610377 | Central HP <5.4 tons | Kepler | HRCU-A-C (Split System: Heat Pump with Remote Outdoor Unit with No Indoor Fan --Air Source) | AZPN/30WD |  |  | AZPN/B36WAC-UC | 0 | 29000 | 15.2 | 8.5 | 31000 | 22600 | 72.9% | 1.8 | 0 | 10 |  |  |  |  | R-410A | 2.4167 | Residential & Commercial | USHP | Ducted CEE Tier 1
213062282 | Central HP <5.4 tons | Kepler | HRCU-A-C (Split System: Heat Pump with Remote Outdoor Unit with No Indoor Fan --Air Source) | AZPN/24WD |  |  | AZPN/B24WAC | 0 | 24000 | 16.5 | 9.5 | 25000 | 20000 | 80% | 1.95 | 11 | 10.7 |  |  |  |  | R-410A | 2 | Residential & Commercial | USHP | Ducted CEE Tier 1
211245945 | Central HP <5.4 tons | SMART COMFORT | HRCU-A-CB (Split System: Heat Pump with Remote Outdoor Unit-Air-Source) | DLCURAH24ABK |  |  | FM(C,U)4Z24**AL* | 0 | 23800 | 17.5 | 9 | 27200 | 25800 | 94.85% | 2.18 | 0 | 10 |  |  |  |  | R-410A | 1.9833 | Residential & Commercial | USHP | Ducted CEE Tier 1
216972962 | Central HP <5.4 tons | CARRIER | HRCU-A-CB (Split System: Heat Pump with Remote Outdoor Unit-Air-Source) | 27VNA348A*030* | ADP |  | PL60H210P17*+TXV | 59TN7A100C21**22 | 44500 | 21 | 9.5 | 46000 | 36000 | 78.26% | 2 | 0 | 11 |  |  |  |  | R-454B | 3.7083 | Residential & Commercial | USHP | Ducted CEE Tier 1
214489074 | Central HP <5.4 tons | Bladex | HRCU-A-C (Split System: Heat Pump with Remote Outdoor Unit with No Indoor Fan --Air Source) | BX31U-42HPHYHA |  |  | BLCB-36B18AC-UNC | 0 | 35000 | 15.5 | 8.6 | 38000 | 31600 | 83.16% | 1.85 | 0 | 10 |  |  |  |  | R-410A | 2.9167 | Residential & Commercial | USHP | Ducted CEE Tier 1
213156954 | Central HP <5.4 tons | Bladex | HRCU-A-C (Split System: Heat Pump with Remote Outdoor Unit with No Indoor Fan --Air Source) | BX30U-30HPHYHA(X) |  |  | BLC-36HWAC1-UNC | 0 | 30000 | 15.5 | 9.7 | 33000 | 27000 | 81.82% | 1.85 | 10.7 | 10.5 |  |  |  |  | R-410A | 2.5 | Residential & Commercial | USHP | Ducted CEE Tier 1
212505538 | Central HP <5.4 tons | BRYANT HEATING AND COOLING SYSTEMS | HRCU-A-CB (Split System: Heat Pump with Remote Outdoor Unit-Air-Source) | 288BNV037*0**B* | ADP |  | H,PG83936 | 88*TA48090C17*** | 33000 | 18 | 8.1 | 31200 | 27400 | 87.82% | 2.22 | 0 | 11.5 |  |  |  |  | R-410A | 2.75 | Residential & Commercial | USHP | Ducted CEE Tier 1
211253517 | Central HP <5.4 tons | ECO AC | HRCU-A-CB (Split System: Heat Pump with Remote Outdoor Unit-Air-Source) | EHI-O30BAH |  |  | EHI-V30BA | 0 | 30000 | 16.2 | 8.9 | 33000 | 24000 | 72.73% | 1.8 | 11 | 10 |  |  |  |  | R-410A | 2.5 | Residential & Commercial | USHP | Ducted CEE Tier 1
212971124 | Central HP <5.4 tons | PAYNE HEATING AND COOLING | HRCU-A-CB (Split System: Heat Pump with Remote Outdoor Unit-Air-Source) | 38MURAQ24AB3* |  |  | CAP**2417AL* | PG80VTLB36045A** | 23200 | 17 | 8.5 | 38500 | 27000 | 70.13% | 2.3 | 0 | 10 |  |  |  |  | R-410A | 1.9333 | Residential & Commercial | USHP | Ducted CEE Tier 1
212971160 | Central HP <5.4 tons | PAYNE HEATING AND COOLING | HRCU-A-CB (Split System: Heat Pump with Remote Outdoor Unit-Air-Source) | 38MURAQ24AB3* |  |  | CAP**3017AL* | PG80VTLB36045A** | 23400 | 17 | 8.5 | 26200 | 24800 | 94.66% | 2.08 | 0 | 10 |  |  |  |  | R-410A | 1.95 | Residential & Commercial | USHP | Ducted CEE Tier 1
212383413 | Central HP <5.4 tons | PAYNE HEATING AND COOLING | HRCU-A-CB (Split System: Heat Pump with Remote Outdoor Unit-Air-Source) | 38MURAQ36AB3* |  |  | CAP**3721AL* | PG95ESUA48060B** | 36800 | 15.5 | 8.5 | 39000 | 34800 | 89.23% | 2.1 | 0 | 10 |  |  |  |  | R-410A | 3.0667 | Residential & Commercial | USHP | Ducted CEE Tier 1
213145936 | Central HP <5.4 tons | CARRIER | HRCU-A-CB (Split System: Heat Pump with Remote Outdoor Unit-Air-Source) | 38MURAQ36AB3* | ADP |  | PL36H175P159+AEFE4B* | 0 | 37000 | 16 | 8.1 | 36800 | 34400 | 93.48% | 2 | 0 | 10 |  |  |  |  | R-410A | 3.0833 | Residential & Commercial | USHP | Ducted CEE Tier 1
212972232 | Central HP <5.4 tons | PAYNE HEATING AND COOLING | HRCU-A-CB (Split System: Heat Pump with Remote Outdoor Unit-Air-Source) | 38MURAQ36AB3* |  |  | CAP**4821AL* | PG80VTLB60090C** | 35600 | 16.5 | 8.5 | 37800 | 34600 | 91.53% | 2.02 | 0 | 10 |  |  |  |  | R-410A | 2.9667 | Residential & Commercial | USHP | Ducted CEE Tier 1
211749848 | Central HP <5.4 tons | RUNTRU | HRCU-A-CB (Split System: Heat Pump with Remote Outdoor Unit-Air-Source) | E4HL5024A1000A |  |  | E4AH5E24A1J30A | 0 | 24000 | 15.2 | 8.1 | 24000 | 18000 | 75% | 1.94 | 0 | 9.2 |  |  |  |  | R-410A | 2 | Residential & Commercial | USHP
212383477 | Central HP <5.4 tons | SMART COMFORT | HRCU-A-CB (Split System: Heat Pump with Remote Outdoor Unit-Air-Source) | DLCURAH36ABK |  |  | EA*4X43L21A* | *92ESN0801716A* | 36400 | 16 | 8.5 | 38500 | 34800 | 90.39% | 2.08 | 0 | 10 |  |  |  |  | R-410A | 3.0333 | Residential & Commercial | USHP | Ducted CEE Tier 1
214489072 | Central HP <5.4 tons | Bladex | HRCU-A-CB (Split System: Heat Pump with Remote Outdoor Unit-Air-Source) | BX31U-42HPHYHA |  |  | BLA-36HWAHU1 | 0 | 36000 | 16 | 9.5 | 40000 | 34400 | 86% | 1.97 | 10.5 | 10 |  |  |  |  | R-410A | 3 | Residential & Commercial | USHP | Ducted CEE Tier 1
213433212 | Central HP <5.4 tons | Kepler | HRCU-A-C (Split System: Heat Pump with Remote Outdoor Unit with No Indoor Fan --Air Source) | AZPN/24WD* |  |  | AZPN/A24WACUID | 0 | 24000 | 16.1 | 9.8 | 25000 | 20000 | 80% | 2 | 0 | 10.7 |  |  |  |  | R-410A | 2 | Residential & Commercial | USHP | Ducted CEE Tier 1
211240639 | Central HP <5.4 tons | PAYNE HEATING AND COOLING | HRCU-A-CB (Split System: Heat Pump with Remote Outdoor Unit-Air-Source) | 38MURAQ24AB3* |  |  | CAP**2417AL* | PG80ES(A,L)A36045B** | 23800 | 16.5 | 8.5 | 26800 | 24200 | 90.3% | 2 | 0 | 10 |  |  |  |  | R-410A | 1.9833 | Residential & Commercial | USHP | Ducted CEE Tier 1
211240959 | Central HP <5.4 tons | PAYNE HEATING AND COOLING | HRCU-A-CB (Split System: Heat Pump with Remote Outdoor Unit-Air-Source) | 38MURAQ24AB3* |  |  | CAP**2517AL* | PG96VTAA36040B** | 23800 | 16 | 8.1 | 25200 | 21800 | 86.51% | 1.82 | 0 | 10 |  |  |  |  | R-410A | 1.9833 | Residential & Commercial | USHP | Ducted CEE Tier 1
211241177 | Central HP <5.4 tons | PAYNE HEATING AND COOLING | HRCU-A-CB (Split System: Heat Pump with Remote Outdoor Unit-Air-Source) | 38MURAQ24AB3* |  |  | CAP**2517AL* | PG92ESAA36040B** | 24200 | 16 | 8.1 | 25400 | 21600 | 85.04% | 1.78 | 0 | 10 |  |  |  |  | R-410A | 2.0167 | Residential & Commercial | USHP | Ducted CEE Tier 1
211241944 | Central HP <5.4 tons | PAYNE HEATING AND COOLING | HRCU-A-CB (Split System: Heat Pump with Remote Outdoor Unit-Air-Source) | 38MURAQ24AB3* |  |  | CAP**3617AL* | PG80ESUA36040B** | 24000 | 17.5 | 8.5 | 26000 | 22800 | 87.69% | 1.9 | 0 | 10 |  |  |  |  | R-410A | 2 | Residential & Commercial | USHP | Ducted CEE Tier 1
214056593 | Central HP <5.4 tons | Bladex | HRCU-A-C (Split System: Heat Pump with Remote Outdoor Unit with No Indoor Fan --Air Source) | BX30-24HPHYHA |  |  | BLCA-24HWAC1 | 0 | 24000 | 16.1 | 9.8 | 25000 | 20000 | 80% | 2 | 0 | 10.7 |  |  |  |  | R-410A | 2 | Residential & Commercial | USHP | Ducted CEE Tier 1
214610375 | Central HP <5.4 tons | Kepler | HRCU-A-C (Split System: Heat Pump with Remote Outdoor Unit with No Indoor Fan --Air Source) | AZPN/24WD |  |  | AZPN/A18WAC-UC | 0 | 24000 | 16.1 | 9.8 | 25000 | 20000 | 80% | 2 | 0 | 10.7 |  |  |  |  | R-410A | 2 | Residential & Commercial | USHP | Ducted CEE Tier 1
211242561 | Central HP <5.4 tons | PAYNE HEATING AND COOLING | HRCU-A-CB (Split System: Heat Pump with Remote Outdoor Unit-Air-Source) | 38MURAQ24AB3* |  |  | CAP**3621AL* | PG80ES(A,L)A36070B** | 23400 | 17 | 8.5 | 25600 | 23600 | 92.19% | 1.98 | 0 | 10 |  |  |  |  | R-410A | 1.95 | Residential & Commercial | USHP | Ducted CEE Tier 1
212916824 | Central HP <5.4 tons | Bladex | HRCU-A-C (Split System: Heat Pump with Remote Outdoor Unit with No Indoor Fan --Air Source) | BX24-HP15ECO |  |  | BLC-24HWAC1-UNC | 0 | 24000 | 15.7 | 9.8 | 25600 | 18500 | 72.27% | 2.2 | 10.3 | 10 |  |  |  |  | R-410A | 2 | Residential & Commercial | USHP | Ducted CEE Tier 1
214610389 | Central HP <5.4 tons | Kepler | HRCU-A-C (Split System: Heat Pump with Remote Outdoor Unit with No Indoor Fan --Air Source) | AZPNS/24ROD |  |  | AZPN/B24WAC-UC | 0 | 24000 | 15.7 | 9.8 | 25600 | 18500 | 72.27% | 2.2 | 10.3 | 10 |  |  |  |  | R-410A | 2 | Residential & Commercial | USHP | Ducted CEE Tier 1
213076801 | Central HP <5.4 tons | PAYNE HEATING AND COOLING | HRCU-A-CB (Split System: Heat Pump with Remote Outdoor Unit-Air-Source) | 38MURAQ36AB3* |  |  | CAP**4824AL* | PG80VTLB66110C** | 36200 | 16.5 | 8.5 | 38000 | 34800 | 91.58% | 2.04 | 0 | 10 |  |  |  |  | R-410A | 3.0167 | Residential & Commercial | USHP | Ducted CEE Tier 1
213076837 | Central HP <5.4 tons | PAYNE HEATING AND COOLING | HRCU-A-CB (Split System: Heat Pump with Remote Outdoor Unit-Air-Source) | 38MURAQ36AB3* |  |  | CNPV*4821AL* | PG80VTLB66110C** | 36400 | 16.5 | 8.1 | 38500 | 35000 | 90.91% | 2.02 | 0 | 10.5 |  |  |  |  | R-410A | 3.0333 | Residential & Commercial | USHP | Ducted CEE Tier 1
216973032 | Central HP <5.4 tons | CARRIER | HRCU-A-CB (Split System: Heat Pump with Remote Outdoor Unit-Air-Source) | 27VNA360A*030* | ADP |  | V,C60H245P76*+TXV | 59MN7C120C24**22 | 54500 | 18 | 8.5 | 58500 | 45500 | 77.78% | 2.06 | 0 | 10.5 |  |  |  |  | R-454B | 4.5417 | Residential & Commercial | USHP | Ducted CEE Tier 1
216973033 | Central HP <5.4 tons | CARRIER | HRCU-A-CB (Split System: Heat Pump with Remote Outdoor Unit-Air-Source) | 27VNA360A*030* | ADP |  | PL60H210P29*+TXV | 59TN6C100C21**22 | 54500 | 18 | 8.5 | 58500 | 46000 | 78.63% | 2.02 | 0 | 11 |  |  |  |  | R-454B | 4.5417 | Residential & Commercial | USHP | Ducted CEE Tier 1
216972902 | Central HP <5.4 tons | CARRIER | HRCU-A-CB (Split System: Heat Pump with Remote Outdoor Unit-Air-Source) | 27VNA348A*030* | ADP |  | V,C60H210P29*+TXV | 59TN6C080C21**20 | 44000 | 21 | 9.5 | 46500 | 36200 | 77.85% | 2 | 0 | 10.5 |  |  |  |  | R-454B | 3.6667 | Residential & Commercial | USHP | Ducted CEE Tier 1
216972916 | Central HP <5.4 tons | CARRIER | HRCU-A-CB (Split System: Heat Pump with Remote Outdoor Unit-Air-Source) | 27VNA348A*030* | ADP |  | A60VHA*+TXV | 59TN6C100C21**22 | 45000 | 21 | 9.5 | 46500 | 36400 | 78.28% | 2 | 0 | 10.5 |  |  |  |  | R-454B | 3.75 | Residential & Commercial | USHP | Ducted CEE Tier 1
216972935 | Central HP <5.4 tons | CARRIER | HRCU-A-CB (Split System: Heat Pump with Remote Outdoor Unit-Air-Source) | 27VNA348A*030* | ADP |  | C48A***L16*+TXV | 59TN7A080C17**16 | 43000 | 20 | 9.5 | 46500 | 37000 | 79.57% | 2 | 0 | 10.5 |  |  |  |  | R-454B | 3.5833 | Residential & Commercial | USHP | Ducted CEE Tier 1
211749849 | Central HP <5.4 tons | RUNTRU | HRCU-A-CB (Split System: Heat Pump with Remote Outdoor Unit-Air-Source) | E4HL5030A1000A |  |  | E4AH5E36A1J30A | 0 | 28000 | 15.2 | 8.5 | 28000 | 21000 | 75% | 1.81 | 0 | 11 |  |  |  |  | R-410A | 2.3333 | Residential & Commercial | USHP | Ducted CEE Tier 1
215402225 | Central HP <5.4 tons | RUNTRU | HRCU-A-CB (Split System: Heat Pump with Remote Outdoor Unit-Air-Source) | E4HL5036A1000A |  |  | 4TXCB004DS3 | A801X060BM4SD | 30000 | 15.2 | 8.1 | 25000 | 18000 | 72% | 1.75 | 0 | 9.5 |  |  |  |  | R-410A | 2.5 | Residential & Commercial | USHP
211226590 | Central HP <5.4 tons | PAYNE HEATING AND COOLING | HRCU-A-CB (Split System: Heat Pump with Remote Outdoor Unit-Air-Source) | 38MURAQ36AB3* |  |  | CAP**3717AL* | PG80VTLA36070A** | 36000 | 15.5 | 8.1 | 38500 | 35000 | 90.91% | 2 | 0 | 10 |  |  |  |  | R-410A | 3 | Residential & Commercial | USHP | Ducted CEE Tier 1
211226815 | Central HP <5.4 tons | PAYNE HEATING AND COOLING | HRCU-A-CB (Split System: Heat Pump with Remote Outdoor Unit-Air-Source) | 38MURAQ36AB3* |  |  | CAP**3721AL* | PG80ES(A,L)A42090B** | 36800 | 16 | 8.5 | 38500 | 34800 | 90.39% | 2.1 | 0 | 10 |  |  |  |  | R-410A | 3.0667 | Residential & Commercial | USHP | Ducted CEE Tier 1
215471328 | Central HP <5.4 tons | MIDEA | HRCU-A-CB (Split System: Heat Pump with Remote Outdoor Unit-Air-Source) | MO1BE-H36B-2A |  |  | MAUHE-H36B-2A | 0 | 36000 | 16.1 | 8.7 | 36000 | 27000 | 75% | 2 | 0 | 10 |  |  |  |  | R-454B | 3 | Residential & Commercial | USHP | Ducted CEE Tier 1
214610382 | Central HP <5.4 tons | Kepler | HRCU-A-C (Split System: Heat Pump with Remote Outdoor Unit with No Indoor Fan --Air Source) | AZPN/B36WDUID |  |  | AZPN/C36WAC-UC | 0 | 35000 | 15.2 | 8.5 | 36000 | 30000 | 83.33% | 1.8 | 0 | 10 |  |  |  |  | R-410A | 2.9167 | Residential & Commercial | USHP | Ducted CEE Tier 1
213062292 | Central HP <5.4 tons | Kepler | HRCU-A-CB (Split System: Heat Pump with Remote Outdoor Unit-Air-Source) | AZPN/60WD |  |  | AZPN/60WAH | 0 | 55000 | 15.3 | 9.4 | 59000 | 48500 | 82.2% | 1.91 | 9 | 8.8 |  |  |  |  | R-410A | 4.5833 | Residential & Commercial | USHP
212972009 | Central HP <5.4 tons | PAYNE HEATING AND COOLING | HRCU-A-CB (Split System: Heat Pump with Remote Outdoor Unit-Air-Source) | 38MURAQ24AB3* |  |  | CNPV*3017AL* | PG80VTLB48090B** | 23400 | 17 | 8.5 | 26200 | 24600 | 93.89% | 2.06 | 0 | 10 |  |  |  |  | R-410A | 1.95 | Residential & Commercial | USHP | Ducted CEE Tier 1
212916826 | Central HP <5.4 tons | Bladex | HRCU-A-C (Split System: Heat Pump with Remote Outdoor Unit with No Indoor Fan --Air Source) | BX30-24HPHYHA |  |  | BLC-24HWAC1-UNC | 0 | 24000 | 16.5 | 9.5 | 25000 | 20000 | 80% | 1.95 | 11 | 10.7 |  |  |  |  | R-410A | 2 | Residential & Commercial | USHP | Ducted CEE Tier 1
215423230 | Central HP <5.4 tons | YORK | HRCU-A-CB (Split System: Heat Pump with Remote Outdoor Unit-Air-Source) | HH836E2S11 | ADP |  | H,YE80*36+TXV | TM8E100C20MP11 | 34000 | 17 | 8.5 | 30600 | 25400 | 83.01% | 2 | 0 | 11 |  |  |  |  | R-454B | 2.8333 | Residential & Commercial | USHP | Ducted CEE Tier 1
212510784 | Central HP <5.4 tons | RUNTRU | HRCU-A-CB (Split System: Heat Pump with Remote Outdoor Unit-Air-Source) | E4HL5024A1000A |  |  | 4TXCB003DS3 | A951X060BU4SAB | 24000 | 15.2 | 8.5 | 24000 | 21000 | 87.5% | 1.85 | 0 | 9 |  |  |  |  | R-410A | 2 | Residential & Commercial | USHP
207335552 | Central HP <5.4 tons | NAPOLEON | HRCU-A-CB (Split System: Heat Pump with Remote Outdoor Unit-Air-Source) | NS18HV24A36 |  |  | NPFX24A | 0 | 24000 | 17 | 9 | 24000 | 22000 | 91.67% | 1.8 | 12.5 | 12 |  |  |  |  | R-410A | 2 | Residential & Commercial | USHP | Ducted CEE Tier 1
214594894 | Central HP <5.4 tons | MIDEA | HRCU-A-CB (Split System: Heat Pump with Remote Outdoor Unit-Air-Source) | MOE31U-36HFN1-M |  |  | MVBL-36HWFN1-MK3 | 0 | 36000 | 17 | 9.9 | 36000 | 36000 | 100% | 1.9 | 0 | 10 |  |  |  |  | R-410A | 3 | Residential & Commercial | USHP | Ducted CEE Tier 1
214610381 | Central HP <5.4 tons | Kepler | HRCU-A-C (Split System: Heat Pump with Remote Outdoor Unit with No Indoor Fan --Air Source) | AZPN/B36WDUID |  |  | AZPN/B36WAC-UC | 0 | 35000 | 15.2 | 8.5 | 36000 | 30000 | 83.33% | 1.8 | 0 | 10 |  |  |  |  | R-410A | 2.9167 | Residential & Commercial | USHP | Ducted CEE Tier 1
213500528 | Central HP <5.4 tons | Kepler | HRCU-A-CB (Split System: Heat Pump with Remote Outdoor Unit-Air-Source) | AZPN/B36WDUID |  |  | AZPN/36WAH | 0 | 35000 | 16.3 | 9.5 | 39000 | 38000 | 97.44% | 1.8 | 0 | 11.7 |  |  |  |  | R-410A | 2.9167 | Residential & Commercial | USHP | Ducted CEE Tier 1
215731653 | Central HP <5.4 tons | YORK | HRCU-A-CB (Split System: Heat Pump with Remote Outdoor Unit-Air-Source) | HH860E2S11 | ADP |  | H,YG72*48+TXV-BLEED | Y81E100C16SMPS1 | 44000 | 18 | 8.5 | 42000 | 32800 | 78.1% | 2 | 0 | 12 |  |  |  |  | R-454B | 3.6667 | Residential & Commercial | USHP | Ducted CEE Tier 1
215870938 | Central HP <5.4 tons | YORK | HRCU-A-CB (Split System: Heat Pump with Remote Outdoor Unit-Air-Source) | HH824E2S11 | ADP |  | CH360B*C+TXV | YP9C060B12MP13 | 22200 | 17 | 8.65 | 21200 | 17200 | 81.13% | 1.94 | 0 | 11 |  |  |  |  | R-454B | 1.85 | Residential & Commercial | USHP | Ducted CEE Tier 1
215423246 | Central HP <5.4 tons | YORK | HRCU-A-CB (Split System: Heat Pump with Remote Outdoor Unit-Air-Source) | HH836E2S11 | ADP |  | H,YE34*36+TXV | TM8V080C16MP12 | 33200 | 17 | 8.4 | 30000 | 25200 | 84% | 1.98 | 0 | 10.5 |  |  |  |  | R-454B | 2.7667 | Residential & Commercial | USHP | Ducted CEE Tier 1
215423260 | Central HP <5.4 tons | YORK | HRCU-A-CB (Split System: Heat Pump with Remote Outdoor Unit-Air-Source) | HH836E2S11 | ADP |  | H,YE80*36+TXV | TM8Y080B12MP11 | 33000 | 18 | 8.5 | 29200 | 24800 | 84.93% | 2 | 0 | 11 |  |  |  |  | R-454B | 2.75 | Residential & Commercial | USHP | Ducted CEE Tier 1
215423280 | Central HP <5.4 tons | YORK | HRCU-A-CB (Split System: Heat Pump with Remote Outdoor Unit-Air-Source) | HH836E2S11 | ADP |  | H,YE80*36+TXV | TM8Y120C20MP11 | 34000 | 19 | 8.5 | 30600 | 25400 | 83.01% | 2 | 0 | 11 |  |  |  |  | R-454B | 2.8333 | Residential & Commercial | USHP | Ducted CEE Tier 1
215423329 | Central HP <5.4 tons | YORK | HRCU-A-CB (Split System: Heat Pump with Remote Outdoor Unit-Air-Source) | HH836E2S11 | ADP |  | H,YE9J*36+TXV | TM9V100C16MP12 | 33400 | 17 | 8.5 | 29400 | 24800 | 84.35% | 2 | 0 | 11 |  |  |  |  | R-454B | 2.7833 | Residential & Commercial | USHP | Ducted CEE Tier 1
215870973 | Central HP <5.4 tons | YORK | HRCU-A-CB (Split System: Heat Pump with Remote Outdoor Unit-Air-Source) | HH860E2S11 | ADP |  | CH604**C+TXV | Y91E100C20SMPS1 | 45500 | 18 | 8.5 | 45000 | 33600 | 74.67% | 2 | 0 | 11.7 |  |  |  |  | R-454B | 3.7917 | Residential & Commercial | USHP | Ducted CEE Tier 1
215423461 | Central HP <5.4 tons | YORK | HRCU-A-CB (Split System: Heat Pump with Remote Outdoor Unit-Air-Source) | HH860E2S11 | ADP |  | H,YE74*48+TXV | TL9E080C16UH11 | 44500 | 18 | 8.5 | 44000 | 34000 | 77.27% | 2 | 0 | 11 |  |  |  |  | R-454B | 3.7083 | Residential & Commercial | USHP | Ducted CEE Tier 1
215423494 | Central HP <5.4 tons | YORK | HRCU-A-CB (Split System: Heat Pump with Remote Outdoor Unit-Air-Source) | HH860E2S11 | ADP |  | H,YE36*60+TXV-BLEED | TM8E080C20MP11 | 52000 | 18 | 8.3 | 53000 | 39500 | 74.53% | 1.96 | 0 | 10.5 |  |  |  |  | R-454B | 4.3333 | Residential & Commercial | USHP | Ducted CEE Tier 1
215423527 | Central HP <5.4 tons | YORK | HRCU-A-CB (Split System: Heat Pump with Remote Outdoor Unit-Air-Source) | HH860E2S11 | ADP |  | H,YE2K*60+TXV | TM8E100C20MP11 | 52500 | 18 | 8.35 | 53000 | 39500 | 74.53% | 1.96 | 0 | 10.5 |  |  |  |  | R-454B | 4.375 | Residential & Commercial | USHP | Ducted CEE Tier 1
215423546 | Central HP <5.4 tons | YORK | HRCU-A-CB (Split System: Heat Pump with Remote Outdoor Unit-Air-Source) | HH860E2S11 | ADP |  | H,YE48*60+TXV | TM8E120C16MP11 | 44500 | 18 | 8.5 | 43500 | 33800 | 77.7% | 2 | 0 | 11 |  |  |  |  | R-454B | 3.7083 | Residential & Commercial | USHP | Ducted CEE Tier 1
215423595 | Central HP <5.4 tons | YORK | HRCU-A-CB (Split System: Heat Pump with Remote Outdoor Unit-Air-Source) | HH860E2S11 | ADP |  | H,YE86*60+TXV | TM8V080C16MP12 | 43500 | 18 | 8.5 | 42000 | 32800 | 78.1% | 2 | 0 | 11.7 |  |  |  |  | R-454B | 3.625 | Residential & Commercial | USHP | Ducted CEE Tier 1
215423611 | Central HP <5.4 tons | YORK | HRCU-A-CB (Split System: Heat Pump with Remote Outdoor Unit-Air-Source) | HH860E2S11 | ADP |  | H,YE74*48+TXV | TM8V100C16MP12 | 43500 | 18 | 8.5 | 42000 | 32800 | 78.1% | 2 | 0 | 11.7 |  |  |  |  | R-454B | 3.625 | Residential & Commercial | USHP | Ducted CEE Tier 1
215423630 | Central HP <5.4 tons | YORK | HRCU-A-CB (Split System: Heat Pump with Remote Outdoor Unit-Air-Source) | HH860E2S11 | ADP |  | H,YE2K*60+TXV | TM8V120C20MP12 | 52000 | 18 | 8.35 | 52000 | 38500 | 74.04% | 1.96 | 0 | 10.5 |  |  |  |  | R-454B | 4.3333 | Residential & Commercial | USHP | Ducted CEE Tier 1
215423664 | Central HP <5.4 tons | YORK | HRCU-A-CB (Split System: Heat Pump with Remote Outdoor Unit-Air-Source) | HH860E2S11 | ADP |  | H,YE2K*60+TXV | TM8Y100C16MP11 | 43500 | 17 | 8.45 | 42000 | 33000 | 78.57% | 2 | 0 | 11.5 |  |  |  |  | R-454B | 3.625 | Residential & Commercial | USHP | Ducted CEE Tier 1
215423695 | Central HP <5.4 tons | YORK | HRCU-A-CB (Split System: Heat Pump with Remote Outdoor Unit-Air-Source) | HH860E2S11 | ADP |  | H,YE48*48+TXV | TM8Y120C20MP11 | 44500 | 18 | 8.5 | 43000 | 33400 | 77.67% | 2 | 0 | 11.7 |  |  |  |  | R-454B | 3.7083 | Residential & Commercial | USHP | Ducted CEE Tier 1
215423697 | Central HP <5.4 tons | YORK | HRCU-A-CB (Split System: Heat Pump with Remote Outdoor Unit-Air-Source) | HH860E2S11 | ADP |  | H,YE54*60+TXV | TM8Y120C20MP11 | 53500 | 19 | 8.5 | 53000 | 39500 | 74.53% | 2 | 0 | 11 |  |  |  |  | R-454B | 4.4583 | Residential & Commercial | USHP | Ducted CEE Tier 1
215423713 | Central HP <5.4 tons | YORK | HRCU-A-CB (Split System: Heat Pump with Remote Outdoor Unit-Air-Source) | HH860E2S11 | ADP |  | H,YE54*48+TXV | TM9E080C16MP12 | 44500 | 18 | 8.5 | 43500 | 34000 | 78.16% | 2 | 0 | 11 |  |  |  |  | R-454B | 3.7083 | Residential & Commercial | USHP | Ducted CEE Tier 1
215423731 | Central HP <5.4 tons | YORK | HRCU-A-CB (Split System: Heat Pump with Remote Outdoor Unit-Air-Source) | HH860E2S11 | ADP |  | H,YE86*60+TXV | TM9E080C20MP12 | 53500 | 19 | 8.5 | 53000 | 39500 | 74.53% | 2 | 0 | 11 |  |  |  |  | R-454B | 4.4583 | Residential & Commercial | USHP | Ducted CEE Tier 1
215423762 | Central HP <5.4 tons | YORK | HRCU-A-CB (Split System: Heat Pump with Remote Outdoor Unit-Air-Source) | HH860E2S11 | ADP |  | H,YE36*60+TXV-BLEED | TM9E120D20MP12 | 51500 | 18 | 8.3 | 52500 | 39000 | 74.29% | 1.96 | 0 | 10.5 |  |  |  |  | R-454B | 4.2917 | Residential & Commercial | USHP | Ducted CEE Tier 1
215423764 | Central HP <5.4 tons | YORK | HRCU-A-CB (Split System: Heat Pump with Remote Outdoor Unit-Air-Source) | HH860E2S11 | ADP |  | H,YE37*60+TXV | TM9E120D20MP12 | 52000 | 18 | 8.35 | 52500 | 39000 | 74.29% | 1.98 | 0 | 10.5 |  |  |  |  | R-454B | 4.3333 | Residential & Commercial | USHP | Ducted CEE Tier 1
215423779 | Central HP <5.4 tons | YORK | HRCU-A-CB (Split System: Heat Pump with Remote Outdoor Unit-Air-Source) | HH860E2S11 | ADP |  | H,YE2K*48+TXV | TM9V080C16MP12 | 43000 | 17 | 8.45 | 42000 | 33000 | 78.57% | 2 | 0 | 10.5 |  |  |  |  | R-454B | 3.5833 | Residential & Commercial | USHP | Ducted CEE Tier 1
215423795 | Central HP <5.4 tons | YORK | HRCU-A-CB (Split System: Heat Pump with Remote Outdoor Unit-Air-Source) | HH860E2S11 | ADP |  | H,YE36*60+TXV | TM9V100C16MP12 | 43000 | 17 | 8.4 | 42000 | 32800 | 78.1% | 1.98 | 0 | 11.5 |  |  |  |  | R-454B | 3.5833 | Residential & Commercial | USHP | Ducted CEE Tier 1
215423813 | Central HP <5.4 tons | YORK | HRCU-A-CB (Split System: Heat Pump with Remote Outdoor Unit-Air-Source) | HH860E2S11 | ADP |  | H,YE2K*60+TXV | TM9V100C20MP12 | 51000 | 18 | 8.35 | 51500 | 38000 | 73.79% | 1.96 | 0 | 10.5 |  |  |  |  | R-454B | 4.25 | Residential & Commercial | USHP | Ducted CEE Tier 1
215423815 | Central HP <5.4 tons | YORK | HRCU-A-CB (Split System: Heat Pump with Remote Outdoor Unit-Air-Source) | HH860E2S11 | ADP |  | H,YE48*60+TXV-BLEED | TM9V100C20MP12 | 44000 | 18 | 8.5 | 42500 | 33200 | 78.12% | 2 | 0 | 11.7 |  |  |  |  | R-454B | 3.6667 | Residential & Commercial | USHP | Ducted CEE Tier 1
215423862 | Central HP <5.4 tons | YORK | HRCU-A-CB (Split System: Heat Pump with Remote Outdoor Unit-Air-Source) | HH860E2S11 | ADP |  | H,YE48*60+TXV-BLEED | TM9Y100C16MP11 | 44000 | 17 | 8.5 | 42500 | 33400 | 78.59% | 2 | 0 | 11 |  |  |  |  | R-454B | 3.6667 | Residential & Commercial | USHP | Ducted CEE Tier 1
215423863 | Central HP <5.4 tons | YORK | HRCU-A-CB (Split System: Heat Pump with Remote Outdoor Unit-Air-Source) | HH860E2S11 | ADP |  | H,YE48*48+TXV | TM9Y100C16MP11 | 44000 | 17 | 8.5 | 42500 | 33400 | 78.59% | 2 | 0 | 11 |  |  |  |  | R-454B | 3.6667 | Residential & Commercial | USHP | Ducted CEE Tier 1
215423865 | Central HP <5.4 tons | YORK | HRCU-A-CB (Split System: Heat Pump with Remote Outdoor Unit-Air-Source) | HH860E2S11 | ADP |  | H,YE54*48+TXV | TM9Y100C16MP11 | 44000 | 17 | 8.5 | 42500 | 33400 | 78.59% | 2 | 0 | 11 |  |  |  |  | R-454B | 3.6667 | Residential & Commercial | USHP | Ducted CEE Tier 1
215423881 | Central HP <5.4 tons | YORK | HRCU-A-CB (Split System: Heat Pump with Remote Outdoor Unit-Air-Source) | HH860E2S11 | ADP |  | H,YE49*60+TXV | TM9Y100C20MP11 | 52500 | 18 | 8.5 | 52500 | 39000 | 74.29% | 2 | 0 | 11 |  |  |  |  | R-454B | 4.375 | Residential & Commercial | USHP | Ducted CEE Tier 1
215423898 | Central HP <5.4 tons | YORK | HRCU-A-CB (Split System: Heat Pump with Remote Outdoor Unit-Air-Source) | HH860E2S11 | ADP |  | H,YE36*60+TXV-BLEED | Y81E080C16SMPS1 | 44000 | 17 | 8.4 | 42500 | 33000 | 77.65% | 1.98 | 0 | 11.7 |  |  |  |  | R-454B | 3.6667 | Residential & Commercial | USHP | Ducted CEE Tier 1
215423915 | Central HP <5.4 tons | YORK | HRCU-A-CB (Split System: Heat Pump with Remote Outdoor Unit-Air-Source) | HH860E2S11 | ADP |  | H,YE36*60+TXV-BLEED | Y81E080C20SMPS1 | 51500 | 18 | 8.3 | 52000 | 38500 | 74.04% | 1.96 | 0 | 10.5 |  |  |  |  | R-454B | 4.2917 | Residential & Commercial | USHP | Ducted CEE Tier 1
215423931 | Central HP <5.4 tons | YORK | HRCU-A-CB (Split System: Heat Pump with Remote Outdoor Unit-Air-Source) | HH860E2S11 | ADP |  | H,YE36*60+TXV | Y81E100C16SMPS1 | 43500 | 17 | 8.4 | 42000 | 32800 | 78.1% | 1.98 | 0 | 11.7 |  |  |  |  | R-454B | 3.625 | Residential & Commercial | USHP | Ducted CEE Tier 1
215423932 | Central HP <5.4 tons | YORK | HRCU-A-CB (Split System: Heat Pump with Remote Outdoor Unit-Air-Source) | HH860E2S11 | ADP |  | H,YE37*60+TXV | Y81E100C16SMPS1 | 44000 | 17 | 8.5 | 42000 | 32800 | 78.1% | 2 | 0 | 12 |  |  |  |  | R-454B | 3.6667 | Residential & Commercial | USHP | Ducted CEE Tier 1
216756688 | Central HP <5.4 tons | SMART COMFORT | HRCU-A-CB (Split System: Heat Pump with Remote Outdoor Unit-Air-Source) | D5CUHAH30AAK |  |  | EA*5X37M21A* | *80VTL1102122B* | 31000 | 15.2 | 9 | 34200 | 30200 | 88.3% | 1.8 | 0 | 9.5 |  |  |  |  | R-454B | 2.5833 | Residential & Commercial | USHP
212979895 | Central HP <5.4 tons | PAYNE HEATING AND COOLING | HRCU-A-CB (Split System: Heat Pump with Remote Outdoor Unit-Air-Source) | 38MURAQ24AB3* |  |  | CNPV*2417AL* | PG80MS(A,L)A42090B** | 23400 | 16.5 | 8.5 | 27000 | 24400 | 90.37% | 2.02 | 0 | 10 |  |  |  |  | R-410A | 1.95 | Residential & Commercial | USHP | Ducted CEE Tier 1
215870949 | Central HP <5.4 tons | YORK | HRCU-A-CB (Split System: Heat Pump with Remote Outdoor Unit-Air-Source) | HH836E2S11 | ADP |  | CX361B*35+TXV | YP9C060B12MP13 | 32600 | 17 | 8.5 | 29000 | 24800 | 85.52% | 2 | 0 | 11 |  |  |  |  | R-454B | 2.7167 | Residential & Commercial | USHP | Ducted CEE Tier 1
213075900 | Central HP <5.4 tons | PAYNE HEATING AND COOLING | HRCU-A-CB (Split System: Heat Pump with Remote Outdoor Unit-Air-Source) | 38MURAQ36AB3* |  |  | CAP**4221AL* | PG95MSUA60100C** | 35600 | 16 | 8.1 | 38500 | 35200 | 91.43% | 1.9 | 0 | 10 |  |  |  |  | R-410A | 2.9667 | Residential & Commercial | USHP | Ducted CEE Tier 1
215423946 | Central HP <5.4 tons | YORK | HRCU-A-CB (Split System: Heat Pump with Remote Outdoor Unit-Air-Source) | HH860E2S11 | ADP |  | H,YE36*60+TXV-BLEED | Y81E100C20SMPS1 | 51500 | 18 | 8.3 | 51500 | 38000 | 73.79% | 1.96 | 0 | 11 |  |  |  |  | R-454B | 4.2917 | Residential & Commercial | USHP | Ducted CEE Tier 1
215423377 | Central HP <5.4 tons | YORK | HRCU-A-CB (Split System: Heat Pump with Remote Outdoor Unit-Air-Source) | HH836E2S11 | ADP |  | H,YE35*36+TXV | Y81E100B12SMPS1 | 33000 | 18 | 8.5 | 28800 | 24400 | 84.72% | 2 | 0 | 11.7 |  |  |  |  | R-454B | 2.75 | Residential & Commercial | USHP | Ducted CEE Tier 1
215423396 | Central HP <5.4 tons | YORK | HRCU-A-CB (Split System: Heat Pump with Remote Outdoor Unit-Air-Source) | HH836E2S11 | ADP |  | H,YE34*36+TXV | Y81E120C20SMPS1 | 33000 | 18 | 8.35 | 30000 | 25000 | 83.33% | 1.98 | 0 | 10.5 |  |  |  |  | R-454B | 2.75 | Residential & Commercial | USHP | Ducted CEE Tier 1
215423962 | Central HP <5.4 tons | YORK | HRCU-A-CB (Split System: Heat Pump with Remote Outdoor Unit-Air-Source) | HH860E2S11 | ADP |  | H,YE36*60+TXV | Y81E120C16SMPS1 | 43500 | 17 | 8.4 | 41500 | 32600 | 78.55% | 1.98 | 0 | 11.7 |  |  |  |  | R-454B | 3.625 | Residential & Commercial | USHP | Ducted CEE Tier 1
215423965 | Central HP <5.4 tons | YORK | HRCU-A-CB (Split System: Heat Pump with Remote Outdoor Unit-Air-Source) | HH860E2S11 | ADP |  | H,YE2K*60+TXV | Y81E120C16SMPS1 | 43500 | 17 | 8.45 | 42000 | 32600 | 77.62% | 2 | 0 | 11.7 |  |  |  |  | R-454B | 3.625 | Residential & Commercial | USHP | Ducted CEE Tier 1
215423414 | Central HP <5.4 tons | YORK | HRCU-A-CB (Split System: Heat Pump with Remote Outdoor Unit-Air-Source) | HH836E2S11 | ADP |  | H,YE9J*36+TXV | Y91E080C20SMPS1 | 34200 | 17 | 8.1 | 30400 | 23800 | 78.29% | 2 | 0 | 10.5 |  |  |  |  | R-454B | 2.85 | Residential & Commercial | USHP | Ducted CEE Tier 1
214849120 | Central HP <5.4 tons | YORK | HRCU-A-CB (Split System: Heat Pump with Remote Outdoor Unit-Air-Source) | HMH72B341 | ADP |  | CV363*9 | Y81E040A12LMPS1 | 33200 | 18 | 8.5 | 31400 | 23000 | 73.25% | 2.06 | 0 | 10 |  |  |  |  | R-410A | 2.7667 | Residential & Commercial | USHP | Ducted CEE Tier 1
215423979 | Central HP <5.4 tons | YORK | HRCU-A-CB (Split System: Heat Pump with Remote Outdoor Unit-Air-Source) | HH860E2S11 | ADP |  | H,YE37*60+TXV | Y81E120C20SMPS1 | 51500 | 18 | 8.35 | 51500 | 38000 | 73.79% | 1.98 | 0 | 11 |  |  |  |  | R-454B | 4.2917 | Residential & Commercial | USHP | Ducted CEE Tier 1
212367441 | Central HP <5.4 tons | Bladex | HRCU-A-CB (Split System: Heat Pump with Remote Outdoor Unit-Air-Source) | BX30U-48HPHYHA |  |  | BLA-48HWAHU1 | 0 | 47000 | 15.6 | 9.4 | 50000 | 46000 | 92% | 1.9 | 8.5 | 8.2 |  |  |  |  | R-410A | 3.9167 | Residential & Commercial | USHP
215870950 | Central HP <5.4 tons | YORK | HRCU-A-CB (Split System: Heat Pump with Remote Outdoor Unit-Air-Source) | HH836E2S11 | ADP |  | CV365**C+TXV | YP9C060B12MP13 | 32200 | 16 | 8.4 | 29000 | 24800 | 85.52% | 1.98 | 0 | 10.5 |  |  |  |  | R-454B | 2.6833 | Residential & Commercial | USHP | Ducted CEE Tier 1
215870918 | Central HP <5.4 tons | YORK | HRCU-A-CB (Split System: Heat Pump with Remote Outdoor Unit-Air-Source) | HH824E2S11 | ADP |  | CX360B*35+TXV | Y81E060A12SMPS1 | 23000 | 17 | 8.85 | 21000 | 16900 | 80.48% | 1.98 | 0 | 12 |  |  |  |  | R-454B | 1.9167 | Residential & Commercial | USHP | Ducted CEE Tier 1
215423995 | Central HP <5.4 tons | YORK | HRCU-A-CB (Split System: Heat Pump with Remote Outdoor Unit-Air-Source) | HH860E2S11 | ADP |  | H,YE48*48+TXV | Y81E130D20SMPS1 | 45000 | 18 | 9 | 43000 | 33200 | 77.21% | 2 | 0 | 12 |  |  |  |  | R-454B | 3.75 | Residential & Commercial | USHP | Ducted CEE Tier 1
215424015 | Central HP <5.4 tons | YORK | HRCU-A-CB (Split System: Heat Pump with Remote Outdoor Unit-Air-Source) | HH860E2S11 | ADP |  | H,YE55*60+TXV | Y91E080C16SMPS1 | 45000 | 18 | 8.5 | 45000 | 33400 | 74.22% | 2 | 0 | 11.7 |  |  |  |  | R-454B | 3.75 | Residential & Commercial | USHP | Ducted CEE Tier 1
215424032 | Central HP <5.4 tons | YORK | HRCU-A-CB (Split System: Heat Pump with Remote Outdoor Unit-Air-Source) | HH860E2S11 | ADP |  | H,YE54*60+TXV | Y91E080C20SMPS1 | 44500 | 18 | 8.5 | 44500 | 33000 | 74.16% | 2 | 0 | 12 |  |  |  |  | R-454B | 3.7083 | Residential & Commercial | USHP | Ducted CEE Tier 1
215424063 | Central HP <5.4 tons | YORK | HRCU-A-CB (Split System: Heat Pump with Remote Outdoor Unit-Air-Source) | HH860E2S11 | ADP |  | H,YE3K*60+TXV | Y91E100C20SMPS1 | 45500 | 18 | 8.5 | 45000 | 33600 | 74.67% | 2 | 0 | 11.7 |  |  |  |  | R-454B | 3.7917 | Residential & Commercial | USHP | Ducted CEE Tier 1
215424130 | Central HP <5.4 tons | YORK | HRCU-A-CB (Split System: Heat Pump with Remote Outdoor Unit-Air-Source) | HH860E2S11 | ADP |  | H,YE3K*60+TXV | YP9C100C20MP13 | 44000 | 18 | 8.5 | 43000 | 33400 | 77.67% | 2 | 0 | 11 |  |  |  |  | R-454B | 3.6667 | Residential & Commercial | USHP | Ducted CEE Tier 1
215424131 | Central HP <5.4 tons | YORK | HRCU-A-CB (Split System: Heat Pump with Remote Outdoor Unit-Air-Source) | HH860E2S11 | ADP |  | H,YE48*60+TXV-BLEED | YP9C100C20MP13 | 44000 | 18 | 8.5 | 42500 | 33200 | 78.12% | 2 | 0 | 11.7 |  |  |  |  | R-454B | 3.6667 | Residential & Commercial | USHP | Ducted CEE Tier 1
214849140 | Central HP <5.4 tons | YORK | HRCU-A-CB (Split System: Heat Pump with Remote Outdoor Unit-Air-Source) | HMH72B341 | ADP |  | CV363*9 | Y81E080B12LMPS1 | 33200 | 18 | 8.5 | 31400 | 23000 | 73.25% | 2.04 | 0 | 10 |  |  |  |  | R-410A | 2.7667 | Residential & Commercial | USHP | Ducted CEE Tier 1
216019524 | Central HP <5.4 tons | YORK | HRCU-A-CB (Split System: Heat Pump with Remote Outdoor Unit-Air-Source) | HH860E2S11 | ADP |  | AX600CT | 0 | 46000 | 19 | 9 | 44000 | 33600 | 76.36% | 2.1 | 0 | 12 |  |  |  |  | R-454B | 3.8333 | Residential & Commercial | USHP | Ducted CEE Tier 1
213077360 | Central HP <5.4 tons | PAYNE HEATING AND COOLING | HRCU-A-CB (Split System: Heat Pump with Remote Outdoor Unit-Air-Source) | 38MURAQ36AB3* |  |  | CAP**3717AL* | PG96VTAB48080B** | 36000 | 15.5 | 8.5 | 38500 | 35200 | 91.43% | 2 | 0 | 10 |  |  |  |  | R-410A | 3 | Residential & Commercial | USHP | Ducted CEE Tier 1
213077830 | Central HP <5.4 tons | PAYNE HEATING AND COOLING | HRCU-A-CB (Split System: Heat Pump with Remote Outdoor Unit-Air-Source) | 38MURAQ36AB3* |  |  | CAP**3717AL* | PG80MS(A,L)A36045A** | 36000 | 15.2 | 8.5 | 38500 | 35200 | 91.43% | 2 | 0 | 10 |  |  |  |  | R-410A | 3 | Residential & Commercial | USHP | Ducted CEE Tier 1
213077878 | Central HP <5.4 tons | PAYNE HEATING AND COOLING | HRCU-A-CB (Split System: Heat Pump with Remote Outdoor Unit-Air-Source) | 38MURAQ36AB3* |  |  | CAP**3717AL* | PG80MS(A,L)A36070A** | 36000 | 15.5 | 8.5 | 38500 | 35000 | 90.91% | 2 | 0 | 10 |  |  |  |  | R-410A | 3 | Residential & Commercial | USHP | Ducted CEE Tier 1
213078071 | Central HP <5.4 tons | PAYNE HEATING AND COOLING | HRCU-A-CB (Split System: Heat Pump with Remote Outdoor Unit-Air-Source) | 38MURAQ36AB3* |  |  | CAP**3721AL* | PG80MS(A,L)A48070B** | 36600 | 16 | 8.5 | 38500 | 35000 | 90.91% | 2.06 | 0 | 10 |  |  |  |  | R-410A | 3.05 | Residential & Commercial | USHP | Ducted CEE Tier 1
213078207 | Central HP <5.4 tons | PAYNE HEATING AND COOLING | HRCU-A-CB (Split System: Heat Pump with Remote Outdoor Unit-Air-Source) | 38MURAQ36AB3* |  |  | CAP**4321AL* | PG80MS(A,L)A48070C** | 36400 | 16 | 8.5 | 38000 | 34800 | 91.58% | 2.06 | 0 | 10 |  |  |  |  | R-410A | 3.0333 | Residential & Commercial | USHP | Ducted CEE Tier 1
214849155 | Central HP <5.4 tons | YORK | HRCU-A-CB (Split System: Heat Pump with Remote Outdoor Unit-Air-Source) | HMH72B341 | ADP |  | CX360B935 | Y82E080B12LMPS1 | 33200 | 18 | 8.5 | 31400 | 23000 | 73.25% | 2.04 | 0 | 9.5 |  |  |  |  | R-410A | 2.7667 | Residential & Commercial | USHP
214849157 | Central HP <5.4 tons | YORK | HRCU-A-CB (Split System: Heat Pump with Remote Outdoor Unit-Air-Source) | HMH72B341 | ADP |  | CV361*9 | Y82E080B12LMPS1 | 33200 | 18 | 8.5 | 31400 | 23000 | 73.25% | 2.04 | 0 | 9.5 |  |  |  |  | R-410A | 2.7667 | Residential & Commercial | USHP
215425284 | Central HP <5.4 tons | YORK | HRCU-A-CB (Split System: Heat Pump with Remote Outdoor Unit-Air-Source) | HH836E2S11 | ADP |  | H,YE1K*36+TXV | TM8V100C16MP12 | 33600 | 18 | 8.5 | 30000 | 25200 | 84% | 2 | 0 | 11 |  |  |  |  | R-454B | 2.8 | Residential & Commercial | USHP | Ducted CEE Tier 1
216972358 | Central HP <5.4 tons | CARRIER | HRCU-A-CB (Split System: Heat Pump with Remote Outdoor Unit-Air-Source) | 27VNA154A*030* | ADP |  | V,C48H210P16*+TXV | 59TN7A080C21**20 | 48000 | 19 | 10.5 | 50500 | 53000 | 105% | 1.94 | 0 | 10.5 |  |  |  |  | R-454B | 4 | Residential & Commercial | USHP | Ducted CEE Tier 1
215425332 | Central HP <5.4 tons | YORK | HRCU-A-CB (Split System: Heat Pump with Remote Outdoor Unit-Air-Source) | HH860E2S11 | ADP |  | H,YE84*48+TXV | TL9E080C16UH11 | 44500 | 18 | 8.5 | 44000 | 34000 | 77.27% | 2 | 0 | 11 |  |  |  |  | R-454B | 3.7083 | Residential & Commercial | USHP | Ducted CEE Tier 1
215425334 | Central HP <5.4 tons | YORK | HRCU-A-CB (Split System: Heat Pump with Remote Outdoor Unit-Air-Source) | HH860E2S11 | ADP |  | H,YE72*60+TXV | TL9E100C20UH11 | 52000 | 18 | 8.5 | 51500 | 38000 | 73.79% | 2 | 0 | 11 |  |  |  |  | R-454B | 4.3333 | Residential & Commercial | USHP | Ducted CEE Tier 1
214056594 | Central HP <5.4 tons | Bladex | HRCU-A-C (Split System: Heat Pump with Remote Outdoor Unit with No Indoor Fan --Air Source) | BX30-24HPHYHA |  |  | BLCA-24HWAC1-UNC | 0 | 24000 | 16.1 | 9.8 | 25000 | 20000 | 80% | 2 | 0 | 10.7 |  |  |  |  | R-410A | 2 | Residential & Commercial | USHP | Ducted CEE Tier 1
212367432 | Central HP <5.4 tons | Bladex | HRCU-A-C (Split System: Heat Pump with Remote Outdoor Unit with No Indoor Fan --Air Source) | BX30U-18HPHYHA |  |  | BLC-24HWAC1 | 0 | 18000 | 16.1 | 9.5 | 19000 | 15000 | 78.95% | 2.2 | 11.6 | 11.7 |  |  |  |  | R-410A | 1.5 | Residential & Commercial | USHP | Ducted CEE Tier 1
212367434 | Central HP <5.4 tons | Bladex | HRCU-A-C (Split System: Heat Pump with Remote Outdoor Unit with No Indoor Fan --Air Source) | BX30U-30HPHYHA(X) |  |  | BLC-36HWAC1 | 0 | 30000 | 15.5 | 9.7 | 33000 | 27000 | 81.82% | 1.85 | 10.7 | 10.5 |  |  |  |  | R-410A | 2.5 | Residential & Commercial | USHP | Ducted CEE Tier 1
214610378 | Central HP <5.4 tons | Kepler | HRCU-A-C (Split System: Heat Pump with Remote Outdoor Unit with No Indoor Fan --Air Source) | AZPN/30WD |  |  | AZPN/C36WAC-UC | 0 | 30000 | 15.5 | 9.7 | 33000 | 27000 | 81.82% | 1.85 | 10.7 | 10.5 |  |  |  |  | R-410A | 2.5 | Residential & Commercial | USHP | Ducted CEE Tier 1
214489073 | Central HP <5.4 tons | Bladex | HRCU-A-C (Split System: Heat Pump with Remote Outdoor Unit with No Indoor Fan --Air Source) | BX31U-42HPHYHA |  |  | BLCB-36B18AC | 0 | 35000 | 15.5 | 8.6 | 38000 | 31600 | 83.16% | 1.85 | 0 | 10 |  |  |  |  | R-410A | 2.9167 | Residential & Commercial | USHP | Ducted CEE Tier 1
211243970 | Central HP <5.4 tons | PAYNE HEATING AND COOLING | HRCU-A-CB (Split System: Heat Pump with Remote Outdoor Unit-Air-Source) | 38MURAQ24AB3* |  |  | CNPV*2417AL* | PG80ESUA36040B** | 23600 | 17 | 8.5 | 26400 | 23800 | 90.15% | 1.98 | 0 | 10 |  |  |  |  | R-410A | 1.9667 | Residential & Commercial | USHP | Ducted CEE Tier 1
212367433 | Central HP <5.4 tons | Bladex | HRCU-A-C (Split System: Heat Pump with Remote Outdoor Unit with No Indoor Fan --Air Source) | BX30-24HPHYHA |  |  | BLC-24HWAC1 | 0 | 24000 | 16.5 | 9.5 | 25000 | 20000 | 80% | 1.95 | 11 | 10.7 |  |  |  |  | R-410A | 2 | Residential & Commercial | USHP | Ducted CEE Tier 1
211244123 | Central HP <5.4 tons | PAYNE HEATING AND COOLING | HRCU-A-CB (Split System: Heat Pump with Remote Outdoor Unit-Air-Source) | 38MURAQ24AB3* |  |  | CNPV*2417AL* | PG80ES(A,L)A36070B** | 23800 | 16 | 8.5 | 27000 | 23200 | 85.93% | 1.9 | 0 | 10 |  |  |  |  | R-410A | 1.9833 | Residential & Commercial | USHP | Ducted CEE Tier 1
211242965 | Central HP <5.4 tons | PAYNE HEATING AND COOLING | HRCU-A-CB (Split System: Heat Pump with Remote Outdoor Unit-Air-Source) | 38MURAQ24AB3* |  |  | CAP**3717AL* | PG95ESAA36060A** | 25000 | 16 | 8.5 | 26000 | 21200 | 81.54% | 1.76 | 0 | 10 |  |  |  |  | R-410A | 2.0833 | Residential & Commercial | USHP | Ducted CEE Tier 1
214610374 | Central HP <5.4 tons | Kepler | HRCU-A-C (Split System: Heat Pump with Remote Outdoor Unit with No Indoor Fan --Air Source) | AZPN/24WD |  |  | AZPN/A18WAC | 0 | 20000 | 16.3 | 10.2 | 25000 | 20000 | 80% | 2 | 0 | 11.7 |  |  |  |  | R-410A | 1.6667 | Residential & Commercial | USHP | Ducted CEE Tier 1
211243517 | Central HP <5.4 tons | PAYNE HEATING AND COOLING | HRCU-A-CB (Split System: Heat Pump with Remote Outdoor Unit-Air-Source) | 38MURAQ24AB3* |  |  | CAP**3721AL* | PG80ES(A,L)A48070C** | 25000 | 17 | 8.5 | 25600 | 20800 | 81.25% | 1.76 | 0 | 10.5 |  |  |  |  | R-410A | 2.0833 | Residential & Commercial | USHP | Ducted CEE Tier 1
211244400 | Central HP <5.4 tons | PAYNE HEATING AND COOLING | HRCU-A-CB (Split System: Heat Pump with Remote Outdoor Unit-Air-Source) | 38MURAQ24AB3* |  |  | CNPV*3014AL* | PG80ES(A,L)A36070A** | 24200 | 16.5 | 8.1 | 26200 | 23000 | 87.79% | 1.9 | 0 | 10.5 |  |  |  |  | R-410A | 2.0167 | Residential & Commercial | USHP | Ducted CEE Tier 1
215425336 | Central HP <5.4 tons | YORK | HRCU-A-CB (Split System: Heat Pump with Remote Outdoor Unit-Air-Source) | HH860E2S11 | ADP |  | H,YE74*60+TXV | TL9E100C20UH11 | 52000 | 19 | 8.5 | 51500 | 38000 | 73.79% | 2 | 0 | 11 |  |  |  |  | R-454B | 4.3333 | Residential & Commercial | USHP | Ducted CEE Tier 1
215425351 | Central HP <5.4 tons | YORK | HRCU-A-CB (Split System: Heat Pump with Remote Outdoor Unit-Air-Source) | HH860E2S11 | ADP |  | H,YE72*48+TXV | TM8E100C16MP11 | 44500 | 18 | 8.5 | 43500 | 33800 | 77.7% | 2 | 0 | 11 |  |  |  |  | R-454B | 3.7083 | Residential & Commercial | USHP | Ducted CEE Tier 1
215425352 | Central HP <5.4 tons | YORK | HRCU-A-CB (Split System: Heat Pump with Remote Outdoor Unit-Air-Source) | HH860E2S11 | ADP |  | H,YE72*60+TXV | TM8E100C16MP11 | 44500 | 18 | 8.5 | 43500 | 33800 | 77.7% | 2 | 0 | 11 |  |  |  |  | R-454B | 3.7083 | Residential & Commercial | USHP | Ducted CEE Tier 1
215425401 | Central HP <5.4 tons | YORK | HRCU-A-CB (Split System: Heat Pump with Remote Outdoor Unit-Air-Source) | HH860E2S11 | ADP |  | H,YE72*60+TXV | TM8V100C20MP12 | 44000 | 18 | 8.5 | 42500 | 33200 | 78.12% | 2 | 0 | 11.7 |  |  |  |  | R-454B | 3.6667 | Residential & Commercial | USHP | Ducted CEE Tier 1
215425402 | Central HP <5.4 tons | YORK | HRCU-A-CB (Split System: Heat Pump with Remote Outdoor Unit-Air-Source) | HH860E2S11 | ADP |  | H,YE3K*48+TXV | TM8V100C20MP12 | 44500 | 18 | 8.5 | 43000 | 33400 | 77.67% | 2 | 0 | 11 |  |  |  |  | R-454B | 3.7083 | Residential & Commercial | USHP | Ducted CEE Tier 1
215425416 | Central HP <5.4 tons | YORK | HRCU-A-CB (Split System: Heat Pump with Remote Outdoor Unit-Air-Source) | HH860E2S11 | ADP |  | H,YE74*60+TXV | TM8Y080C16MP11 | 44000 | 18 | 8.5 | 42000 | 33000 | 78.57% | 2 | 0 | 11.7 |  |  |  |  | R-454B | 3.6667 | Residential & Commercial | USHP | Ducted CEE Tier 1
215425417 | Central HP <5.4 tons | YORK | HRCU-A-CB (Split System: Heat Pump with Remote Outdoor Unit-Air-Source) | HH860E2S11 | ADP |  | H,YE84*48+TXV | TM8Y080C16MP11 | 44000 | 18 | 8.5 | 42000 | 33000 | 78.57% | 2 | 0 | 11.7 |  |  |  |  | R-454B | 3.6667 | Residential & Commercial | USHP | Ducted CEE Tier 1
215425435 | Central HP <5.4 tons | YORK | HRCU-A-CB (Split System: Heat Pump with Remote Outdoor Unit-Air-Source) | HH860E2S11 | ADP |  | H,YE74*60+TXV | TM8Y120C20MP11 | 53500 | 19 | 8.5 | 53000 | 39500 | 74.53% | 2 | 0 | 11 |  |  |  |  | R-454B | 4.4583 | Residential & Commercial | USHP | Ducted CEE Tier 1
211253515 | Central HP <5.4 tons | ECO AC | HRCU-A-CB (Split System: Heat Pump with Remote Outdoor Unit-Air-Source) | EHI-O18BAH |  |  | EHI-V18BA | 0 | 18000 | 18 | 9.3 | 19000 | 16500 | 86.84% | 2.04 | 12.5 | 12.4 |  |  |  |  | R-410A | 1.5 | Residential & Commercial | USHP | Ducted CEE Tier 1
213062287 | Central HP <5.4 tons | Kepler | HRCU-A-CB (Split System: Heat Pump with Remote Outdoor Unit-Air-Source) | AZPN/18WD |  |  | AZPN/18WAH | 0 | 18000 | 18 | 9.3 | 19000 | 16500 | 86.84% | 2.04 | 12.5 | 12.4 |  |  |  |  | R-410A | 1.5 | Residential & Commercial | USHP | Ducted CEE Tier 1
212976008 | Central HP <5.4 tons | PAYNE HEATING AND COOLING | HRCU-A-CB (Split System: Heat Pump with Remote Outdoor Unit-Air-Source) | 38MURAQ24AB3* |  |  | CAP**2517AL* | PG96VTAB48080B** | 24400 | 17 | 8.5 | 25400 | 21600 | 85.04% | 1.8 | 0 | 10 |  |  |  |  | R-410A | 2.0333 | Residential & Commercial | USHP | Ducted CEE Tier 1
215425484 | Central HP <5.4 tons | YORK | HRCU-A-CB (Split System: Heat Pump with Remote Outdoor Unit-Air-Source) | HH860E2S11 | ADP |  | H,YE84*48+TXV | TM9V100C16MP12 | 43500 | 18 | 8.5 | 42000 | 32800 | 78.1% | 2 | 0 | 11.7 |  |  |  |  | R-454B | 3.625 | Residential & Commercial | USHP | Ducted CEE Tier 1
215425519 | Central HP <5.4 tons | YORK | HRCU-A-CB (Split System: Heat Pump with Remote Outdoor Unit-Air-Source) | HH860E2S11 | ADP |  | H,YE74*60+TXV | TM9Y120D20MP11 | 53000 | 19 | 8.5 | 52500 | 39000 | 74.29% | 2 | 0 | 11 |  |  |  |  | R-454B | 4.4167 | Residential & Commercial | USHP | Ducted CEE Tier 1
215425552 | Central HP <5.4 tons | YORK | HRCU-A-CB (Split System: Heat Pump with Remote Outdoor Unit-Air-Source) | HH860E2S11 | ADP |  | H,YE3K*48+TXV | Y81E120C16SMPS1 | 44000 | 17 | 8.5 | 41500 | 32600 | 78.55% | 2 | 0 | 12 |  |  |  |  | R-454B | 3.6667 | Residential & Commercial | USHP | Ducted CEE Tier 1
215425567 | Central HP <5.4 tons | YORK | HRCU-A-CB (Split System: Heat Pump with Remote Outdoor Unit-Air-Source) | HH860E2S11 | ADP |  | H,YE72*48+TXV | Y91E080C16SMPS1 | 45000 | 18 | 8.5 | 45000 | 33400 | 74.22% | 2 | 0 | 11.7 |  |  |  |  | R-454B | 3.75 | Residential & Commercial | USHP | Ducted CEE Tier 1
215425570 | Central HP <5.4 tons | YORK | HRCU-A-CB (Split System: Heat Pump with Remote Outdoor Unit-Air-Source) | HH860E2S11 | ADP |  | H,YE1K*48+TXV | Y91E080C16SMPS1 | 44500 | 17 | 8.45 | 45000 | 33400 | 74.22% | 1.98 | 0 | 11.5 |  |  |  |  | R-454B | 3.7083 | Residential & Commercial | USHP | Ducted CEE Tier 1
215870939 | Central HP <5.4 tons | YORK | HRCU-A-CB (Split System: Heat Pump with Remote Outdoor Unit-Air-Source) | HH824E2S11 | ADP |  | CV363**C+TXV | YP9C060B12MP13 | 22400 | 17 | 8.8 | 21400 | 17200 | 80.37% | 1.96 | 0 | 11 |  |  |  |  | R-454B | 1.8667 | Residential & Commercial | USHP | Ducted CEE Tier 1
215425650 | Central HP <5.4 tons | YORK | HRCU-A-CB (Split System: Heat Pump with Remote Outdoor Unit-Air-Source) | HH824E2S11 | ADP |  | H,YE7J*24+TXV | TL9E060B12UH11 | 22400 | 17 | 8.8 | 21400 | 17700 | 82.71% | 1.96 | 0 | 11 |  |  |  |  | R-454B | 1.8667 | Residential & Commercial | USHP | Ducted CEE Tier 1
215425684 | Central HP <5.4 tons | YORK | HRCU-A-CB (Split System: Heat Pump with Remote Outdoor Unit-Air-Source) | HH824E2S11 | ADP |  | H,YE33*30+TXV | TM8V080B12MP12 | 22600 | 17 | 8.8 | 21400 | 17700 | 82.71% | 1.96 | 0 | 10.5 |  |  |  |  | R-454B | 1.8833 | Residential & Commercial | USHP | Ducted CEE Tier 1
212978633 | Central HP <5.4 tons | PAYNE HEATING AND COOLING | HRCU-A-CB (Split System: Heat Pump with Remote Outdoor Unit-Air-Source) | 38MURAQ24AB3* |  |  | CAP**2517AL* | PG80MS(A,L)A36070B** | 24400 | 17.5 | 8.5 | 25200 | 21600 | 85.71% | 1.82 | 0 | 10.5 |  |  |  |  | R-410A | 2.0333 | Residential & Commercial | USHP | Ducted CEE Tier 1
212979871 | Central HP <5.4 tons | PAYNE HEATING AND COOLING | HRCU-A-CB (Split System: Heat Pump with Remote Outdoor Unit-Air-Source) | 38MURAQ24AB3* |  |  | CAP**3717AL* | PG80MS(A,L)A42090B** | 24000 | 17 | 8.1 | 25200 | 22400 | 88.89% | 1.86 | 0 | 10 |  |  |  |  | R-410A | 2 | Residential & Commercial | USHP | Ducted CEE Tier 1
214302977 | Central HP <5.4 tons | RUUD | HRCU-A-CB (Split System: Heat Pump with Remote Outdoor Unit-Air-Source) | RD17AZ36AJ3N | ADP |  | H,RG82936 | R801V0504A17UHN | 33600 | 18 | 8.1 | 32600 | 29400 | 90.18% | 1.9 | 0 | 9.5 |  |  |  |  | R-410A | 2.8 | Residential & Commercial | USHP
212980587 | Central HP <5.4 tons | PAYNE HEATING AND COOLING | HRCU-A-CB (Split System: Heat Pump with Remote Outdoor Unit-Air-Source) | 38MURAQ24AB3* |  |  | CAP**3721AL* | PG80MS(A,L)A60090C** | 24000 | 17.5 | 8.5 | 25200 | 21800 | 86.51% | 1.82 | 0 | 10 |  |  |  |  | R-410A | 2 | Residential & Commercial | USHP | Ducted CEE Tier 1
215735529 | Central HP <5.4 tons | YORK | HRCU-A-CB (Split System: Heat Pump with Remote Outdoor Unit-Air-Source) | HH860E2S11 | ADP |  | H,YE35*48+TXV-BLEED | TM9Y080C16MP11 | 43000 | 16 | 8.3 | 42500 | 33400 | 78.59% | 1.96 | 0 | 10.5 |  |  |  |  | R-454B | 3.5833 | Residential & Commercial | USHP | Ducted CEE Tier 1
212510791 | Central HP <5.4 tons | RUNTRU | HRCU-A-CB (Split System: Heat Pump with Remote Outdoor Unit-Air-Source) | E4HL5036A1000A |  |  | 4TXCB004DS3 | A951X060BU4SAB | 30000 | 15.2 | 8.1 | 25000 | 18000 | 72% | 1.75 | 0 | 9.5 |  |  |  |  | R-410A | 2.5 | Residential & Commercial | USHP
214303019 | Central HP <5.4 tons | RUUD | HRCU-A-CB (Split System: Heat Pump with Remote Outdoor Unit-Air-Source) | RD17AZ36AJ3N | ADP |  | H,RG82936 | R962V0403A17M4S | 33600 | 18 | 8.1 | 32600 | 29200 | 89.57% | 1.9 | 0 | 9.5 |  |  |  |  | R-410A | 2.8 | Residential & Commercial | USHP
212978080 | Central HP <5.4 tons | PAYNE HEATING AND COOLING | HRCU-A-CB (Split System: Heat Pump with Remote Outdoor Unit-Air-Source) | 38MURAQ24AB3* |  |  | CAP**2414AL* | PG80MS(A,L)A36070A** | 23200 | 17 | 9 | 26800 | 26800 | 100% | 2.28 | 0 | 10 |  |  |  |  | R-410A | 1.9333 | Residential & Commercial | USHP | Ducted CEE Tier 1
212978164 | Central HP <5.4 tons | PAYNE HEATING AND COOLING | HRCU-A-CB (Split System: Heat Pump with Remote Outdoor Unit-Air-Source) | 38MURAQ24AB3* |  |  | CNPV*2414AL* | PG80MS(A,L)A36070A** | 23200 | 17 | 8.5 | 26800 | 25400 | 94.78% | 2.14 | 0 | 10 |  |  |  |  | R-410A | 1.9333 | Residential & Commercial | USHP | Ducted CEE Tier 1
214776307 | Central HP <5.4 tons | YORK | HRCU-A-CB (Split System: Heat Pump with Remote Outdoor Unit-Air-Source) | HH824E2S11 | ADP |  | CH368A*C+TXV | TL8E060A12UH11 | 22800 | 17 | 8.9 | 21400 | 17500 | 81.78% | 1.98 | 0 | 11.5 |  |  |  |  | R-454B | 1.9 | Residential & Commercial | USHP | Ducted CEE Tier 1
214776321 | Central HP <5.4 tons | YORK | HRCU-A-CB (Split System: Heat Pump with Remote Outdoor Unit-Air-Source) | HH824E2S11 | ADP |  | CV360**C+TXV | TM9E040A10MP12 | 21800 | 16 | 8.45 | 21200 | 17700 | 83.49% | 1.9 | 0 | 10 |  |  |  |  | R-454B | 1.8167 | Residential & Commercial | USHP | Ducted CEE Tier 1
214776371 | Central HP <5.4 tons | YORK | HRCU-A-CB (Split System: Heat Pump with Remote Outdoor Unit-Air-Source) | HH824E2S11 | ADP |  | CX360A*35+TXV | Y81E060A12SMPS1 | 22200 | 17 | 8.65 | 20800 | 16900 | 81.25% | 1.94 | 0 | 11.5 |  |  |  |  | R-454B | 1.85 | Residential & Commercial | USHP | Ducted CEE Tier 1
215424531 | Central HP <5.4 tons | YORK | HRCU-A-CB (Split System: Heat Pump with Remote Outdoor Unit-Air-Source) | HH824E2S11 | ADP |  | H,YE7J*36+TXV-BLEED | TM9E060B12MP12 | 23000 | 16 | 9 | 21400 | 17900 | 83.64% | 2 | 0 | 11.7 |  |  |  |  | R-454B | 1.9167 | Residential & Commercial | USHP | Ducted CEE Tier 1
215424548 | Central HP <5.4 tons | YORK | HRCU-A-CB (Split System: Heat Pump with Remote Outdoor Unit-Air-Source) | HH824E2S11 | ADP |  | H,YE33*36+TXV | TM9V040A10MP12 | 22400 | 16 | 8.8 | 21400 | 17100 | 79.91% | 1.96 | 0 | 10.5 |  |  |  |  | R-454B | 1.8667 | Residential & Commercial | USHP | Ducted CEE Tier 1
215424567 | Central HP <5.4 tons | YORK | HRCU-A-CB (Split System: Heat Pump with Remote Outdoor Unit-Air-Source) | HH824E2S11 | ADP |  | H,YE7J*36+TXV-BLEED | TM9V080B12MP12 | 22400 | 17 | 8.8 | 21400 | 17300 | 80.84% | 1.96 | 0 | 11.5 |  |  |  |  | R-454B | 1.8667 | Residential & Commercial | USHP | Ducted CEE Tier 1
213075948 | Central HP <5.4 tons | PAYNE HEATING AND COOLING | HRCU-A-CB (Split System: Heat Pump with Remote Outdoor Unit-Air-Source) | 38MURAQ36AB3* |  |  | CAP**4824AL* | PG95MSUA60100C** | 36000 | 16.5 | 8.5 | 38000 | 34800 | 91.58% | 2.04 | 0 | 10 |  |  |  |  | R-410A | 3 | Residential & Commercial | USHP | Ducted CEE Tier 1
213075984 | Central HP <5.4 tons | PAYNE HEATING AND COOLING | HRCU-A-CB (Split System: Heat Pump with Remote Outdoor Unit-Air-Source) | 38MURAQ36AB3* |  |  | CNPV*4821AL* | PG95MSUA60100C** | 36200 | 16.5 | 8.1 | 38500 | 35000 | 90.91% | 2.02 | 0 | 10.5 |  |  |  |  | R-410A | 3.0167 | Residential & Commercial | USHP | Ducted CEE Tier 1
213076509 | Central HP <5.4 tons | PAYNE HEATING AND COOLING | HRCU-A-CB (Split System: Heat Pump with Remote Outdoor Unit-Air-Source) | 38MURAQ36AB3* |  |  | CAP**4221AL* | PG80VTLB48070B** | 35000 | 16 | 8.1 | 38500 | 35000 | 90.91% | 1.86 | 0 | 9.5 |  |  |  |  | R-410A | 2.9167 | Residential & Commercial | USHP
213076520 | Central HP <5.4 tons | PAYNE HEATING AND COOLING | HRCU-A-CB (Split System: Heat Pump with Remote Outdoor Unit-Air-Source) | 38MURAQ36AB3* |  |  | CAP**4321AL* | PG80VTLB48070B** | 36200 | 16 | 8.5 | 38000 | 34800 | 91.58% | 2.04 | 0 | 10 |  |  |  |  | R-410A | 3.0167 | Residential & Commercial | USHP | Ducted CEE Tier 1
213076575 | Central HP <5.4 tons | PAYNE HEATING AND COOLING | HRCU-A-CB (Split System: Heat Pump with Remote Outdoor Unit-Air-Source) | 38MURAQ36AB3* |  |  | CNPV*4821AL* | PG80VTLB48070B** | 35600 | 16 | 8.1 | 38500 | 35000 | 90.91% | 1.98 | 0 | 10 |  |  |  |  | R-410A | 2.9667 | Residential & Commercial | USHP | Ducted CEE Tier 1
213076718 | Central HP <5.4 tons | PAYNE HEATING AND COOLING | HRCU-A-CB (Split System: Heat Pump with Remote Outdoor Unit-Air-Source) | 38MURAQ36AB3* |  |  | CNPV*4824AL* | PG80VTLB60090C** | 36000 | 16.5 | 8.1 | 38500 | 35000 | 90.91% | 2 | 0 | 10 |  |  |  |  | R-410A | 3 | Residential & Commercial | USHP | Ducted CEE Tier 1
213077438 | Central HP <5.4 tons | PAYNE HEATING AND COOLING | HRCU-A-CB (Split System: Heat Pump with Remote Outdoor Unit-Air-Source) | 38MURAQ36AB3* |  |  | CNPV*4217AL* | PG96VTAB48080B** | 35800 | 15.5 | 8.1 | 39000 | 35200 | 90.26% | 1.96 | 0 | 10 |  |  |  |  | R-410A | 2.9833 | Residential & Commercial | USHP | Ducted CEE Tier 1
215424580 | Central HP <5.4 tons | YORK | HRCU-A-CB (Split System: Heat Pump with Remote Outdoor Unit-Air-Source) | HH824E2S11 | ADP |  | H,YE8J*36+TXV | TM9Y040A10MP11 | 22600 | 16 | 8.45 | 21000 | 16900 | 80.48% | 1.98 | 0 | 10.5 |  |  |  |  | R-454B | 1.8833 | Residential & Commercial | USHP | Ducted CEE Tier 1
215424630 | Central HP <5.4 tons | YORK | HRCU-A-CB (Split System: Heat Pump with Remote Outdoor Unit-Air-Source) | HH824E2S11 | ADP |  | H,YE7J*36+TXV-BLEED | Y82E060A12LMPS1 | 22400 | 18 | 8.8 | 21400 | 17300 | 80.84% | 1.96 | 0 | 11.5 |  |  |  |  | R-454B | 1.8667 | Residential & Commercial | USHP | Ducted CEE Tier 1
215424650 | Central HP <5.4 tons | YORK | HRCU-A-CB (Split System: Heat Pump with Remote Outdoor Unit-Air-Source) | HH824E2S11 | ADP |  | H,YE7J*36+TXV | Y91E026A08SMPS1 | 22400 | 17 | 8.3 | 21400 | 16900 | 78.97% | 1.96 | 0 | 11.5 |  |  |  |  | R-454B | 1.8667 | Residential & Commercial | USHP | Ducted CEE Tier 1
215425584 | Central HP <5.4 tons | YORK | HRCU-A-CB (Split System: Heat Pump with Remote Outdoor Unit-Air-Source) | HH860E2S11 | ADP |  | H,YE49*48+TXV | Y91E080C20SMPS1 | 44500 | 18 | 8.5 | 44500 | 33000 | 74.16% | 2 | 0 | 12 |  |  |  |  | R-454B | 3.7083 | Residential & Commercial | USHP | Ducted CEE Tier 1
215425601 | Central HP <5.4 tons | YORK | HRCU-A-CB (Split System: Heat Pump with Remote Outdoor Unit-Air-Source) | HH860E2S11 | ADP |  | H,YE72*60+TXV | Y91E100C20SMPS1 | 45500 | 18 | 8.5 | 45000 | 33600 | 74.67% | 2 | 0 | 11.7 |  |  |  |  | R-454B | 3.7917 | Residential & Commercial | USHP | Ducted CEE Tier 1
215425602 | Central HP <5.4 tons | YORK | HRCU-A-CB (Split System: Heat Pump with Remote Outdoor Unit-Air-Source) | HH860E2S11 | ADP |  | H,YE3K*48+TXV | Y91E100C20SMPS1 | 45500 | 18 | 8.5 | 45000 | 33600 | 74.67% | 2 | 0 | 11.7 |  |  |  |  | R-454B | 3.7917 | Residential & Commercial | USHP | Ducted CEE Tier 1
214776423 | Central HP <5.4 tons | YORK | HRCU-A-CB (Split System: Heat Pump with Remote Outdoor Unit-Air-Source) | HH860E2S11 | ADP |  | CV607**C+TXV | TL8E080C16UH11 | 44500 | 18 | 8.5 | 43500 | 33800 | 77.7% | 2 | 0 | 11 |  |  |  |  | R-454B | 3.7083 | Residential & Commercial | USHP | Ducted CEE Tier 1
214776455 | Central HP <5.4 tons | YORK | HRCU-A-CB (Split System: Heat Pump with Remote Outdoor Unit-Air-Source) | HH860E2S11 | ADP |  | CH602**A+TXV | TL9E080C16UH11 | 44500 | 18 | 8.5 | 44000 | 34000 | 77.27% | 2 | 0 | 11 |  |  |  |  | R-454B | 3.7083 | Residential & Commercial | USHP | Ducted CEE Tier 1
212979133 | Central HP <5.4 tons | PAYNE HEATING AND COOLING | HRCU-A-CB (Split System: Heat Pump with Remote Outdoor Unit-Air-Source) | 38MURAQ24AB3* |  |  | CAP**2517AL* | PG80MS(A,L)A48070B** | 24200 | 17.5 | 8.5 | 25200 | 21800 | 86.51% | 1.82 | 0 | 10 |  |  |  |  | R-410A | 2.0167 | Residential & Commercial | USHP | Ducted CEE Tier 1
212980996 | Central HP <5.4 tons | PAYNE HEATING AND COOLING | HRCU-A-CB (Split System: Heat Pump with Remote Outdoor Unit-Air-Source) | 38MURAQ24AB3* |  |  | CAP**3721AL* | PG80MS(A,L)A60110C** | 24800 | 17.5 | 8.5 | 25600 | 21200 | 82.81% | 1.8 | 0 | 10.5 |  |  |  |  | R-410A | 2.0667 | Residential & Commercial | USHP | Ducted CEE Tier 1
212981798 | Central HP <5.4 tons | PAYNE HEATING AND COOLING | HRCU-A-CB (Split System: Heat Pump with Remote Outdoor Unit-Air-Source) | 38MURAQ24AB3* |  |  | CNPV*3617AL* | PG80MSUA60100C** | 23800 | 16.5 | 8.5 | 26400 | 24000 | 90.91% | 1.98 | 0 | 10.5 |  |  |  |  | R-410A | 1.9833 | Residential & Commercial | USHP | Ducted CEE Tier 1
213077947 | Central HP <5.4 tons | PAYNE HEATING AND COOLING | HRCU-A-CB (Split System: Heat Pump with Remote Outdoor Unit-Air-Source) | 38MURAQ36AB3* |  |  | CAP**3721AL* | PG80MS(A,L)A36070B** | 36200 | 16 | 8.5 | 38000 | 34800 | 91.58% | 2.04 | 0 | 10 |  |  |  |  | R-410A | 3.0167 | Residential & Commercial | USHP | Ducted CEE Tier 1
213078281 | Central HP <5.4 tons | PAYNE HEATING AND COOLING | HRCU-A-CB (Split System: Heat Pump with Remote Outdoor Unit-Air-Source) | 38MURAQ36AB3* |  |  | CAP**3717AL* | PG80MS(A,L)A42090B** | 36200 | 16 | 8.5 | 38500 | 35000 | 90.91% | 2.02 | 0 | 10 |  |  |  |  | R-410A | 3.0167 | Residential & Commercial | USHP | Ducted CEE Tier 1
213078488 | Central HP <5.4 tons | PAYNE HEATING AND COOLING | HRCU-A-CB (Split System: Heat Pump with Remote Outdoor Unit-Air-Source) | 38MURAQ36AB3* |  |  | CAP**3621AL* | PG80MS(A,L)A60090C** | 35200 | 16.5 | 8.1 | 38500 | 35200 | 91.43% | 1.84 | 0 | 9.5 |  |  |  |  | R-410A | 2.9333 | Residential & Commercial | USHP
213079251 | Central HP <5.4 tons | PAYNE HEATING AND COOLING | HRCU-A-CB (Split System: Heat Pump with Remote Outdoor Unit-Air-Source) | 38MURAQ36AB3* |  |  | CAP**4321AL* | PG80MSUA60080C** | 36600 | 16.5 | 8.5 | 38000 | 34600 | 91.05% | 2.08 | 0 | 10 |  |  |  |  | R-410A | 3.05 | Residential & Commercial | USHP | Ducted CEE Tier 1
213079335 | Central HP <5.4 tons | PAYNE HEATING AND COOLING | HRCU-A-CB (Split System: Heat Pump with Remote Outdoor Unit-Air-Source) | 38MURAQ36AB3* |  |  | CAP**3617AL* | PG92MSAA36060A** | 35000 | 15.5 | 8.1 | 38500 | 35200 | 91.43% | 1.82 | 0 | 9.5 |  |  |  |  | R-410A | 2.9167 | Residential & Commercial | USHP
213079533 | Central HP <5.4 tons | PAYNE HEATING AND COOLING | HRCU-A-CB (Split System: Heat Pump with Remote Outdoor Unit-Air-Source) | 38MURAQ36AB3* |  |  | CAP**3717AL* | PG92MSAA48080B** | 36400 | 15.5 | 8.5 | 38500 | 35000 | 90.91% | 2.02 | 0 | 10 |  |  |  |  | R-410A | 3.0333 | Residential & Commercial | USHP | Ducted CEE Tier 1
213080101 | Central HP <5.4 tons | PAYNE HEATING AND COOLING | HRCU-A-CB (Split System: Heat Pump with Remote Outdoor Unit-Air-Source) | 38MURAQ36AB3* |  |  | CNPV*4217AL* | PG96MSAA48080B** | 35600 | 15.5 | 8.1 | 38500 | 35200 | 91.43% | 1.94 | 0 | 10 |  |  |  |  | R-410A | 2.9667 | Residential & Commercial | USHP | Ducted CEE Tier 1
214776491 | Central HP <5.4 tons | YORK | HRCU-A-CB (Split System: Heat Pump with Remote Outdoor Unit-Air-Source) | HH860E2S11 | ADP |  | CH600D*C+TXV | TM9E080C20MP12 | 52000 | 18 | 8.3 | 53000 | 39500 | 74.53% | 1.96 | 0 | 10.5 |  |  |  |  | R-454B | 4.3333 | Residential & Commercial | USHP | Ducted CEE Tier 1
214776504 | Central HP <5.4 tons | YORK | HRCU-A-CB (Split System: Heat Pump with Remote Outdoor Unit-Air-Source) | HH860E2S11 | ADP |  | CV481**C+TXV | TM9E100C16MP12 | 43500 | 17 | 8.3 | 44000 | 34000 | 77.27% | 1.96 | 0 | 10.5 |  |  |  |  | R-454B | 3.625 | Residential & Commercial | USHP | Ducted CEE Tier 1
214776506 | Central HP <5.4 tons | YORK | HRCU-A-CB (Split System: Heat Pump with Remote Outdoor Unit-Air-Source) | HH860E2S11 | ADP |  | CH604**C+TXV | TM9E100C16MP12 | 44500 | 18 | 8.5 | 44000 | 34000 | 77.27% | 2 | 0 | 11 |  |  |  |  | R-454B | 3.7083 | Residential & Commercial | USHP | Ducted CEE Tier 1
215425300 | Central HP <5.4 tons | YORK | HRCU-A-CB (Split System: Heat Pump with Remote Outdoor Unit-Air-Source) | HH836E2S11 | ADP |  | H,YE1K*36+TXV | TM9V100C20MP12 | 33800 | 18 | 8.5 | 30600 | 25400 | 83.01% | 2 | 0 | 11 |  |  |  |  | R-454B | 2.8167 | Residential & Commercial | USHP | Ducted CEE Tier 1
214776390 | Central HP <5.4 tons | YORK | HRCU-A-CB (Split System: Heat Pump with Remote Outdoor Unit-Air-Source) | HH836E2S11 | ADP |  | CV361**C+TXV | TM9V060B12MP12 | 31800 | 16 | 8.2 | 28800 | 24800 | 86.11% | 1.94 | 0 | 10.5 |  |  |  |  | R-454B | 2.65 | Residential & Commercial | USHP | Ducted CEE Tier 1
214776404 | Central HP <5.4 tons | YORK | HRCU-A-CB (Split System: Heat Pump with Remote Outdoor Unit-Air-Source) | HH836E2S11 | ADP |  | CX361B*35+TXV | Y81E080B12SMPS1 | 32800 | 18 | 8.5 | 28400 | 24400 | 85.92% | 2 | 0 | 11.7 |  |  |  |  | R-454B | 2.7333 | Residential & Commercial | USHP | Ducted CEE Tier 1
214776405 | Central HP <5.4 tons | YORK | HRCU-A-CB (Split System: Heat Pump with Remote Outdoor Unit-Air-Source) | HH836E2S11 | ADP |  | CV365**C+TXV | Y81E080B12SMPS1 | 32400 | 17 | 8.4 | 28400 | 24400 | 85.92% | 1.98 | 0 | 11.5 |  |  |  |  | R-454B | 2.7 | Residential & Commercial | USHP | Ducted CEE Tier 1
214776539 | Central HP <5.4 tons | YORK | HRCU-A-CB (Split System: Heat Pump with Remote Outdoor Unit-Air-Source) | HH860E2S11 | ADP |  | CX601C*35+TXV | TM9E120D20MP12 | 53000 | 19 | 8.5 | 52500 | 39000 | 74.29% | 2 | 0 | 11 |  |  |  |  | R-454B | 4.4167 | Residential & Commercial | USHP | Ducted CEE Tier 1
214776555 | Central HP <5.4 tons | YORK | HRCU-A-CB (Split System: Heat Pump with Remote Outdoor Unit-Air-Source) | HH860E2S11 | ADP |  | CV601**C+TXV | TM9V080C16MP12 | 43500 | 17 | 8.5 | 42000 | 33000 | 78.57% | 2 | 0 | 11 |  |  |  |  | R-454B | 3.625 | Residential & Commercial | USHP | Ducted CEE Tier 1
214776557 | Central HP <5.4 tons | YORK | HRCU-A-CB (Split System: Heat Pump with Remote Outdoor Unit-Air-Source) | HH860E2S11 | ADP |  | CH605D*C+TXV | TM9V080C16MP12 | 43500 | 18 | 8.5 | 42000 | 33000 | 78.57% | 2 | 0 | 11 |  |  |  |  | R-454B | 3.625 | Residential & Commercial | USHP | Ducted CEE Tier 1
214776573 | Central HP <5.4 tons | YORK | HRCU-A-CB (Split System: Heat Pump with Remote Outdoor Unit-Air-Source) | HH860E2S11 | ADP |  | CX601C*35+TXV | TM9V100C16MP12 | 43500 | 18 | 8.5 | 42000 | 32800 | 78.1% | 2 | 0 | 11.7 |  |  |  |  | R-454B | 3.625 | Residential & Commercial | USHP | Ducted CEE Tier 1
215424664 | Central HP <5.4 tons | YORK | HRCU-A-CB (Split System: Heat Pump with Remote Outdoor Unit-Air-Source) | HH824E2S11 | ADP |  | H,YE32*36+TXV | Y91E060A10SMPS1 | 22200 | 17 | 8.2 | 21200 | 17200 | 81.13% | 1.94 | 0 | 11.5 |  |  |  |  | R-454B | 1.85 | Residential & Commercial | USHP | Ducted CEE Tier 1
215424667 | Central HP <5.4 tons | YORK | HRCU-A-CB (Split System: Heat Pump with Remote Outdoor Unit-Air-Source) | HH824E2S11 | ADP |  | H,YE7J*30+TXV | Y91E060A10SMPS1 | 22400 | 17 | 8.3 | 21400 | 17200 | 80.37% | 1.96 | 0 | 11.5 |  |  |  |  | R-454B | 1.8667 | Residential & Commercial | USHP | Ducted CEE Tier 1
214776574 | Central HP <5.4 tons | YORK | HRCU-A-CB (Split System: Heat Pump with Remote Outdoor Unit-Air-Source) | HH860E2S11 | ADP |  | CH605D*C+TXV | TM9V100C16MP12 | 43500 | 18 | 8.5 | 42000 | 32800 | 78.1% | 2 | 0 | 11.7 |  |  |  |  | R-454B | 3.625 | Residential & Commercial | USHP | Ducted CEE Tier 1
214776589 | Central HP <5.4 tons | YORK | HRCU-A-CB (Split System: Heat Pump with Remote Outdoor Unit-Air-Source) | HH860E2S11 | ADP |  | CV605**C+TXV | TM9V100C20MP12 | 44000 | 18 | 8.5 | 42500 | 33200 | 78.12% | 2 | 0 | 11.7 |  |  |  |  | R-454B | 3.6667 | Residential & Commercial | USHP | Ducted CEE Tier 1
215424682 | Central HP <5.4 tons | YORK | HRCU-A-CB (Split System: Heat Pump with Remote Outdoor Unit-Air-Source) | HH824E2S11 | ADP |  | H,YE32*36+TXV | Y91E080B12SMPS1 | 22200 | 17 | 8.65 | 21200 | 17400 | 82.08% | 1.94 | 0 | 11.5 |  |  |  |  | R-454B | 1.85 | Residential & Commercial | USHP | Ducted CEE Tier 1
214610376 | Central HP <5.4 tons | Kepler | HRCU-A-C (Split System: Heat Pump with Remote Outdoor Unit with No Indoor Fan --Air Source) | AZPN/24WD |  |  | AZPN/B24WAC-UC | 0 | 24000 | 16.5 | 9.5 | 25000 | 20000 | 80% | 1.95 | 11 | 10.7 |  |  |  |  | R-410A | 2 | Residential & Commercial | USHP | Ducted CEE Tier 1
213928539 | Central HP <5.4 tons | SUMMIT LIVING PRODUCTS | HRCU-A-CB (Split System: Heat Pump with Remote Outdoor Unit-Air-Source) | SMI-55HFN1-M |  |  | SMI-60HWFN1-M | 0 | 55000 | 15.3 | 9.4 | 59000 | 48500 | 82.2% | 1.91 | 9 | 8.8 |  |  |  |  | R-410A | 4.5833 | Residential & Commercial | USHP
211239222 | Central HP <5.4 tons | PAYNE HEATING AND COOLING | HRCU-A-CB (Split System: Heat Pump with Remote Outdoor Unit-Air-Source) | 38MURAQ24AB3* |  |  | FJ4DN*B24L* | 0 | 24000 | 16 | 9 | 26400 | 23400 | 88.64% | 1.92 | 0 | 10 |  |  |  |  | R-410A | 2 | Residential & Commercial | USHP | Ducted CEE Tier 1
211240255 | Central HP <5.4 tons | PAYNE HEATING AND COOLING | HRCU-A-CB (Split System: Heat Pump with Remote Outdoor Unit-Air-Source) | 38MURAQ24AB3* |  |  | CAP**2414AL* | PG80VTLA36045A** | 23800 | 16.5 | 8.5 | 26800 | 24000 | 89.55% | 1.98 | 0 | 10 |  |  |  |  | R-410A | 1.9833 | Residential & Commercial | USHP | Ducted CEE Tier 1
211240575 | Central HP <5.4 tons | PAYNE HEATING AND COOLING | HRCU-A-CB (Split System: Heat Pump with Remote Outdoor Unit-Air-Source) | 38MURAQ24AB3* |  |  | CAP**2417AL* | PG95ESAA36060A** | 24000 | 15.5 | 8.5 | 27200 | 23600 | 86.76% | 1.92 | 0 | 10 |  |  |  |  | R-410A | 2 | Residential & Commercial | USHP | Ducted CEE Tier 1
211240675 | Central HP <5.4 tons | PAYNE HEATING AND COOLING | HRCU-A-CB (Split System: Heat Pump with Remote Outdoor Unit-Air-Source) | 38MURAQ24AB3* |  |  | CAP**2417AL* | PG92ESAA36060A** | 23200 | 16.5 | 8.5 | 26400 | 25800 | 97.73% | 2.18 | 0 | 10 |  |  |  |  | R-410A | 1.9333 | Residential & Commercial | USHP | Ducted CEE Tier 1
215424700 | Central HP <5.4 tons | YORK | HRCU-A-CB (Split System: Heat Pump with Remote Outdoor Unit-Air-Source) | HH824E2S11 | ADP |  | H,YE32*36+TXV | YP9C080B12MP13 | 22200 | 17 | 8.65 | 21200 | 17300 | 81.6% | 1.94 | 0 | 11.5 |  |  |  |  | R-454B | 1.85 | Residential & Commercial | USHP | Ducted CEE Tier 1
214776638 | Central HP <5.4 tons | YORK | HRCU-A-CB (Split System: Heat Pump with Remote Outdoor Unit-Air-Source) | HH860E2S11 | ADP |  | CV609**A+TXV | TMLE080C20MP11 | 53500 | 19 | 8.5 | 53000 | 39500 | 74.53% | 2 | 0 | 11 |  |  |  |  | R-454B | 4.4583 | Residential & Commercial | USHP | Ducted CEE Tier 1
214776655 | Central HP <5.4 tons | YORK | HRCU-A-CB (Split System: Heat Pump with Remote Outdoor Unit-Air-Source) | HH860E2S11 | ADP |  | CV602D*A+TXV | TMLE100C16MP11 | 44500 | 18 | 8.5 | 43500 | 33800 | 77.7% | 2 | 0 | 11 |  |  |  |  | R-454B | 3.7083 | Residential & Commercial | USHP | Ducted CEE Tier 1
214776773 | Central HP <5.4 tons | YORK | HRCU-A-CB (Split System: Heat Pump with Remote Outdoor Unit-Air-Source) | HH860E2S11 | ADP |  | CV609**A+TXV | Y81E100C20SMPS1 | 53000 | 19 | 8.5 | 51500 | 38000 | 73.79% | 2 | 0 | 11.7 |  |  |  |  | R-454B | 4.4167 | Residential & Commercial | USHP | Ducted CEE Tier 1
214776840 | Central HP <5.4 tons | YORK | HRCU-A-CB (Split System: Heat Pump with Remote Outdoor Unit-Air-Source) | HH860E2S11 | ADP |  | CV600**C+TXV | YPLC080C16MP13 | 43000 | 17 | 8.4 | 42000 | 32800 | 78.1% | 1.98 | 0 | 11.5 |  |  |  |  | R-454B | 3.5833 | Residential & Commercial | USHP | Ducted CEE Tier 1
214776875 | Central HP <5.4 tons | YORK | HRCU-A-CB (Split System: Heat Pump with Remote Outdoor Unit-Air-Source) | HH860E2S11 | ADP |  | CV602D*A+TXV | YPLC100C20MP13 | 53000 | 19 | 8.5 | 52000 | 38500 | 74.04% | 2 | 0 | 11 |  |  |  |  | R-454B | 4.4167 | Residential & Commercial | USHP | Ducted CEE Tier 1
214776889 | Central HP <5.4 tons | YORK | HRCU-A-CB (Split System: Heat Pump with Remote Outdoor Unit-Air-Source) | HH860E2S11 | ADP |  | CV601**C+TXV | YPLC120C20MP13 | 52000 | 18 | 8.35 | 52000 | 38500 | 74.04% | 1.98 | 0 | 10.5 |  |  |  |  | R-454B | 4.3333 | Residential & Commercial | USHP | Ducted CEE Tier 1
214776905 | Central HP <5.4 tons | YORK | HRCU-A-CB (Split System: Heat Pump with Remote Outdoor Unit-Air-Source) | HH860E2S11 | ADP |  | CV609**A+TXV | YPLC120C20MP13 | 53000 | 19 | 8.5 | 52000 | 38500 | 74.04% | 2 | 0 | 11 |  |  |  |  | R-454B | 4.4167 | Residential & Commercial | USHP | Ducted CEE Tier 1
212971645 | Central HP <5.4 tons | PAYNE HEATING AND COOLING | HRCU-A-CB (Split System: Heat Pump with Remote Outdoor Unit-Air-Source) | 38MURAQ24AB3* |  |  | CAP**3017AL* | PG80VTLB48070B** | 23600 | 17 | 8.5 | 26000 | 24000 | 92.31% | 2 | 0 | 10 |  |  |  |  | R-410A | 1.9667 | Residential & Commercial | USHP | Ducted CEE Tier 1
212972412 | Central HP <5.4 tons | PAYNE HEATING AND COOLING | HRCU-A-CB (Split System: Heat Pump with Remote Outdoor Unit-Air-Source) | 38MURAQ24AB3* |  |  | CAP**3721AL* | PG80VTLB66110C** | 24400 | 17.5 | 8.5 | 25400 | 21600 | 85.04% | 1.8 | 0 | 10.5 |  |  |  |  | R-410A | 2.0333 | Residential & Commercial | USHP | Ducted CEE Tier 1
212975355 | Central HP <5.4 tons | PAYNE HEATING AND COOLING | HRCU-A-CB (Split System: Heat Pump with Remote Outdoor Unit-Air-Source) | 38MURAQ24AB3* |  |  | CNPV*3617AL* | PG96VTAB36040B** | 23200 | 16 | 8.1 | 26200 | 24800 | 94.66% | 2.06 | 0 | 10 |  |  |  |  | R-410A | 1.9333 | Residential & Commercial | USHP | Ducted CEE Tier 1
212976073 | Central HP <5.4 tons | PAYNE HEATING AND COOLING | HRCU-A-CB (Split System: Heat Pump with Remote Outdoor Unit-Air-Source) | 38MURAQ24AB3* |  |  | CAP**3721AL* | PG96VTAB48080B** | 24600 | 17 | 8.5 | 25200 | 21200 | 84.13% | 1.78 | 0 | 10.5 |  |  |  |  | R-410A | 2.05 | Residential & Commercial | USHP | Ducted CEE Tier 1
211241075 | Central HP <5.4 tons | PAYNE HEATING AND COOLING | HRCU-A-CB (Split System: Heat Pump with Remote Outdoor Unit-Air-Source) | 38MURAQ24AB3* |  |  | CAP**2517AL* | PG80ES(A,L)A36045B** | 24800 | 17 | 8.5 | 25600 | 21200 | 82.81% | 1.78 | 0 | 10.5 |  |  |  |  | R-410A | 2.0667 | Residential & Commercial | USHP | Ducted CEE Tier 1
211241342 | Central HP <5.4 tons | PAYNE HEATING AND COOLING | HRCU-A-CB (Split System: Heat Pump with Remote Outdoor Unit-Air-Source) | 38MURAQ24AB3* |  |  | CAP**3014AL* | PG92ESAA36060A** | 23400 | 16.5 | 8.5 | 25800 | 24400 | 94.57% | 2.02 | 0 | 10 |  |  |  |  | R-410A | 1.95 | Residential & Commercial | USHP | Ducted CEE Tier 1
211241661 | Central HP <5.4 tons | PAYNE HEATING AND COOLING | HRCU-A-CB (Split System: Heat Pump with Remote Outdoor Unit-Air-Source) | 38MURAQ24AB3* |  |  | CAP**3017AL* | PG80ES(A,L)A36070B** | 24400 | 16.5 | 8.5 | 26400 | 22800 | 86.36% | 1.88 | 0 | 10 |  |  |  |  | R-410A | 2.0333 | Residential & Commercial | USHP | Ducted CEE Tier 1
211242063 | Central HP <5.4 tons | PAYNE HEATING AND COOLING | HRCU-A-CB (Split System: Heat Pump with Remote Outdoor Unit-Air-Source) | 38MURAQ24AB3* |  |  | CAP**3617AL* | PG96VTAA42060B** | 24000 | 16.5 | 8.5 | 26000 | 22800 | 87.69% | 1.88 | 0 | 10 |  |  |  |  | R-410A | 2 | Residential & Commercial | USHP | Ducted CEE Tier 1
211242899 | Central HP <5.4 tons | PAYNE HEATING AND COOLING | HRCU-A-CB (Split System: Heat Pump with Remote Outdoor Unit-Air-Source) | 38MURAQ24AB3* |  |  | CAP**3717AL* | PG80VTLA36045A** | 24800 | 16.5 | 8.5 | 25600 | 21400 | 83.59% | 1.8 | 0 | 10 |  |  |  |  | R-410A | 2.0667 | Residential & Commercial | USHP | Ducted CEE Tier 1
211243029 | Central HP <5.4 tons | PAYNE HEATING AND COOLING | HRCU-A-CB (Split System: Heat Pump with Remote Outdoor Unit-Air-Source) | 38MURAQ24AB3* |  |  | CAP**3717AL* | PG80ES(A,L)A36045B** | 24600 | 16.5 | 8.5 | 25600 | 21600 | 84.38% | 1.8 | 0 | 10 |  |  |  |  | R-410A | 2.05 | Residential & Commercial | USHP | Ducted CEE Tier 1
216972181 | Central HP <5.4 tons | CARRIER | HRCU-A-CB (Split System: Heat Pump with Remote Outdoor Unit-Air-Source) | 27VNA154A*030* | ADP |  | C60A***L16*+TXV | 59MN7C060C21**20 | 47000 | 18 | 10.9 | 51500 | 53000 | 102.9% | 1.88 | 0 | 10 |  |  |  |  | R-454B | 3.9167 | Residential & Commercial | USHP | Ducted CEE Tier 1
216972230 | Central HP <5.4 tons | CARRIER | HRCU-A-CB (Split System: Heat Pump with Remote Outdoor Unit-Air-Source) | 27VNA154A*030* | ADP |  | V,C48H210P16*+TXV | 59MN7C080C21**20 | 48000 | 19 | 10.5 | 50500 | 52000 | 103% | 2 | 0 | 10.5 |  |  |  |  | R-454B | 4 | Residential & Commercial | USHP | Ducted CEE Tier 1
212982302 | Central HP <5.4 tons | PAYNE HEATING AND COOLING | HRCU-A-CB (Split System: Heat Pump with Remote Outdoor Unit-Air-Source) | 38MURAQ24AB3* |  |  | CAP**3717AL* | PG80MSUA36040B** | 24200 | 16.5 | 8.5 | 25200 | 22000 | 87.3% | 1.84 | 0 | 10 |  |  |  |  | R-410A | 2.0167 | Residential & Commercial | USHP | Ducted CEE Tier 1
214303002 | Central HP <5.4 tons | RUUD | HRCU-A-CB (Split System: Heat Pump with Remote Outdoor Unit-Air-Source) | RD17AZ36AJ3N | ADP |  | H,RG47936 | R921V0403A17M4S | 34200 | 18 | 8.1 | 32600 | 29200 | 89.57% | 1.9 | 0 | 10 |  |  |  |  | R-410A | 2.85 | Residential & Commercial | USHP | Ducted CEE Tier 1
214303006 | Central HP <5.4 tons | RUUD | HRCU-A-CB (Split System: Heat Pump with Remote Outdoor Unit-Air-Source) | RD17AZ36AJ3N | ADP |  | H,RG47936 | R921V0703A17M4S | 34200 | 18 | 8.1 | 32600 | 29200 | 89.57% | 1.9 | 0 | 10 |  |  |  |  | R-410A | 2.85 | Residential & Commercial | USHP | Ducted CEE Tier 1
214303022 | Central HP <5.4 tons | RUUD | HRCU-A-CB (Split System: Heat Pump with Remote Outdoor Unit-Air-Source) | RD17AZ36AJ3N | ADP |  | H,RG47936 | R962V0703A17M4S | 34200 | 18 | 8.1 | 32600 | 29200 | 89.57% | 1.9 | 0 | 10 |  |  |  |  | R-410A | 2.85 | Residential & Commercial | USHP | Ducted CEE Tier 1
212978200 | Central HP <5.4 tons | PAYNE HEATING AND COOLING | HRCU-A-CB (Split System: Heat Pump with Remote Outdoor Unit-Air-Source) | 38MURAQ24AB3* |  |  | CNPV*3017AL* | PG80MS(A,L)A36070A** | 23600 | 17 | 8.1 | 26000 | 24000 | 92.31% | 2 | 0 | 10.5 |  |  |  |  | R-410A | 1.9667 | Residential & Commercial | USHP | Ducted CEE Tier 1
212978666 | Central HP <5.4 tons | PAYNE HEATING AND COOLING | HRCU-A-CB (Split System: Heat Pump with Remote Outdoor Unit-Air-Source) | 38MURAQ24AB3* |  |  | CAP**3621AL* | PG80MS(A,L)A36070B** | 23600 | 17.5 | 8.5 | 26000 | 24000 | 92.31% | 2 | 0 | 10 |  |  |  |  | R-410A | 1.9667 | Residential & Commercial | USHP | Ducted CEE Tier 1
213076707 | Central HP <5.4 tons | PAYNE HEATING AND COOLING | HRCU-A-CB (Split System: Heat Pump with Remote Outdoor Unit-Air-Source) | 38MURAQ36AB3* |  |  | CNPV*4821AL* | PG80VTLB60090C** | 36000 | 16.5 | 8.1 | 38500 | 35000 | 90.91% | 2 | 0 | 10 |  |  |  |  | R-410A | 3 | Residential & Commercial | USHP | Ducted CEE Tier 1
213076741 | Central HP <5.4 tons | PAYNE HEATING AND COOLING | HRCU-A-CB (Split System: Heat Pump with Remote Outdoor Unit-Air-Source) | 38MURAQ36AB3* |  |  | CAP**3721AL* | PG80VTLB66110C** | 36400 | 16 | 8.5 | 38000 | 34800 | 91.58% | 2.06 | 0 | 10 |  |  |  |  | R-410A | 3.0333 | Residential & Commercial | USHP | Ducted CEE Tier 1
213307890 | Central HP <5.4 tons | Bladex | HRCU-A-C (Split System: Heat Pump with Remote Outdoor Unit with No Indoor Fan --Air Source) | BX30U-30HPHYHA(X) |  |  | BLCB-36B18AC | 0 | 29000 | 15.2 | 8.5 | 31000 | 22600 | 72.9% | 1.8 | 0 | 10 |  |  |  |  | R-410A | 2.4167 | Residential & Commercial | USHP | Ducted CEE Tier 1
215735525 | Central HP <5.4 tons | YORK | HRCU-A-CB (Split System: Heat Pump with Remote Outdoor Unit-Air-Source) | HH860E2S11 | ADP |  | H,YE35*48+TXV-BLEED | TM8V080C16MP12 | 42500 | 17 | 8.3 | 42000 | 32800 | 78.1% | 1.96 | 0 | 11 |  |  |  |  | R-454B | 3.5417 | Residential & Commercial | USHP | Ducted CEE Tier 1
213077925 | Central HP <5.4 tons | PAYNE HEATING AND COOLING | HRCU-A-CB (Split System: Heat Pump with Remote Outdoor Unit-Air-Source) | 38MURAQ36AB3* |  |  | CAP**3621AL* | PG80MS(A,L)A36070B** | 34800 | 16 | 8.1 | 38500 | 35200 | 91.43% | 1.82 | 0 | 9.5 |  |  |  |  | R-410A | 2.9 | Residential & Commercial | USHP
213078411 | Central HP <5.4 tons | PAYNE HEATING AND COOLING | HRCU-A-CB (Split System: Heat Pump with Remote Outdoor Unit-Air-Source) | 38MURAQ36AB3* |  |  | CAP**4221AL* | PG80MS(A,L)A48090C** | 35200 | 16.5 | 8.1 | 38500 | 35000 | 90.91% | 1.88 | 0 | 10 |  |  |  |  | R-410A | 2.9333 | Residential & Commercial | USHP | Ducted CEE Tier 1
213078677 | Central HP <5.4 tons | PAYNE HEATING AND COOLING | HRCU-A-CB (Split System: Heat Pump with Remote Outdoor Unit-Air-Source) | 38MURAQ36AB3* |  |  | CAP**4824AL* | PG80MS(A,L)A60110C** | 36200 | 16.5 | 8.5 | 38000 | 34800 | 91.58% | 2.06 | 0 | 10 |  |  |  |  | R-410A | 3.0167 | Residential & Commercial | USHP | Ducted CEE Tier 1
216367895 | Central HP <5.4 tons | BRYANT HEATING AND COOLING SYSTEMS | HRCU-A-CB (Split System: Heat Pump with Remote Outdoor Unit-Air-Source) | 38MURAQ36AB3* | ADP |  | V,C36H175P149 | 935SB48060M17*** | 35000 | 16 | 8.1 | 36800 | 34600 | 94.02% | 1.86 | 0 | 9.5 |  |  |  |  | R-410A | 2.9167 | Residential & Commercial | USHP
212972643 | Central HP <5.4 tons | PAYNE HEATING AND COOLING | HRCU-A-CB (Split System: Heat Pump with Remote Outdoor Unit-Air-Source) | 38MURAQ36AB3* |  |  | CAP**4824AL* | PG80VTLB66135D** | 35800 | 16.5 | 8.5 | 37800 | 34800 | 92.06% | 2 | 0 | 10 |  |  |  |  | R-410A | 2.9833 | Residential & Commercial | USHP | Ducted CEE Tier 1
212975256 | Central HP <5.4 tons | PAYNE HEATING AND COOLING | HRCU-A-CB (Split System: Heat Pump with Remote Outdoor Unit-Air-Source) | 38MURAQ24AB3* |  |  | CAP**2417AL* | PG96VTAB36040B** | 23400 | 16 | 8.5 | 27000 | 26200 | 97.04% | 2.18 | 0 | 9.5 |  |  |  |  | R-410A | 1.95 | Residential & Commercial | USHP
212975674 | Central HP <5.4 tons | PAYNE HEATING AND COOLING | HRCU-A-CB (Split System: Heat Pump with Remote Outdoor Unit-Air-Source) | 38MURAQ24AB3* |  |  | CAP**3017AL* | PG96VTAB36060A** | 23400 | 16.5 | 8.5 | 26400 | 24800 | 93.94% | 2.06 | 0 | 10 |  |  |  |  | R-410A | 1.95 | Residential & Commercial | USHP | Ducted CEE Tier 1
212383266 | Central HP <5.4 tons | PAYNE HEATING AND COOLING | HRCU-A-CB (Split System: Heat Pump with Remote Outdoor Unit-Air-Source) | 38MURAQ36AB3* |  |  | CAP**3621AL* | PG80VTLA66110C** | 36000 | 15.5 | 8.1 | 39500 | 35200 | 89.11% | 1.84 | 0 | 10 |  |  |  |  | R-410A | 3 | Residential & Commercial | USHP | Ducted CEE Tier 1
213080137 | Central HP <5.4 tons | PAYNE HEATING AND COOLING | HRCU-A-CB (Split System: Heat Pump with Remote Outdoor Unit-Air-Source) | 38MURAQ36AB3* |  |  | CAP**3621AL* | PG96MSAA60080C** | 35200 | 16 | 8.1 | 39000 | 35200 | 90.26% | 1.84 | 0 | 9.5 |  |  |  |  | R-410A | 2.9333 | Residential & Commercial | USHP
213080562 | Central HP <5.4 tons | PAYNE HEATING AND COOLING | HRCU-A-CB (Split System: Heat Pump with Remote Outdoor Unit-Air-Source) | 38MURAQ36AB3* |  |  | CAP**4321AL* | PG95MSUA36040B** | 36200 | 15.5 | 8.5 | 38500 | 35000 | 90.91% | 2.04 | 0 | 10 |  |  |  |  | R-410A | 3.0167 | Residential & Commercial | USHP | Ducted CEE Tier 1
215735531 | Central HP <5.4 tons | YORK | HRCU-A-CB (Split System: Heat Pump with Remote Outdoor Unit-Air-Source) | HH824E2S11 | ADP |  | H,YE31*30+TXV-BLEED | TM8V080B12MP12 | 21800 | 17 | 8.5 | 21200 | 17700 | 83.49% | 1.9 | 0 | 10 |  |  |  |  | R-454B | 1.8167 | Residential & Commercial | USHP | Ducted CEE Tier 1
215735563 | Central HP <5.4 tons | YORK | HRCU-A-CB (Split System: Heat Pump with Remote Outdoor Unit-Air-Source) | HH860E2S11 | ADP |  | H,YE1K*48+TXV-BLEED | TM9Y080C16MP11 | 43500 | 16 | 8.45 | 42500 | 33400 | 78.59% | 1.98 | 0 | 10.5 |  |  |  |  | R-454B | 3.625 | Residential & Commercial | USHP | Ducted CEE Tier 1
216981018 | Central HP <5.4 tons | YORK | HRCU-A-CB (Split System: Heat Pump with Remote Outdoor Unit-Air-Source) | HH860E2S11 | ADP |  | V,Y60H210P19*+TXV-BLEED | TM8V100C20MP12 | 53500 | 19 | 9 | 52000 | 38500 | 74.04% | 2 | 0 | 11 |  |  |  |  | R-454B | 4.4583 | Residential & Commercial | USHP | Ducted CEE Tier 1
213075912 | Central HP <5.4 tons | PAYNE HEATING AND COOLING | HRCU-A-CB (Split System: Heat Pump with Remote Outdoor Unit-Air-Source) | 38MURAQ36AB3* |  |  | CAP**4224AL* | PG95MSUA60100C** | 35600 | 16 | 8.1 | 38500 | 35200 | 91.43% | 1.9 | 0 | 10 |  |  |  |  | R-410A | 2.9667 | Residential & Commercial | USHP | Ducted CEE Tier 1
213077969 | Central HP <5.4 tons | PAYNE HEATING AND COOLING | HRCU-A-CB (Split System: Heat Pump with Remote Outdoor Unit-Air-Source) | 38MURAQ36AB3* |  |  | CAP**4321AL* | PG80MS(A,L)A36070B** | 36200 | 16 | 8.5 | 38000 | 34800 | 91.58% | 2.04 | 0 | 10 |  |  |  |  | R-410A | 3.0167 | Residential & Commercial | USHP | Ducted CEE Tier 1
213078002 | Central HP <5.4 tons | PAYNE HEATING AND COOLING | HRCU-A-CB (Split System: Heat Pump with Remote Outdoor Unit-Air-Source) | 38MURAQ36AB3* |  |  | CNPV*4217AL* | PG80MS(A,L)A36070B** | 35600 | 16 | 8.1 | 38500 | 35000 | 90.91% | 1.94 | 0 | 10 |  |  |  |  | R-410A | 2.9667 | Residential & Commercial | USHP | Ducted CEE Tier 1
213078317 | Central HP <5.4 tons | PAYNE HEATING AND COOLING | HRCU-A-CB (Split System: Heat Pump with Remote Outdoor Unit-Air-Source) | 38MURAQ36AB3* |  |  | CAP**4321AL* | PG80MS(A,L)A42090B** | 36200 | 16.5 | 8.5 | 38000 | 34800 | 91.58% | 2.04 | 0 | 10 |  |  |  |  | R-410A | 3.0167 | Residential & Commercial | USHP | Ducted CEE Tier 1
211244089 | Central HP <5.4 tons | PAYNE HEATING AND COOLING | HRCU-A-CB (Split System: Heat Pump with Remote Outdoor Unit-Air-Source) | 38MURAQ24AB3* |  |  | CNPV*2417AL* | PG96VTAA42060B** | 23400 | 16 | 8.5 | 26600 | 23800 | 89.47% | 1.96 | 0 | 10 |  |  |  |  | R-410A | 1.95 | Residential & Commercial | USHP | Ducted CEE Tier 1
212510781 | Central HP <5.4 tons | RUNTRU | HRCU-A-CB (Split System: Heat Pump with Remote Outdoor Unit-Air-Source) | E4HL5018A1000A |  |  | 4TXCB003DS3 | A951X040BU3SAB | 20000 | 15.2 | 8.5 | 20000 | 18000 | 90% | 1.85 | 0 | 9 |  |  |  |  | R-410A | 1.6667 | Residential & Commercial | USHP
212510782 | Central HP <5.4 tons | RUNTRU | HRCU-A-CB (Split System: Heat Pump with Remote Outdoor Unit-Air-Source) | E4HL5018A1000A |  |  | 4TXCB003DS3 | A952V040BU3SAD | 20000 | 15.2 | 8.5 | 20000 | 18000 | 90% | 1.85 | 0 | 9 |  |  |  |  | R-410A | 1.6667 | Residential & Commercial | USHP
212916825 | Central HP <5.4 tons | Bladex | HRCU-A-C (Split System: Heat Pump with Remote Outdoor Unit with No Indoor Fan --Air Source) | BX30U-18HPHYHA |  |  | BLC-24HWAC1-UNC | 0 | 18000 | 16.1 | 9.5 | 19000 | 15000 | 78.95% | 2.2 | 11.6 | 11.7 |  |  |  |  | R-410A | 1.5 | Residential & Commercial | USHP | Ducted CEE Tier 1
212367438 | Central HP <5.4 tons | Bladex | HRCU-A-CB (Split System: Heat Pump with Remote Outdoor Unit-Air-Source) | BX30-24HPHYHA |  |  | BLA-24HWAHU1 | 0 | 24000 | 17.4 | 10 | 24000 | 22600 | 94.17% | 1.91 | 12.5 | 11.7 |  |  |  |  | R-410A | 2 | Residential & Commercial | USHP | Ducted CEE Tier 1
212383425 | Central HP <5.4 tons | PAYNE HEATING AND COOLING | HRCU-A-CB (Split System: Heat Pump with Remote Outdoor Unit-Air-Source) | 38MURAQ36AB3* |  |  | CAP**3721AL* | PG80VTLA60090C** | 36200 | 16 | 8.5 | 38500 | 34800 | 90.39% | 2.06 | 0 | 10 |  |  |  |  | R-410A | 3.0167 | Residential & Commercial | USHP | Ducted CEE Tier 1
212367440 | Central HP <5.4 tons | Bladex | HRCU-A-CB (Split System: Heat Pump with Remote Outdoor Unit-Air-Source) | BX31U-36HPHYHA |  |  | BLA-36HWAHU1 | 0 | 36000 | 16 | 9.5 | 40000 | 34400 | 86% | 1.97 | 10.5 | 10 |  |  |  |  | R-410A | 3 | Residential & Commercial | USHP | Ducted CEE Tier 1
215218872 | Central HP <5.4 tons | York | HRCU-A-CB (Split System: Heat Pump with Remote Outdoor Unit-Air-Source) | YMSJYH048BAAND-X |  |  | YMSJXC048BAAN--5 | 0 | 45000 | 17.5 | 9 | 47000 | 33000 | 70.21% | 1.9 | 12.5 | 11.7 |  |  |  |  | R-410A | 3.75 | Residential & Commercial | USHP | Ducted CEE Tier 1
212978248 | Central HP <5.4 tons | PAYNE HEATING AND COOLING | HRCU-A-CB (Split System: Heat Pump with Remote Outdoor Unit-Air-Source) | 38MURAQ18AB3* |  |  | CAP**2417AL* | PG80MS(A,L)A36070A** | 17600 | 16.5 | 8.5 | 18500 | 19400 | 104.9% | 2.34 | 0 | 10.5 |  |  |  |  | R-410A | 1.4667 | Residential & Commercial | USHP | Ducted CEE Tier 1
212978284 | Central HP <5.4 tons | PAYNE HEATING AND COOLING | HRCU-A-CB (Split System: Heat Pump with Remote Outdoor Unit-Air-Source) | 38MURAQ18AB3* |  |  | CAP**3017AL* | PG80MS(A,L)A36070A** | 17400 | 16.5 | 8.5 | 17900 | 18700 | 104.5% | 2.24 | 0 | 10.5 |  |  |  |  | R-410A | 1.45 | Residential & Commercial | USHP | Ducted CEE Tier 1
212982410 | Central HP <5.4 tons | PAYNE HEATING AND COOLING | HRCU-A-CB (Split System: Heat Pump with Remote Outdoor Unit-Air-Source) | 38MURAQ18AB3* |  |  | CAP**3017AL* | PG80MSUA36040B** | 17500 | 16 | 8.5 | 18100 | 18500 | 102.2% | 2.24 | 0 | 10.5 |  |  |  |  | R-410A | 1.4583 | Residential & Commercial | USHP | Ducted CEE Tier 1
212983698 | Central HP <5.4 tons | PAYNE HEATING AND COOLING | HRCU-A-CB (Split System: Heat Pump with Remote Outdoor Unit-Air-Source) | 38MURAQ18AB3* |  |  | CNPV*2414AL* | PG92MSAA36060A** | 17500 | 16 | 8.5 | 18500 | 19200 | 103.8% | 2.3 | 0 | 11 |  |  |  |  | R-410A | 1.4583 | Residential & Commercial | USHP | Ducted CEE Tier 1
215402190 | Central HP <5.4 tons | RUNTRU | HRCU-A-CB (Split System: Heat Pump with Remote Outdoor Unit-Air-Source) | E4HL5018A1000A |  |  | 4TXCB003DS3 | A952V040BU3SB | 20000 | 15.2 | 8.5 | 20000 | 18000 | 90% | 1.85 | 0 | 9 |  |  |  |  | R-410A | 1.6667 | Residential & Commercial | USHP
213078713 | Central HP <5.4 tons | PAYNE HEATING AND COOLING | HRCU-A-CB (Split System: Heat Pump with Remote Outdoor Unit-Air-Source) | 38MURAQ36AB3* |  |  | CNPV*4821AL* | PG80MS(A,L)A60110C** | 36400 | 16.5 | 8.1 | 38500 | 35000 | 90.91% | 2.02 | 0 | 10.5 |  |  |  |  | R-410A | 3.0333 | Residential & Commercial | USHP | Ducted CEE Tier 1
212971634 | Central HP <5.4 tons | PAYNE HEATING AND COOLING | HRCU-A-CB (Split System: Heat Pump with Remote Outdoor Unit-Air-Source) | 38MURAQ24AB3* |  |  | CAP**2517AL* | PG80VTLB48070B** | 24200 | 17 | 8.5 | 25200 | 21600 | 85.71% | 1.82 | 0 | 10 |  |  |  |  | R-410A | 2.0167 | Residential & Commercial | USHP | Ducted CEE Tier 1
212971667 | Central HP <5.4 tons | PAYNE HEATING AND COOLING | HRCU-A-CB (Split System: Heat Pump with Remote Outdoor Unit-Air-Source) | 38MURAQ24AB3* |  |  | CAP**3621AL* | PG80VTLB48070B** | 23800 | 17 | 8.5 | 26200 | 23600 | 90.08% | 1.96 | 0 | 10 |  |  |  |  | R-410A | 1.9833 | Residential & Commercial | USHP | Ducted CEE Tier 1
212971733 | Central HP <5.4 tons | PAYNE HEATING AND COOLING | HRCU-A-CB (Split System: Heat Pump with Remote Outdoor Unit-Air-Source) | 38MURAQ24AB3* |  |  | CNPV*3621AL* | PG80VTLB48070B** | 23600 | 17 | 8.5 | 26400 | 24200 | 91.67% | 2 | 0 | 10.5 |  |  |  |  | R-410A | 1.9667 | Residential & Commercial | USHP | Ducted CEE Tier 1
215735540 | Central HP <5.4 tons | YORK | HRCU-A-CB (Split System: Heat Pump with Remote Outdoor Unit-Air-Source) | HH824E2S11 | ADP |  | H,YE33*36+TXV-BLEED | TM9Y040A10MP11 | 22400 | 16 | 8.3 | 21000 | 16900 | 80.48% | 1.96 | 0 | 10.5 |  |  |  |  | R-454B | 1.8667 | Residential & Commercial | USHP | Ducted CEE Tier 1
215735547 | Central HP <5.4 tons | YORK | HRCU-A-CB (Split System: Heat Pump with Remote Outdoor Unit-Air-Source) | HH824E2S11 | ADP |  | H,YE31*30+TXV-BLEED | Y82E080B12LMPS1 | 21800 | 18 | 8.95 | 21200 | 17500 | 82.55% | 1.9 | 0 | 11 |  |  |  |  | R-454B | 1.8167 | Residential & Commercial | USHP | Ducted CEE Tier 1
215471339 | Central HP <5.4 tons | MIDEA | HRCU-A-CB (Split System: Heat Pump with Remote Outdoor Unit-Air-Source) | MO1HE-H18B-2A |  |  | MAUSE-H18B-2A | 0 | 18000 | 19 | 10.1 | 18000 | 18600 | 103.3% | 2.12 | 0 | 12.5 |  |  |  |  | R-454B | 1.5 | Residential & Commercial | USHP | Ducted CEE Tier 1
212384688 | Central HP <5.4 tons | PAYNE HEATING AND COOLING | HRCU-A-CB (Split System: Heat Pump with Remote Outdoor Unit-Air-Source) | 38MURAQ36AB3* |  |  | CNPV*4221AL* | PG92ESAA60100C** | 36200 | 15.5 | 8.1 | 39500 | 35200 | 89.11% | 1.9 | 0 | 10 |  |  |  |  | R-410A | 3.0167 | Residential & Commercial | USHP | Ducted CEE Tier 1
216626012 | Central HP <5.4 tons | NAPOLEON | HRCU-A-CB (Split System: Heat Pump with Remote Outdoor Unit-Air-Source) | WSEHV2436BA1-N |  |  | WPFX24A-N | 0 | 24000 | 18 | 10 | 24000 | 24000 | 100% | 2 | 0 | 12 |  |  |  |  | R-454B | 2 | Residential & Commercial | USHP | Ducted CEE Tier 1
212971925 | Central HP <5.4 tons | PAYNE HEATING AND COOLING | HRCU-A-CB (Split System: Heat Pump with Remote Outdoor Unit-Air-Source) | 38MURAQ18AB3* |  |  | CNPV*2417AL* | PG80VTLB48090B** | 17500 | 16 | 8.5 | 18500 | 19200 | 103.8% | 2.3 | 0 | 10.5 |  |  |  |  | R-410A | 1.4583 | Residential & Commercial | USHP | Ducted CEE Tier 1
212978152 | Central HP <5.4 tons | PAYNE HEATING AND COOLING | HRCU-A-CB (Split System: Heat Pump with Remote Outdoor Unit-Air-Source) | 38MURAQ24AB3* |  |  | CAP**3717AL* | PG80MS(A,L)A36070A** | 24000 | 17.5 | 8.5 | 25200 | 22200 | 88.1% | 1.86 | 0 | 10 |  |  |  |  | R-410A | 2 | Residential & Commercial | USHP | Ducted CEE Tier 1
212978721 | Central HP <5.4 tons | PAYNE HEATING AND COOLING | HRCU-A-CB (Split System: Heat Pump with Remote Outdoor Unit-Air-Source) | 38MURAQ24AB3* |  |  | CNPV*3617AL* | PG80MS(A,L)A36070B** | 23400 | 17 | 8.1 | 25800 | 24200 | 93.8% | 2.04 | 0 | 10.5 |  |  |  |  | R-410A | 1.95 | Residential & Commercial | USHP | Ducted CEE Tier 1
212978346 | Central HP <5.4 tons | PAYNE HEATING AND COOLING | HRCU-A-CB (Split System: Heat Pump with Remote Outdoor Unit-Air-Source) | 38MURAQ18AB3* |  |  | CNPV*3017AL* | PG80MS(A,L)A36070A** | 17400 | 16.5 | 8.1 | 18000 | 18700 | 103.9% | 2.26 | 0 | 11 |  |  |  |  | R-410A | 1.45 | Residential & Commercial | USHP | Ducted CEE Tier 1
212982374 | Central HP <5.4 tons | PAYNE HEATING AND COOLING | HRCU-A-CB (Split System: Heat Pump with Remote Outdoor Unit-Air-Source) | 38MURAQ18AB3* |  |  | CAP**1917AL* | PG80MSUA36040B** | 17800 | 16 | 8.1 | 17900 | 17700 | 98.88% | 2.14 | 0 | 10.5 |  |  |  |  | R-410A | 1.4833 | Residential & Commercial | USHP | Ducted CEE Tier 1
212970956 | Central HP <5.4 tons | PAYNE HEATING AND COOLING | HRCU-A-CB (Split System: Heat Pump with Remote Outdoor Unit-Air-Source) | 38MURAQ18AB3* |  |  | CNPV*3017AL* | PG80VTLB36045A** | 17400 | 16.5 | 8.1 | 17900 | 18600 | 103.9% | 2.24 | 0 | 11 |  |  |  |  | R-410A | 1.45 | Residential & Commercial | USHP | Ducted CEE Tier 1
212971722 | Central HP <5.4 tons | PAYNE HEATING AND COOLING | HRCU-A-CB (Split System: Heat Pump with Remote Outdoor Unit-Air-Source) | 38MURAQ24AB3* |  |  | CNPV*3617AL* | PG80VTLB48070B** | 23600 | 17 | 8.5 | 26400 | 24200 | 91.67% | 2.02 | 0 | 10.5 |  |  |  |  | R-410A | 1.9667 | Residential & Commercial | USHP | Ducted CEE Tier 1
212974966 | Central HP <5.4 tons | PAYNE HEATING AND COOLING | HRCU-A-CB (Split System: Heat Pump with Remote Outdoor Unit-Air-Source) | 38MURAQ24AB3* |  |  | CAP**3017AL* | PG96VTAB30040A** | 23400 | 16 | 8.5 | 26400 | 24800 | 93.94% | 2.06 | 0 | 10 |  |  |  |  | R-410A | 1.95 | Residential & Commercial | USHP | Ducted CEE Tier 1
215735546 | Central HP <5.4 tons | YORK | HRCU-A-CB (Split System: Heat Pump with Remote Outdoor Unit-Air-Source) | HH824E2S11 | ADP |  | H,YE33*36+TXV-BLEED | Y82E060A12LMPS1 | 22600 | 18 | 8.8 | 21400 | 17300 | 80.84% | 1.96 | 0 | 11.7 |  |  |  |  | R-454B | 1.8833 | Residential & Commercial | USHP | Ducted CEE Tier 1
212501415 | Central HP <5.4 tons | LENNOX | HRCU-A-CB (Split System: Heat Pump with Remote Outdoor Unit-Air-Source) | SL25XPV-024-230A** | ADP |  | LP36/37R9 | SLP99UH090XV36C* | 22200 | 22 | 9.3 | 19800 | 19800 | 100% | 1.9 | 0 | 14.5 |  |  |  |  | R-410A | 1.85 | Residential & Commercial | USHP | Ducted CEE Tier 1
211226992 | Central HP <5.4 tons | PAYNE HEATING AND COOLING | HRCU-A-CB (Split System: Heat Pump with Remote Outdoor Unit-Air-Source) | 38MURAQ36AB3* |  |  | CAP**3721AL* | PG92ESAA42060B** | 36400 | 16 | 8.5 | 38500 | 34800 | 90.39% | 2.08 | 0 | 10 |  |  |  |  | R-410A | 3.0333 | Residential & Commercial | USHP | Ducted CEE Tier 1
211227701 | Central HP <5.4 tons | PAYNE HEATING AND COOLING | HRCU-A-CB (Split System: Heat Pump with Remote Outdoor Unit-Air-Source) | 38MURAQ36AB3* |  |  | CAP**4221AL* | PG96VTAA60100C** | 35800 | 15.5 | 8.1 | 39500 | 35200 | 89.11% | 1.9 | 0 | 9.5 |  |  |  |  | R-410A | 2.9833 | Residential & Commercial | USHP
216972309 | Central HP <5.4 tons | CARRIER | HRCU-A-CB (Split System: Heat Pump with Remote Outdoor Unit-Air-Source) | 27VNA154A*030* | ADP |  | V,C48H210P16*+TXV | 59TN6C080C21**20 | 48000 | 19 | 10.5 | 50500 | 53000 | 105% | 1.94 | 0 | 10.5 |  |  |  |  | R-454B | 4 | Residential & Commercial | USHP | Ducted CEE Tier 1
213433211 | Central HP <5.4 tons | Kepler | HRCU-A-C (Split System: Heat Pump with Remote Outdoor Unit with No Indoor Fan --Air Source) | AZPN/24WD |  |  | AZPN/A24WACUID | 0 | 20000 | 16.3 | 10.2 | 25000 | 20000 | 80% | 2 | 0 | 11.7 |  |  |  |  | R-410A | 1.6667 | Residential & Commercial | USHP | Ducted CEE Tier 1
211228110 | Central HP <5.4 tons | PAYNE HEATING AND COOLING | HRCU-A-CB (Split System: Heat Pump with Remote Outdoor Unit-Air-Source) | 38MURAQ36AB3* |  |  | CAP**4224AL* | PG96VTAA60080C** | 35000 | 16 | 8.1 | 38500 | 35000 | 90.91% | 1.86 | 0 | 9.5 |  |  |  |  | R-410A | 2.9167 | Residential & Commercial | USHP
211228914 | Central HP <5.4 tons | PAYNE HEATING AND COOLING | HRCU-A-CB (Split System: Heat Pump with Remote Outdoor Unit-Air-Source) | 38MURAQ36AB3* |  |  | CAP**4821AL* | PG80VTLA60090C** | 35400 | 16 | 8.1 | 37800 | 34600 | 91.53% | 2.02 | 0 | 10 |  |  |  |  | R-410A | 2.95 | Residential & Commercial | USHP | Ducted CEE Tier 1
211230332 | Central HP <5.4 tons | PAYNE HEATING AND COOLING | HRCU-A-CB (Split System: Heat Pump with Remote Outdoor Unit-Air-Source) | 38MURAQ36AB3* |  |  | CNPV*4821AL* | PG96VTAA60100C** | 36600 | 15.5 | 8.1 | 39500 | 35000 | 88.61% | 2.04 | 0 | 10 |  |  |  |  | R-410A | 3.05 | Residential & Commercial | USHP | Ducted CEE Tier 1
212981810 | Central HP <5.4 tons | PAYNE HEATING AND COOLING | HRCU-A-CB (Split System: Heat Pump with Remote Outdoor Unit-Air-Source) | 38MURAQ24AB3* |  |  | CNPV*3621AL* | PG80MSUA60100C** | 23400 | 16.5 | 8.1 | 26200 | 24800 | 94.66% | 2.08 | 0 | 10 |  |  |  |  | R-410A | 1.95 | Residential & Commercial | USHP | Ducted CEE Tier 1
212984039 | Central HP <5.4 tons | PAYNE HEATING AND COOLING | HRCU-A-CB (Split System: Heat Pump with Remote Outdoor Unit-Air-Source) | 38MURAQ24AB3* |  |  | CAP**2517AL* | PG92MSAA42060B** | 24200 | 17 | 8.5 | 25200 | 21800 | 86.51% | 1.82 | 0 | 10 |  |  |  |  | R-410A | 2.0167 | Residential & Commercial | USHP | Ducted CEE Tier 1
215735538 | Central HP <5.4 tons | YORK | HRCU-A-CB (Split System: Heat Pump with Remote Outdoor Unit-Air-Source) | HH824E2S11 | ADP |  | H,YE33*36+TXV-BLEED | TM9V080B12MP12 | 23000 | 17 | 9 | 21400 | 17900 | 83.64% | 2 | 0 | 12 |  |  |  |  | R-454B | 1.9167 | Residential & Commercial | USHP | Ducted CEE Tier 1
214776956 | Central HP <5.4 tons | YORK | HRCU-A-CB (Split System: Heat Pump with Remote Outdoor Unit-Air-Source) | HH860E2S11 | ADP |  | CV482C*C+TXV+AEF60CXP* | 0 | 46000 | 19 | 8.9 | 44000 | 33600 | 76.36% | 2.08 | 0 | 12 |  |  |  |  | R-454B | 3.8333 | Residential & Commercial | USHP | Ducted CEE Tier 1
216972960 | Central HP <5.4 tons | CARRIER | HRCU-A-CB (Split System: Heat Pump with Remote Outdoor Unit-Air-Source) | 27VNA348A*030* | ADP |  | C48A***L16*+TXV | 59TN7A100C21**22 | 43500 | 21 | 9.5 | 46000 | 36000 | 78.26% | 2 | 0 | 10.5 |  |  |  |  | R-454B | 3.625 | Residential & Commercial | USHP | Ducted CEE Tier 1
212510786 | Central HP <5.4 tons | RUNTRU | HRCU-A-CB (Split System: Heat Pump with Remote Outdoor Unit-Air-Source) | E4HL5024A1000A |  |  | 4TXCB003DS3 | A952V040BU3SAD | 24000 | 15.2 | 8.5 | 24000 | 21000 | 87.5% | 1.85 | 0 | 9 |  |  |  |  | R-410A | 2 | Residential & Commercial | USHP
213078389 | Central HP <5.4 tons | PAYNE HEATING AND COOLING | HRCU-A-CB (Split System: Heat Pump with Remote Outdoor Unit-Air-Source) | 38MURAQ36AB3* |  |  | CAP**3621AL* | PG80MS(A,L)A48090C** | 34800 | 16.5 | 8.1 | 38500 | 35200 | 91.43% | 1.82 | 0 | 9.5 |  |  |  |  | R-410A | 2.9 | Residential & Commercial | USHP
216981009 | Central HP <5.4 tons | YORK | HRCU-A-CB (Split System: Heat Pump with Remote Outdoor Unit-Air-Source) | HH824E2S11 | ADP |  | H,YG80*36+TXV-BLEED | Y92E080B12SMPS1 | 23000 | 18 | 9.5 | 21400 | 17700 | 82.71% | 2 | 0 | 12 |  |  |  |  | R-454B | 1.9167 | Residential & Commercial | USHP | Ducted CEE Tier 1
213080778 | Central HP <5.4 tons | PAYNE HEATING AND COOLING | HRCU-A-CB (Split System: Heat Pump with Remote Outdoor Unit-Air-Source) | 38MURAQ36AB3* |  |  | CAP**3621AL* | PG95MSUA60080C** | 35000 | 16 | 8.1 | 38500 | 35200 | 91.43% | 1.82 | 0 | 9.5 |  |  |  |  | R-410A | 2.9167 | Residential & Commercial | USHP
212983871 | Central HP <5.4 tons | PAYNE HEATING AND COOLING | HRCU-A-CB (Split System: Heat Pump with Remote Outdoor Unit-Air-Source) | 38MURAQ36AB3* |  |  | CAP**4821AL* | PG92MSAA42060B** | 35600 | 16 | 8.5 | 37800 | 34800 | 92.06% | 2.02 | 0 | 10 |  |  |  |  | R-410A | 2.9667 | Residential & Commercial | USHP | Ducted CEE Tier 1
212984591 | Central HP <5.4 tons | PAYNE HEATING AND COOLING | HRCU-A-CB (Split System: Heat Pump with Remote Outdoor Unit-Air-Source) | 38MURAQ24AB3* |  |  | CAP**3017AL* | PG92MSAA48080B** | 23400 | 17.5 | 8.5 | 26200 | 24800 | 94.66% | 2.08 | 0 | 10 |  |  |  |  | R-410A | 1.95 | Residential & Commercial | USHP | Ducted CEE Tier 1
212984675 | Central HP <5.4 tons | PAYNE HEATING AND COOLING | HRCU-A-CB (Split System: Heat Pump with Remote Outdoor Unit-Air-Source) | 38MURAQ24AB3* |  |  | CNPV*3617AL* | PG92MSAA48080B** | 23600 | 17.5 | 8.5 | 26200 | 24600 | 93.89% | 2.04 | 0 | 10.5 |  |  |  |  | R-410A | 1.9667 | Residential & Commercial | USHP | Ducted CEE Tier 1
212982710 | Central HP <5.4 tons | PAYNE HEATING AND COOLING | HRCU-A-CB (Split System: Heat Pump with Remote Outdoor Unit-Air-Source) | 38MURAQ24AB3* |  |  | CAP**3721AL* | PG80MSUA48060B** | 24200 | 17.5 | 8.5 | 24800 | 21400 | 86.29% | 1.8 | 0 | 10.5 |  |  |  |  | R-410A | 2.0167 | Residential & Commercial | USHP | Ducted CEE Tier 1
212985795 | Central HP <5.4 tons | PAYNE HEATING AND COOLING | HRCU-A-CB (Split System: Heat Pump with Remote Outdoor Unit-Air-Source) | 38MURAQ24AB3* |  |  | CAP**3017AL* | PG96MSAA30026A** | 23400 | 16.5 | 8.5 | 26200 | 25000 | 95.42% | 2.08 | 0 | 10 |  |  |  |  | R-410A | 1.95 | Residential & Commercial | USHP | Ducted CEE Tier 1
211244652 | Central HP <5.4 tons | PAYNE HEATING AND COOLING | HRCU-A-CB (Split System: Heat Pump with Remote Outdoor Unit-Air-Source) | 38MURAQ24AB3* |  |  | CNPV*3017AL* | PG95ESAA30026A** | 23400 | 16 | 8.1 | 25800 | 24200 | 93.8% | 2 | 0 | 10 |  |  |  |  | R-410A | 1.95 | Residential & Commercial | USHP | Ducted CEE Tier 1
211244685 | Central HP <5.4 tons | PAYNE HEATING AND COOLING | HRCU-A-CB (Split System: Heat Pump with Remote Outdoor Unit-Air-Source) | 38MURAQ24AB3* |  |  | CNPV*3017AL* | PG80ES(A,L)A36045B** | 24000 | 16.5 | 8.1 | 26200 | 23000 | 87.79% | 1.9 | 0 | 10.5 |  |  |  |  | R-410A | 2 | Residential & Commercial | USHP | Ducted CEE Tier 1
211244969 | Central HP <5.4 tons | PAYNE HEATING AND COOLING | HRCU-A-CB (Split System: Heat Pump with Remote Outdoor Unit-Air-Source) | 38MURAQ24AB3* |  |  | CNPV*3617AL* | PG95ESUA48060B** | 24200 | 16.5 | 8.1 | 26200 | 22800 | 87.02% | 1.9 | 0 | 10.5 |  |  |  |  | R-410A | 2.0167 | Residential & Commercial | USHP | Ducted CEE Tier 1
212971480 | Central HP <5.4 tons | PAYNE HEATING AND COOLING | HRCU-A-CB (Split System: Heat Pump with Remote Outdoor Unit-Air-Source) | 38MURAQ18AB3* |  |  | CNPV*2417AL* | PG80VTLB48070B** | 17500 | 16 | 8.5 | 18500 | 19200 | 103.8% | 2.3 | 0 | 10.5 |  |  |  |  | R-410A | 1.4583 | Residential & Commercial | USHP | Ducted CEE Tier 1
212974615 | Central HP <5.4 tons | PAYNE HEATING AND COOLING | HRCU-A-CB (Split System: Heat Pump with Remote Outdoor Unit-Air-Source) | 38MURAQ18AB3* |  |  | CAP**1917AL* | PG96VTAB30040A** | 17600 | 16 | 8.1 | 17700 | 17900 | 101.1% | 2.16 | 0 | 10.5 |  |  |  |  | R-410A | 1.4667 | Residential & Commercial | USHP | Ducted CEE Tier 1
212974706 | Central HP <5.4 tons | PAYNE HEATING AND COOLING | HRCU-A-CB (Split System: Heat Pump with Remote Outdoor Unit-Air-Source) | 38MURAQ18AB3* |  |  | CNPV*2414AL* | PG96VTAB30040A** | 17300 | 15.5 | 8.5 | 18400 | 19200 | 104.3% | 2.3 | 0 | 10.5 |  |  |  |  | R-410A | 1.4417 | Residential & Commercial | USHP | Ducted CEE Tier 1
212975465 | Central HP <5.4 tons | PAYNE HEATING AND COOLING | HRCU-A-CB (Split System: Heat Pump with Remote Outdoor Unit-Air-Source) | 38MURAQ18AB3* |  |  | CNPV*2417AL* | PG96VTAB36060A** | 17500 | 16 | 8.5 | 18500 | 19200 | 103.8% | 2.3 | 0 | 10.5 |  |  |  |  | R-410A | 1.4583 | Residential & Commercial | USHP | Ducted CEE Tier 1
213076586 | Central HP <5.4 tons | PAYNE HEATING AND COOLING | HRCU-A-CB (Split System: Heat Pump with Remote Outdoor Unit-Air-Source) | 38MURAQ36AB3* |  |  | CAP**3617AL* | PG80VTLB48090B** | 34800 | 16 | 8.1 | 38500 | 35200 | 91.43% | 1.82 | 0 | 9.5 |  |  |  |  | R-410A | 2.9 | Residential & Commercial | USHP
214610380 | Central HP <5.4 tons | Kepler | HRCU-A-C (Split System: Heat Pump with Remote Outdoor Unit with No Indoor Fan --Air Source) | AZPN/36WD |  |  | AZPN/C36WAC-UC | 0 | 35000 | 15.2 | 10 | 39000 | 32000 | 82.05% | 2 | 10.2 | 10 |  |  |  |  | R-410A | 2.9167 | Residential & Commercial | USHP | Ducted CEE Tier 1
214568859 | Central HP <5.4 tons | Kepler | HRCU-A-C (Split System: Heat Pump with Remote Outdoor Unit with No Indoor Fan --Air Source) | AZPN/45WD |  |  | AZPN/D60WAC | 0 | 45000 | 15.2 | 9.2 | 55000 | 46500 | 84.55% | 1.8 | 0 | 10 |  |  |  |  | R-410A | 3.75 | Residential & Commercial | USHP | Ducted CEE Tier 1
212978765 | Central HP <5.4 tons | PAYNE HEATING AND COOLING | HRCU-A-CB (Split System: Heat Pump with Remote Outdoor Unit-Air-Source) | 38MURAQ18AB3* |  |  | CAP**2517AL* | PG80MS(A,L)A36070B** | 18000 | 17 | 8.5 | 17800 | 17700 | 99.44% | 2.14 | 0 | 11 |  |  |  |  | R-410A | 1.5 | Residential & Commercial | USHP | Ducted CEE Tier 1
213076465 | Central HP <5.4 tons | PAYNE HEATING AND COOLING | HRCU-A-CB (Split System: Heat Pump with Remote Outdoor Unit-Air-Source) | 38MURAQ36AB3* |  |  | CAP**3617AL* | PG80VTLB48070B** | 34800 | 15.5 | 8.1 | 38500 | 35200 | 91.43% | 1.82 | 0 | 9.5 |  |  |  |  | R-410A | 2.9 | Residential & Commercial | USHP
213076498 | Central HP <5.4 tons | PAYNE HEATING AND COOLING | HRCU-A-CB (Split System: Heat Pump with Remote Outdoor Unit-Air-Source) | 38MURAQ36AB3* |  |  | CAP**3721AL* | PG80VTLB48070B** | 36200 | 16 | 8.5 | 38000 | 34800 | 91.58% | 2.04 | 0 | 10 |  |  |  |  | R-410A | 3.0167 | Residential & Commercial | USHP | Ducted CEE Tier 1
213076598 | Central HP <5.4 tons | PAYNE HEATING AND COOLING | HRCU-A-CB (Split System: Heat Pump with Remote Outdoor Unit-Air-Source) | 38MURAQ36AB3* |  |  | CAP**3721AL* | PG80VTLB48090B** | 36200 | 16 | 8.5 | 38000 | 34800 | 91.58% | 2.04 | 0 | 10 |  |  |  |  | R-410A | 3.0167 | Residential & Commercial | USHP | Ducted CEE Tier 1
212384712 | Central HP <5.4 tons | PAYNE HEATING AND COOLING | HRCU-A-CB (Split System: Heat Pump with Remote Outdoor Unit-Air-Source) | 38MURAQ36AB3* |  |  | CNPV*4221AL* | PG80ESUA60080C** | 36800 | 15.2 | 8.1 | 40000 | 35200 | 88% | 1.94 | 0 | 10 |  |  |  |  | R-410A | 3.0667 | Residential & Commercial | USHP | Ducted CEE Tier 1
213078939 | Central HP <5.4 tons | PAYNE HEATING AND COOLING | HRCU-A-CB (Split System: Heat Pump with Remote Outdoor Unit-Air-Source) | 38MURAQ36AB3* |  |  | CNPV*4821AL* | PG80MSUA60100C** | 35800 | 16.5 | 8.5 | 38500 | 34800 | 90.39% | 2 | 0 | 10 |  |  |  |  | R-410A | 2.9833 | Residential & Commercial | USHP | Ducted CEE Tier 1
213080257 | Central HP <5.4 tons | PAYNE HEATING AND COOLING | HRCU-A-CB (Split System: Heat Pump with Remote Outdoor Unit-Air-Source) | 38MURAQ36AB3* |  |  | CNPV*4824AL* | PG96MSAA60080C** | 36200 | 16 | 8.1 | 38500 | 35000 | 90.91% | 2.02 | 0 | 10 |  |  |  |  | R-410A | 3.0167 | Residential & Commercial | USHP | Ducted CEE Tier 1
213080458 | Central HP <5.4 tons | PAYNE HEATING AND COOLING | HRCU-A-CB (Split System: Heat Pump with Remote Outdoor Unit-Air-Source) | 38MURAQ36AB3* |  |  | CAP**4224AL* | PG96MSAA66120D** | 35200 | 16 | 8.1 | 38500 | 35000 | 90.91% | 1.88 | 0 | 10 |  |  |  |  | R-410A | 2.9333 | Residential & Commercial | USHP | Ducted CEE Tier 1
213080526 | Central HP <5.4 tons | PAYNE HEATING AND COOLING | HRCU-A-CB (Split System: Heat Pump with Remote Outdoor Unit-Air-Source) | 38MURAQ36AB3* |  |  | CAP**3717AL* | PG95MSUA36040B** | 35600 | 15.2 | 8.1 | 38500 | 35200 | 91.43% | 1.98 | 0 | 9.5 |  |  |  |  | R-410A | 2.9667 | Residential & Commercial | USHP
213080574 | Central HP <5.4 tons | PAYNE HEATING AND COOLING | HRCU-A-CB (Split System: Heat Pump with Remote Outdoor Unit-Air-Source) | 38MURAQ36AB3* |  |  | CAP**4821AL* | PG95MSUA36040B** | 35600 | 15.2 | 8.1 | 38000 | 34800 | 91.58% | 2.02 | 0 | 9.5 |  |  |  |  | R-410A | 2.9667 | Residential & Commercial | USHP
213079323 | Central HP <5.4 tons | PAYNE HEATING AND COOLING | HRCU-A-CB (Split System: Heat Pump with Remote Outdoor Unit-Air-Source) | 38MURAQ36AB3* |  |  | CNPV*4824AL* | PG80MSUA60080C** | 35800 | 17 | 8.1 | 38000 | 34800 | 91.58% | 2.04 | 0 | 10.5 |  |  |  |  | R-410A | 2.9833 | Residential & Commercial | USHP | Ducted CEE Tier 1
213078155 | Central HP <5.4 tons | PAYNE HEATING AND COOLING | HRCU-A-CB (Split System: Heat Pump with Remote Outdoor Unit-Air-Source) | 38MURAQ36AB3* |  |  | CNPV*4821AL* | PG80MS(A,L)A48070B** | 35800 | 16.5 | 8.1 | 38500 | 35000 | 90.91% | 2 | 0 | 10 |  |  |  |  | R-410A | 2.9833 | Residential & Commercial | USHP | Ducted CEE Tier 1
213079191 | Central HP <5.4 tons | PAYNE HEATING AND COOLING | HRCU-A-CB (Split System: Heat Pump with Remote Outdoor Unit-Air-Source) | 38MURAQ36AB3* |  |  | CNPV*4824AL* | PG80MSUA48060B** | 35800 | 17 | 8.1 | 38000 | 34800 | 91.58% | 2 | 0 | 10.5 |  |  |  |  | R-410A | 2.9833 | Residential & Commercial | USHP | Ducted CEE Tier 1
213079275 | Central HP <5.4 tons | PAYNE HEATING AND COOLING | HRCU-A-CB (Split System: Heat Pump with Remote Outdoor Unit-Air-Source) | 38MURAQ36AB3* |  |  | CAP**4824AL* | PG80MSUA60080C** | 35600 | 16.5 | 8.5 | 37800 | 34600 | 91.53% | 2.06 | 0 | 10 |  |  |  |  | R-410A | 2.9667 | Residential & Commercial | USHP | Ducted CEE Tier 1
211245099 | Central HP <5.4 tons | PAYNE HEATING AND COOLING | HRCU-A-CB (Split System: Heat Pump with Remote Outdoor Unit-Air-Source) | 38MURAQ24AB3* |  |  | CNPV*3617AL* | PG96VTAA42060B** | 24000 | 16.5 | 8.1 | 26200 | 23200 | 88.55% | 1.92 | 0 | 10 |  |  |  |  | R-410A | 2 | Residential & Commercial | USHP | Ducted CEE Tier 1
212981750 | Central HP <5.4 tons | PAYNE HEATING AND COOLING | HRCU-A-CB (Split System: Heat Pump with Remote Outdoor Unit-Air-Source) | 38MURAQ24AB3* |  |  | CAP**3717AL* | PG80MSUA60100C** | 24200 | 16.5 | 8.5 | 25200 | 22000 | 87.3% | 1.84 | 0 | 10 |  |  |  |  | R-410A | 2.0167 | Residential & Commercial | USHP | Ducted CEE Tier 1
212971985 | Central HP <5.4 tons | PAYNE HEATING AND COOLING | HRCU-A-CB (Split System: Heat Pump with Remote Outdoor Unit-Air-Source) | 38MURAQ24AB3* |  |  | CAP**3017AL* | PG80VTLB48090B** | 23400 | 17 | 8.5 | 26200 | 24800 | 94.66% | 2.08 | 0 | 10 |  |  |  |  | R-410A | 1.95 | Residential & Commercial | USHP | Ducted CEE Tier 1
212972017 | Central HP <5.4 tons | PAYNE HEATING AND COOLING | HRCU-A-CB (Split System: Heat Pump with Remote Outdoor Unit-Air-Source) | 38MURAQ24AB3* |  |  | CNPV*3621AL* | PG80VTLB48090B** | 23400 | 17 | 8.5 | 26200 | 24600 | 93.89% | 2.06 | 0 | 10 |  |  |  |  | R-410A | 1.95 | Residential & Commercial | USHP | Ducted CEE Tier 1
212978236 | Central HP <5.4 tons | PAYNE HEATING AND COOLING | HRCU-A-CB (Split System: Heat Pump with Remote Outdoor Unit-Air-Source) | 38MURAQ18AB3* |  |  | CAP**2414AL* | PG80MS(A,L)A36070A** | 17600 | 16.5 | 8.5 | 18500 | 19400 | 104.9% | 2.34 | 0 | 10.5 |  |  |  |  | R-410A | 1.4667 | Residential & Commercial | USHP | Ducted CEE Tier 1
213142353 | Central HP <5.4 tons | Bladex | HRCU-A-C (Split System: Heat Pump with Remote Outdoor Unit with No Indoor Fan --Air Source) | BX30U-55HPHYHA |  |  | BLC-60HWAC1* | 0 | 45000 | 15.2 | 9.2 | 55000 | 46500 | 84.55% | 1.8 | 0 | 10 |  |  |  |  | R-410A | 3.75 | Residential & Commercial | USHP | Ducted CEE Tier 1
216981004 | Central HP <5.4 tons | YORK | HRCU-A-CB (Split System: Heat Pump with Remote Outdoor Unit-Air-Source) | HH824E2S11 | ADP |  | V,Y36H175P13*+TXV-BLEED | Y92E060B12SMPS1 | 23000 | 18 | 9.5 | 21400 | 18100 | 84.58% | 2 | 0 | 11.7 |  |  |  |  | R-454B | 1.9167 | Residential & Commercial | USHP | Ducted CEE Tier 1
216981006 | Central HP <5.4 tons | YORK | HRCU-A-CB (Split System: Heat Pump with Remote Outdoor Unit-Air-Source) | HH824E2S11 | ADP |  | H,YG80*36+TXV-BLEED | Y92E060B12SMPS1 | 23000 | 18 | 9.5 | 21400 | 17900 | 83.64% | 2 | 0 | 12 |  |  |  |  | R-454B | 1.9167 | Residential & Commercial | USHP | Ducted CEE Tier 1
212367442 | Central HP <5.4 tons | Bladex | HRCU-A-CB (Split System: Heat Pump with Remote Outdoor Unit-Air-Source) | BX30U-55HPHYHA |  |  | BLA-60HWAHU1 | 0 | 55000 | 15.3 | 9.4 | 59000 | 48500 | 82.2% | 1.91 | 9 | 8.8 |  |  |  |  | R-410A | 4.5833 | Residential & Commercial | USHP
214385647 | Central HP <5.4 tons | COMFORTMAKER | HRCU-A-CB (Split System: Heat Pump with Remote Outdoor Unit-Air-Source) | DLCURAH18ABK | ADP |  | H,YA10936 | *80MSU0401712A* | 17100 | 16 | 8.5 | 17000 | 19000 | 111.8% | 2.34 | 0 | 10 |  |  |  |  | R-410A | 1.425 | Residential & Commercial | USHP | Ducted CEE Tier 1
213145911 | Central HP <5.4 tons | CARRIER | HRCU-A-CB (Split System: Heat Pump with Remote Outdoor Unit-Air-Source) | 38MURAQ24AB3* | ADP |  | V,C36H175P159+AEFE4B* | 0 | 24200 | 18 | 9 | 25000 | 22600 | 90.4% | 1.92 | 0 | 10.5 |  |  |  |  | R-410A | 2.0167 | Residential & Commercial | USHP | Ducted CEE Tier 1
211245001 | Central HP <5.4 tons | PAYNE HEATING AND COOLING | HRCU-A-CB (Split System: Heat Pump with Remote Outdoor Unit-Air-Source) | 38MURAQ24AB3* |  |  | CNPV*3617AL* | PG80VTLA36070A** | 24400 | 16.5 | 8.1 | 26400 | 22800 | 86.36% | 1.88 | 0 | 10.5 |  |  |  |  | R-410A | 2.0333 | Residential & Commercial | USHP | Ducted CEE Tier 1
211245003 | Central HP <5.4 tons | PAYNE HEATING AND COOLING | HRCU-A-CB (Split System: Heat Pump with Remote Outdoor Unit-Air-Source) | 38MURAQ24AB3* |  |  | CNPV*3617AL* | PG80VTLA48090B** | 23800 | 17 | 8.1 | 26000 | 23400 | 90% | 1.94 | 0 | 10.5 |  |  |  |  | R-410A | 1.9833 | Residential & Commercial | USHP | Ducted CEE Tier 1
211245088 | Central HP <5.4 tons | PAYNE HEATING AND COOLING | HRCU-A-CB (Split System: Heat Pump with Remote Outdoor Unit-Air-Source) | 38MURAQ24AB3* |  |  | CNPV*3617AL* | PG95ESAA30026A** | 23400 | 16 | 8.1 | 25800 | 24200 | 93.8% | 2 | 0 | 10 |  |  |  |  | R-410A | 1.95 | Residential & Commercial | USHP | Ducted CEE Tier 1
211245503 | Central HP <5.4 tons | PAYNE HEATING AND COOLING | HRCU-A-CB (Split System: Heat Pump with Remote Outdoor Unit-Air-Source) | 38MURAQ24AB3* |  |  | CNPV*3621AL* | PG95ESAA60080C** | 24600 | 16.5 | 8.5 | 26600 | 22400 | 84.21% | 1.84 | 0 | 10.5 |  |  |  |  | R-410A | 2.05 | Residential & Commercial | USHP | Ducted CEE Tier 1
211226955 | Central HP <5.4 tons | PAYNE HEATING AND COOLING | HRCU-A-CB (Split System: Heat Pump with Remote Outdoor Unit-Air-Source) | 38MURAQ36AB3* |  |  | CAP**3721AL* | PG80VTLA66110C** | 37000 | 15.5 | 8.5 | 38500 | 34800 | 90.39% | 2.12 | 0 | 10 |  |  |  |  | R-410A | 3.0833 | Residential & Commercial | USHP | Ducted CEE Tier 1
211227355 | Central HP <5.4 tons | PAYNE HEATING AND COOLING | HRCU-A-CB (Split System: Heat Pump with Remote Outdoor Unit-Air-Source) | 38MURAQ36AB3* |  |  | CAP**4221AL* | PG80ES(A,L)A60090C** | 36000 | 16 | 8.1 | 39500 | 35000 | 88.61% | 1.9 | 0 | 10 |  |  |  |  | R-410A | 3 | Residential & Commercial | USHP | Ducted CEE Tier 1
211227573 | Central HP <5.4 tons | PAYNE HEATING AND COOLING | HRCU-A-CB (Split System: Heat Pump with Remote Outdoor Unit-Air-Source) | 38MURAQ36AB3* |  |  | CAP**4221AL* | PG95ESAA60080C** | 36000 | 15.5 | 8.1 | 39500 | 35200 | 89.11% | 1.92 | 0 | 10 |  |  |  |  | R-410A | 3 | Residential & Commercial | USHP | Ducted CEE Tier 1
213078605 | Central HP <5.4 tons | PAYNE HEATING AND COOLING | HRCU-A-CB (Split System: Heat Pump with Remote Outdoor Unit-Air-Source) | 38MURAQ36AB3* |  |  | CAP**3621AL* | PG80MS(A,L)A60110C** | 35400 | 16.5 | 8.1 | 38500 | 35200 | 91.43% | 1.84 | 0 | 10 |  |  |  |  | R-410A | 2.95 | Residential & Commercial | USHP | Ducted CEE Tier 1
213078641 | Central HP <5.4 tons | PAYNE HEATING AND COOLING | HRCU-A-CB (Split System: Heat Pump with Remote Outdoor Unit-Air-Source) | 38MURAQ36AB3* |  |  | CAP**4224AL* | PG80MS(A,L)A60110C** | 35800 | 16.5 | 8.1 | 38500 | 35000 | 90.91% | 1.9 | 0 | 10 |  |  |  |  | R-410A | 2.9833 | Residential & Commercial | USHP | Ducted CEE Tier 1
212617023 | Central HP <5.4 tons | RUNTRU | HRCU-A-CB (Split System: Heat Pump with Remote Outdoor Unit-Air-Source) | E4HL5048A1000A |  |  | E4AH5E36A1J30A | 0 | 36000 | 15.2 | 8.5 | 36000 | 30000 | 83.33% | 1.8 | 0 | 10 |  |  |  |  | R-410A | 3 | Residential & Commercial | USHP | Ducted CEE Tier 1
212510798 | Central HP <5.4 tons | RUNTRU | HRCU-A-CB (Split System: Heat Pump with Remote Outdoor Unit-Air-Source) | E4HL5036A1000A |  |  | 4TXCB006DS3 | A952V080BU4SAD | 30000 | 15.2 | 8.1 | 27000 | 19000 | 70.37% | 1.75 | 0 | 9.8 |  |  |  |  | R-410A | 2.5 | Residential & Commercial | USHP
213076618 | Central HP <5.4 tons | PAYNE HEATING AND COOLING | HRCU-A-CB (Split System: Heat Pump with Remote Outdoor Unit-Air-Source) | 38MURAQ36AB3* |  |  | CNPV*4217AL* | PG80VTLB48090B** | 35600 | 16 | 8.1 | 38500 | 35000 | 90.91% | 1.94 | 0 | 10 |  |  |  |  | R-410A | 2.9667 | Residential & Commercial | USHP | Ducted CEE Tier 1
213077386 | Central HP <5.4 tons | PAYNE HEATING AND COOLING | HRCU-A-CB (Split System: Heat Pump with Remote Outdoor Unit-Air-Source) | 38MURAQ36AB3* |  |  | CAP**4221AL* | PG96VTAB48080B** | 35000 | 15.5 | 8.1 | 38500 | 35200 | 91.43% | 1.86 | 0 | 9.5 |  |  |  |  | R-410A | 2.9167 | Residential & Commercial | USHP
213077520 | Central HP <5.4 tons | PAYNE HEATING AND COOLING | HRCU-A-CB (Split System: Heat Pump with Remote Outdoor Unit-Air-Source) | 38MURAQ36AB3* |  |  | CAP**4321AL* | PG96VTAB60080C** | 36600 | 16 | 8.5 | 38500 | 35000 | 90.91% | 2.06 | 0 | 10 |  |  |  |  | R-410A | 3.05 | Residential & Commercial | USHP | Ducted CEE Tier 1
213078047 | Central HP <5.4 tons | PAYNE HEATING AND COOLING | HRCU-A-CB (Split System: Heat Pump with Remote Outdoor Unit-Air-Source) | 38MURAQ36AB3* |  |  | CAP**3621AL* | PG80MS(A,L)A48070B** | 34800 | 16 | 8.1 | 38500 | 35200 | 91.43% | 1.82 | 0 | 9.5 |  |  |  |  | R-410A | 2.9 | Residential & Commercial | USHP
213078197 | Central HP <5.4 tons | PAYNE HEATING AND COOLING | HRCU-A-CB (Split System: Heat Pump with Remote Outdoor Unit-Air-Source) | 38MURAQ36AB3* |  |  | CAP**4224AL* | PG80MS(A,L)A48070C** | 35200 | 16.5 | 8.1 | 38500 | 35000 | 90.91% | 1.88 | 0 | 10 |  |  |  |  | R-410A | 2.9333 | Residential & Commercial | USHP | Ducted CEE Tier 1
212982266 | Central HP <5.4 tons | PAYNE HEATING AND COOLING | HRCU-A-CB (Split System: Heat Pump with Remote Outdoor Unit-Air-Source) | 38MURAQ24AB3* |  |  | CAP**3017AL* | PG80MSUA36040B** | 23800 | 16.5 | 8.5 | 25800 | 24000 | 93.02% | 2 | 0 | 10 |  |  |  |  | R-410A | 1.9833 | Residential & Commercial | USHP | Ducted CEE Tier 1
212983186 | Central HP <5.4 tons | PAYNE HEATING AND COOLING | HRCU-A-CB (Split System: Heat Pump with Remote Outdoor Unit-Air-Source) | 38MURAQ24AB3* |  |  | CAP**3717AL* | PG92MSAA36040B** | 23800 | 16 | 8.5 | 25800 | 22600 | 87.6% | 1.86 | 0 | 10 |  |  |  |  | R-410A | 1.9833 | Residential & Commercial | USHP | Ducted CEE Tier 1
214229468 | Central HP <5.4 tons | PAYNE HEATING AND COOLING | HRCU-A-CB (Split System: Heat Pump with Remote Outdoor Unit-Air-Source) | 38MURAQ36AB3* |  |  | CNPV*4824AL* | PG80MSUA60100C** | 35800 | 16.5 | 8.5 | 38500 | 34800 | 90.39% | 2 | 0 | 10 |  |  |  |  | R-410A | 2.9833 | Residential & Commercial | USHP | Ducted CEE Tier 1
215223143 | Central HP <5.4 tons | BRYANT HEATING AND COOLING SYSTEMS | HRCU-A-CB (Split System: Heat Pump with Remote Outdoor Unit-Air-Source) | 288BNV025*0**C* | ADP |  | H,PG9J930 | 987MC66120C24*** | 23800 | 16 | 8.1 | 19800 | 16200 | 81.82% | 1.96 | 0 | 11 |  |  |  |  | R-410A | 1.9833 | Residential & Commercial | USHP | Ducted CEE Tier 1
213078725 | Central HP <5.4 tons | PAYNE HEATING AND COOLING | HRCU-A-CB (Split System: Heat Pump with Remote Outdoor Unit-Air-Source) | 38MURAQ36AB3* |  |  | CNPV*4824AL* | PG80MS(A,L)A60110C** | 36400 | 16.5 | 8.1 | 38500 | 35000 | 90.91% | 2.02 | 0 | 10.5 |  |  |  |  | R-410A | 3.0333 | Residential & Commercial | USHP | Ducted CEE Tier 1
213078809 | Central HP <5.4 tons | PAYNE HEATING AND COOLING | HRCU-A-CB (Split System: Heat Pump with Remote Outdoor Unit-Air-Source) | 38MURAQ36AB3* |  |  | CNPV*4824AL* | PG80MS(A,L)A60155D** | 36200 | 16.5 | 8.1 | 38500 | 35000 | 90.91% | 2.02 | 0 | 10.5 |  |  |  |  | R-410A | 3.0167 | Residential & Commercial | USHP | Ducted CEE Tier 1
213079107 | Central HP <5.4 tons | PAYNE HEATING AND COOLING | HRCU-A-CB (Split System: Heat Pump with Remote Outdoor Unit-Air-Source) | 38MURAQ36AB3* |  |  | CAP**4221AL* | PG80MSUA48060B** | 35200 | 16.5 | 8.1 | 38500 | 35000 | 90.91% | 1.86 | 0 | 10 |  |  |  |  | R-410A | 2.9333 | Residential & Commercial | USHP | Ducted CEE Tier 1
213079143 | Central HP <5.4 tons | PAYNE HEATING AND COOLING | HRCU-A-CB (Split System: Heat Pump with Remote Outdoor Unit-Air-Source) | 38MURAQ36AB3* |  |  | CAP**4821AL* | PG80MSUA48060B** | 35600 | 16.5 | 8.5 | 37800 | 34600 | 91.53% | 2.06 | 0 | 10 |  |  |  |  | R-410A | 2.9667 | Residential & Commercial | USHP | Ducted CEE Tier 1
213079509 | Central HP <5.4 tons | PAYNE HEATING AND COOLING | HRCU-A-CB (Split System: Heat Pump with Remote Outdoor Unit-Air-Source) | 38MURAQ36AB3* |  |  | CAP**3617AL* | PG92MSAA48080B** | 35000 | 16 | 8.1 | 38500 | 35200 | 91.43% | 1.82 | 0 | 9.5 |  |  |  |  | R-410A | 2.9167 | Residential & Commercial | USHP
213079827 | Central HP <5.4 tons | PAYNE HEATING AND COOLING | HRCU-A-CB (Split System: Heat Pump with Remote Outdoor Unit-Air-Source) | 38MURAQ36AB3* |  |  | CNPV*4824AL* | PG92MSAA60100C** | 36000 | 16.5 | 8.1 | 38500 | 34800 | 90.39% | 2 | 0 | 10.5 |  |  |  |  | R-410A | 3 | Residential & Commercial | USHP | Ducted CEE Tier 1
213079993 | Central HP <5.4 tons | PAYNE HEATING AND COOLING | HRCU-A-CB (Split System: Heat Pump with Remote Outdoor Unit-Air-Source) | 38MURAQ36AB3* |  |  | CAP**3617AL* | PG96MSAA48080B** | 35000 | 15.2 | 8.1 | 39000 | 35400 | 90.77% | 1.82 | 0 | 9.5 |  |  |  |  | R-410A | 2.9167 | Residential & Commercial | USHP
211228139 | Central HP <5.4 tons | PAYNE HEATING AND COOLING | HRCU-A-CB (Split System: Heat Pump with Remote Outdoor Unit-Air-Source) | 38MURAQ36AB3* |  |  | CAP**4224AL* | PG96VTAA66120D** | 35600 | 16 | 8.1 | 38500 | 35000 | 90.91% | 1.88 | 0 | 10 |  |  |  |  | R-410A | 2.9667 | Residential & Commercial | USHP | Ducted CEE Tier 1
211228457 | Central HP <5.4 tons | PAYNE HEATING AND COOLING | HRCU-A-CB (Split System: Heat Pump with Remote Outdoor Unit-Air-Source) | 38MURAQ36AB3* |  |  | CAP**4321AL* | PG92ESAA60100C** | 37200 | 16 | 8.5 | 38500 | 34800 | 90.39% | 2.12 | 0 | 10 |  |  |  |  | R-410A | 3.1 | Residential & Commercial | USHP | Ducted CEE Tier 1
211228810 | Central HP <5.4 tons | PAYNE HEATING AND COOLING | HRCU-A-CB (Split System: Heat Pump with Remote Outdoor Unit-Air-Source) | 38MURAQ36AB3* |  |  | CAP**4821AL* | PG80ES(A,L)A60110C** | 35800 | 16.5 | 8.5 | 38500 | 34600 | 89.87% | 2.04 | 0 | 10 |  |  |  |  | R-410A | 2.9833 | Residential & Commercial | USHP | Ducted CEE Tier 1
211228891 | Central HP <5.4 tons | PAYNE HEATING AND COOLING | HRCU-A-CB (Split System: Heat Pump with Remote Outdoor Unit-Air-Source) | 38MURAQ36AB3* |  |  | CAP**4821AL* | PG80ESUA60100C** | 36000 | 16 | 8.5 | 38500 | 34600 | 89.87% | 2.06 | 0 | 10 |  |  |  |  | R-410A | 3 | Residential & Commercial | USHP | Ducted CEE Tier 1
211230028 | Central HP <5.4 tons | PAYNE HEATING AND COOLING | HRCU-A-CB (Split System: Heat Pump with Remote Outdoor Unit-Air-Source) | 38MURAQ36AB3* |  |  | CNPV*4821AL* | PG80ESUA48060B** | 35600 | 16.5 | 8.1 | 38500 | 34800 | 90.39% | 2 | 0 | 10 |  |  |  |  | R-410A | 2.9667 | Residential & Commercial | USHP | Ducted CEE Tier 1
211230195 | Central HP <5.4 tons | PAYNE HEATING AND COOLING | HRCU-A-CB (Split System: Heat Pump with Remote Outdoor Unit-Air-Source) | 38MURAQ36AB3* |  |  | CNPV*4821AL* | PG95ESAA60100C** | 36800 | 16 | 8.1 | 39500 | 35000 | 88.61% | 2.06 | 0 | 10.5 |  |  |  |  | R-410A | 3.0667 | Residential & Commercial | USHP | Ducted CEE Tier 1
211230429 | Central HP <5.4 tons | PAYNE HEATING AND COOLING | HRCU-A-CB (Split System: Heat Pump with Remote Outdoor Unit-Air-Source) | 38MURAQ36AB3* |  |  | CNPV*4824AL* | PG80ES(A,L)A60090C** | 36600 | 16 | 8.1 | 39500 | 34800 | 88.1% | 2.04 | 0 | 10.5 |  |  |  |  | R-410A | 3.05 | Residential & Commercial | USHP | Ducted CEE Tier 1
213076630 | Central HP <5.4 tons | PAYNE HEATING AND COOLING | HRCU-A-CB (Split System: Heat Pump with Remote Outdoor Unit-Air-Source) | 38MURAQ36AB3* |  |  | CAP**3621AL* | PG80VTLB60090C** | 35000 | 16 | 8.1 | 38500 | 35200 | 91.43% | 1.82 | 0 | 9.5 |  |  |  |  | R-410A | 2.9167 | Residential & Commercial | USHP
213076696 | Central HP <5.4 tons | PAYNE HEATING AND COOLING | HRCU-A-CB (Split System: Heat Pump with Remote Outdoor Unit-Air-Source) | 38MURAQ36AB3* |  |  | CNPV*4221AL* | PG80VTLB60090C** | 35600 | 15.5 | 8.1 | 39000 | 35200 | 90.26% | 1.9 | 0 | 10 |  |  |  |  | R-410A | 2.9667 | Residential & Commercial | USHP | Ducted CEE Tier 1
213076864 | Central HP <5.4 tons | PAYNE HEATING AND COOLING | HRCU-A-CB (Split System: Heat Pump with Remote Outdoor Unit-Air-Source) | 38MURAQ36AB3* |  |  | CNPV*4824AL* | PG80VTLB66135D** | 36000 | 16.5 | 8.1 | 38500 | 28400 | 73.77% | 1.96 | 0 | 10 |  |  |  |  | R-410A | 3 | Residential & Commercial | USHP | Ducted CEE Tier 1
213077334 | Central HP <5.4 tons | PAYNE HEATING AND COOLING | HRCU-A-CB (Split System: Heat Pump with Remote Outdoor Unit-Air-Source) | 38MURAQ36AB3* |  |  | CAP**3617AL* | PG96VTAB48080B** | 35200 | 15.2 | 8.1 | 39000 | 35400 | 90.77% | 1.82 | 0 | 9.5 |  |  |  |  | R-410A | 2.9333 | Residential & Commercial | USHP
213077600 | Central HP <5.4 tons | PAYNE HEATING AND COOLING | HRCU-A-CB (Split System: Heat Pump with Remote Outdoor Unit-Air-Source) | 38MURAQ36AB3* |  |  | CAP**3721AL* | PG96VTAB60100C** | 36200 | 16.5 | 8.5 | 38000 | 34800 | 91.58% | 2.04 | 0 | 10 |  |  |  |  | R-410A | 3.0167 | Residential & Commercial | USHP | Ducted CEE Tier 1
213078187 | Central HP <5.4 tons | PAYNE HEATING AND COOLING | HRCU-A-CB (Split System: Heat Pump with Remote Outdoor Unit-Air-Source) | 38MURAQ36AB3* |  |  | CAP**4221AL* | PG80MS(A,L)A48070C** | 35000 | 16.5 | 8.1 | 38500 | 35000 | 90.91% | 1.88 | 0 | 9.5 |  |  |  |  | R-410A | 2.9167 | Residential & Commercial | USHP
213078269 | Central HP <5.4 tons | PAYNE HEATING AND COOLING | HRCU-A-CB (Split System: Heat Pump with Remote Outdoor Unit-Air-Source) | 38MURAQ36AB3* |  |  | CAP**3621AL* | PG80MS(A,L)A42090B** | 35200 | 16 | 8.1 | 38500 | 35200 | 91.43% | 1.84 | 0 | 9.5 |  |  |  |  | R-410A | 2.9333 | Residential & Commercial | USHP
213078433 | Central HP <5.4 tons | PAYNE HEATING AND COOLING | HRCU-A-CB (Split System: Heat Pump with Remote Outdoor Unit-Air-Source) | 38MURAQ36AB3* |  |  | CAP**4321AL* | PG80MS(A,L)A48090C** | 36400 | 16.5 | 8.5 | 38000 | 34800 | 91.58% | 2.06 | 0 | 10 |  |  |  |  | R-410A | 3.0333 | Residential & Commercial | USHP | Ducted CEE Tier 1
213078499 | Central HP <5.4 tons | PAYNE HEATING AND COOLING | HRCU-A-CB (Split System: Heat Pump with Remote Outdoor Unit-Air-Source) | 38MURAQ36AB3* |  |  | CAP**3721AL* | PG80MS(A,L)A60090C** | 37000 | 16 | 8.5 | 38500 | 35000 | 90.91% | 2.08 | 0 | 10 |  |  |  |  | R-410A | 3.0833 | Residential & Commercial | USHP | Ducted CEE Tier 1
213078617 | Central HP <5.4 tons | PAYNE HEATING AND COOLING | HRCU-A-CB (Split System: Heat Pump with Remote Outdoor Unit-Air-Source) | 38MURAQ36AB3* |  |  | CAP**3721AL* | PG80MS(A,L)A60110C** | 36600 | 16.5 | 8.5 | 38000 | 34800 | 91.58% | 2.06 | 0 | 10 |  |  |  |  | R-410A | 3.05 | Residential & Commercial | USHP | Ducted CEE Tier 1
213078831 | Central HP <5.4 tons | PAYNE HEATING AND COOLING | HRCU-A-CB (Split System: Heat Pump with Remote Outdoor Unit-Air-Source) | 38MURAQ36AB3* |  |  | CAP**3621AL* | PG80MSUA60100C** | 35000 | 16 | 8.5 | 38500 | 35200 | 91.43% | 1.8 | 0 | 9.5 |  |  |  |  | R-410A | 2.9167 | Residential & Commercial | USHP
213078867 | Central HP <5.4 tons | PAYNE HEATING AND COOLING | HRCU-A-CB (Split System: Heat Pump with Remote Outdoor Unit-Air-Source) | 38MURAQ36AB3* |  |  | CAP**4221AL* | PG80MSUA60100C** | 35200 | 16 | 8.5 | 38500 | 35000 | 90.91% | 1.88 | 0 | 9.5 |  |  |  |  | R-410A | 2.9333 | Residential & Commercial | USHP
213078915 | Central HP <5.4 tons | PAYNE HEATING AND COOLING | HRCU-A-CB (Split System: Heat Pump with Remote Outdoor Unit-Air-Source) | 38MURAQ36AB3* |  |  | CNPV*4217AL* | PG80MSUA60100C** | 36000 | 15.5 | 8.1 | 39000 | 35200 | 90.26% | 1.96 | 0 | 10 |  |  |  |  | R-410A | 3 | Residential & Commercial | USHP | Ducted CEE Tier 1
213079569 | Central HP <5.4 tons | PAYNE HEATING AND COOLING | HRCU-A-CB (Split System: Heat Pump with Remote Outdoor Unit-Air-Source) | 38MURAQ36AB3* |  |  | CAP**4321AL* | PG92MSAA48080B** | 36200 | 16.5 | 8.5 | 38000 | 34800 | 91.58% | 2.04 | 0 | 10 |  |  |  |  | R-410A | 3.0167 | Residential & Commercial | USHP | Ducted CEE Tier 1
213076553 | Central HP <5.4 tons | PAYNE HEATING AND COOLING | HRCU-A-CB (Split System: Heat Pump with Remote Outdoor Unit-Air-Source) | 38MURAQ36AB3* |  |  | CNPV*4217AL* | PG80VTLB48070B** | 35400 | 16 | 8.1 | 38500 | 35000 | 90.91% | 1.94 | 0 | 10 |  |  |  |  | R-410A | 2.95 | Residential & Commercial | USHP | Ducted CEE Tier 1
213077564 | Central HP <5.4 tons | PAYNE HEATING AND COOLING | HRCU-A-CB (Split System: Heat Pump with Remote Outdoor Unit-Air-Source) | 38MURAQ36AB3* |  |  | CNPV*4821AL* | PG96VTAB60080C** | 35600 | 16.5 | 8.1 | 38500 | 34800 | 90.39% | 1.98 | 0 | 10 |  |  |  |  | R-410A | 2.9667 | Residential & Commercial | USHP | Ducted CEE Tier 1
213077678 | Central HP <5.4 tons | PAYNE HEATING AND COOLING | HRCU-A-CB (Split System: Heat Pump with Remote Outdoor Unit-Air-Source) | 38MURAQ36AB3* |  |  | CNPV*4821AL* | PG96VTAB60100C** | 36000 | 16.5 | 8.1 | 38500 | 35000 | 90.91% | 2 | 0 | 10 |  |  |  |  | R-410A | 3 | Residential & Commercial | USHP | Ducted CEE Tier 1
216973004 | Central HP <5.4 tons | CARRIER | HRCU-A-CB (Split System: Heat Pump with Remote Outdoor Unit-Air-Source) | 27VNA360A*030* | ADP |  | PL60H210P17*+TXV | 59CU5B100C21**22 | 56000 | 18 | 8.5 | 58500 | 45000 | 76.92% | 2.08 | 0 | 11.5 |  |  |  |  | R-454B | 4.6667 | Residential & Commercial | USHP | Ducted CEE Tier 1
213078400 | Central HP <5.4 tons | PAYNE HEATING AND COOLING | HRCU-A-CB (Split System: Heat Pump with Remote Outdoor Unit-Air-Source) | 38MURAQ36AB3* |  |  | CAP**3721AL* | PG80MS(A,L)A48090C** | 36400 | 16.5 | 8.5 | 38000 | 34800 | 91.58% | 2.06 | 0 | 10 |  |  |  |  | R-410A | 3.0333 | Residential & Commercial | USHP | Ducted CEE Tier 1
216981030 | Central HP <5.4 tons | YORK | HRCU-A-CB (Split System: Heat Pump with Remote Outdoor Unit-Air-Source) | HH860E2S11 | ADP |  | V,Y60H210P19*+TXV-BLEED | Y92E100C20SMPS1 | 53500 | 19 | 8.5 | 52000 | 38500 | 74.04% | 2 | 0 | 11 |  |  |  |  | R-454B | 4.4583 | Residential & Commercial | USHP | Ducted CEE Tier 1
213079755 | Central HP <5.4 tons | PAYNE HEATING AND COOLING | HRCU-A-CB (Split System: Heat Pump with Remote Outdoor Unit-Air-Source) | 38MURAQ36AB3* |  |  | CAP**4221AL* | PG92MSAA60100C** | 35200 | 16.5 | 8.1 | 38500 | 35000 | 90.91% | 1.88 | 0 | 10 |  |  |  |  | R-410A | 2.9333 | Residential & Commercial | USHP | Ducted CEE Tier 1
214061438 | Central HP <5.4 tons | YORK | HRCU-A-CB (Split System: Heat Pump with Remote Outdoor Unit-Air-Source) | HMH72B341 | ADP |  | AD-37(P,U)*****1+TXV | Y82E100C16LMPS1 | 33400 | 18 | 8.5 | 31400 | 23000 | 73.25% | 2.06 | 0 | 9.5 |  |  |  |  | R-410A | 2.7833 | Residential & Commercial | USHP
214061439 | Central HP <5.4 tons | YORK | HRCU-A-CB (Split System: Heat Pump with Remote Outdoor Unit-Air-Source) | HMH72B341 | ADP |  | AD-37(P,U)*****9 | Y82E100C16LMPS1 | 33400 | 18 | 8.5 | 31400 | 23000 | 73.25% | 2.06 | 0 | 9.5 |  |  |  |  | R-410A | 2.7833 | Residential & Commercial | USHP
216981001 | Central HP <5.4 tons | YORK | HRCU-A-CB (Split System: Heat Pump with Remote Outdoor Unit-Air-Source) | HH824E2S11 | ADP |  | H,YG80*36+TXV-BLEED | Y82E080B12LMPS1 | 23000 | 19 | 9.5 | 21400 | 18200 | 85.05% | 2 | 0 | 12 |  |  |  |  | R-454B | 1.9167 | Residential & Commercial | USHP | Ducted CEE Tier 1
212975366 | Central HP <5.4 tons | PAYNE HEATING AND COOLING | HRCU-A-CB (Split System: Heat Pump with Remote Outdoor Unit-Air-Source) | 38MURAQ24AB3* |  |  | CNPV*3621AL* | PG96VTAB36040B** | 23200 | 16 | 8.1 | 26200 | 24800 | 94.66% | 2.06 | 0 | 10 |  |  |  |  | R-410A | 1.9333 | Residential & Commercial | USHP | Ducted CEE Tier 1
213928540 | Central HP <5.4 tons | SUMMIT LIVING PRODUCTS | HRCU-A-C (Split System: Heat Pump with Remote Outdoor Unit with No Indoor Fan --Air Source) | SMI-24HFN1-MW |  |  | SMI-24HWDN1-MN0 | 0 | 24000 | 16.5 | 9.5 | 25000 | 20000 | 80% | 1.95 | 11 | 10.7 |  |  |  |  | R-410A | 2 | Residential & Commercial | USHP | Ducted CEE Tier 1
216992455 | Central HP <5.4 tons | BRYANT HEATING AND COOLING SYSTEMS | HRCU-A-CB (Split System: Heat Pump with Remote Outdoor Unit-Air-Source) | 290VAN048**AA* | ADP |  | H,PG48*60+TXV | 987MC66100C21*** | 45000 | 18 | 9 | 45500 | 33200 | 72.97% | 2.06 | 0 | 10 |  |  |  |  | R-454B | 3.75 | Residential & Commercial | USHP | Ducted CEE Tier 1
212974927 | Central HP <5.4 tons | PAYNE HEATING AND COOLING | HRCU-A-CB (Split System: Heat Pump with Remote Outdoor Unit-Air-Source) | 38MURAQ24AB3* |  |  | CAP**2417AL* | PG96VTAB30040A** | 23000 | 16 | 8.5 | 27000 | 27000 | 100% | 2.28 | 0 | 9.5 |  |  |  |  | R-410A | 1.9167 | Residential & Commercial | USHP
212974979 | Central HP <5.4 tons | PAYNE HEATING AND COOLING | HRCU-A-CB (Split System: Heat Pump with Remote Outdoor Unit-Air-Source) | 38MURAQ24AB3* |  |  | CAP**3617AL* | PG96VTAB30040A** | 23400 | 16 | 8.5 | 26200 | 24200 | 92.37% | 2 | 0 | 10 |  |  |  |  | R-410A | 1.95 | Residential & Commercial | USHP | Ducted CEE Tier 1
212510795 | Central HP <5.4 tons | RUNTRU | HRCU-A-CB (Split System: Heat Pump with Remote Outdoor Unit-Air-Source) | E4HL5036A1000A |  |  | 4TXCB004DS3 | A952V080BU4SAD | 30000 | 15.2 | 8.1 | 25000 | 18000 | 72% | 1.75 | 0 | 9.5 |  |  |  |  | R-410A | 2.5 | Residential & Commercial | USHP
214320238 | Central HP <5.4 tons | RUUD | HRCU-A-CB (Split System: Heat Pump with Remote Outdoor Unit-Air-Source) | RD17AZ36AJ3N | ADP |  | PL36H175P389 | R802V0504A17UHN | 33200 | 18 | 8.1 | 32600 | 29400 | 90.18% | 1.9 | 0 | 9.5 |  |  |  |  | R-410A | 2.7667 | Residential & Commercial | USHP
216980997 | Central HP <5.4 tons | YORK | HRCU-A-CB (Split System: Heat Pump with Remote Outdoor Unit-Air-Source) | HH824E2S11 | ADP |  | V,Y36H***P21*+TXV-BLEED | Y82E060A12LMPS1 | 22800 | 18 | 9.4 | 21400 | 18100 | 84.58% | 1.98 | 0 | 11.7 |  |  |  |  | R-454B | 1.9 | Residential & Commercial | USHP | Ducted CEE Tier 1
212983588 | Central HP <5.4 tons | PAYNE HEATING AND COOLING | HRCU-A-CB (Split System: Heat Pump with Remote Outdoor Unit-Air-Source) | 38MURAQ24AB3* |  |  | CNPV*2417AL* | PG92MSAA36060A** | 23400 | 16.5 | 8.5 | 27000 | 24600 | 91.11% | 2.04 | 0 | 10 |  |  |  |  | R-410A | 1.95 | Residential & Commercial | USHP | Ducted CEE Tier 1
212984099 | Central HP <5.4 tons | PAYNE HEATING AND COOLING | HRCU-A-CB (Split System: Heat Pump with Remote Outdoor Unit-Air-Source) | 38MURAQ24AB3* |  |  | CAP**3721AL* | PG92MSAA42060B** | 24200 | 17.5 | 8.5 | 25200 | 21600 | 85.71% | 1.82 | 0 | 10 |  |  |  |  | R-410A | 2.0167 | Residential & Commercial | USHP | Ducted CEE Tier 1
212984147 | Central HP <5.4 tons | PAYNE HEATING AND COOLING | HRCU-A-CB (Split System: Heat Pump with Remote Outdoor Unit-Air-Source) | 38MURAQ24AB3* |  |  | CNPV*3621AL* | PG92MSAA42060B** | 23600 | 17 | 8.5 | 26400 | 24200 | 91.67% | 2.02 | 0 | 10.5 |  |  |  |  | R-410A | 1.9667 | Residential & Commercial | USHP | Ducted CEE Tier 1
212985051 | Central HP <5.4 tons | PAYNE HEATING AND COOLING | HRCU-A-CB (Split System: Heat Pump with Remote Outdoor Unit-Air-Source) | 38MURAQ24AB3* |  |  | CNPV*3621AL* | PG92MSAA60080C** | 23400 | 17 | 8.5 | 26200 | 24800 | 94.66% | 2.08 | 0 | 10.5 |  |  |  |  | R-410A | 1.95 | Residential & Commercial | USHP | Ducted CEE Tier 1
212986153 | Central HP <5.4 tons | PAYNE HEATING AND COOLING | HRCU-A-CB (Split System: Heat Pump with Remote Outdoor Unit-Air-Source) | 38MURAQ24AB3* |  |  | CAP**2517AL* | PG96MSAA30040A** | 24000 | 16.5 | 8.5 | 25400 | 21800 | 85.83% | 1.82 | 0 | 10 |  |  |  |  | R-410A | 2 | Residential & Commercial | USHP | Ducted CEE Tier 1
212986537 | Central HP <5.4 tons | PAYNE HEATING AND COOLING | HRCU-A-CB (Split System: Heat Pump with Remote Outdoor Unit-Air-Source) | 38MURAQ24AB3* |  |  | CAP**2517AL* | PG96MSAA36040B** | 24200 | 15.5 | 8.1 | 25400 | 21600 | 85.04% | 1.8 | 0 | 10 |  |  |  |  | R-410A | 2.0167 | Residential & Commercial | USHP | Ducted CEE Tier 1
215405738 | Central HP <5.4 tons | YORK | HRCU-A-CB (Split System: Heat Pump with Remote Outdoor Unit-Air-Source) | HH824E2S11 | ADP |  | CH240A*C+TXV+AEF36AXP* | 0 | 24000 | 19 | 9.45 | 22400 | 16600 | 74.11% | 2.1 | 0 | 12 |  |  |  |  | R-454B | 2 | Residential & Commercial | USHP | Ducted CEE Tier 1
214061453 | Central HP <5.4 tons | YORK | HRCU-A-CB (Split System: Heat Pump with Remote Outdoor Unit-Air-Source) | HMH72B341 | ADP |  | AD-32(P,U)*****9 | Y82E100C20LMPS1 | 34000 | 18 | 8.5 | 31800 | 23200 | 72.96% | 2.08 | 0 | 9.5 |  |  |  |  | R-410A | 2.8333 | Residential & Commercial | USHP
214061456 | Central HP <5.4 tons | YORK | HRCU-A-CB (Split System: Heat Pump with Remote Outdoor Unit-Air-Source) | HMH72B341 | ADP |  | AD-35(P,U)*****9 | Y82E120C20LMPS1 | 33600 | 18 | 8.5 | 31400 | 23000 | 73.25% | 2.06 | 0 | 9.5 |  |  |  |  | R-410A | 2.8 | Residential & Commercial | USHP
215726319 | Central HP <5.4 tons | YORK | HRCU-A-CB (Split System: Heat Pump with Remote Outdoor Unit-Air-Source) | HH836E2S11 | ADP |  | H,YG36*36+TXV | TM8V080C16MP12 | 33600 | 18 | 8.5 | 30000 | 25200 | 84% | 2 | 0 | 11 |  |  |  |  | R-454B | 2.8 | Residential & Commercial | USHP | Ducted CEE Tier 1
215726332 | Central HP <5.4 tons | YORK | HRCU-A-CB (Split System: Heat Pump with Remote Outdoor Unit-Air-Source) | HH836E2S11 | ADP |  | H,YG81*36+TXV-BLEED | TM8V100C16MP12 | 33600 | 18 | 8.5 | 30000 | 25200 | 84% | 2 | 0 | 11 |  |  |  |  | R-454B | 2.8 | Residential & Commercial | USHP | Ducted CEE Tier 1
215726335 | Central HP <5.4 tons | YORK | HRCU-A-CB (Split System: Heat Pump with Remote Outdoor Unit-Air-Source) | HH836E2S11 | ADP |  | H,YG37*36+TXV-BLEED | TM9V060B12MP12 | 32600 | 17 | 8.5 | 29000 | 24800 | 85.52% | 2 | 0 | 11 |  |  |  |  | R-454B | 2.7167 | Residential & Commercial | USHP | Ducted CEE Tier 1
215726382 | Central HP <5.4 tons | YORK | HRCU-A-CB (Split System: Heat Pump with Remote Outdoor Unit-Air-Source) | HH836E2S11 | ADP |  | H,YG81*36+TXV | TM9Y100C20MP11 | 33800 | 17 | 8.5 | 30800 | 25600 | 83.12% | 2 | 0 | 10 |  |  |  |  | R-454B | 2.8167 | Residential & Commercial | USHP | Ducted CEE Tier 1
215471330 | Central HP <5.4 tons | MIDEA | HRCU-A-CB (Split System: Heat Pump with Remote Outdoor Unit-Air-Source) | MO1BE-H60B-2A |  |  | MAUHE-H60B-2A | 0 | 54000 | 15.2 | 8.4 | 54000 | 38000 | 70.37% | 1.8 | 0 | 8.6 |  |  |  |  | R-454B | 4.5 | Residential & Commercial | USHP
215726321 | Central HP <5.4 tons | YORK | HRCU-A-CB (Split System: Heat Pump with Remote Outdoor Unit-Air-Source) | HH836E2S11 | ADP |  | H,YG37*36+TXV | TM8V080C16MP12 | 33600 | 18 | 8.5 | 30000 | 25200 | 84% | 2 | 0 | 11 |  |  |  |  | R-454B | 2.8 | Residential & Commercial | USHP | Ducted CEE Tier 1
215726323 | Central HP <5.4 tons | YORK | HRCU-A-CB (Split System: Heat Pump with Remote Outdoor Unit-Air-Source) | HH836E2S11 | ADP |  | H,YG80*36+TXV | TM8V080C16MP12 | 33600 | 18 | 8.5 | 30000 | 25200 | 84% | 2 | 0 | 11 |  |  |  |  | R-454B | 2.8 | Residential & Commercial | USHP | Ducted CEE Tier 1
213164374 | Central HP <5.4 tons | YORK | HRCU-A-CB (Split System: Heat Pump with Remote Outdoor Unit-Air-Source) | HMH72B341 | ADP |  | CH365B9+AEF48BXP* | 0 | 33800 | 18 | 8.6 | 31600 | 22800 | 72.15% | 1.98 | 0 | 10 |  |  |  |  | R-410A | 2.8167 | Residential & Commercial | USHP | Ducted CEE Tier 1
212384788 | Central HP <5.4 tons | PAYNE HEATING AND COOLING | HRCU-A-CB (Split System: Heat Pump with Remote Outdoor Unit-Air-Source) | 38MURAQ36AB3* |  |  | CNPV*4821AL* | PG92ESAA48080B** | 36200 | 16.5 | 8.1 | 39000 | 34800 | 89.23% | 2.02 | 0 | 10.5 |  |  |  |  | R-410A | 3.0167 | Residential & Commercial | USHP | Ducted CEE Tier 1
211226839 | Central HP <5.4 tons | PAYNE HEATING AND COOLING | HRCU-A-CB (Split System: Heat Pump with Remote Outdoor Unit-Air-Source) | 38MURAQ36AB3* |  |  | CAP**3721AL* | PG80ES(A,L)A60090C** | 36800 | 16 | 8.5 | 38500 | 34800 | 90.39% | 2.1 | 0 | 10 |  |  |  |  | R-410A | 3.0667 | Residential & Commercial | USHP | Ducted CEE Tier 1
216776158 | Central HP <5.4 tons | RUNTRU | HRCU-A-CB (Split System: Heat Pump with Remote Outdoor Unit-Air-Source) | A5HL5048A1 |  |  | A5AHV006A1D3 | 0 | 46000 | 16 | 8.1 | 48000 | 38000 | 79.17% | 1.75 | 0 | 11.7 |  |  |  |  | R-454B | 3.8333 | Residential & Commercial | USHP | Ducted CEE Tier 1
212986261 | Central HP <5.4 tons | PAYNE HEATING AND COOLING | HRCU-A-CB (Split System: Heat Pump with Remote Outdoor Unit-Air-Source) | 38MURAQ24AB3* |  |  | CNPV*3617AL* | PG96MSAA30040A** | 23400 | 16 | 8.1 | 26400 | 24400 | 92.42% | 2.02 | 0 | 10 |  |  |  |  | R-410A | 1.95 | Residential & Commercial | USHP | Ducted CEE Tier 1
212986561 | Central HP <5.4 tons | PAYNE HEATING AND COOLING | HRCU-A-CB (Split System: Heat Pump with Remote Outdoor Unit-Air-Source) | 38MURAQ24AB3* |  |  | CAP**3617AL* | PG96MSAA36040B** | 23400 | 16 | 8.5 | 26200 | 24400 | 93.13% | 2 | 0 | 9.5 |  |  |  |  | R-410A | 1.95 | Residential & Commercial | USHP
212988319 | Central HP <5.4 tons | PAYNE HEATING AND COOLING | HRCU-A-CB (Split System: Heat Pump with Remote Outdoor Unit-Air-Source) | 38MURAQ36AB3* |  |  | CAP**4824AL* | PG96MSAA66120D** | 35600 | 16.5 | 8.5 | 37800 | 34600 | 91.53% | 2.02 | 0 | 10 |  |  |  |  | R-410A | 2.9667 | Residential & Commercial | USHP | Ducted CEE Tier 1
212988403 | Central HP <5.4 tons | PAYNE HEATING AND COOLING | HRCU-A-CB (Split System: Heat Pump with Remote Outdoor Unit-Air-Source) | 38MURAQ36AB3* |  |  | CAP**4824AL* | PG96MSAA66140D** | 35600 | 16.5 | 8.5 | 37800 | 34600 | 91.53% | 2.02 | 0 | 10 |  |  |  |  | R-410A | 2.9667 | Residential & Commercial | USHP | Ducted CEE Tier 1
215870953 | Central HP <5.4 tons | YORK | HRCU-A-CB (Split System: Heat Pump with Remote Outdoor Unit-Air-Source) | HH836E2S11 | ADP |  | CX361B*35+TXV | YP9C080B12MP13 | 33000 | 18 | 8.5 | 29200 | 24800 | 84.93% | 2 | 0 | 11 |  |  |  |  | R-454B | 2.75 | Residential & Commercial | USHP | Ducted CEE Tier 1
215726385 | Central HP <5.4 tons | YORK | HRCU-A-CB (Split System: Heat Pump with Remote Outdoor Unit-Air-Source) | HH836E2S11 | ADP |  | H,YG37*36+TXV-BLEED | Y81E080B12SMPS1 | 32800 | 18 | 8.5 | 28400 | 24400 | 85.92% | 2 | 0 | 11.7 |  |  |  |  | R-454B | 2.7333 | Residential & Commercial | USHP | Ducted CEE Tier 1
215726416 | Central HP <5.4 tons | YORK | HRCU-A-CB (Split System: Heat Pump with Remote Outdoor Unit-Air-Source) | HH836E2S11 | ADP |  | H,YG36*36+TXV | Y81E100C16SMPS1 | 33400 | 19 | 8.5 | 29600 | 24800 | 83.78% | 2 | 0 | 11 |  |  |  |  | R-454B | 2.7833 | Residential & Commercial | USHP | Ducted CEE Tier 1
215726418 | Central HP <5.4 tons | YORK | HRCU-A-CB (Split System: Heat Pump with Remote Outdoor Unit-Air-Source) | HH836E2S11 | ADP |  | H,YG37*36+TXV | Y81E100C16SMPS1 | 33400 | 19 | 8.5 | 29600 | 24800 | 83.78% | 2 | 0 | 11 |  |  |  |  | R-454B | 2.7833 | Residential & Commercial | USHP | Ducted CEE Tier 1
215726419 | Central HP <5.4 tons | YORK | HRCU-A-CB (Split System: Heat Pump with Remote Outdoor Unit-Air-Source) | HH836E2S11 | ADP |  | H,YG80*36+TXV-BLEED | Y81E100C16SMPS1 | 33400 | 19 | 8.5 | 29600 | 24800 | 83.78% | 2 | 0 | 11 |  |  |  |  | R-454B | 2.7833 | Residential & Commercial | USHP | Ducted CEE Tier 1
215726449 | Central HP <5.4 tons | YORK | HRCU-A-CB (Split System: Heat Pump with Remote Outdoor Unit-Air-Source) | HH836E2S11 | ADP |  | H,YG37*36+TXV-BLEED | Y82E080B12LMPS1 | 32800 | 19 | 8.5 | 28400 | 24400 | 85.92% | 2 | 0 | 11.7 |  |  |  |  | R-454B | 2.7333 | Residential & Commercial | USHP | Ducted CEE Tier 1
215726450 | Central HP <5.4 tons | YORK | HRCU-A-CB (Split System: Heat Pump with Remote Outdoor Unit-Air-Source) | HH836E2S11 | ADP |  | H,YG37*36+TXV | Y82E080B12LMPS1 | 32800 | 19 | 8.5 | 28400 | 24400 | 85.92% | 2 | 0 | 11.7 |  |  |  |  | R-454B | 2.7333 | Residential & Commercial | USHP | Ducted CEE Tier 1
213078353 | Central HP <5.4 tons | PAYNE HEATING AND COOLING | HRCU-A-CB (Split System: Heat Pump with Remote Outdoor Unit-Air-Source) | 38MURAQ36AB3* |  |  | CNPV*4217AL* | PG80MS(A,L)A42090B** | 35600 | 16 | 8.1 | 38500 | 35000 | 90.91% | 1.94 | 0 | 10 |  |  |  |  | R-410A | 2.9667 | Residential & Commercial | USHP | Ducted CEE Tier 1
213078521 | Central HP <5.4 tons | PAYNE HEATING AND COOLING | HRCU-A-CB (Split System: Heat Pump with Remote Outdoor Unit-Air-Source) | 38MURAQ36AB3* |  |  | CAP**4224AL* | PG80MS(A,L)A60090C** | 35400 | 16.5 | 8.1 | 38500 | 35000 | 90.91% | 1.9 | 0 | 10 |  |  |  |  | R-410A | 2.95 | Residential & Commercial | USHP | Ducted CEE Tier 1
213078653 | Central HP <5.4 tons | PAYNE HEATING AND COOLING | HRCU-A-CB (Split System: Heat Pump with Remote Outdoor Unit-Air-Source) | 38MURAQ36AB3* |  |  | CAP**4321AL* | PG80MS(A,L)A60110C** | 36600 | 16.5 | 8.5 | 38000 | 34800 | 91.58% | 2.06 | 0 | 10 |  |  |  |  | R-410A | 3.05 | Residential & Commercial | USHP | Ducted CEE Tier 1
213078903 | Central HP <5.4 tons | PAYNE HEATING AND COOLING | HRCU-A-CB (Split System: Heat Pump with Remote Outdoor Unit-Air-Source) | 38MURAQ36AB3* |  |  | CNPV*3621AL* | PG80MSUA60100C** | 35000 | 15.5 | 8.1 | 38500 | 35400 | 91.95% | 1.76 | 0 | 10 |  |  |  |  | R-410A | 2.9167 | Residential & Commercial | USHP | Ducted CEE Tier 1
216980998 | Central HP <5.4 tons | YORK | HRCU-A-CB (Split System: Heat Pump with Remote Outdoor Unit-Air-Source) | HH824E2S11 | ADP |  | H,YG9J*30+TXV-BLEED | Y82E060A12LMPS1 | 23000 | 18 | 9.5 | 21400 | 18100 | 84.58% | 2 | 0 | 12 |  |  |  |  | R-454B | 1.9167 | Residential & Commercial | USHP | Ducted CEE Tier 1
216752038 | Central HP <5.4 tons | YORK | HRCU-A-CB (Split System: Heat Pump with Remote Outdoor Unit-Air-Source) | HH824E2S11 | ADP |  | H,YG33*30+TXV-BLEED | TM8V080B12MP12 | 22600 | 17 | 8.8 | 21400 | 18100 | 84.58% | 1.96 | 0 | 11.7 |  |  |  |  | R-454B | 1.8833 | Residential & Commercial | USHP | Ducted CEE Tier 1
216752068 | Central HP <5.4 tons | YORK | HRCU-A-CB (Split System: Heat Pump with Remote Outdoor Unit-Air-Source) | HH824E2S11 | ADP |  | H,YG33*30+TXV-BLEED | TM9V060B12MP12 | 22600 | 17 | 9.25 | 21400 | 18400 | 85.98% | 1.96 | 0 | 11.7 |  |  |  |  | R-454B | 1.8833 | Residential & Commercial | USHP | Ducted CEE Tier 1
216752070 | Central HP <5.4 tons | YORK | HRCU-A-CB (Split System: Heat Pump with Remote Outdoor Unit-Air-Source) | HH824E2S11 | ADP |  | H,YG7J*30+TXV-BLEED | TM9V060B12MP12 | 22400 | 17 | 9.25 | 21400 | 18400 | 85.98% | 1.96 | 0 | 11.5 |  |  |  |  | R-454B | 1.8667 | Residential & Commercial | USHP | Ducted CEE Tier 1
216752086 | Central HP <5.4 tons | YORK | HRCU-A-CB (Split System: Heat Pump with Remote Outdoor Unit-Air-Source) | HH824E2S11 | ADP |  | H,YG8J*30+TXV-BLEED | Y81E040A12SMPS1 | 22800 | 17 | 9.4 | 21400 | 18500 | 86.45% | 1.98 | 0 | 11.7 |  |  |  |  | R-454B | 1.9 | Residential & Commercial | USHP | Ducted CEE Tier 1
213249336 | Central HP <5.4 tons | PAYNE HEATING AND COOLING | HRCU-A-CB (Split System: Heat Pump with Remote Outdoor Unit-Air-Source) | 38MURAQ36AB3* |  |  | FEVA0036**+NAVA43601CK | 0 | 35400 | 16 | 8.5 | 38500 | 35000 | 90.91% | 1.9 | 0 | 10 |  |  |  |  | R-410A | 2.95 | Residential & Commercial | USHP | Ducted CEE Tier 1
212383365 | Central HP <5.4 tons | PAYNE HEATING AND COOLING | HRCU-A-CB (Split System: Heat Pump with Remote Outdoor Unit-Air-Source) | 38MURAQ36AB3* |  |  | CAP**3621AL* | PG80ESUA60080C** | 36600 | 15.2 | 8.1 | 40000 | 35400 | 88.5% | 1.88 | 0 | 10 |  |  |  |  | R-410A | 3.05 | Residential & Commercial | USHP | Ducted CEE Tier 1
216973007 | Central HP <5.4 tons | CARRIER | HRCU-A-CB (Split System: Heat Pump with Remote Outdoor Unit-Air-Source) | 27VNA360A*030* | ADP |  | C60A***L19*+TXV | 59CU5B100C21**22 | 56000 | 18 | 8.5 | 58500 | 45000 | 76.92% | 2.08 | 0 | 11.5 |  |  |  |  | R-454B | 4.6667 | Residential & Commercial | USHP | Ducted CEE Tier 1
216973010 | Central HP <5.4 tons | CARRIER | HRCU-A-CB (Split System: Heat Pump with Remote Outdoor Unit-Air-Source) | 27VNA360A*030* | ADP |  | A60VHA*+TXV | 59MN7C060C21**20 | 55000 | 18 | 8.5 | 59000 | 47000 | 79.66% | 2 | 0 | 10 |  |  |  |  | R-454B | 4.5833 | Residential & Commercial | USHP | Ducted CEE Tier 1
211213953 | Central HP <5.4 tons | PAYNE HEATING AND COOLING | HRCU-A-CB (Split System: Heat Pump with Remote Outdoor Unit-Air-Source) | 38MURAQ30AB3* |  |  | CAP**3721AL* | PG80ESUA36040B** | 31000 | 15.2 | 8.1 | 33400 | 26000 | 77.84% | 1.86 | 0 | 9 |  |  |  |  | R-410A | 2.5833 | Residential & Commercial | USHP
216623525 | Central HP <5.4 tons | MIDEA | HRCU-A-C (Split System: Heat Pump with Remote Outdoor Unit with No Indoor Fan --Air Source) | MO1HE-H30B-2A |  |  | MAAHE-H36B-CA | 0 | 29000 | 16 | 9.5 | 32000 | 32000 | 100% | 1.85 | 0 | 10 |  |  |  |  | R-454B | 2.4167 | Residential & Commercial | USHP | Ducted CEE Tier 1
212978688 | Central HP <5.4 tons | PAYNE HEATING AND COOLING | HRCU-A-CB (Split System: Heat Pump with Remote Outdoor Unit-Air-Source) | 38MURAQ24AB3* |  |  | CAP**3721AL* | PG80MS(A,L)A36070B** | 24400 | 17.5 | 8.5 | 25200 | 21200 | 84.13% | 1.8 | 0 | 10.5 |  |  |  |  | R-410A | 2.0333 | Residential & Commercial | USHP | Ducted CEE Tier 1
216623526 | Central HP <5.4 tons | MIDEA | HRCU-A-C (Split System: Heat Pump with Remote Outdoor Unit with No Indoor Fan --Air Source) | MO1SE-H36B-2A |  |  | MAAHE-H36B-CA | 0 | 36000 | 15.8 | 9.4 | 38000 | 36000 | 94.74% | 1.9 | 0 | 10.7 |  |  |  |  | R-454B | 3 | Residential & Commercial | USHP | Ducted CEE Tier 1
212979157 | Central HP <5.4 tons | PAYNE HEATING AND COOLING | HRCU-A-CB (Split System: Heat Pump with Remote Outdoor Unit-Air-Source) | 38MURAQ24AB3* |  |  | CAP**3617AL* | PG80MS(A,L)A48070B** | 23800 | 17 | 8.5 | 26200 | 23800 | 90.84% | 1.98 | 0 | 10 |  |  |  |  | R-410A | 1.9833 | Residential & Commercial | USHP | Ducted CEE Tier 1
212979205 | Central HP <5.4 tons | PAYNE HEATING AND COOLING | HRCU-A-CB (Split System: Heat Pump with Remote Outdoor Unit-Air-Source) | 38MURAQ24AB3* |  |  | CNPV*2417AL* | PG80MS(A,L)A48070B** | 23200 | 16.5 | 8.5 | 26800 | 25400 | 94.78% | 2.14 | 0 | 10 |  |  |  |  | R-410A | 1.9333 | Residential & Commercial | USHP | Ducted CEE Tier 1
215471353 | Central HP <5.4 tons | MIDEA | HRCU-A-CB (Split System: Heat Pump with Remote Outdoor Unit-Air-Source) | MO1HS-H33B-2A |  |  | MACHU-H36B-2A | 0 | 33000 | 16.5 | 10 | 35000 | 34000 | 97.14% | 2 | 0 | 11.7 |  |  |  |  | R-454B | 2.75 | Residential & Commercial | USHP | Ducted CEE Tier 1
212978068 | Central HP <5.4 tons | PAYNE HEATING AND COOLING | HRCU-A-CB (Split System: Heat Pump with Remote Outdoor Unit-Air-Source) | 38MURAQ30AB3* |  |  | CNPV*4217AL* | PG80MS(A,L)A36070A** | 29800 | 15.2 | 8.1 | 34000 | 27200 | 80% | 1.82 | 0 | 9 |  |  |  |  | R-410A | 2.4833 | Residential & Commercial | USHP
215735542 | Central HP <5.4 tons | YORK | HRCU-A-CB (Split System: Heat Pump with Remote Outdoor Unit-Air-Source) | HH824E2S11 | ADP |  | H,YE33*36+TXV-BLEED | TM9Y060B12MP11 | 23000 | 17 | 9 | 21400 | 18000 | 84.11% | 2 | 0 | 11.7 |  |  |  |  | R-454B | 1.9167 | Residential & Commercial | USHP | Ducted CEE Tier 1
216751862 | Central HP <5.4 tons | YORK | HRCU-A-CB (Split System: Heat Pump with Remote Outdoor Unit-Air-Source) | HH860E2S11 | ADP |  | H,YG86*60+TXV-BLEED | Y91E080C20SMPS1 | 53500 | 19 | 8.5 | 52000 | 38500 | 74.04% | 2 | 0 | 11 |  |  |  |  | R-454B | 4.4583 | Residential & Commercial | USHP | Ducted CEE Tier 1
215735559 | Central HP <5.4 tons | YORK | HRCU-A-CB (Split System: Heat Pump with Remote Outdoor Unit-Air-Source) | HH860E2S11 | ADP |  | H,YE1K*48+TXV-BLEED | TM8V080C16MP12 | 43000 | 17 | 8.45 | 42000 | 32800 | 78.1% | 1.98 | 0 | 11.5 |  |  |  |  | R-454B | 3.5833 | Residential & Commercial | USHP | Ducted CEE Tier 1
213061683 | Central HP <5.4 tons | NAPOLEON | HRCU-A-C (Split System: Heat Pump with Remote Outdoor Unit with No Indoor Fan --Air Source) | WSEHV4860RA1-N |  |  | WPCCB48 | 0 | 47000 | 15.2 | 8.5 | 48000 | 33600 | 70% | 1.8 | 0 | 10 |  |  |  |  | R-410A | 3.9167 | Residential & Commercial | USHP | Ducted CEE Tier 1
213076641 | Central HP <5.4 tons | PAYNE HEATING AND COOLING | HRCU-A-CB (Split System: Heat Pump with Remote Outdoor Unit-Air-Source) | 38MURAQ36AB3* |  |  | CAP**3721AL* | PG80VTLB60090C** | 36600 | 16 | 8.5 | 38500 | 35000 | 90.91% | 2.08 | 0 | 10 |  |  |  |  | R-410A | 3.05 | Residential & Commercial | USHP | Ducted CEE Tier 1
213077476 | Central HP <5.4 tons | PAYNE HEATING AND COOLING | HRCU-A-CB (Split System: Heat Pump with Remote Outdoor Unit-Air-Source) | 38MURAQ36AB3* |  |  | CAP**3621AL* | PG96VTAB60080C** | 34800 | 16 | 8.1 | 38500 | 35200 | 91.43% | 1.82 | 0 | 9.5 |  |  |  |  | R-410A | 2.9 | Residential & Commercial | USHP
213077958 | Central HP <5.4 tons | PAYNE HEATING AND COOLING | HRCU-A-CB (Split System: Heat Pump with Remote Outdoor Unit-Air-Source) | 38MURAQ36AB3* |  |  | CAP**4221AL* | PG80MS(A,L)A36070B** | 35000 | 16 | 8.1 | 38500 | 35000 | 90.91% | 1.88 | 0 | 9.5 |  |  |  |  | R-410A | 2.9167 | Residential & Commercial | USHP
213080706 | Central HP <5.4 tons | PAYNE HEATING AND COOLING | HRCU-A-CB (Split System: Heat Pump with Remote Outdoor Unit-Air-Source) | 38MURAQ36AB3* |  |  | CAP**4321AL* | PG95MSUA48060B** | 36600 | 16 | 8.5 | 38500 | 35000 | 90.91% | 2.06 | 0 | 10 |  |  |  |  | R-410A | 3.05 | Residential & Commercial | USHP | Ducted CEE Tier 1
213080790 | Central HP <5.4 tons | PAYNE HEATING AND COOLING | HRCU-A-CB (Split System: Heat Pump with Remote Outdoor Unit-Air-Source) | 38MURAQ36AB3* |  |  | CAP**3721AL* | PG95MSUA60080C** | 36600 | 16 | 8.5 | 38500 | 35000 | 90.91% | 2.06 | 0 | 10 |  |  |  |  | R-410A | 3.05 | Residential & Commercial | USHP | Ducted CEE Tier 1
213686114 | Central HP <5.4 tons | LENNOX | HRCU-A-CB (Split System: Heat Pump with Remote Outdoor Unit-Air-Source) | SL25XPV-036-230A** | ADP |  | PL36H210P169 | EL297UH045XV36B* | 33600 | 21 | 8.8 | 33200 | 25800 | 77.71% | 1.82 | 0 | 13 |  |  |  |  | R-410A | 2.8 | Residential & Commercial | USHP | Ducted CEE Tier 1
216752048 | Central HP <5.4 tons | YORK | HRCU-A-CB (Split System: Heat Pump with Remote Outdoor Unit-Air-Source) | HH824E2S11 | ADP |  | H,YG33*30+TXV-BLEED | TM9E026A08MP12 | 22400 | 16 | 8.8 | 21400 | 17900 | 83.64% | 1.96 | 0 | 11.5 |  |  |  |  | R-454B | 1.8667 | Residential & Commercial | USHP | Ducted CEE Tier 1
216752098 | Central HP <5.4 tons | YORK | HRCU-A-CB (Split System: Heat Pump with Remote Outdoor Unit-Air-Source) | HH824E2S11 | ADP |  | H,YG33*30+TXV-BLEED | Y91E026A08SMPS1 | 22400 | 17 | 8.8 | 21400 | 17700 | 82.71% | 1.96 | 0 | 11.5 |  |  |  |  | R-454B | 1.8667 | Residential & Commercial | USHP | Ducted CEE Tier 1
216752107 | Central HP <5.4 tons | YORK | HRCU-A-CB (Split System: Heat Pump with Remote Outdoor Unit-Air-Source) | HH824E2S11 | ADP |  | H,YG1K*36+TXV-BLEED | Y91E040A10SMPS1 | 23000 | 18 | 9 | 21400 | 17300 | 80.84% | 2 | 0 | 12 |  |  |  |  | R-454B | 1.9167 | Residential & Commercial | USHP | Ducted CEE Tier 1
213078095 | Central HP <5.4 tons | PAYNE HEATING AND COOLING | HRCU-A-CB (Split System: Heat Pump with Remote Outdoor Unit-Air-Source) | 38MURAQ36AB3* |  |  | CAP**4321AL* | PG80MS(A,L)A48070B** | 36600 | 16 | 8.5 | 38500 | 35000 | 90.91% | 2.06 | 0 | 10 |  |  |  |  | R-410A | 3.05 | Residential & Commercial | USHP | Ducted CEE Tier 1
213079681 | Central HP <5.4 tons | PAYNE HEATING AND COOLING | HRCU-A-CB (Split System: Heat Pump with Remote Outdoor Unit-Air-Source) | 38MURAQ36AB3* |  |  | CAP**4321AL* | PG92MSAA60080C** | 36800 | 16.5 | 8.5 | 38500 | 34800 | 90.39% | 2.08 | 0 | 10 |  |  |  |  | R-410A | 3.0667 | Residential & Commercial | USHP | Ducted CEE Tier 1
213079731 | Central HP <5.4 tons | PAYNE HEATING AND COOLING | HRCU-A-CB (Split System: Heat Pump with Remote Outdoor Unit-Air-Source) | 38MURAQ36AB3* |  |  | CAP**3621AL* | PG92MSAA60100C** | 35000 | 16.5 | 8.1 | 38500 | 35200 | 91.43% | 1.82 | 0 | 9.5 |  |  |  |  | R-410A | 2.9167 | Residential & Commercial | USHP
213080017 | Central HP <5.4 tons | PAYNE HEATING AND COOLING | HRCU-A-CB (Split System: Heat Pump with Remote Outdoor Unit-Air-Source) | 38MURAQ36AB3* |  |  | CAP**3717AL* | PG96MSAA48080B** | 35800 | 15.5 | 8.1 | 38500 | 35000 | 90.91% | 2 | 0 | 10 |  |  |  |  | R-410A | 2.9833 | Residential & Commercial | USHP | Ducted CEE Tier 1
213080149 | Central HP <5.4 tons | PAYNE HEATING AND COOLING | HRCU-A-CB (Split System: Heat Pump with Remote Outdoor Unit-Air-Source) | 38MURAQ36AB3* |  |  | CAP**3721AL* | PG96MSAA60080C** | 36400 | 16 | 8.5 | 38000 | 34800 | 91.58% | 2.06 | 0 | 10 |  |  |  |  | R-410A | 3.0333 | Residential & Commercial | USHP | Ducted CEE Tier 1
213080317 | Central HP <5.4 tons | PAYNE HEATING AND COOLING | HRCU-A-CB (Split System: Heat Pump with Remote Outdoor Unit-Air-Source) | 38MURAQ36AB3* |  |  | CAP**4321AL* | PG96MSAA60100C** | 36600 | 16 | 8.5 | 38500 | 34800 | 90.39% | 2.1 | 0 | 10 |  |  |  |  | R-410A | 3.05 | Residential & Commercial | USHP | Ducted CEE Tier 1
207036530 | Central HP <5.4 tons | AZUR | HRCU-A-CB (Split System: Heat Pump with Remote Outdoor Unit-Air-Source) | AZ-36HPB |  |  | AH-36B | 0 | 34000 | 18 | 9.5 | 35000 | 26000 | 74.29% | 2.05 | 9.55 | 10.1 |  |  |  |  | R-410A | 2.8333 | Residential & Commercial | USHP | Ducted CEE Tier 1
214385390 | Central HP <5.4 tons | COMFORTMAKER | HRCU-A-CB (Split System: Heat Pump with Remote Outdoor Unit-Air-Source) | DLCURAH36ABK | ADP |  | H,YE35936 | *80MSU0601716A* | 34800 | 17 | 8.1 | 36400 | 34400 | 94.51% | 2 | 0 | 10 |  |  |  |  | R-410A | 2.9 | Residential & Commercial | USHP | Ducted CEE Tier 1
212981714 | Central HP <5.4 tons | PAYNE HEATING AND COOLING | HRCU-A-CB (Split System: Heat Pump with Remote Outdoor Unit-Air-Source) | 38MURAQ24AB3* |  |  | CAP**3017AL* | PG80MSUA60100C** | 23800 | 16.5 | 8.5 | 26200 | 23600 | 90.08% | 1.96 | 0 | 10 |  |  |  |  | R-410A | 1.9833 | Residential & Commercial | USHP | Ducted CEE Tier 1
214229366 | Central HP <5.4 tons | PAYNE HEATING AND COOLING | HRCU-A-CB (Split System: Heat Pump with Remote Outdoor Unit-Air-Source) | 38MURAQ24AB3* |  |  | CAP**3621AL* | PG80MSUA60080C** | 23600 | 17.5 | 8.5 | 25600 | 23400 | 91.41% | 1.94 | 0 | 10 |  |  |  |  | R-410A | 1.9667 | Residential & Commercial | USHP | Ducted CEE Tier 1
216972264 | Central HP <5.4 tons | CARRIER | HRCU-A-CB (Split System: Heat Pump with Remote Outdoor Unit-Air-Source) | 27VNA154A*030* | ADP |  | V,C60H210P17*+TXV | 59MN7C100C21**22 | 49000 | 19 | 10.5 | 50500 | 53000 | 105% | 1.96 | 0 | 11 |  |  |  |  | R-454B | 4.0833 | Residential & Commercial | USHP | Ducted CEE Tier 1
213062284 | Central HP <5.4 tons | Kepler | HRCU-A-C (Split System: Heat Pump with Remote Outdoor Unit with No Indoor Fan --Air Source) | AZPN/30WD |  |  | AZPN/C36WAC | 0 | 30000 | 15.5 | 9.7 | 33000 | 27000 | 81.82% | 1.85 | 10.7 | 10.5 |  |  |  |  | R-410A | 2.5 | Residential & Commercial | USHP | Ducted CEE Tier 1
214610384 | Central HP <5.4 tons | Kepler | HRCU-A-C (Split System: Heat Pump with Remote Outdoor Unit with No Indoor Fan --Air Source) | AZPN/45WD |  |  | AZPN/D60WAC-UC | 0 | 45000 | 15.2 | 9.2 | 55000 | 46500 | 84.55% | 1.8 | 0 | 10 |  |  |  |  | R-410A | 3.75 | Residential & Commercial | USHP | Ducted CEE Tier 1
213075996 | Central HP <5.4 tons | PAYNE HEATING AND COOLING | HRCU-A-CB (Split System: Heat Pump with Remote Outdoor Unit-Air-Source) | 38MURAQ36AB3* |  |  | CNPV*4824AL* | PG95MSUA60100C** | 36200 | 16.5 | 8.1 | 38500 | 35000 | 90.91% | 2.02 | 0 | 10.5 |  |  |  |  | R-410A | 3.0167 | Residential & Commercial | USHP | Ducted CEE Tier 1
213076729 | Central HP <5.4 tons | PAYNE HEATING AND COOLING | HRCU-A-CB (Split System: Heat Pump with Remote Outdoor Unit-Air-Source) | 38MURAQ36AB3* |  |  | CAP**3621AL* | PG80VTLB66110C** | 35400 | 16 | 8.1 | 39000 | 35200 | 90.26% | 1.84 | 0 | 10 |  |  |  |  | R-410A | 2.95 | Residential & Commercial | USHP | Ducted CEE Tier 1
213076849 | Central HP <5.4 tons | PAYNE HEATING AND COOLING | HRCU-A-CB (Split System: Heat Pump with Remote Outdoor Unit-Air-Source) | 38MURAQ36AB3* |  |  | CNPV*4824AL* | PG80VTLB66110C** | 36400 | 16.5 | 8.1 | 38500 | 35000 | 90.91% | 2.02 | 0 | 10.5 |  |  |  |  | R-410A | 3.0333 | Residential & Commercial | USHP | Ducted CEE Tier 1
213077866 | Central HP <5.4 tons | PAYNE HEATING AND COOLING | HRCU-A-CB (Split System: Heat Pump with Remote Outdoor Unit-Air-Source) | 38MURAQ36AB3* |  |  | CAP**3617AL* | PG80MS(A,L)A36070A** | 34800 | 15.5 | 8.1 | 38500 | 35200 | 91.43% | 1.82 | 0 | 9.5 |  |  |  |  | R-410A | 2.9 | Residential & Commercial | USHP
213078083 | Central HP <5.4 tons | PAYNE HEATING AND COOLING | HRCU-A-CB (Split System: Heat Pump with Remote Outdoor Unit-Air-Source) | 38MURAQ36AB3* |  |  | CAP**4221AL* | PG80MS(A,L)A48070B** | 35000 | 16 | 8.1 | 38500 | 35000 | 90.91% | 1.88 | 0 | 9.5 |  |  |  |  | R-410A | 2.9167 | Residential & Commercial | USHP
213078819 | Central HP <5.4 tons | PAYNE HEATING AND COOLING | HRCU-A-CB (Split System: Heat Pump with Remote Outdoor Unit-Air-Source) | 38MURAQ36AB3* |  |  | CAP**3617AL* | PG80MSUA60100C** | 35400 | 15.5 | 8.1 | 39000 | 35400 | 90.77% | 1.84 | 0 | 9.5 |  |  |  |  | R-410A | 2.95 | Residential & Commercial | USHP
212985755 | Central HP <5.4 tons | PAYNE HEATING AND COOLING | HRCU-A-CB (Split System: Heat Pump with Remote Outdoor Unit-Air-Source) | 38MURAQ24AB3* |  |  | CAP**2414AL* | PG96MSAA30026A** | 23200 | 16.5 | 8.5 | 27000 | 26400 | 97.78% | 2.2 | 0 | 10 |  |  |  |  | R-410A | 1.9333 | Residential & Commercial | USHP | Ducted CEE Tier 1
212986141 | Central HP <5.4 tons | PAYNE HEATING AND COOLING | HRCU-A-CB (Split System: Heat Pump with Remote Outdoor Unit-Air-Source) | 38MURAQ24AB3* |  |  | CAP**2417AL* | PG96MSAA30040A** | 23200 | 16 | 8.5 | 27000 | 26400 | 97.78% | 2.2 | 0 | 9.5 |  |  |  |  | R-410A | 1.9333 | Residential & Commercial | USHP
214056592 | Central HP <5.4 tons | Bladex | HRCU-A-C (Split System: Heat Pump with Remote Outdoor Unit with No Indoor Fan --Air Source) | BX24-HP15ECO |  |  | BLCA-24HWAC1-UNC | 0 | 22000 | 15.4 | 9.2 | 22000 | 16000 | 72.73% | 2 | 0 | 10 |  |  |  |  | R-410A | 1.8333 | Residential & Commercial | USHP | Ducted CEE Tier 1
216013804 | Central HP <5.4 tons | YORK | HRCU-A-CB (Split System: Heat Pump with Remote Outdoor Unit-Air-Source) | HH860E2S11 | ADP |  | H,YG88*60+TXV-BLEED | Y91E100C16SMPS1 | 45500 | 18 | 8.5 | 45000 | 33800 | 75.11% | 2 | 0 | 11.7 |  |  |  |  | R-454B | 3.7917 | Residential & Commercial | USHP | Ducted CEE Tier 1
215726484 | Central HP <5.4 tons | YORK | HRCU-A-CB (Split System: Heat Pump with Remote Outdoor Unit-Air-Source) | HH860E2S11 | ADP |  | H,YG49*48+TXV-BLEED | TM8V100C16MP12 | 43500 | 18 | 8.5 | 42000 | 32800 | 78.1% | 2 | 0 | 11.7 |  |  |  |  | R-454B | 3.625 | Residential & Commercial | USHP | Ducted CEE Tier 1
215726516 | Central HP <5.4 tons | YORK | HRCU-A-CB (Split System: Heat Pump with Remote Outdoor Unit-Air-Source) | HH860E2S11 | ADP |  | H,YG48*48+TXV-BLEED | TM8V120C20MP12 | 44000 | 18 | 8.5 | 42500 | 33200 | 78.12% | 2 | 0 | 11.7 |  |  |  |  | R-454B | 3.6667 | Residential & Commercial | USHP | Ducted CEE Tier 1
215726517 | Central HP <5.4 tons | YORK | HRCU-A-CB (Split System: Heat Pump with Remote Outdoor Unit-Air-Source) | HH860E2S11 | ADP |  | H,YG48*60+TXV-BLEED | TM8V120C20MP12 | 44000 | 18 | 8.5 | 42500 | 33200 | 78.12% | 2 | 0 | 11.7 |  |  |  |  | R-454B | 3.6667 | Residential & Commercial | USHP | Ducted CEE Tier 1
213075924 | Central HP <5.4 tons | PAYNE HEATING AND COOLING | HRCU-A-CB (Split System: Heat Pump with Remote Outdoor Unit-Air-Source) | 38MURAQ36AB3* |  |  | CAP**4321AL* | PG95MSUA60100C** | 36400 | 16 | 8.5 | 38000 | 34800 | 91.58% | 2.06 | 0 | 10 |  |  |  |  | R-410A | 3.0333 | Residential & Commercial | USHP | Ducted CEE Tier 1
213076753 | Central HP <5.4 tons | PAYNE HEATING AND COOLING | HRCU-A-CB (Split System: Heat Pump with Remote Outdoor Unit-Air-Source) | 38MURAQ36AB3* |  |  | CAP**4221AL* | PG80VTLB66110C** | 35600 | 16 | 8.1 | 38500 | 35200 | 91.43% | 1.9 | 0 | 10 |  |  |  |  | R-410A | 2.9667 | Residential & Commercial | USHP | Ducted CEE Tier 1
213077464 | Central HP <5.4 tons | PAYNE HEATING AND COOLING | HRCU-A-CB (Split System: Heat Pump with Remote Outdoor Unit-Air-Source) | 38MURAQ36AB3* |  |  | CNPV*4821AL* | PG96VTAB48080B** | 35600 | 16 | 8.1 | 38500 | 35000 | 90.91% | 1.98 | 0 | 10 |  |  |  |  | R-410A | 2.9667 | Residential & Commercial | USHP | Ducted CEE Tier 1
213077639 | Central HP <5.4 tons | PAYNE HEATING AND COOLING | HRCU-A-CB (Split System: Heat Pump with Remote Outdoor Unit-Air-Source) | 38MURAQ36AB3* |  |  | CAP**4321AL* | PG96VTAB60100C** | 36200 | 16.5 | 8.5 | 38000 | 34800 | 91.58% | 2.04 | 0 | 10 |  |  |  |  | R-410A | 3.0167 | Residential & Commercial | USHP | Ducted CEE Tier 1
213078789 | Central HP <5.4 tons | PAYNE HEATING AND COOLING | HRCU-A-CB (Split System: Heat Pump with Remote Outdoor Unit-Air-Source) | 38MURAQ36AB3* |  |  | CAP**4224AL* | PG80MS(A,L)A60155D** | 35600 | 16.5 | 8.1 | 38500 | 35000 | 90.91% | 1.9 | 0 | 10 |  |  |  |  | R-410A | 2.9667 | Residential & Commercial | USHP | Ducted CEE Tier 1
213500527 | Central HP <5.4 tons | Bladex | HRCU-A-CB (Split System: Heat Pump with Remote Outdoor Unit-Air-Source) | BX30S-36HPHYHA |  |  | BLA-36HWAHU1 | 0 | 35000 | 16.3 | 9.5 | 39000 | 38000 | 97.44% | 1.8 | 0 | 11.7 |  |  |  |  | R-410A | 2.9167 | Residential & Commercial | USHP | Ducted CEE Tier 1
213079203 | Central HP <5.4 tons | PAYNE HEATING AND COOLING | HRCU-A-CB (Split System: Heat Pump with Remote Outdoor Unit-Air-Source) | 38MURAQ36AB3* |  |  | CAP**3621AL* | PG80MSUA60080C** | 34800 | 16.5 | 8.1 | 38500 | 35200 | 91.43% | 1.82 | 0 | 9.5 |  |  |  |  | R-410A | 2.9 | Residential & Commercial | USHP
212978965 | Central HP <5.4 tons | PAYNE HEATING AND COOLING | HRCU-A-CB (Split System: Heat Pump with Remote Outdoor Unit-Air-Source) | 38MURAQ36AB3* |  |  | CAP**4821AL* | PG80MS(A,L)A48070B** | 35600 | 16 | 8.1 | 37800 | 34600 | 91.53% | 2 | 0 | 10 |  |  |  |  | R-410A | 2.9667 | Residential & Commercial | USHP | Ducted CEE Tier 1
212979145 | Central HP <5.4 tons | PAYNE HEATING AND COOLING | HRCU-A-CB (Split System: Heat Pump with Remote Outdoor Unit-Air-Source) | 38MURAQ24AB3* |  |  | CAP**3017AL* | PG80MS(A,L)A48070B** | 23600 | 17 | 8.5 | 26400 | 24600 | 93.18% | 2.04 | 0 | 10 |  |  |  |  | R-410A | 1.9667 | Residential & Commercial | USHP | Ducted CEE Tier 1
212979847 | Central HP <5.4 tons | PAYNE HEATING AND COOLING | HRCU-A-CB (Split System: Heat Pump with Remote Outdoor Unit-Air-Source) | 38MURAQ24AB3* |  |  | CAP**3617AL* | PG80MS(A,L)A42090B** | 23800 | 17 | 8.5 | 26200 | 23800 | 90.84% | 1.98 | 0 | 10 |  |  |  |  | R-410A | 1.9833 | Residential & Commercial | USHP | Ducted CEE Tier 1
212980984 | Central HP <5.4 tons | PAYNE HEATING AND COOLING | HRCU-A-CB (Split System: Heat Pump with Remote Outdoor Unit-Air-Source) | 38MURAQ24AB3* |  |  | CAP**3621AL* | PG80MS(A,L)A60110C** | 23600 | 17.5 | 8.5 | 26200 | 23800 | 90.84% | 2 | 0 | 10 |  |  |  |  | R-410A | 1.9667 | Residential & Commercial | USHP | Ducted CEE Tier 1
212982290 | Central HP <5.4 tons | PAYNE HEATING AND COOLING | HRCU-A-CB (Split System: Heat Pump with Remote Outdoor Unit-Air-Source) | 38MURAQ24AB3* |  |  | CAP**3621AL* | PG80MSUA36040B** | 23600 | 17 | 8.5 | 25800 | 23200 | 89.92% | 1.94 | 0 | 10 |  |  |  |  | R-410A | 1.9667 | Residential & Commercial | USHP | Ducted CEE Tier 1
216990612 | Central HP <5.4 tons | BRYANT HEATING AND COOLING SYSTEMS | HRCU-A-CB (Split System: Heat Pump with Remote Outdoor Unit-Air-Source) | 293VAN048**AA* | ADP |  | C48A***L18*+TXV | 88*TB48070C17*** | 43500 | 20 | 9 | 47000 | 37000 | 78.72% | 2 | 0 | 10.5 |  |  |  |  | R-454B | 3.625 | Residential & Commercial | USHP | Ducted CEE Tier 1
216990676 | Central HP <5.4 tons | BRYANT HEATING AND COOLING SYSTEMS | HRCU-A-CB (Split System: Heat Pump with Remote Outdoor Unit-Air-Source) | 293VAN060**AA* | ADP |  | C60A***L19*+TXV | 88*TB60070C21*** | 56000 | 18 | 8.5 | 58500 | 46500 | 79.49% | 2.02 | 0 | 11 |  |  |  |  | R-454B | 4.6667 | Residential & Commercial | USHP | Ducted CEE Tier 1
211244721 | Central HP <5.4 tons | PAYNE HEATING AND COOLING | HRCU-A-CB (Split System: Heat Pump with Remote Outdoor Unit-Air-Source) | 38MURAQ24AB3* |  |  | CNPV*3017AL* | PG92ESAA36060A** | 23400 | 17 | 8.1 | 25800 | 24000 | 93.02% | 2 | 0 | 10 |  |  |  |  | R-410A | 1.95 | Residential & Commercial | USHP | Ducted CEE Tier 1
211244980 | Central HP <5.4 tons | PAYNE HEATING AND COOLING | HRCU-A-CB (Split System: Heat Pump with Remote Outdoor Unit-Air-Source) | 38MURAQ24AB3* |  |  | CNPV*3617AL* | PG80ESUA36040B** | 24000 | 17 | 8.1 | 26000 | 23200 | 89.23% | 1.94 | 0 | 10.5 |  |  |  |  | R-410A | 2 | Residential & Commercial | USHP | Ducted CEE Tier 1
212974992 | Central HP <5.4 tons | PAYNE HEATING AND COOLING | HRCU-A-CB (Split System: Heat Pump with Remote Outdoor Unit-Air-Source) | 38MURAQ24AB3* |  |  | CAP**3717AL* | PG96VTAB30040A** | 23800 | 16 | 8.1 | 25200 | 22400 | 88.89% | 1.84 | 0 | 10 |  |  |  |  | R-410A | 1.9833 | Residential & Commercial | USHP | Ducted CEE Tier 1
211243792 | Central HP <5.4 tons | PAYNE HEATING AND COOLING | HRCU-A-CB (Split System: Heat Pump with Remote Outdoor Unit-Air-Source) | 38MURAQ24AB3* |  |  | CNPV*2414AL* | PG80ES(A,L)A36045A** | 24200 | 15.5 | 8.5 | 27200 | 22600 | 83.09% | 1.86 | 0 | 10 |  |  |  |  | R-410A | 2.0167 | Residential & Commercial | USHP | Ducted CEE Tier 1
212978128 | Central HP <5.4 tons | PAYNE HEATING AND COOLING | HRCU-A-CB (Split System: Heat Pump with Remote Outdoor Unit-Air-Source) | 38MURAQ24AB3* |  |  | CAP**3017AL* | PG80MS(A,L)A36070A** | 23600 | 17.5 | 8.5 | 26200 | 24600 | 93.89% | 2.06 | 0 | 10 |  |  |  |  | R-410A | 1.9667 | Residential & Commercial | USHP | Ducted CEE Tier 1
212978176 | Central HP <5.4 tons | PAYNE HEATING AND COOLING | HRCU-A-CB (Split System: Heat Pump with Remote Outdoor Unit-Air-Source) | 38MURAQ24AB3* |  |  | CNPV*2417AL* | PG80MS(A,L)A36070A** | 23200 | 17 | 8.5 | 26800 | 25400 | 94.78% | 2.14 | 0 | 10 |  |  |  |  | R-410A | 1.9333 | Residential & Commercial | USHP | Ducted CEE Tier 1
212978677 | Central HP <5.4 tons | PAYNE HEATING AND COOLING | HRCU-A-CB (Split System: Heat Pump with Remote Outdoor Unit-Air-Source) | 38MURAQ24AB3* |  |  | CAP**3717AL* | PG80MS(A,L)A36070B** | 24200 | 17.5 | 8.5 | 25200 | 22000 | 87.3% | 1.84 | 0 | 10 |  |  |  |  | R-410A | 2.0167 | Residential & Commercial | USHP | Ducted CEE Tier 1
212979229 | Central HP <5.4 tons | PAYNE HEATING AND COOLING | HRCU-A-CB (Split System: Heat Pump with Remote Outdoor Unit-Air-Source) | 38MURAQ24AB3* |  |  | CNPV*3617AL* | PG80MS(A,L)A48070B** | 23600 | 17 | 8.5 | 26400 | 24400 | 92.42% | 2.02 | 0 | 10.5 |  |  |  |  | R-410A | 1.9667 | Residential & Commercial | USHP | Ducted CEE Tier 1
212980268 | Central HP <5.4 tons | PAYNE HEATING AND COOLING | HRCU-A-CB (Split System: Heat Pump with Remote Outdoor Unit-Air-Source) | 38MURAQ24AB3* |  |  | CAP**3721AL* | PG80MS(A,L)A48090C** | 24400 | 17.5 | 8.5 | 25200 | 21200 | 84.13% | 1.8 | 0 | 10.5 |  |  |  |  | R-410A | 2.0333 | Residential & Commercial | USHP | Ducted CEE Tier 1
214594893 | Central HP <5.4 tons | MIDEA | HRCU-A-CB (Split System: Heat Pump with Remote Outdoor Unit-Air-Source) | MOD30U-30HFN1-MR0(X) |  |  | MVBL-30HWFN1-MJ3 | 0 | 28000 | 18.2 | 8.8 | 30000 | 26000 | 86.67% | 1.8 | 0 | 11.7 |  |  |  |  | R-410A | 2.3333 | Residential & Commercial | USHP | Ducted CEE Tier 1
216992971 | Central HP <5.4 tons | BRYANT HEATING AND COOLING SYSTEMS | HRCU-A-CB (Split System: Heat Pump with Remote Outdoor Unit-Air-Source) | 37MUHAQ24AA3 | ADP |  | H,PG7J*36+TXV | 82*TB66110V21*** | 22200 | 15.2 | 8.1 | 19400 | 18500 | 95.36% | 1.85 | 0 | 10.5 |  |  |  |  | R-454B | 1.85 | Residential & Commercial | USHP | Ducted CEE Tier 1
216992990 | Central HP <5.4 tons | BRYANT HEATING AND COOLING SYSTEMS | HRCU-A-CB (Split System: Heat Pump with Remote Outdoor Unit-Air-Source) | 37MUHAQ24AA3 | ADP |  | H,PG7J*36+TXV | 926TC36060V14*** | 21800 | 16 | 8.5 | 19400 | 18800 | 96.91% | 1.98 | 0 | 10.5 |  |  |  |  | R-454B | 1.8167 | Residential & Commercial | USHP | Ducted CEE Tier 1
212528004 | Central HP <5.4 tons | Bladex | HRCU-A-C (Split System: Heat Pump with Remote Outdoor Unit with No Indoor Fan --Air Source) | BX24-HP15ECO |  |  | BLC-24HWAC1 | 0 | 24000 | 15.7 | 9.8 | 25600 | 18500 | 72.27% | 2.2 | 10.3 | 10 |  |  |  |  | R-410A | 2 | Residential & Commercial | USHP | Ducted CEE Tier 1
216992538 | Central HP <5.4 tons | BRYANT HEATING AND COOLING SYSTEMS | HRCU-A-CB (Split System: Heat Pump with Remote Outdoor Unit-Air-Source) | 293VAN048**AA* | ADP |  | H,PG35*48+TXV | 987MC42080C17*** | 42500 | 20 | 9.5 | 46500 | 36000 | 77.42% | 2 | 0 | 10.5 |  |  |  |  | R-454B | 3.5417 | Residential & Commercial | USHP | Ducted CEE Tier 1
212975044 | Central HP <5.4 tons | PAYNE HEATING AND COOLING | HRCU-A-CB (Split System: Heat Pump with Remote Outdoor Unit-Air-Source) | 38MURAQ24AB3* |  |  | CNPV*3017AL* | PG96VTAB30040A** | 23400 | 16 | 8.1 | 26400 | 24600 | 93.18% | 2.04 | 0 | 10 |  |  |  |  | R-410A | 1.95 | Residential & Commercial | USHP | Ducted CEE Tier 1
211244754 | Central HP <5.4 tons | PAYNE HEATING AND COOLING | HRCU-A-CB (Split System: Heat Pump with Remote Outdoor Unit-Air-Source) | 38MURAQ24AB3* |  |  | CNPV*3017AL* | PG95ESAA42060B** | 24600 | 16 | 8.1 | 26600 | 22400 | 84.21% | 1.84 | 0 | 10 |  |  |  |  | R-410A | 2.05 | Residential & Commercial | USHP | Ducted CEE Tier 1
212980158 | Central HP <5.4 tons | PAYNE HEATING AND COOLING | HRCU-A-CB (Split System: Heat Pump with Remote Outdoor Unit-Air-Source) | 38MURAQ36AB3* |  |  | CAP**4821AL* | PG80MS(A,L)A48090C** | 35600 | 16.5 | 8.5 | 37800 | 34600 | 91.53% | 2.02 | 0 | 10 |  |  |  |  | R-410A | 2.9667 | Residential & Commercial | USHP | Ducted CEE Tier 1
211243131 | Central HP <5.4 tons | PAYNE HEATING AND COOLING | HRCU-A-CB (Split System: Heat Pump with Remote Outdoor Unit-Air-Source) | 38MURAQ24AB3* |  |  | CAP**3717AL* | PG92ESAA36040B** | 24200 | 16 | 8.1 | 25400 | 22000 | 86.61% | 1.82 | 0 | 10 |  |  |  |  | R-410A | 2.0167 | Residential & Commercial | USHP | Ducted CEE Tier 1
211244099 | Central HP <5.4 tons | PAYNE HEATING AND COOLING | HRCU-A-CB (Split System: Heat Pump with Remote Outdoor Unit-Air-Source) | 38MURAQ24AB3* |  |  | CNPV*2417AL* | PG80ES(A,L)A36045A** | 24200 | 15.5 | 8.5 | 27200 | 22600 | 83.09% | 1.86 | 0 | 10 |  |  |  |  | R-410A | 2.0167 | Residential & Commercial | USHP | Ducted CEE Tier 1
211244169 | Central HP <5.4 tons | PAYNE HEATING AND COOLING | HRCU-A-CB (Split System: Heat Pump with Remote Outdoor Unit-Air-Source) | 38MURAQ24AB3* |  |  | CNPV*2417AL* | PG92ESAA48080B** | 23800 | 16.5 | 8.5 | 26800 | 23200 | 86.57% | 1.92 | 0 | 10 |  |  |  |  | R-410A | 1.9833 | Residential & Commercial | USHP | Ducted CEE Tier 1
211244301 | Central HP <5.4 tons | PAYNE HEATING AND COOLING | HRCU-A-CB (Split System: Heat Pump with Remote Outdoor Unit-Air-Source) | 38MURAQ24AB3* |  |  | CNPV*3014AL* | PG80VTLA36045A** | 24000 | 16.5 | 8.1 | 26200 | 23000 | 87.79% | 1.9 | 0 | 10.5 |  |  |  |  | R-410A | 2 | Residential & Commercial | USHP | Ducted CEE Tier 1
211244335 | Central HP <5.4 tons | PAYNE HEATING AND COOLING | HRCU-A-CB (Split System: Heat Pump with Remote Outdoor Unit-Air-Source) | 38MURAQ24AB3* |  |  | CNPV*3014AL* | PG96VTAA30040A** | 23600 | 15.5 | 8.1 | 26200 | 23600 | 90.08% | 1.92 | 0 | 10 |  |  |  |  | R-410A | 1.9667 | Residential & Commercial | USHP | Ducted CEE Tier 1
216981031 | Central HP <5.4 tons | YORK | HRCU-A-CB (Split System: Heat Pump with Remote Outdoor Unit-Air-Source) | HH860E2S11 | ADP |  | H,YG88*60+TXV-BLEED | Y92E100C20SMPS1 | 53500 | 19 | 8.5 | 52000 | 38500 | 74.04% | 2 | 0 | 11 |  |  |  |  | R-454B | 4.4583 | Residential & Commercial | USHP | Ducted CEE Tier 1
215726552 | Central HP <5.4 tons | YORK | HRCU-A-CB (Split System: Heat Pump with Remote Outdoor Unit-Air-Source) | HH860E2S11 | ADP |  | H,YG49*48+TXV | TM9Y080C16MP11 | 44000 | 17 | 8.5 | 42500 | 33400 | 78.59% | 2 | 0 | 11 |  |  |  |  | R-454B | 3.6667 | Residential & Commercial | USHP | Ducted CEE Tier 1
215726568 | Central HP <5.4 tons | YORK | HRCU-A-CB (Split System: Heat Pump with Remote Outdoor Unit-Air-Source) | HH860E2S11 | ADP |  | H,YG37*48+TXV | TM9Y100C16MP11 | 44000 | 16 | 8.5 | 42500 | 33400 | 78.59% | 2 | 0 | 11 |  |  |  |  | R-454B | 3.6667 | Residential & Commercial | USHP | Ducted CEE Tier 1
215726569 | Central HP <5.4 tons | YORK | HRCU-A-CB (Split System: Heat Pump with Remote Outdoor Unit-Air-Source) | HH860E2S11 | ADP |  | H,YG48*48+TXV-BLEED | TM9Y100C16MP11 | 44000 | 17 | 8.5 | 42500 | 33400 | 78.59% | 2 | 0 | 11 |  |  |  |  | R-454B | 3.6667 | Residential & Commercial | USHP | Ducted CEE Tier 1
211230816 | Central HP <5.4 tons | PAYNE HEATING AND COOLING | HRCU-A-CB (Split System: Heat Pump with Remote Outdoor Unit-Air-Source) | 38MURAQ36AB3* |  |  | FB4CNF042L | 0 | 37000 | 16 | 8.1 | 38500 | 34800 | 90.39% | 2 | 0 | 10 |  |  |  |  | R-410A | 3.0833 | Residential & Commercial | USHP | Ducted CEE Tier 1
213076789 | Central HP <5.4 tons | PAYNE HEATING AND COOLING | HRCU-A-CB (Split System: Heat Pump with Remote Outdoor Unit-Air-Source) | 38MURAQ36AB3* |  |  | CAP**4821AL* | PG80VTLB66110C** | 36200 | 16 | 8.5 | 38000 | 34800 | 91.58% | 2.04 | 0 | 10 |  |  |  |  | R-410A | 3.0167 | Residential & Commercial | USHP | Ducted CEE Tier 1
213077794 | Central HP <5.4 tons | PAYNE HEATING AND COOLING | HRCU-A-CB (Split System: Heat Pump with Remote Outdoor Unit-Air-Source) | 38MURAQ36AB3* |  |  | CAP**4224AL* | PG96VTAB66120D** | 35200 | 16 | 8.1 | 38500 | 35000 | 90.91% | 1.88 | 0 | 9.5 |  |  |  |  | R-410A | 2.9333 | Residential & Commercial | USHP
216990571 | Central HP <5.4 tons | BRYANT HEATING AND COOLING SYSTEMS | HRCU-A-CB (Split System: Heat Pump with Remote Outdoor Unit-Air-Source) | 293VAN036**AA* | ADP |  | A36VCA*+TXV | 88*TB48070C17*** | 32600 | 19 | 9.5 | 33600 | 26600 | 79.17% | 2 | 0 | 11 |  |  |  |  | R-454B | 2.7167 | Residential & Commercial | USHP | Ducted CEE Tier 1
216990578 | Central HP <5.4 tons | BRYANT HEATING AND COOLING SYSTEMS | HRCU-A-CB (Split System: Heat Pump with Remote Outdoor Unit-Air-Source) | 293VAN036**AA* | ADP |  | C36A***L15*+TXV | 88*TB48070C17*** | 32600 | 19 | 9.5 | 33600 | 26600 | 79.17% | 2 | 0 | 11 |  |  |  |  | R-454B | 2.7167 | Residential & Commercial | USHP | Ducted CEE Tier 1
211226932 | Central HP <5.4 tons | PAYNE HEATING AND COOLING | HRCU-A-CB (Split System: Heat Pump with Remote Outdoor Unit-Air-Source) | 38MURAQ36AB3* |  |  | CAP**3721AL* | PG80ESUA60100C** | 36200 | 16 | 8.5 | 38500 | 34800 | 90.39% | 2.08 | 0 | 10 |  |  |  |  | R-410A | 3.0167 | Residential & Commercial | USHP | Ducted CEE Tier 1
211227343 | Central HP <5.4 tons | PAYNE HEATING AND COOLING | HRCU-A-CB (Split System: Heat Pump with Remote Outdoor Unit-Air-Source) | 38MURAQ36AB3* |  |  | CAP**4221AL* | PG80ES(A,L)A48090C** | 35800 | 16 | 8.1 | 38500 | 35000 | 90.91% | 1.9 | 0 | 10 |  |  |  |  | R-410A | 2.9833 | Residential & Commercial | USHP | Ducted CEE Tier 1
211245109 | Central HP <5.4 tons | PAYNE HEATING AND COOLING | HRCU-A-CB (Split System: Heat Pump with Remote Outdoor Unit-Air-Source) | 38MURAQ24AB3* |  |  | CNPV*3617AL* | PG80ES(A,L)A36045A** | 24600 | 16 | 8.1 | 26600 | 22400 | 84.21% | 1.84 | 0 | 10.5 |  |  |  |  | R-410A | 2.05 | Residential & Commercial | USHP | Ducted CEE Tier 1
213077914 | Central HP <5.4 tons | PAYNE HEATING AND COOLING | HRCU-A-CB (Split System: Heat Pump with Remote Outdoor Unit-Air-Source) | 38MURAQ36AB3* |  |  | CAP**3617AL* | PG80MS(A,L)A36070B** | 35000 | 16 | 8.1 | 38500 | 35200 | 91.43% | 1.82 | 0 | 9.5 |  |  |  |  | R-410A | 2.9167 | Residential & Commercial | USHP
213078305 | Central HP <5.4 tons | PAYNE HEATING AND COOLING | HRCU-A-CB (Split System: Heat Pump with Remote Outdoor Unit-Air-Source) | 38MURAQ36AB3* |  |  | CAP**4221AL* | PG80MS(A,L)A42090B** | 35400 | 16.5 | 8.1 | 38500 | 35000 | 90.91% | 1.88 | 0 | 10 |  |  |  |  | R-410A | 2.95 | Residential & Commercial | USHP | Ducted CEE Tier 1
213078532 | Central HP <5.4 tons | PAYNE HEATING AND COOLING | HRCU-A-CB (Split System: Heat Pump with Remote Outdoor Unit-Air-Source) | 38MURAQ36AB3* |  |  | CAP**4321AL* | PG80MS(A,L)A60090C** | 37000 | 16 | 8.5 | 38500 | 35000 | 90.91% | 2.08 | 0 | 10 |  |  |  |  | R-410A | 3.0833 | Residential & Commercial | USHP | Ducted CEE Tier 1
213078757 | Central HP <5.4 tons | PAYNE HEATING AND COOLING | HRCU-A-CB (Split System: Heat Pump with Remote Outdoor Unit-Air-Source) | 38MURAQ36AB3* |  |  | CNPV*4824AL* | PG80MS(A,L)A60110D** | 36200 | 17 | 8.1 | 38500 | 34800 | 90.39% | 2.02 | 0 | 10.5 |  |  |  |  | R-410A | 3.0167 | Residential & Commercial | USHP | Ducted CEE Tier 1
213078975 | Central HP <5.4 tons | PAYNE HEATING AND COOLING | HRCU-A-CB (Split System: Heat Pump with Remote Outdoor Unit-Air-Source) | 38MURAQ36AB3* |  |  | CAP**3717AL* | PG80MSUA36040B** | 36000 | 15.5 | 8.5 | 38500 | 34800 | 90.39% | 2.02 | 0 | 10 |  |  |  |  | R-410A | 3 | Residential & Commercial | USHP | Ducted CEE Tier 1
213079227 | Central HP <5.4 tons | PAYNE HEATING AND COOLING | HRCU-A-CB (Split System: Heat Pump with Remote Outdoor Unit-Air-Source) | 38MURAQ36AB3* |  |  | CAP**4221AL* | PG80MSUA60080C** | 35000 | 16.5 | 8.1 | 38500 | 35000 | 90.91% | 1.9 | 0 | 10 |  |  |  |  | R-410A | 2.9167 | Residential & Commercial | USHP | Ducted CEE Tier 1
213079661 | Central HP <5.4 tons | PAYNE HEATING AND COOLING | HRCU-A-CB (Split System: Heat Pump with Remote Outdoor Unit-Air-Source) | 38MURAQ36AB3* |  |  | CAP**4221AL* | PG92MSAA60080C** | 35200 | 16.5 | 8.1 | 38500 | 35000 | 90.91% | 1.88 | 0 | 10 |  |  |  |  | R-410A | 2.9333 | Residential & Commercial | USHP | Ducted CEE Tier 1
213075936 | Central HP <5.4 tons | PAYNE HEATING AND COOLING | HRCU-A-CB (Split System: Heat Pump with Remote Outdoor Unit-Air-Source) | 38MURAQ36AB3* |  |  | CAP**4821AL* | PG95MSUA60100C** | 36000 | 16 | 8.5 | 38000 | 34800 | 91.58% | 2.04 | 0 | 10 |  |  |  |  | R-410A | 3 | Residential & Commercial | USHP | Ducted CEE Tier 1
213076421 | Central HP <5.4 tons | PAYNE HEATING AND COOLING | HRCU-A-CB (Split System: Heat Pump with Remote Outdoor Unit-Air-Source) | 38MURAQ36AB3* |  |  | CAP**3717AL* | PG80VTLB36045A** | 36000 | 15.5 | 8.5 | 38500 | 35000 | 90.91% | 2 | 0 | 10 |  |  |  |  | R-410A | 3 | Residential & Commercial | USHP | Ducted CEE Tier 1
213076487 | Central HP <5.4 tons | PAYNE HEATING AND COOLING | HRCU-A-CB (Split System: Heat Pump with Remote Outdoor Unit-Air-Source) | 38MURAQ36AB3* |  |  | CAP**3717AL* | PG80VTLB48070B** | 36000 | 15.5 | 8.5 | 38500 | 35000 | 90.91% | 2 | 0 | 10 |  |  |  |  | R-410A | 3 | Residential & Commercial | USHP | Ducted CEE Tier 1
213077373 | Central HP <5.4 tons | PAYNE HEATING AND COOLING | HRCU-A-CB (Split System: Heat Pump with Remote Outdoor Unit-Air-Source) | 38MURAQ36AB3* |  |  | CAP**3721AL* | PG96VTAB48080B** | 36400 | 15.5 | 8.5 | 38500 | 35000 | 90.91% | 2.06 | 0 | 10 |  |  |  |  | R-410A | 3.0333 | Residential & Commercial | USHP | Ducted CEE Tier 1
213077626 | Central HP <5.4 tons | PAYNE HEATING AND COOLING | HRCU-A-CB (Split System: Heat Pump with Remote Outdoor Unit-Air-Source) | 38MURAQ36AB3* |  |  | CAP**4224AL* | PG96VTAB60100C** | 35400 | 16.5 | 8.1 | 38500 | 35000 | 90.91% | 1.88 | 0 | 10 |  |  |  |  | R-410A | 2.95 | Residential & Commercial | USHP | Ducted CEE Tier 1
213078293 | Central HP <5.4 tons | PAYNE HEATING AND COOLING | HRCU-A-CB (Split System: Heat Pump with Remote Outdoor Unit-Air-Source) | 38MURAQ36AB3* |  |  | CAP**3721AL* | PG80MS(A,L)A42090B** | 36200 | 16.5 | 8.5 | 38000 | 34800 | 91.58% | 2.04 | 0 | 10 |  |  |  |  | R-410A | 3.0167 | Residential & Commercial | USHP | Ducted CEE Tier 1
213078477 | Central HP <5.4 tons | PAYNE HEATING AND COOLING | HRCU-A-CB (Split System: Heat Pump with Remote Outdoor Unit-Air-Source) | 38MURAQ36AB3* |  |  | CNPV*4824AL* | PG80MS(A,L)A48090C** | 35800 | 16.5 | 8.1 | 38500 | 34800 | 90.39% | 2 | 0 | 10 |  |  |  |  | R-410A | 2.9833 | Residential & Commercial | USHP | Ducted CEE Tier 1
212983558 | Central HP <5.4 tons | PAYNE HEATING AND COOLING | HRCU-A-CB (Split System: Heat Pump with Remote Outdoor Unit-Air-Source) | 38MURAQ24AB3* |  |  | CAP**3617AL* | PG92MSAA36060A** | 24000 | 17 | 8.5 | 26400 | 23400 | 88.64% | 1.94 | 0 | 10 |  |  |  |  | R-410A | 2 | Residential & Commercial | USHP | Ducted CEE Tier 1
212983608 | Central HP <5.4 tons | PAYNE HEATING AND COOLING | HRCU-A-CB (Split System: Heat Pump with Remote Outdoor Unit-Air-Source) | 38MURAQ24AB3* |  |  | CNPV*3017AL* | PG92MSAA36060A** | 23800 | 17 | 8.5 | 26400 | 23800 | 90.15% | 1.98 | 0 | 10.5 |  |  |  |  | R-410A | 1.9833 | Residential & Commercial | USHP | Ducted CEE Tier 1
213078059 | Central HP <5.4 tons | PAYNE HEATING AND COOLING | HRCU-A-CB (Split System: Heat Pump with Remote Outdoor Unit-Air-Source) | 38MURAQ36AB3* |  |  | CAP**3717AL* | PG80MS(A,L)A48070B** | 36000 | 15.5 | 8.5 | 38500 | 35000 | 90.91% | 2 | 0 | 10 |  |  |  |  | R-410A | 3 | Residential & Commercial | USHP | Ducted CEE Tier 1
213078177 | Central HP <5.4 tons | PAYNE HEATING AND COOLING | HRCU-A-CB (Split System: Heat Pump with Remote Outdoor Unit-Air-Source) | 38MURAQ36AB3* |  |  | CAP**3721AL* | PG80MS(A,L)A48070C** | 36400 | 16 | 8.5 | 38000 | 34800 | 91.58% | 2.06 | 0 | 10 |  |  |  |  | R-410A | 3.0333 | Residential & Commercial | USHP | Ducted CEE Tier 1
213078510 | Central HP <5.4 tons | PAYNE HEATING AND COOLING | HRCU-A-CB (Split System: Heat Pump with Remote Outdoor Unit-Air-Source) | 38MURAQ36AB3* |  |  | CAP**4221AL* | PG80MS(A,L)A60090C** | 35400 | 16.5 | 8.1 | 38500 | 35000 | 90.91% | 1.88 | 0 | 10 |  |  |  |  | R-410A | 2.95 | Residential & Commercial | USHP | Ducted CEE Tier 1
213078576 | Central HP <5.4 tons | PAYNE HEATING AND COOLING | HRCU-A-CB (Split System: Heat Pump with Remote Outdoor Unit-Air-Source) | 38MURAQ36AB3* |  |  | CNPV*4824AL* | PG80MS(A,L)A60090C** | 36000 | 16.5 | 8.1 | 38500 | 35000 | 90.91% | 2 | 0 | 10.5 |  |  |  |  | R-410A | 3 | Residential & Commercial | USHP | Ducted CEE Tier 1
213079095 | Central HP <5.4 tons | PAYNE HEATING AND COOLING | HRCU-A-CB (Split System: Heat Pump with Remote Outdoor Unit-Air-Source) | 38MURAQ36AB3* |  |  | CAP**3721AL* | PG80MSUA48060B** | 36400 | 16.5 | 8.5 | 38000 | 34800 | 91.58% | 2.08 | 0 | 10 |  |  |  |  | R-410A | 3.0333 | Residential & Commercial | USHP | Ducted CEE Tier 1
213079743 | Central HP <5.4 tons | PAYNE HEATING AND COOLING | HRCU-A-CB (Split System: Heat Pump with Remote Outdoor Unit-Air-Source) | 38MURAQ36AB3* |  |  | CAP**3721AL* | PG92MSAA60100C** | 36600 | 16.5 | 8.5 | 38000 | 34800 | 91.58% | 2.06 | 0 | 10 |  |  |  |  | R-410A | 3.05 | Residential & Commercial | USHP | Ducted CEE Tier 1
213080670 | Central HP <5.4 tons | PAYNE HEATING AND COOLING | HRCU-A-CB (Split System: Heat Pump with Remote Outdoor Unit-Air-Source) | 38MURAQ36AB3* |  |  | CAP**3717AL* | PG95MSUA48060B** | 36000 | 15.5 | 8.5 | 38500 | 35000 | 90.91% | 2 | 0 | 10 |  |  |  |  | R-410A | 3 | Residential & Commercial | USHP | Ducted CEE Tier 1
212982350 | Central HP <5.4 tons | PAYNE HEATING AND COOLING | HRCU-A-CB (Split System: Heat Pump with Remote Outdoor Unit-Air-Source) | 38MURAQ24AB3* |  |  | CNPV*3617AL* | PG80MSUA36040B** | 23800 | 16.5 | 8.5 | 25800 | 23800 | 92.25% | 1.98 | 0 | 10.5 |  |  |  |  | R-410A | 1.9833 | Residential & Commercial | USHP | Ducted CEE Tier 1
216972391 | Central HP <5.4 tons | CARRIER | HRCU-A-CB (Split System: Heat Pump with Remote Outdoor Unit-Air-Source) | 27VNA154A*030* | ADP |  | C60A***L18*+TXV | 59TN7A100C21**22 | 49000 | 19 | 10.5 | 50500 | 53000 | 105% | 1.96 | 0 | 11 |  |  |  |  | R-454B | 4.0833 | Residential & Commercial | USHP | Ducted CEE Tier 1
213360256 | Central HP <5.4 tons | LENNOX | HRCU-A-CB (Split System: Heat Pump with Remote Outdoor Unit-Air-Source) | SL25XPV-036-230A** | ADP |  | L*35/36S9 | EL297UH070XV36B* | 33800 | 21 | 8.8 | 34200 | 27400 | 80.12% | 1.8 | 0 | 13 |  |  |  |  | R-410A | 2.8167 | Residential & Commercial | USHP | Ducted CEE Tier 1
213360275 | Central HP <5.4 tons | LENNOX | HRCU-A-CB (Split System: Heat Pump with Remote Outdoor Unit-Air-Source) | SL25XPV-036-230A** | ADP |  | L*23/37Z9 | EL297UH090XV60C* | 33600 | 21 | 8.6 | 32800 | 26200 | 79.88% | 1.8 | 0 | 13 |  |  |  |  | R-410A | 2.8 | Residential & Commercial | USHP | Ducted CEE Tier 1
213360242 | Central HP <5.4 tons | LENNOX | HRCU-A-CB (Split System: Heat Pump with Remote Outdoor Unit-Air-Source) | SL25XPV-024-230A** | ADP |  | LH35/38X9 | EL297UH110XV48C* | 22200 | 21 | 9.3 | 19800 | 19800 | 100% | 1.9 | 0 | 14.5 |  |  |  |  | R-410A | 1.85 | Residential & Commercial | USHP | Ducted CEE Tier 1
213079345 | Central HP <5.4 tons | PAYNE HEATING AND COOLING | HRCU-A-CB (Split System: Heat Pump with Remote Outdoor Unit-Air-Source) | 38MURAQ36AB3* |  |  | CAP**3717AL* | PG92MSAA36060A** | 36200 | 15.2 | 8.5 | 38500 | 35200 | 91.43% | 2 | 0 | 10 |  |  |  |  | R-410A | 3.0167 | Residential & Commercial | USHP | Ducted CEE Tier 1
213079365 | Central HP <5.4 tons | PAYNE HEATING AND COOLING | HRCU-A-CB (Split System: Heat Pump with Remote Outdoor Unit-Air-Source) | 38MURAQ36AB3* |  |  | CNPV*4217AL* | PG92MSAA36060A** | 35600 | 15.5 | 8.1 | 38500 | 35200 | 91.43% | 1.94 | 0 | 10 |  |  |  |  | R-410A | 2.9667 | Residential & Commercial | USHP | Ducted CEE Tier 1
213079629 | Central HP <5.4 tons | PAYNE HEATING AND COOLING | HRCU-A-CB (Split System: Heat Pump with Remote Outdoor Unit-Air-Source) | 38MURAQ36AB3* |  |  | CNPV*4821AL* | PG92MSAA48080B** | 36000 | 16.5 | 8.1 | 38500 | 35000 | 90.91% | 2 | 0 | 10 |  |  |  |  | R-410A | 3 | Residential & Commercial | USHP | Ducted CEE Tier 1
211245872 | Central HP <5.4 tons | PAYNE HEATING AND COOLING | HRCU-A-CB (Split System: Heat Pump with Remote Outdoor Unit-Air-Source) | 38MURAQ24AB3* |  |  | FMA4P30**AL* | 0 | 25200 | 15.2 | 9 | 27800 | 21600 | 77.7% | 1.78 | 0 | 10 |  |  |  |  | R-410A | 2.1 | Residential & Commercial | USHP | Ducted CEE Tier 1
213078987 | Central HP <5.4 tons | PAYNE HEATING AND COOLING | HRCU-A-CB (Split System: Heat Pump with Remote Outdoor Unit-Air-Source) | 38MURAQ36AB3* |  |  | CAP**3721AL* | PG80MSUA36040B** | 36600 | 16 | 8.5 | 38500 | 34800 | 90.39% | 2.08 | 0 | 10 |  |  |  |  | R-410A | 3.05 | Residential & Commercial | USHP | Ducted CEE Tier 1
213079437 | Central HP <5.4 tons | PAYNE HEATING AND COOLING | HRCU-A-CB (Split System: Heat Pump with Remote Outdoor Unit-Air-Source) | 38MURAQ36AB3* |  |  | CAP**4321AL* | PG92MSAA42060B** | 36600 | 16 | 8.5 | 38500 | 35000 | 90.91% | 2.06 | 0 | 10 |  |  |  |  | R-410A | 3.05 | Residential & Commercial | USHP | Ducted CEE Tier 1
213079521 | Central HP <5.4 tons | PAYNE HEATING AND COOLING | HRCU-A-CB (Split System: Heat Pump with Remote Outdoor Unit-Air-Source) | 38MURAQ36AB3* |  |  | CAP**3621AL* | PG92MSAA48080B** | 35200 | 16 | 8.1 | 38500 | 35200 | 91.43% | 1.82 | 0 | 9.5 |  |  |  |  | R-410A | 2.9333 | Residential & Commercial | USHP
213079557 | Central HP <5.4 tons | PAYNE HEATING AND COOLING | HRCU-A-CB (Split System: Heat Pump with Remote Outdoor Unit-Air-Source) | 38MURAQ36AB3* |  |  | CAP**4221AL* | PG92MSAA48080B** | 35400 | 16 | 8.1 | 38500 | 35000 | 90.91% | 1.88 | 0 | 10 |  |  |  |  | R-410A | 2.95 | Residential & Commercial | USHP | Ducted CEE Tier 1
213079641 | Central HP <5.4 tons | PAYNE HEATING AND COOLING | HRCU-A-CB (Split System: Heat Pump with Remote Outdoor Unit-Air-Source) | 38MURAQ36AB3* |  |  | CAP**3621AL* | PG92MSAA60080C** | 35000 | 16.5 | 8.1 | 38500 | 35200 | 91.43% | 1.82 | 0 | 9.5 |  |  |  |  | R-410A | 2.9167 | Residential & Commercial | USHP
213080209 | Central HP <5.4 tons | PAYNE HEATING AND COOLING | HRCU-A-CB (Split System: Heat Pump with Remote Outdoor Unit-Air-Source) | 38MURAQ36AB3* |  |  | CAP**4824AL* | PG96MSAA60080C** | 36000 | 16 | 8.5 | 38000 | 34800 | 91.58% | 2.04 | 0 | 10 |  |  |  |  | R-410A | 3 | Residential & Commercial | USHP | Ducted CEE Tier 1
214229157 | Central HP <5.4 tons | PAYNE HEATING AND COOLING | HRCU-A-CB (Split System: Heat Pump with Remote Outdoor Unit-Air-Source) | 38MURAQ24AB3* |  |  | CAP**3617AL* | PG80MSUA48060B** | 23800 | 17.5 | 8.5 | 25600 | 23600 | 92.19% | 1.96 | 0 | 10 |  |  |  |  | R-410A | 1.9833 | Residential & Commercial | USHP | Ducted CEE Tier 1
212978622 | Central HP <5.4 tons | PAYNE HEATING AND COOLING | HRCU-A-CB (Split System: Heat Pump with Remote Outdoor Unit-Air-Source) | 38MURAQ24AB3* |  |  | CAP**2417AL* | PG80MS(A,L)A36070B** | 23600 | 17 | 9 | 27000 | 25800 | 95.56% | 2.16 | 0 | 10 |  |  |  |  | R-410A | 1.9667 | Residential & Commercial | USHP | Ducted CEE Tier 1
212978655 | Central HP <5.4 tons | PAYNE HEATING AND COOLING | HRCU-A-CB (Split System: Heat Pump with Remote Outdoor Unit-Air-Source) | 38MURAQ24AB3* |  |  | CAP**3617AL* | PG80MS(A,L)A36070B** | 23600 | 17.5 | 8.5 | 26000 | 24200 | 93.08% | 2.02 | 0 | 10 |  |  |  |  | R-410A | 1.9667 | Residential & Commercial | USHP | Ducted CEE Tier 1
212979121 | Central HP <5.4 tons | PAYNE HEATING AND COOLING | HRCU-A-CB (Split System: Heat Pump with Remote Outdoor Unit-Air-Source) | 38MURAQ24AB3* |  |  | CAP**2417AL* | PG80MS(A,L)A48070B** | 23400 | 17 | 9 | 26800 | 26400 | 98.51% | 2.24 | 0 | 10 |  |  |  |  | R-410A | 1.95 | Residential & Commercial | USHP | Ducted CEE Tier 1
212979823 | Central HP <5.4 tons | PAYNE HEATING AND COOLING | HRCU-A-CB (Split System: Heat Pump with Remote Outdoor Unit-Air-Source) | 38MURAQ24AB3* |  |  | CAP**2517AL* | PG80MS(A,L)A42090B** | 24200 | 17 | 8.5 | 25200 | 21800 | 86.51% | 1.82 | 0 | 10 |  |  |  |  | R-410A | 2.0167 | Residential & Commercial | USHP | Ducted CEE Tier 1
212980257 | Central HP <5.4 tons | PAYNE HEATING AND COOLING | HRCU-A-CB (Split System: Heat Pump with Remote Outdoor Unit-Air-Source) | 38MURAQ24AB3* |  |  | CAP**3621AL* | PG80MS(A,L)A48090C** | 23400 | 17.5 | 8.5 | 26000 | 24400 | 93.85% | 2.04 | 0 | 10 |  |  |  |  | R-410A | 1.95 | Residential & Commercial | USHP | Ducted CEE Tier 1
212981762 | Central HP <5.4 tons | PAYNE HEATING AND COOLING | HRCU-A-CB (Split System: Heat Pump with Remote Outdoor Unit-Air-Source) | 38MURAQ24AB3* |  |  | CAP**3721AL* | PG80MSUA60100C** | 24400 | 17 | 8.5 | 25200 | 21400 | 84.92% | 1.78 | 0 | 10 |  |  |  |  | R-410A | 2.0333 | Residential & Commercial | USHP | Ducted CEE Tier 1
212982314 | Central HP <5.4 tons | PAYNE HEATING AND COOLING | HRCU-A-CB (Split System: Heat Pump with Remote Outdoor Unit-Air-Source) | 38MURAQ24AB3* |  |  | CAP**3721AL* | PG80MSUA36040B** | 24400 | 17 | 8.5 | 25200 | 21400 | 84.92% | 1.8 | 0 | 10 |  |  |  |  | R-410A | 2.0333 | Residential & Commercial | USHP | Ducted CEE Tier 1
211244787 | Central HP <5.4 tons | PAYNE HEATING AND COOLING | HRCU-A-CB (Split System: Heat Pump with Remote Outdoor Unit-Air-Source) | 38MURAQ24AB3* |  |  | CNPV*3017AL* | PG92ESAA36040B** | 23600 | 15.5 | 8.1 | 26200 | 23400 | 89.31% | 1.92 | 0 | 10 |  |  |  |  | R-410A | 1.9667 | Residential & Commercial | USHP | Ducted CEE Tier 1
211245555 | Central HP <5.4 tons | PAYNE HEATING AND COOLING | HRCU-A-CB (Split System: Heat Pump with Remote Outdoor Unit-Air-Source) | 38MURAQ24AB3* |  |  | CNPV*3621AL* | PG96VTAA60080C** | 23600 | 17 | 8.1 | 25800 | 23800 | 92.25% | 1.98 | 0 | 10.5 |  |  |  |  | R-410A | 1.9667 | Residential & Commercial | USHP | Ducted CEE Tier 1
213078629 | Central HP <5.4 tons | PAYNE HEATING AND COOLING | HRCU-A-CB (Split System: Heat Pump with Remote Outdoor Unit-Air-Source) | 38MURAQ36AB3* |  |  | CAP**4221AL* | PG80MS(A,L)A60110C** | 35800 | 16.5 | 8.1 | 38500 | 35000 | 90.91% | 1.9 | 0 | 10 |  |  |  |  | R-410A | 2.9833 | Residential & Commercial | USHP | Ducted CEE Tier 1
211226602 | Central HP <5.4 tons | PAYNE HEATING AND COOLING | HRCU-A-CB (Split System: Heat Pump with Remote Outdoor Unit-Air-Source) | 38MURAQ36AB3* |  |  | CAP**3717AL* | PG80VTLA48090B** | 36000 | 15.5 | 8.1 | 38500 | 35000 | 90.91% | 2.02 | 0 | 10 |  |  |  |  | R-410A | 3 | Residential & Commercial | USHP | Ducted CEE Tier 1
211245621 | Central HP <5.4 tons | PAYNE HEATING AND COOLING | HRCU-A-CB (Split System: Heat Pump with Remote Outdoor Unit-Air-Source) | 38MURAQ24AB3* |  |  | CNPV*3621AL* | PG80ES(A,L)A42090B** | 24600 | 16.5 | 8.5 | 26400 | 22400 | 84.85% | 1.86 | 0 | 10.5 |  |  |  |  | R-410A | 2.05 | Residential & Commercial | USHP | Ducted CEE Tier 1
211245905 | Central HP <5.4 tons | PAYNE HEATING AND COOLING | HRCU-A-CB (Split System: Heat Pump with Remote Outdoor Unit-Air-Source) | 38MURAQ24AB3* |  |  | FMA4X36**AL* | 0 | 25800 | 18 | 9 | 27600 | 21000 | 76.09% | 1.8 | 0 | 10.5 |  |  |  |  | R-410A | 2.15 | Residential & Commercial | USHP | Ducted CEE Tier 1
215405748 | Central HP <5.4 tons | YORK | HRCU-A-CB (Split System: Heat Pump with Remote Outdoor Unit-Air-Source) | HH860E2S11 | ADP |  | CH605D*C+TXV+AEF60DXP* | 0 | 54000 | 19 | 9 | 52000 | 38000 | 73.08% | 2 | 0 | 11.7 |  |  |  |  | R-454B | 4.5 | Residential & Commercial | USHP | Ducted CEE Tier 1
213076765 | Central HP <5.4 tons | PAYNE HEATING AND COOLING | HRCU-A-CB (Split System: Heat Pump with Remote Outdoor Unit-Air-Source) | 38MURAQ36AB3* |  |  | CAP**4224AL* | PG80VTLB66110C** | 35800 | 16 | 8.1 | 38500 | 35200 | 91.43% | 1.9 | 0 | 10 |  |  |  |  | R-410A | 2.9833 | Residential & Commercial | USHP | Ducted CEE Tier 1
213077399 | Central HP <5.4 tons | PAYNE HEATING AND COOLING | HRCU-A-CB (Split System: Heat Pump with Remote Outdoor Unit-Air-Source) | 38MURAQ36AB3* |  |  | CAP**4321AL* | PG96VTAB48080B** | 36600 | 15.5 | 8.5 | 38500 | 35000 | 90.91% | 2.06 | 0 | 10 |  |  |  |  | R-410A | 3.05 | Residential & Commercial | USHP | Ducted CEE Tier 1
214061413 | Central HP <5.4 tons | YORK | HRCU-A-CB (Split System: Heat Pump with Remote Outdoor Unit-Air-Source) | HMH72B341 | ADP |  | AD-35(P,U)*****9 | Y82E080B12LMPS1 | 33200 | 18 | 8.5 | 31400 | 23000 | 73.25% | 2.04 | 0 | 9.5 |  |  |  |  | R-410A | 2.7667 | Residential & Commercial | USHP
214061462 | Central HP <5.4 tons | YORK | HRCU-A-CB (Split System: Heat Pump with Remote Outdoor Unit-Air-Source) | HMH72B341 | ADP |  | AD-32(P,U)*****9 | Y82E120C20LMPS1 | 34000 | 18 | 8.5 | 31800 | 23800 | 74.84% | 2.12 | 0 | 9.5 |  |  |  |  | R-410A | 2.8333 | Residential & Commercial | USHP
213076398 | Central HP <5.4 tons | PAYNE HEATING AND COOLING | HRCU-A-CB (Split System: Heat Pump with Remote Outdoor Unit-Air-Source) | 38MURAQ24AB3* |  |  | CNPV*2417AL* | PG96VTAB48060B** | 23200 | 16.5 | 8.5 | 26800 | 25400 | 94.78% | 2.12 | 0 | 10 |  |  |  |  | R-410A | 1.9333 | Residential & Commercial | USHP | Ducted CEE Tier 1
212982338 | Central HP <5.4 tons | PAYNE HEATING AND COOLING | HRCU-A-CB (Split System: Heat Pump with Remote Outdoor Unit-Air-Source) | 38MURAQ24AB3* |  |  | CNPV*3017AL* | PG80MSUA36040B** | 23800 | 16.5 | 8.5 | 25800 | 23800 | 92.25% | 1.98 | 0 | 10.5 |  |  |  |  | R-410A | 1.9833 | Residential & Commercial | USHP | Ducted CEE Tier 1
212983508 | Central HP <5.4 tons | PAYNE HEATING AND COOLING | HRCU-A-CB (Split System: Heat Pump with Remote Outdoor Unit-Air-Source) | 38MURAQ24AB3* |  |  | CAP**2414AL* | PG92MSAA36060A** | 23600 | 16.5 | 8.5 | 27000 | 25600 | 94.81% | 2.14 | 0 | 10 |  |  |  |  | R-410A | 1.9667 | Residential & Commercial | USHP | Ducted CEE Tier 1
212984027 | Central HP <5.4 tons | PAYNE HEATING AND COOLING | HRCU-A-CB (Split System: Heat Pump with Remote Outdoor Unit-Air-Source) | 38MURAQ24AB3* |  |  | CAP**2417AL* | PG92MSAA42060B** | 23400 | 17 | 8.5 | 26800 | 26400 | 98.51% | 2.24 | 0 | 10 |  |  |  |  | R-410A | 1.95 | Residential & Commercial | USHP | Ducted CEE Tier 1
212985031 | Central HP <5.4 tons | PAYNE HEATING AND COOLING | HRCU-A-CB (Split System: Heat Pump with Remote Outdoor Unit-Air-Source) | 38MURAQ24AB3* |  |  | CAP**3621AL* | PG92MSAA60080C** | 23600 | 17.5 | 8.5 | 26000 | 24000 | 92.31% | 2.02 | 0 | 10 |  |  |  |  | R-410A | 1.9667 | Residential & Commercial | USHP | Ducted CEE Tier 1
212986969 | Central HP <5.4 tons | PAYNE HEATING AND COOLING | HRCU-A-CB (Split System: Heat Pump with Remote Outdoor Unit-Air-Source) | 38MURAQ24AB3* |  |  | CNPV*3617AL* | PG96MSAA36060A** | 23600 | 16.5 | 8.1 | 26400 | 24200 | 91.67% | 2.02 | 0 | 10 |  |  |  |  | R-410A | 1.9667 | Residential & Commercial | USHP | Ducted CEE Tier 1
212987821 | Central HP <5.4 tons | PAYNE HEATING AND COOLING | HRCU-A-CB (Split System: Heat Pump with Remote Outdoor Unit-Air-Source) | 38MURAQ24AB3* |  |  | CNPV*3621AL* | PG96MSAA60080C** | 23600 | 17 | 8.5 | 26400 | 24200 | 91.67% | 2.02 | 0 | 10.5 |  |  |  |  | R-410A | 1.9667 | Residential & Commercial | USHP | Ducted CEE Tier 1
212986249 | Central HP <5.4 tons | PAYNE HEATING AND COOLING | HRCU-A-CB (Split System: Heat Pump with Remote Outdoor Unit-Air-Source) | 38MURAQ24AB3* |  |  | CNPV*3017AL* | PG96MSAA30040A** | 23400 | 16 | 8.1 | 26400 | 24400 | 92.42% | 2.02 | 0 | 10 |  |  |  |  | R-410A | 1.95 | Residential & Commercial | USHP | Ducted CEE Tier 1
211244709 | Central HP <5.4 tons | PAYNE HEATING AND COOLING | HRCU-A-CB (Split System: Heat Pump with Remote Outdoor Unit-Air-Source) | 38MURAQ24AB3* |  |  | CNPV*3017AL* | PG80ES(A,L)A42090B** | 24600 | 16.5 | 8.1 | 26400 | 22600 | 85.61% | 1.86 | 0 | 10.5 |  |  |  |  | R-410A | 2.05 | Residential & Commercial | USHP | Ducted CEE Tier 1
213077936 | Central HP <5.4 tons | PAYNE HEATING AND COOLING | HRCU-A-CB (Split System: Heat Pump with Remote Outdoor Unit-Air-Source) | 38MURAQ36AB3* |  |  | CAP**3717AL* | PG80MS(A,L)A36070B** | 36200 | 15.5 | 8.5 | 38500 | 35000 | 90.91% | 2.02 | 0 | 10 |  |  |  |  | R-410A | 3.0167 | Residential & Commercial | USHP | Ducted CEE Tier 1
213078035 | Central HP <5.4 tons | PAYNE HEATING AND COOLING | HRCU-A-CB (Split System: Heat Pump with Remote Outdoor Unit-Air-Source) | 38MURAQ36AB3* |  |  | CAP**3617AL* | PG80MS(A,L)A48070B** | 35200 | 15.5 | 8.1 | 39000 | 35200 | 90.26% | 1.84 | 0 | 9.5 |  |  |  |  | R-410A | 2.9333 | Residential & Commercial | USHP
211245481 | Central HP <5.4 tons | PAYNE HEATING AND COOLING | HRCU-A-CB (Split System: Heat Pump with Remote Outdoor Unit-Air-Source) | 38MURAQ24AB3* |  |  | CNPV*3621AL* | PG80VTLA48090B** | 23800 | 17 | 8.1 | 26000 | 23400 | 90% | 1.94 | 0 | 10.5 |  |  |  |  | R-410A | 1.9833 | Residential & Commercial | USHP | Ducted CEE Tier 1
211245514 | Central HP <5.4 tons | PAYNE HEATING AND COOLING | HRCU-A-CB (Split System: Heat Pump with Remote Outdoor Unit-Air-Source) | 38MURAQ24AB3* |  |  | CNPV*3621AL* | PG96VTAA48080B** | 24200 | 16.5 | 8.1 | 26200 | 23000 | 87.79% | 1.9 | 0 | 10.5 |  |  |  |  | R-410A | 2.0167 | Residential & Commercial | USHP | Ducted CEE Tier 1
212988675 | Central HP <5.4 tons | PAYNE HEATING AND COOLING | HRCU-A-CB (Split System: Heat Pump with Remote Outdoor Unit-Air-Source) | 38MURAQ24AB3* |  |  | CAP**3617AL* | PG95MSUA36040B** | 23600 | 16.5 | 8.5 | 26200 | 23800 | 90.84% | 1.96 | 0 | 10 |  |  |  |  | R-410A | 1.9667 | Residential & Commercial | USHP | Ducted CEE Tier 1
212979413 | Central HP <5.4 tons | PAYNE HEATING AND COOLING | HRCU-A-CB (Split System: Heat Pump with Remote Outdoor Unit-Air-Source) | 38MURAQ36AB3* |  |  | CAP**4824AL* | PG80MS(A,L)A48070C** | 35600 | 16.5 | 8.5 | 37800 | 34600 | 91.53% | 2 | 0 | 10 |  |  |  |  | R-410A | 2.9667 | Residential & Commercial | USHP | Ducted CEE Tier 1
212985229 | Central HP <5.4 tons | PAYNE HEATING AND COOLING | HRCU-A-CB (Split System: Heat Pump with Remote Outdoor Unit-Air-Source) | 38MURAQ36AB3* |  |  | CAP**4821AL* | PG92MSAA60100C** | 35800 | 16.5 | 8.5 | 37800 | 34600 | 91.53% | 2.02 | 0 | 10 |  |  |  |  | R-410A | 2.9833 | Residential & Commercial | USHP | Ducted CEE Tier 1
211133472 | Central HP <5.4 tons | SAMSUNG | HRCU-A-CB (Split System: Heat Pump with Remote Outdoor Unit-Air-Source) | AC048BXUPCH |  |  | BVRMC3948 | 0 | 48000 | 17 | 8.5 | 44000 | 42000 | 95.45% | 1.8 | 0 | 8.6 |  |  |  |  | R-410A | 4 | Residential & Commercial | USHP
216097074 | Central HP <5.4 tons | COMFORT-AIRE | HRCU-A-CB (Split System: Heat Pump with Remote Outdoor Unit-Air-Source) | A-VXP18TA-1 |  |  | B-VXP18TA-1 | 0 | 18000 | 19 | 9.7 | 19000 | 18000 | 94.74% | 2 | 0 | 12.5 |  |  |  |  | R-454B | 1.5 | Residential & Commercial | USHP | Ducted CEE Tier 1
213078167 | Central HP <5.4 tons | PAYNE HEATING AND COOLING | HRCU-A-CB (Split System: Heat Pump with Remote Outdoor Unit-Air-Source) | 38MURAQ36AB3* |  |  | CAP**3621AL* | PG80MS(A,L)A48070C** | 34800 | 16 | 8.1 | 38500 | 35200 | 91.43% | 1.82 | 0 | 9.5 |  |  |  |  | R-410A | 2.9 | Residential & Commercial | USHP
213079119 | Central HP <5.4 tons | PAYNE HEATING AND COOLING | HRCU-A-CB (Split System: Heat Pump with Remote Outdoor Unit-Air-Source) | 38MURAQ36AB3* |  |  | CAP**4224AL* | PG80MSUA48060B** | 35200 | 16.5 | 8.1 | 38500 | 35000 | 90.91% | 1.88 | 0 | 10 |  |  |  |  | R-410A | 2.9333 | Residential & Commercial | USHP | Ducted CEE Tier 1
213079721 | Central HP <5.4 tons | PAYNE HEATING AND COOLING | HRCU-A-CB (Split System: Heat Pump with Remote Outdoor Unit-Air-Source) | 38MURAQ36AB3* |  |  | CNPV*4824AL* | PG92MSAA60080C** | 35800 | 16.5 | 8.1 | 38500 | 34800 | 90.39% | 2 | 0 | 10 |  |  |  |  | R-410A | 2.9833 | Residential & Commercial | USHP | Ducted CEE Tier 1
213080041 | Central HP <5.4 tons | PAYNE HEATING AND COOLING | HRCU-A-CB (Split System: Heat Pump with Remote Outdoor Unit-Air-Source) | 38MURAQ36AB3* |  |  | CAP**4221AL* | PG96MSAA48080B** | 35400 | 15.5 | 8.1 | 38500 | 35200 | 91.43% | 1.88 | 0 | 9.5 |  |  |  |  | R-410A | 2.95 | Residential & Commercial | USHP
212499703 | Central HP <5.4 tons | LENNOX | HRCU-A-CB (Split System: Heat Pump with Remote Outdoor Unit-Air-Source) | EL22XPV-024-230A** | ADP |  | L*19/36S9 | EL280UH045E36A* | 23600 | 21 | 8.5 | 21400 | 15000 | 70.09% | 1.9 | 0 | 13.5 |  |  |  |  | R-410A | 1.9667 | Residential & Commercial | USHP | Ducted CEE Tier 1
212499730 | Central HP <5.4 tons | LENNOX | HRCU-A-CB (Split System: Heat Pump with Remote Outdoor Unit-Air-Source) | EL22XPV-024-230A** | ADP |  | LP36/37R9 | EL280UH090E36B* | 24000 | 21 | 8.5 | 22000 | 15400 | 70% | 1.92 | 0 | 13.5 |  |  |  |  | R-410A | 2 | Residential & Commercial | USHP | Ducted CEE Tier 1
211227825 | Central HP <5.4 tons | PAYNE HEATING AND COOLING | HRCU-A-CB (Split System: Heat Pump with Remote Outdoor Unit-Air-Source) | 38MURAQ36AB3* |  |  | CAP**4224AL* | PG80ES(A,L)A60110D** | 35400 | 16.5 | 8.1 | 38500 | 35000 | 90.91% | 1.88 | 0 | 10 |  |  |  |  | R-410A | 2.95 | Residential & Commercial | USHP | Ducted CEE Tier 1
211230567 | Central HP <5.4 tons | PAYNE HEATING AND COOLING | HRCU-A-CB (Split System: Heat Pump with Remote Outdoor Unit-Air-Source) | 38MURAQ36AB3* |  |  | CNPV*4824AL* | PG80VTLA66110C** | 37000 | 16 | 8.1 | 39500 | 35000 | 88.61% | 2.06 | 0 | 10.5 |  |  |  |  | R-410A | 3.0833 | Residential & Commercial | USHP | Ducted CEE Tier 1
211230260 | Central HP <5.4 tons | PAYNE HEATING AND COOLING | HRCU-A-CB (Split System: Heat Pump with Remote Outdoor Unit-Air-Source) | 38MURAQ36AB3* |  |  | CNPV*4821AL* | PG95ESUA48060B** | 35800 | 16 | 8.1 | 38500 | 34800 | 90.39% | 2 | 0 | 10 |  |  |  |  | R-410A | 2.9833 | Residential & Commercial | USHP | Ducted CEE Tier 1
211226327 | Central HP <5.4 tons | PAYNE HEATING AND COOLING | HRCU-A-CB (Split System: Heat Pump with Remote Outdoor Unit-Air-Source) | 38MURAQ36AB3* |  |  | CAP**3621AL* | PG92ESAA42060B** | 35200 | 16 | 8.1 | 38500 | 35200 | 91.43% | 1.82 | 0 | 9.5 |  |  |  |  | R-410A | 2.9333 | Residential & Commercial | USHP
211226495 | Central HP <5.4 tons | PAYNE HEATING AND COOLING | HRCU-A-CB (Split System: Heat Pump with Remote Outdoor Unit-Air-Source) | 38MURAQ36AB3* |  |  | CAP**3717AL* | PG80ES(A,L)A36070A** | 35800 | 15.5 | 8.1 | 38500 | 35000 | 90.91% | 2 | 0 | 10 |  |  |  |  | R-410A | 2.9833 | Residential & Commercial | USHP | Ducted CEE Tier 1
211226827 | Central HP <5.4 tons | PAYNE HEATING AND COOLING | HRCU-A-CB (Split System: Heat Pump with Remote Outdoor Unit-Air-Source) | 38MURAQ36AB3* |  |  | CAP**3721AL* | PG80ES(A,L)A48090C** | 36600 | 16 | 8.5 | 38500 | 34800 | 90.39% | 2.1 | 0 | 10 |  |  |  |  | R-410A | 3.05 | Residential & Commercial | USHP | Ducted CEE Tier 1
211227296 | Central HP <5.4 tons | PAYNE HEATING AND COOLING | HRCU-A-CB (Split System: Heat Pump with Remote Outdoor Unit-Air-Source) | 38MURAQ36AB3* |  |  | CAP**4221AL* | PG80ES(A,L)A36070B** | 35600 | 15.2 | 8.1 | 39500 | 35200 | 89.11% | 1.88 | 0 | 9.5 |  |  |  |  | R-410A | 2.9667 | Residential & Commercial | USHP
211227531 | Central HP <5.4 tons | PAYNE HEATING AND COOLING | HRCU-A-CB (Split System: Heat Pump with Remote Outdoor Unit-Air-Source) | 38MURAQ36AB3* |  |  | CAP**4221AL* | PG92ESAA60080C** | 35200 | 16.5 | 8.1 | 38500 | 35000 | 90.91% | 1.88 | 0 | 10 |  |  |  |  | R-410A | 2.9333 | Residential & Commercial | USHP | Ducted CEE Tier 1
211228030 | Central HP <5.4 tons | PAYNE HEATING AND COOLING | HRCU-A-CB (Split System: Heat Pump with Remote Outdoor Unit-Air-Source) | 38MURAQ36AB3* |  |  | CAP**4224AL* | PG95ESAA66120D** | 36600 | 15.2 | 8.1 | 40000 | 35200 | 88% | 1.94 | 0 | 10 |  |  |  |  | R-410A | 3.05 | Residential & Commercial | USHP | Ducted CEE Tier 1
212499803 | Central HP <5.4 tons | LENNOX | HRCU-A-CB (Split System: Heat Pump with Remote Outdoor Unit-Air-Source) | EL22XPV-024-230A** | ADP |  | L*18/36S9 | ML180UH030V36A* | 23400 | 21 | 8.45 | 21400 | 15000 | 70.09% | 1.86 | 0 | 13 |  |  |  |  | R-410A | 1.95 | Residential & Commercial | USHP | Ducted CEE Tier 1
212499805 | Central HP <5.4 tons | LENNOX | HRCU-A-CB (Split System: Heat Pump with Remote Outdoor Unit-Air-Source) | EL22XPV-024-230A** | ADP |  | L*18/36T9 | ML180UH030V36A* | 23600 | 21 | 8.5 | 21400 | 15000 | 70.09% | 1.88 | 0 | 13.5 |  |  |  |  | R-410A | 1.9667 | Residential & Commercial | USHP | Ducted CEE Tier 1
212975740 | Central HP <5.4 tons | PAYNE HEATING AND COOLING | HRCU-A-CB (Split System: Heat Pump with Remote Outdoor Unit-Air-Source) | 38MURAQ24AB3* |  |  | CNPV*3017AL* | PG96VTAB36060A** | 23400 | 16.5 | 8.1 | 26200 | 24600 | 93.89% | 2.04 | 0 | 10 |  |  |  |  | R-410A | 1.95 | Residential & Commercial | USHP | Ducted CEE Tier 1
214229135 | Central HP <5.4 tons | PAYNE HEATING AND COOLING | HRCU-A-CB (Split System: Heat Pump with Remote Outdoor Unit-Air-Source) | 38MURAQ24AB3* |  |  | CAP**2517AL* | PG80MSUA48060B** | 24200 | 17.5 | 8.5 | 25200 | 21200 | 84.13% | 1.8 | 0 | 10 |  |  |  |  | R-410A | 2.0167 | Residential & Commercial | USHP | Ducted CEE Tier 1
212384247 | Central HP <5.4 tons | PAYNE HEATING AND COOLING | HRCU-A-CB (Split System: Heat Pump with Remote Outdoor Unit-Air-Source) | 38MURAQ36AB3* |  |  | CNPV*4217AL* | PG80VTLA48090B** | 35800 | 16 | 8.1 | 39000 | 35000 | 89.74% | 1.96 | 0 | 10 |  |  |  |  | R-410A | 2.9833 | Residential & Commercial | USHP | Ducted CEE Tier 1
213077613 | Central HP <5.4 tons | PAYNE HEATING AND COOLING | HRCU-A-CB (Split System: Heat Pump with Remote Outdoor Unit-Air-Source) | 38MURAQ36AB3* |  |  | CAP**4221AL* | PG96VTAB60100C** | 35400 | 16 | 8.1 | 38500 | 35000 | 90.91% | 1.88 | 0 | 10 |  |  |  |  | R-410A | 2.95 | Residential & Commercial | USHP | Ducted CEE Tier 1
213078247 | Central HP <5.4 tons | PAYNE HEATING AND COOLING | HRCU-A-CB (Split System: Heat Pump with Remote Outdoor Unit-Air-Source) | 38MURAQ36AB3* |  |  | CNPV*4824AL* | PG80MS(A,L)A48070C** | 35800 | 16.5 | 8.1 | 38500 | 34800 | 90.39% | 1.98 | 0 | 10 |  |  |  |  | R-410A | 2.9833 | Residential & Commercial | USHP | Ducted CEE Tier 1
212499837 | Central HP <5.4 tons | LENNOX | HRCU-A-CB (Split System: Heat Pump with Remote Outdoor Unit-Air-Source) | EL22XPV-024-230A** | ADP |  | L*18/36V9 | ML180UH045XE36A* | 23400 | 21 | 8.5 | 21200 | 14900 | 70.28% | 1.86 | 0 | 13.5 |  |  |  |  | R-410A | 1.95 | Residential & Commercial | USHP | Ducted CEE Tier 1
213785777 | Central HP <5.4 tons | Bladex | HRCU-A-C (Split System: Heat Pump with Remote Outdoor Unit with No Indoor Fan --Air Source) | BX30-24HPHYHA |  |  | BLCA-24A14AC-UNC | 0 | 24000 | 16.1 | 9.8 | 25000 | 20000 | 80% | 2 | 0 | 10.7 |  |  |  |  | R-410A | 2 | Residential & Commercial | USHP | Ducted CEE Tier 1
213433213 | Central HP <5.4 tons | Kepler | HRCU-A-C (Split System: Heat Pump with Remote Outdoor Unit with No Indoor Fan --Air Source) | AZPN/30WD |  |  | AZPN/B36WACUID | 0 | 29000 | 15.2 | 8.5 | 31000 | 22600 | 72.9% | 1.8 | 0 | 10 |  |  |  |  | R-410A | 2.4167 | Residential & Commercial | USHP | Ducted CEE Tier 1
210568234 | Central HP <5.4 tons | COMFORT-AIRE | HRCU-A-C (Split System: Heat Pump with Remote Outdoor Unit with No Indoor Fan --Air Source) | A-VCD30SA-1 |  |  | MCD30/36C1A | 0 | 30000 | 15.5 | 9.7 | 33000 | 27000 | 81.82% | 1.85 | 10.7 | 10.5 |  |  |  |  | R-410A | 2.5 | Residential & Commercial | USHP | Ducted CEE Tier 1
216623534 | Central HP <5.4 tons | MIDEA | HRCU-A-CB (Split System: Heat Pump with Remote Outdoor Unit-Air-Source) | MO1HE-H24B-2A |  |  | MAPHE-H24B-2A | 0 | 24000 | 17.5 | 9.2 | 26000 | 20000 | 76.92% | 1.9 | 0 | 10.8 |  |  |  |  | R-454B | 2 | Residential & Commercial | USHP | Ducted CEE Tier 1
216623519 | Central HP <5.4 tons | MIDEA | HRCU-A-C (Split System: Heat Pump with Remote Outdoor Unit with No Indoor Fan --Air Source) | MO1HE-H24B-2A |  |  | MAAHE-H24B-AA | 0 | 24000 | 16 | 9.5 | 25000 | 21000 | 84% | 1.8 | 0 | 10 |  |  |  |  | R-454B | 2 | Residential & Commercial | USHP | Ducted CEE Tier 1
216623767 | Central HP <5.4 tons | COMFORT-AIRE | HRCU-A-C (Split System: Heat Pump with Remote Outdoor Unit with No Indoor Fan --Air Source) | A-VXP30TA-1 |  |  | MXP30/36A1A | 0 | 30000 | 15.3 | 9.3 | 32000 | 30400 | 95% | 1.78 | 0 | 10 |  |  |  |  | R-454B | 2.5 | Residential & Commercial | USHP | Ducted CEE Tier 1
213078422 | Central HP <5.4 tons | PAYNE HEATING AND COOLING | HRCU-A-CB (Split System: Heat Pump with Remote Outdoor Unit-Air-Source) | 38MURAQ36AB3* |  |  | CAP**4224AL* | PG80MS(A,L)A48090C** | 35200 | 16.5 | 8.1 | 38500 | 35000 | 90.91% | 1.88 | 0 | 10 |  |  |  |  | R-410A | 2.9333 | Residential & Commercial | USHP | Ducted CEE Tier 1
213078565 | Central HP <5.4 tons | PAYNE HEATING AND COOLING | HRCU-A-CB (Split System: Heat Pump with Remote Outdoor Unit-Air-Source) | 38MURAQ36AB3* |  |  | CNPV*4821AL* | PG80MS(A,L)A60090C** | 36000 | 16.5 | 8.1 | 38500 | 35000 | 90.91% | 2 | 0 | 10.5 |  |  |  |  | R-410A | 3 | Residential & Commercial | USHP | Ducted CEE Tier 1
213078767 | Central HP <5.4 tons | PAYNE HEATING AND COOLING | HRCU-A-CB (Split System: Heat Pump with Remote Outdoor Unit-Air-Source) | 38MURAQ36AB3* |  |  | CAP**4224AL* | PG80MS(A,L)A60135D** | 35400 | 16.5 | 8.1 | 38500 | 35000 | 90.91% | 1.88 | 0 | 10 |  |  |  |  | R-410A | 2.95 | Residential & Commercial | USHP | Ducted CEE Tier 1
213078799 | Central HP <5.4 tons | PAYNE HEATING AND COOLING | HRCU-A-CB (Split System: Heat Pump with Remote Outdoor Unit-Air-Source) | 38MURAQ36AB3* |  |  | CAP**4824AL* | PG80MS(A,L)A60155D** | 36200 | 16.5 | 8.5 | 38000 | 34800 | 91.58% | 2.04 | 0 | 10 |  |  |  |  | R-410A | 3.0167 | Residential & Commercial | USHP | Ducted CEE Tier 1
213078951 | Central HP <5.4 tons | PAYNE HEATING AND COOLING | HRCU-A-CB (Split System: Heat Pump with Remote Outdoor Unit-Air-Source) | 38MURAQ36AB3* |  |  | CAP**3617AL* | PG80MSUA36040B** | 34800 | 15.5 | 8.5 | 39000 | 35200 | 90.26% | 1.8 | 0 | 9.5 |  |  |  |  | R-410A | 2.9 | Residential & Commercial | USHP
213079083 | Central HP <5.4 tons | PAYNE HEATING AND COOLING | HRCU-A-CB (Split System: Heat Pump with Remote Outdoor Unit-Air-Source) | 38MURAQ36AB3* |  |  | CAP**3621AL* | PG80MSUA48060B** | 35000 | 16.5 | 8.1 | 38500 | 35000 | 90.91% | 1.8 | 0 | 9.5 |  |  |  |  | R-410A | 2.9167 | Residential & Commercial | USHP
213079215 | Central HP <5.4 tons | PAYNE HEATING AND COOLING | HRCU-A-CB (Split System: Heat Pump with Remote Outdoor Unit-Air-Source) | 38MURAQ36AB3* |  |  | CAP**3721AL* | PG80MSUA60080C** | 36600 | 16.5 | 8.5 | 38000 | 34600 | 91.05% | 2.08 | 0 | 10 |  |  |  |  | R-410A | 3.05 | Residential & Commercial | USHP | Ducted CEE Tier 1
216981017 | Central HP <5.4 tons | YORK | HRCU-A-CB (Split System: Heat Pump with Remote Outdoor Unit-Air-Source) | HH860E2S11 | ADP |  | V,Y60H210P19*+TXV-BLEED | TM8V100C16MP12 | 44000 | 18 | 9 | 42500 | 33200 | 78.12% | 2 | 0 | 11.7 |  |  |  |  | R-454B | 3.6667 | Residential & Commercial | USHP | Ducted CEE Tier 1
216751905 | Central HP <5.4 tons | YORK | HRCU-A-CB (Split System: Heat Pump with Remote Outdoor Unit-Air-Source) | HH860E2S11 | ADP |  | H,YG37*60+TXV-BLEED | Y91E120D20SMPS1 | 52500 | 18 | 8.35 | 51500 | 38000 | 73.79% | 1.98 | 0 | 11 |  |  |  |  | R-454B | 4.375 | Residential & Commercial | USHP | Ducted CEE Tier 1
215423440 | Central HP <5.4 tons | YORK | HRCU-A-CB (Split System: Heat Pump with Remote Outdoor Unit-Air-Source) | HH836E2S11 | ADP |  | H,YE80*36+TXV | YP9C100C16MP13 | 33400 | 18 | 8.5 | 29400 | 24800 | 84.35% | 2 | 0 | 11 |  |  |  |  | R-454B | 2.7833 | Residential & Commercial | USHP | Ducted CEE Tier 1
216751932 | Central HP <5.4 tons | YORK | HRCU-A-CB (Split System: Heat Pump with Remote Outdoor Unit-Air-Source) | HH836E2S11 | ADP |  | H,YG37*36+TXV-BLEED | TM8Y080B12MP11 | 33400 | 18 | 8.5 | 29600 | 25200 | 85.14% | 2 | 0 | 11 |  |  |  |  | R-454B | 2.7833 | Residential & Commercial | USHP | Ducted CEE Tier 1
216752007 | Central HP <5.4 tons | YORK | HRCU-A-CB (Split System: Heat Pump with Remote Outdoor Unit-Air-Source) | HH836E2S11 | ADP |  | H,YG37*36+TXV-BLEED | Y91E060B12SMPS1 | 33200 | 17 | 8.5 | 29400 | 25000 | 85.03% | 2 | 0 | 11 |  |  |  |  | R-454B | 2.7667 | Residential & Commercial | USHP | Ducted CEE Tier 1
216752032 | Central HP <5.4 tons | YORK | HRCU-A-CB (Split System: Heat Pump with Remote Outdoor Unit-Air-Source) | HH836E2S11 | ADP |  | H,YG37*36+TXV-BLEED | Y91E100C20SMPS1 | 34800 | 18 | 8.5 | 31400 | 26800 | 85.35% | 2 | 0 | 11 |  |  |  |  | R-454B | 2.9 | Residential & Commercial | USHP | Ducted CEE Tier 1
210568236 | Central HP <5.4 tons | COMFORT-AIRE | HRCU-A-C (Split System: Heat Pump with Remote Outdoor Unit with No Indoor Fan --Air Source) | A-VCD36SA-1 |  |  | MCD30/36C1A | 0 | 35000 | 15.2 | 10 | 39000 | 32000 | 82.05% | 2 | 10.2 | 10 |  |  |  |  | R-410A | 2.9167 | Residential & Commercial | USHP | Ducted CEE Tier 1
213770179 | Central HP <5.4 tons | YORK | HRCU-A-CB (Split System: Heat Pump with Remote Outdoor Unit-Air-Source) | HMH72B341 | ADP |  | AD-33(P,U)*****9 | Y81E080B12SMPS1 | 33200 | 18 | 8.5 | 31400 | 23000 | 73.25% | 2.04 | 0 | 10 |  |  |  |  | R-410A | 2.7667 | Residential & Commercial | USHP | Ducted CEE Tier 1
213928538 | Central HP <5.4 tons | SUMMIT LIVING PRODUCTS | HRCU-A-CB (Split System: Heat Pump with Remote Outdoor Unit-Air-Source) | SMI-24HFN1-MW |  |  | SMI-24HWFN1-M | 0 | 24000 | 17.4 | 10 | 24000 | 22600 | 94.17% | 1.91 | 12.5 | 11.7 |  |  |  |  | R-410A | 2 | Residential & Commercial | USHP | Ducted CEE Tier 1
213076652 | Central HP <5.4 tons | PAYNE HEATING AND COOLING | HRCU-A-CB (Split System: Heat Pump with Remote Outdoor Unit-Air-Source) | 38MURAQ36AB3* |  |  | CAP**4221AL* | PG80VTLB60090C** | 35200 | 16 | 8.1 | 38500 | 35000 | 90.91% | 1.88 | 0 | 10 |  |  |  |  | R-410A | 2.9333 | Residential & Commercial | USHP | Ducted CEE Tier 1
213076777 | Central HP <5.4 tons | PAYNE HEATING AND COOLING | HRCU-A-CB (Split System: Heat Pump with Remote Outdoor Unit-Air-Source) | 38MURAQ36AB3* |  |  | CAP**4321AL* | PG80VTLB66110C** | 36600 | 16 | 8.5 | 38000 | 34800 | 91.58% | 2.06 | 0 | 10 |  |  |  |  | R-410A | 3.05 | Residential & Commercial | USHP | Ducted CEE Tier 1
216097077 | Central HP <5.4 tons | COMFORT-AIRE | HRCU-A-CB (Split System: Heat Pump with Remote Outdoor Unit-Air-Source) | A-VXP36TA-1 |  |  | B-VXP36TA-1 | 0 | 36000 | 17.4 | 10.3 | 37000 | 39000 | 105.4% | 1.9 | 0 | 11.7 |  |  |  |  | R-454B | 3 | Residential & Commercial | USHP | Ducted CEE Tier 1
213348297 | Central HP <5.4 tons | COMFORT-AIRE | HRCU-A-CB (Split System: Heat Pump with Remote Outdoor Unit-Air-Source) | A-VCD60SA-1 |  |  | B-KCD60SA-1 | 0 | 55000 | 15.3 | 9.4 | 59000 | 48500 | 82.2% | 1.91 | 9 | 8.8 |  |  |  |  | R-410A | 4.5833 | Residential & Commercial | USHP
213942099 | Central HP <5.4 tons | PAYNE HEATING AND COOLING | HRCU-A-CB (Split System: Heat Pump with Remote Outdoor Unit-Air-Source) | 38MURAQ24AB3* |  |  | CNPV*3617AL* | PG96VTAB48060B** | 24000 | 16.5 | 9 | 26000 | 23200 | 89.23% | 1.92 | 0 | 10.5 |  |  |  |  | R-410A | 2 | Residential & Commercial | USHP | Ducted CEE Tier 1
213076116 | Central HP <5.4 tons | PAYNE HEATING AND COOLING | HRCU-A-CB (Split System: Heat Pump with Remote Outdoor Unit-Air-Source) | 38MURAQ24AB3* |  |  | CNPV*3621AL* | PG95MSUA60100C** | 23800 | 17 | 8.5 | 26400 | 24000 | 90.91% | 2 | 0 | 10.5 |  |  |  |  | R-410A | 1.9833 | Residential & Commercial | USHP | Ducted CEE Tier 1
210568228 | Central HP <5.4 tons | COMFORT-AIRE | HRCU-A-CB (Split System: Heat Pump with Remote Outdoor Unit-Air-Source) | A-VCD60SA-1 |  |  | B-VCD60SA-1 | 0 | 55000 | 15.3 | 9.4 | 59000 | 48500 | 82.2% | 1.91 | 9 | 8.8 |  |  |  |  | R-410A | 4.5833 | Residential & Commercial | USHP
213076602 | Central HP <5.4 tons | PAYNE HEATING AND COOLING | HRCU-A-CB (Split System: Heat Pump with Remote Outdoor Unit-Air-Source) | 38MURAQ36AB3* |  |  | CAP**4221AL* | PG80VTLB48090B** | 35000 | 16 | 8.1 | 38500 | 35000 | 90.91% | 1.86 | 0 | 9.5 |  |  |  |  | R-410A | 2.9167 | Residential & Commercial | USHP
213077806 | Central HP <5.4 tons | PAYNE HEATING AND COOLING | HRCU-A-CB (Split System: Heat Pump with Remote Outdoor Unit-Air-Source) | 38MURAQ36AB3* |  |  | CNPV*4824AL* | PG96VTAB66120D** | 35800 | 16.5 | 8.1 | 38500 | 35000 | 90.91% | 2 | 0 | 10 |  |  |  |  | R-410A | 2.9833 | Residential & Commercial | USHP | Ducted CEE Tier 1
212983568 | Central HP <5.4 tons | PAYNE HEATING AND COOLING | HRCU-A-CB (Split System: Heat Pump with Remote Outdoor Unit-Air-Source) | 38MURAQ24AB3* |  |  | CAP**3717AL* | PG92MSAA36060A** | 24200 | 17 | 8.5 | 25800 | 22200 | 86.05% | 1.84 | 0 | 10 |  |  |  |  | R-410A | 2.0167 | Residential & Commercial | USHP | Ducted CEE Tier 1
212979859 | Central HP <5.4 tons | PAYNE HEATING AND COOLING | HRCU-A-CB (Split System: Heat Pump with Remote Outdoor Unit-Air-Source) | 38MURAQ24AB3* |  |  | CAP**3621AL* | PG80MS(A,L)A42090B** | 23800 | 17.5 | 8.5 | 26200 | 23600 | 90.08% | 1.98 | 0 | 10 |  |  |  |  | R-410A | 1.9833 | Residential & Commercial | USHP | Ducted CEE Tier 1
213079815 | Central HP <5.4 tons | PAYNE HEATING AND COOLING | HRCU-A-CB (Split System: Heat Pump with Remote Outdoor Unit-Air-Source) | 38MURAQ36AB3* |  |  | CNPV*4821AL* | PG92MSAA60100C** | 36000 | 16.5 | 8.1 | 38500 | 34800 | 90.39% | 2 | 0 | 10.5 |  |  |  |  | R-410A | 3 | Residential & Commercial | USHP | Ducted CEE Tier 1
213078778 | Central HP <5.4 tons | PAYNE HEATING AND COOLING | HRCU-A-CB (Split System: Heat Pump with Remote Outdoor Unit-Air-Source) | 38MURAQ36AB3* |  |  | CNPV*4824AL* | PG80MS(A,L)A60135D** | 36000 | 16.5 | 8.1 | 38500 | 35000 | 90.91% | 2 | 0 | 10.5 |  |  |  |  | R-410A | 3 | Residential & Commercial | USHP | Ducted CEE Tier 1
213078879 | Central HP <5.4 tons | PAYNE HEATING AND COOLING | HRCU-A-CB (Split System: Heat Pump with Remote Outdoor Unit-Air-Source) | 38MURAQ36AB3* |  |  | CAP**4321AL* | PG80MSUA60100C** | 36400 | 16 | 8.5 | 38000 | 34800 | 91.58% | 2.1 | 0 | 10 |  |  |  |  | R-410A | 3.0333 | Residential & Commercial | USHP | Ducted CEE Tier 1
213078927 | Central HP <5.4 tons | PAYNE HEATING AND COOLING | HRCU-A-CB (Split System: Heat Pump with Remote Outdoor Unit-Air-Source) | 38MURAQ36AB3* |  |  | CNPV*4221AL* | PG80MSUA60100C** | 35400 | 15.5 | 8.5 | 38500 | 35200 | 91.43% | 1.88 | 0 | 10 |  |  |  |  | R-410A | 2.95 | Residential & Commercial | USHP | Ducted CEE Tier 1
213079047 | Central HP <5.4 tons | PAYNE HEATING AND COOLING | HRCU-A-CB (Split System: Heat Pump with Remote Outdoor Unit-Air-Source) | 38MURAQ36AB3* |  |  | CNPV*4217AL* | PG80MSUA36040B** | 35400 | 15.5 | 8.5 | 39000 | 34800 | 89.23% | 1.94 | 0 | 10 |  |  |  |  | R-410A | 2.95 | Residential & Commercial | USHP | Ducted CEE Tier 1
213062285 | Central HP <5.4 tons | Kepler | HRCU-A-C (Split System: Heat Pump with Remote Outdoor Unit with No Indoor Fan --Air Source) | AZPN/36WD |  |  | AZPN/C36WAC | 0 | 35000 | 15.2 | 10 | 39000 | 32000 | 82.05% | 2 | 10.2 | 10 |  |  |  |  | R-410A | 2.9167 | Residential & Commercial | USHP | Ducted CEE Tier 1
213078963 | Central HP <5.4 tons | PAYNE HEATING AND COOLING | HRCU-A-CB (Split System: Heat Pump with Remote Outdoor Unit-Air-Source) | 38MURAQ36AB3* |  |  | CAP**3621AL* | PG80MSUA36040B** | 35000 | 16 | 8.1 | 38500 | 35200 | 91.43% | 1.8 | 0 | 9.5 |  |  |  |  | R-410A | 2.9167 | Residential & Commercial | USHP
213079179 | Central HP <5.4 tons | PAYNE HEATING AND COOLING | HRCU-A-CB (Split System: Heat Pump with Remote Outdoor Unit-Air-Source) | 38MURAQ36AB3* |  |  | CNPV*4821AL* | PG80MSUA48060B** | 35800 | 16.5 | 8.1 | 38500 | 34800 | 90.39% | 2 | 0 | 10 |  |  |  |  | R-410A | 2.9833 | Residential & Commercial | USHP | Ducted CEE Tier 1
213079311 | Central HP <5.4 tons | PAYNE HEATING AND COOLING | HRCU-A-CB (Split System: Heat Pump with Remote Outdoor Unit-Air-Source) | 38MURAQ36AB3* |  |  | CNPV*4821AL* | PG80MSUA60080C** | 35800 | 17 | 8.1 | 38000 | 34800 | 91.58% | 2.04 | 0 | 10.5 |  |  |  |  | R-410A | 2.9833 | Residential & Commercial | USHP | Ducted CEE Tier 1
211227437 | Central HP <5.4 tons | PAYNE HEATING AND COOLING | HRCU-A-CB (Split System: Heat Pump with Remote Outdoor Unit-Air-Source) | 38MURAQ36AB3* |  |  | CAP**4221AL* | PG80ESUA60080C** | 36800 | 15.5 | 8.5 | 40000 | 35200 | 88% | 1.96 | 0 | 10 |  |  |  |  | R-410A | 3.0667 | Residential & Commercial | USHP | Ducted CEE Tier 1
211227789 | Central HP <5.4 tons | PAYNE HEATING AND COOLING | HRCU-A-CB (Split System: Heat Pump with Remote Outdoor Unit-Air-Source) | 38MURAQ36AB3* |  |  | CAP**4224AL* | PG80ES(A,L)A60090C** | 36000 | 16 | 8.1 | 39500 | 35000 | 88.61% | 1.92 | 0 | 10 |  |  |  |  | R-410A | 3 | Residential & Commercial | USHP | Ducted CEE Tier 1
211228376 | Central HP <5.4 tons | PAYNE HEATING AND COOLING | HRCU-A-CB (Split System: Heat Pump with Remote Outdoor Unit-Air-Source) | 38MURAQ36AB3* |  |  | CAP**4321AL* | PG80VTLA48070B** | 36200 | 16 | 8.5 | 38500 | 34800 | 90.39% | 2.08 | 0 | 10 |  |  |  |  | R-410A | 3.0167 | Residential & Commercial | USHP | Ducted CEE Tier 1
213079942 | Central HP <5.4 tons | PAYNE HEATING AND COOLING | HRCU-A-CB (Split System: Heat Pump with Remote Outdoor Unit-Air-Source) | 38MURAQ36AB3* |  |  | CNPV*4824AL* | PG92MSAA60120D** | 36400 | 16 | 8.1 | 38500 | 35000 | 90.91% | 2.02 | 0 | 10.5 |  |  |  |  | R-410A | 3.0333 | Residential & Commercial | USHP | Ducted CEE Tier 1
213076861 | Central HP <5.4 tons | PAYNE HEATING AND COOLING | HRCU-A-CB (Split System: Heat Pump with Remote Outdoor Unit-Air-Source) | 38MURAQ36AB3* |  |  | CAP**4224AL* | PG80VTLB66135D** | 35400 | 16.5 | 8.1 | 38500 | 34600 | 89.87% | 2.02 | 0 | 10 |  |  |  |  | R-410A | 2.95 | Residential & Commercial | USHP | Ducted CEE Tier 1
213077531 | Central HP <5.4 tons | PAYNE HEATING AND COOLING | HRCU-A-CB (Split System: Heat Pump with Remote Outdoor Unit-Air-Source) | 38MURAQ36AB3* |  |  | CAP**4821AL* | PG96VTAB60080C** | 36200 | 16 | 8.5 | 38000 | 34800 | 91.58% | 2.04 | 0 | 10 |  |  |  |  | R-410A | 3.0167 | Residential & Commercial | USHP | Ducted CEE Tier 1
216990621 | Central HP <5.4 tons | BRYANT HEATING AND COOLING SYSTEMS | HRCU-A-CB (Split System: Heat Pump with Remote Outdoor Unit-Air-Source) | 293VAN048**AA* | ADP |  | C48A***L16*+TXV | 88*TB48090C17*** | 43500 | 20 | 9 | 46500 | 35400 | 76.13% | 1.86 | 0 | 11 |  |  |  |  | R-454B | 3.625 | Residential & Commercial | USHP | Ducted CEE Tier 1
216990653 | Central HP <5.4 tons | BRYANT HEATING AND COOLING SYSTEMS | HRCU-A-CB (Split System: Heat Pump with Remote Outdoor Unit-Air-Source) | 293VAN048**AA* | ADP |  | C60A***L19*+TXV | 88*TB60090C21*** | 45000 | 21 | 9.5 | 46500 | 36200 | 77.85% | 2 | 0 | 11 |  |  |  |  | R-454B | 3.75 | Residential & Commercial | USHP | Ducted CEE Tier 1
213078024 | Central HP <5.4 tons | PAYNE HEATING AND COOLING | HRCU-A-CB (Split System: Heat Pump with Remote Outdoor Unit-Air-Source) | 38MURAQ36AB3* |  |  | CNPV*4821AL* | PG80MS(A,L)A36070B** | 35600 | 16.5 | 8.1 | 38500 | 34800 | 90.39% | 1.98 | 0 | 10 |  |  |  |  | R-410A | 2.9667 | Residential & Commercial | USHP | Ducted CEE Tier 1
213079651 | Central HP <5.4 tons | PAYNE HEATING AND COOLING | HRCU-A-CB (Split System: Heat Pump with Remote Outdoor Unit-Air-Source) | 38MURAQ36AB3* |  |  | CAP**3721AL* | PG92MSAA60080C** | 36800 | 16.5 | 8.5 | 38500 | 34800 | 90.39% | 2.08 | 0 | 10 |  |  |  |  | R-410A | 3.0667 | Residential & Commercial | USHP | Ducted CEE Tier 1
213078665 | Central HP <5.4 tons | PAYNE HEATING AND COOLING | HRCU-A-CB (Split System: Heat Pump with Remote Outdoor Unit-Air-Source) | 38MURAQ36AB3* |  |  | CAP**4821AL* | PG80MS(A,L)A60110C** | 36200 | 16.5 | 8.5 | 38000 | 34800 | 91.58% | 2.04 | 0 | 10 |  |  |  |  | R-410A | 3.0167 | Residential & Commercial | USHP | Ducted CEE Tier 1
213078747 | Central HP <5.4 tons | PAYNE HEATING AND COOLING | HRCU-A-CB (Split System: Heat Pump with Remote Outdoor Unit-Air-Source) | 38MURAQ36AB3* |  |  | CAP**4824AL* | PG80MS(A,L)A60110D** | 36200 | 16.5 | 8.5 | 38000 | 34600 | 91.05% | 2.04 | 0 | 10 |  |  |  |  | R-410A | 3.0167 | Residential & Commercial | USHP | Ducted CEE Tier 1
216097080 | Central HP <5.4 tons | COMFORT-AIRE | HRCU-A-CB (Split System: Heat Pump with Remote Outdoor Unit-Air-Source) | A-VHP18SA-1 |  |  | B-VHP18AA-1 | 0 | 18000 | 18 | 10 | 19500 | 18000 | 92.31% | 2.2 | 0 | 12 |  |  |  |  | R-454B | 1.5 | Residential & Commercial | USHP | Ducted CEE Tier 1
215402217 | Central HP <5.4 tons | RUNTRU | HRCU-A-CB (Split System: Heat Pump with Remote Outdoor Unit-Air-Source) | E4HL5036A1000A |  |  | 4TXCB006DS3 | A952V060BU4SB | 30000 | 15.2 | 8.1 | 27000 | 19000 | 70.37% | 1.75 | 0 | 9.8 |  |  |  |  | R-410A | 2.5 | Residential & Commercial | USHP
213080694 | Central HP <5.4 tons | PAYNE HEATING AND COOLING | HRCU-A-CB (Split System: Heat Pump with Remote Outdoor Unit-Air-Source) | 38MURAQ36AB3* |  |  | CAP**4221AL* | PG95MSUA48060B** | 35000 | 16 | 8.1 | 38500 | 35000 | 90.91% | 1.86 | 0 | 9.5 |  |  |  |  | R-410A | 2.9167 | Residential & Commercial | USHP
212500031 | Central HP <5.4 tons | LENNOX | HRCU-A-CB (Split System: Heat Pump with Remote Outdoor Unit-Air-Source) | EL22XPV-024-230A** | ADP |  | LP18/37R9 | ML196UH070XE48B* | 24000 | 16 | 8.2 | 22400 | 15700 | 70.09% | 1.88 | 0 | 12.5 |  |  |  |  | R-410A | 2 | Residential & Commercial | USHP | Ducted CEE Tier 1
212500040 | Central HP <5.4 tons | LENNOX | HRCU-A-CB (Split System: Heat Pump with Remote Outdoor Unit-Air-Source) | EL22XPV-024-230A** | ADP |  | LP25/36R9 | ML296UH045XV36B* | 23600 | 20 | 8.5 | 21600 | 15200 | 70.37% | 1.88 | 0 | 13 |  |  |  |  | R-410A | 1.9667 | Residential & Commercial | USHP | Ducted CEE Tier 1
212499704 | Central HP <5.4 tons | LENNOX | HRCU-A-CB (Split System: Heat Pump with Remote Outdoor Unit-Air-Source) | EL22XPV-024-230A** | ADP |  | LP25/36R9 | EL280UH045E36A* | 23600 | 21 | 8.5 | 21400 | 15000 | 70.09% | 1.9 | 0 | 13.5 |  |  |  |  | R-410A | 1.9667 | Residential & Commercial | USHP | Ducted CEE Tier 1
213348295 | Central HP <5.4 tons | COMFORT-AIRE | HRCU-A-CB (Split System: Heat Pump with Remote Outdoor Unit-Air-Source) | A-VCD36SA-1 |  |  | B-KCD36SA-1 | 0 | 36000 | 16 | 9.5 | 40000 | 34400 | 86% | 1.97 | 10.5 | 10 |  |  |  |  | R-410A | 3 | Residential & Commercial | USHP | Ducted CEE Tier 1
215218871 | Central HP <5.4 tons | York | HRCU-A-CB (Split System: Heat Pump with Remote Outdoor Unit-Air-Source) | YMSJYH024BAAND-X |  |  | YMSJXC024BAAN--5 | 0 | 24000 | 17.5 | 8.2 | 24000 | 16800 | 70% | 1.9 | 13 | 11.7 |  |  |  |  | R-410A | 2 | Residential & Commercial | USHP | Ducted CEE Tier 1
212499721 | Central HP <5.4 tons | LENNOX | HRCU-A-CB (Split System: Heat Pump with Remote Outdoor Unit-Air-Source) | EL22XPV-024-230A** | ADP |  | L*18/36S9 | EL280UH070XE36A* | 23800 | 21 | 8.45 | 22000 | 15400 | 70% | 1.9 | 0 | 13 |  |  |  |  | R-410A | 1.9833 | Residential & Commercial | USHP | Ducted CEE Tier 1
212499728 | Central HP <5.4 tons | LENNOX | HRCU-A-CB (Split System: Heat Pump with Remote Outdoor Unit-Air-Source) | EL22XPV-024-230A** | ADP |  | LH18/37R9 | EL280UH070XE36A* | 24000 | 21 | 8.5 | 22000 | 15400 | 70% | 1.92 | 0 | 13.5 |  |  |  |  | R-410A | 2 | Residential & Commercial | USHP | Ducted CEE Tier 1
212499794 | Central HP <5.4 tons | LENNOX | HRCU-A-CB (Split System: Heat Pump with Remote Outdoor Unit-Air-Source) | EL22XPV-024-230A** | ADP |  | L*18/36T9 | EL296UH070XV36B* | 23800 | 21 | 8.5 | 22000 | 15400 | 70% | 1.92 | 0 | 13.5 |  |  |  |  | R-410A | 1.9833 | Residential & Commercial | USHP | Ducted CEE Tier 1
212499812 | Central HP <5.4 tons | LENNOX | HRCU-A-CB (Split System: Heat Pump with Remote Outdoor Unit-Air-Source) | EL22XPV-024-230A** | ADP |  | LP36/37R9 | ML180UH045E36A* | 23400 | 21 | 8.5 | 21200 | 14900 | 70.28% | 1.86 | 0 | 13.5 |  |  |  |  | R-410A | 1.95 | Residential & Commercial | USHP | Ducted CEE Tier 1
212499795 | Central HP <5.4 tons | LENNOX | HRCU-A-CB (Split System: Heat Pump with Remote Outdoor Unit-Air-Source) | EL22XPV-024-230A** | ADP |  | LH29/36F9 | EL296UH070XV36B* | 23800 | 21 | 8.5 | 22000 | 15400 | 70% | 1.92 | 0 | 13.5 |  |  |  |  | R-410A | 1.9833 | Residential & Commercial | USHP | Ducted CEE Tier 1
212499797 | Central HP <5.4 tons | LENNOX | HRCU-A-CB (Split System: Heat Pump with Remote Outdoor Unit-Air-Source) | EL22XPV-024-230A** | ADP |  | L*19/36S9 | EL296UH070XV36B* | 23800 | 21 | 8.5 | 22000 | 15400 | 70% | 1.92 | 0 | 13.5 |  |  |  |  | R-410A | 1.9833 | Residential & Commercial | USHP | Ducted CEE Tier 1
212499821 | Central HP <5.4 tons | LENNOX | HRCU-A-CB (Split System: Heat Pump with Remote Outdoor Unit-Air-Source) | EL22XPV-024-230A** | ADP |  | LH18/37R9 | ML180UH045E36A* | 23400 | 21 | 8.5 | 21200 | 14900 | 70.28% | 1.86 | 0 | 13.5 |  |  |  |  | R-410A | 1.95 | Residential & Commercial | USHP | Ducted CEE Tier 1
212499828 | Central HP <5.4 tons | LENNOX | HRCU-A-CB (Split System: Heat Pump with Remote Outdoor Unit-Air-Source) | EL22XPV-024-230A** | ADP |  | L*19/36U9 | ML180UH045V36A* | 23600 | 21 | 8.5 | 21400 | 15000 | 70.09% | 1.88 | 0 | 13.5 |  |  |  |  | R-410A | 1.9667 | Residential & Commercial | USHP | Ducted CEE Tier 1
216097081 | Central HP <5.4 tons | COMFORT-AIRE | HRCU-A-CB (Split System: Heat Pump with Remote Outdoor Unit-Air-Source) | A-VHP24SA-1 |  |  | B-VHP24AA-1 | 0 | 23000 | 18.7 | 10 | 26000 | 23600 | 90.77% | 2.16 | 0 | 12 |  |  |  |  | R-454B | 1.9167 | Residential & Commercial | USHP | Ducted CEE Tier 1
211229957 | Central HP <5.4 tons | PAYNE HEATING AND COOLING | HRCU-A-CB (Split System: Heat Pump with Remote Outdoor Unit-Air-Source) | 38MURAQ36AB3* |  |  | CNPV*4821AL* | PG80ES(A,L)A60090C** | 36600 | 16 | 8.1 | 39500 | 34800 | 88.1% | 2.04 | 0 | 10.5 |  |  |  |  | R-410A | 3.05 | Residential & Commercial | USHP | Ducted CEE Tier 1
211230050 | Central HP <5.4 tons | PAYNE HEATING AND COOLING | HRCU-A-CB (Split System: Heat Pump with Remote Outdoor Unit-Air-Source) | 38MURAQ36AB3* |  |  | CNPV*4821AL* | PG80ESUA60100C** | 36200 | 16 | 8.1 | 38500 | 34800 | 90.39% | 2.02 | 0 | 10 |  |  |  |  | R-410A | 3.0167 | Residential & Commercial | USHP | Ducted CEE Tier 1
211230927 | Central HP <5.4 tons | PAYNE HEATING AND COOLING | HRCU-A-CB (Split System: Heat Pump with Remote Outdoor Unit-Air-Source) | 38MURAQ36AB3* |  |  | PF4MNB049L | 0 | 36800 | 16 | 8.5 | 38500 | 34600 | 89.87% | 2.08 | 0 | 10 |  |  |  |  | R-410A | 3.0667 | Residential & Commercial | USHP | Ducted CEE Tier 1
210568227 | Central HP <5.4 tons | COMFORT-AIRE | HRCU-A-CB (Split System: Heat Pump with Remote Outdoor Unit-Air-Source) | A-VCD36SA-1 |  |  | B-VCD36SA-1 | 0 | 36000 | 16 | 9.5 | 40000 | 34400 | 86% | 1.97 | 10.5 | 10 |  |  |  |  | R-410A | 3 | Residential & Commercial | USHP | Ducted CEE Tier 1
212499739 | Central HP <5.4 tons | LENNOX | HRCU-A-CB (Split System: Heat Pump with Remote Outdoor Unit-Air-Source) | EL22XPV-024-230A** | ADP |  | LP29/36X9 | EL280UH090E36B* | 24000 | 21 | 8.5 | 22000 | 15400 | 70% | 1.92 | 0 | 13.5 |  |  |  |  | R-410A | 2 | Residential & Commercial | USHP | Ducted CEE Tier 1
212499937 | Central HP <5.4 tons | LENNOX | HRCU-A-CB (Split System: Heat Pump with Remote Outdoor Unit-Air-Source) | EL22XPV-024-230A** | ADP |  | LH29/36F9 | ML180UH090V48B* | 24000 | 21 | 8.7 | 22000 | 15400 | 70% | 1.9 | 0 | 13.5 |  |  |  |  | R-410A | 2 | Residential & Commercial | USHP | Ducted CEE Tier 1
212499939 | Central HP <5.4 tons | LENNOX | HRCU-A-CB (Split System: Heat Pump with Remote Outdoor Unit-Air-Source) | EL22XPV-024-230A** | ADP |  | L*19/36U9 | ML180UH090V48B* | 24000 | 21 | 8.7 | 22000 | 15400 | 70% | 1.9 | 0 | 13.5 |  |  |  |  | R-410A | 2 | Residential & Commercial | USHP | Ducted CEE Tier 1
211228575 | Central HP <5.4 tons | PAYNE HEATING AND COOLING | HRCU-A-CB (Split System: Heat Pump with Remote Outdoor Unit-Air-Source) | 38MURAQ36AB3* |  |  | CAP**4321AL* | PG95ESUA48060B** | 36800 | 15.5 | 8.5 | 38500 | 34800 | 90.39% | 2.1 | 0 | 10 |  |  |  |  | R-410A | 3.0667 | Residential & Commercial | USHP | Ducted CEE Tier 1
211229377 | Central HP <5.4 tons | PAYNE HEATING AND COOLING | HRCU-A-CB (Split System: Heat Pump with Remote Outdoor Unit-Air-Source) | 38MURAQ36AB3* |  |  | CAP**4824AL* | PG80ESUA60080C** | 37600 | 15.5 | 8.5 | 39500 | 35000 | 88.61% | 2.14 | 0 | 10 |  |  |  |  | R-410A | 3.1333 | Residential & Commercial | USHP | Ducted CEE Tier 1
211229592 | Central HP <5.4 tons | PAYNE HEATING AND COOLING | HRCU-A-CB (Split System: Heat Pump with Remote Outdoor Unit-Air-Source) | 38MURAQ36AB3* |  |  | CAP**4824AL* | PG96VTAA60080C** | 35600 | 16 | 8.1 | 37800 | 34600 | 91.53% | 2.02 | 0 | 10 |  |  |  |  | R-410A | 2.9667 | Residential & Commercial | USHP | Ducted CEE Tier 1
211230465 | Central HP <5.4 tons | PAYNE HEATING AND COOLING | HRCU-A-CB (Split System: Heat Pump with Remote Outdoor Unit-Air-Source) | 38MURAQ36AB3* |  |  | CNPV*4824AL* | PG80ES(A,L)A60110D** | 36000 | 16.5 | 8.1 | 38500 | 34800 | 90.39% | 2.02 | 0 | 10.5 |  |  |  |  | R-410A | 3 | Residential & Commercial | USHP | Ducted CEE Tier 1
215471352 | Central HP <5.4 tons | MIDEA | HRCU-A-CB (Split System: Heat Pump with Remote Outdoor Unit-Air-Source) | MO1HS-H24B-2A |  |  | MACHU-H24B-2A | 0 | 23000 | 18.7 | 10 | 26000 | 23600 | 90.77% | 2.16 | 0 | 12 |  |  |  |  | R-454B | 1.9167 | Residential & Commercial | USHP | Ducted CEE Tier 1
212499830 | Central HP <5.4 tons | LENNOX | HRCU-A-CB (Split System: Heat Pump with Remote Outdoor Unit-Air-Source) | EL22XPV-024-230A** | ADP |  | LP25/36R9 | ML180UH045V36A* | 23600 | 21 | 8.5 | 21400 | 15000 | 70.09% | 1.88 | 0 | 13.5 |  |  |  |  | R-410A | 1.9667 | Residential & Commercial | USHP | Ducted CEE Tier 1
212499844 | Central HP <5.4 tons | LENNOX | HRCU-A-CB (Split System: Heat Pump with Remote Outdoor Unit-Air-Source) | EL22XPV-024-230A** | ADP |  | LP18/37R9 | ML180UH045XE36A* | 23400 | 21 | 8.5 | 21200 | 14900 | 70.28% | 1.86 | 0 | 13.5 |  |  |  |  | R-410A | 1.95 | Residential & Commercial | USHP | Ducted CEE Tier 1
211229897 | Central HP <5.4 tons | PAYNE HEATING AND COOLING | HRCU-A-CB (Split System: Heat Pump with Remote Outdoor Unit-Air-Source) | 38MURAQ36AB3* |  |  | CNPV*4821AL* | PG80ES(A,L)A36045B** | 35800 | 15.5 | 8.1 | 38500 | 35000 | 90.91% | 2 | 0 | 10 |  |  |  |  | R-410A | 2.9833 | Residential & Commercial | USHP | Ducted CEE Tier 1
211229933 | Central HP <5.4 tons | PAYNE HEATING AND COOLING | HRCU-A-CB (Split System: Heat Pump with Remote Outdoor Unit-Air-Source) | 38MURAQ36AB3* |  |  | CNPV*4821AL* | PG80ES(A,L)A42090B** | 36600 | 16 | 8.1 | 39500 | 35000 | 88.61% | 2.04 | 0 | 10.5 |  |  |  |  | R-410A | 3.05 | Residential & Commercial | USHP | Ducted CEE Tier 1
211230083 | Central HP <5.4 tons | PAYNE HEATING AND COOLING | HRCU-A-CB (Split System: Heat Pump with Remote Outdoor Unit-Air-Source) | 38MURAQ36AB3* |  |  | CNPV*4821AL* | PG80VTLA66110C** | 37000 | 16 | 8.1 | 39500 | 35000 | 88.61% | 2.06 | 0 | 10.5 |  |  |  |  | R-410A | 3.0833 | Residential & Commercial | USHP | Ducted CEE Tier 1
211230862 | Central HP <5.4 tons | PAYNE HEATING AND COOLING | HRCU-A-CB (Split System: Heat Pump with Remote Outdoor Unit-Air-Source) | 38MURAQ36AB3* |  |  | FM(C,U)4Z36**AL* | 0 | 36000 | 16.5 | 8.1 | 40000 | 35400 | 88.5% | 1.82 | 0 | 10 |  |  |  |  | R-410A | 3 | Residential & Commercial | USHP | Ducted CEE Tier 1
212499699 | Central HP <5.4 tons | LENNOX | HRCU-A-CB (Split System: Heat Pump with Remote Outdoor Unit-Air-Source) | EL22XPV-024-230A** | ADP |  | L*18/36S9 | EL280UH045E36A* | 23400 | 21 | 8.45 | 21400 | 15000 | 70.09% | 1.88 | 0 | 13 |  |  |  |  | R-410A | 1.95 | Residential & Commercial | USHP | Ducted CEE Tier 1
212499715 | Central HP <5.4 tons | LENNOX | HRCU-A-CB (Split System: Heat Pump with Remote Outdoor Unit-Air-Source) | EL22XPV-024-230A** | ADP |  | LP25/36R9 | EL280UH070E36A* | 24000 | 21 | 8.5 | 22000 | 15400 | 70% | 1.92 | 0 | 13.5 |  |  |  |  | R-410A | 2 | Residential & Commercial | USHP | Ducted CEE Tier 1
212499716 | Central HP <5.4 tons | LENNOX | HRCU-A-CB (Split System: Heat Pump with Remote Outdoor Unit-Air-Source) | EL22XPV-024-230A** | ADP |  | LP29/36X9 | EL280UH070E36A* | 24000 | 21 | 8.5 | 22000 | 15400 | 70% | 1.92 | 0 | 13.5 |  |  |  |  | R-410A | 2 | Residential & Commercial | USHP | Ducted CEE Tier 1
212500163 | Central HP <5.4 tons | LENNOX | HRCU-A-CB (Split System: Heat Pump with Remote Outdoor Unit-Air-Source) | EL22XPV-024-230A** | ADP |  | LP25/36R9 | SLP99UH070XV36B* | 23800 | 21 | 8.5 | 22000 | 15400 | 70% | 1.92 | 0 | 13.5 |  |  |  |  | R-410A | 1.9833 | Residential & Commercial | USHP | Ducted CEE Tier 1
212499717 | Central HP <5.4 tons | LENNOX | HRCU-A-CB (Split System: Heat Pump with Remote Outdoor Unit-Air-Source) | EL22XPV-024-230A** | ADP |  | LH18/37R9 | EL280UH070E36A* | 24000 | 21 | 8.5 | 22000 | 15400 | 70% | 1.92 | 0 | 13.5 |  |  |  |  | R-410A | 2 | Residential & Commercial | USHP | Ducted CEE Tier 1
212499800 | Central HP <5.4 tons | LENNOX | HRCU-A-CB (Split System: Heat Pump with Remote Outdoor Unit-Air-Source) | EL22XPV-024-230A** | ADP |  | LP18/37R9 | EL296UH070XV36B* | 23800 | 21 | 8.5 | 22000 | 15400 | 70% | 1.92 | 0 | 13.5 |  |  |  |  | R-410A | 1.9833 | Residential & Commercial | USHP | Ducted CEE Tier 1
212500140 | Central HP <5.4 tons | LENNOX | HRCU-A-CB (Split System: Heat Pump with Remote Outdoor Unit-Air-Source) | EL22XPV-024-230A** | ADP |  | LP25/36R9 | SL297UH040NV36B* | 23800 | 21 | 8.5 | 22000 | 15400 | 70% | 1.92 | 0 | 13.5 |  |  |  |  | R-410A | 1.9833 | Residential & Commercial | USHP | Ducted CEE Tier 1
216972924 | Central HP <5.4 tons | CARRIER | HRCU-A-CB (Split System: Heat Pump with Remote Outdoor Unit-Air-Source) | 27VNA348A*030* | ADP |  | V,C60H210P17*+TXV | 59TN6C100C21**22 | 44500 | 21 | 9.5 | 46500 | 36400 | 78.28% | 2 | 0 | 10.5 |  |  |  |  | R-454B | 3.7083 | Residential & Commercial | USHP | Ducted CEE Tier 1
214229179 | Central HP <5.4 tons | PAYNE HEATING AND COOLING | HRCU-A-CB (Split System: Heat Pump with Remote Outdoor Unit-Air-Source) | 38MURAQ24AB3* |  |  | CNPV*2417AL* | PG80MSUA48060B** | 23200 | 16.5 | 8.5 | 26800 | 23600 | 88.06% | 1.96 | 0 | 10 |  |  |  |  | R-410A | 1.9333 | Residential & Commercial | USHP | Ducted CEE Tier 1
216623528 | Central HP <5.4 tons | MIDEA | HRCU-A-C (Split System: Heat Pump with Remote Outdoor Unit with No Indoor Fan --Air Source) | MO1HE-H60B-2A |  |  | MAAHE-H60B-DA | 0 | 47000 | 15.2 | 8.1 | 58000 | 43000 | 74.14% | 1.83 | 0 | 10 |  |  |  |  | R-454B | 3.9167 | Residential & Commercial | USHP | Ducted CEE Tier 1
212500147 | Central HP <5.4 tons | LENNOX | HRCU-A-CB (Split System: Heat Pump with Remote Outdoor Unit-Air-Source) | EL22XPV-024-230A** | ADP |  | LH29/36X9 | SL297UH060NV36B* | 23800 | 20 | 8.5 | 22000 | 15400 | 70% | 1.9 | 0 | 13.5 |  |  |  |  | R-410A | 1.9833 | Residential & Commercial | USHP | Ducted CEE Tier 1
212617024 | Central HP <5.4 tons | RUNTRU | HRCU-A-CB (Split System: Heat Pump with Remote Outdoor Unit-Air-Source) | E4HL5042A1000A |  |  | E4AH5E36A1J30A | 0 | 36000 | 15.2 | 8.5 | 36000 | 30000 | 83.33% | 1.8 | 0 | 10 |  |  |  |  | R-410A | 3 | Residential & Commercial | USHP | Ducted CEE Tier 1
212500039 | Central HP <5.4 tons | LENNOX | HRCU-A-CB (Split System: Heat Pump with Remote Outdoor Unit-Air-Source) | EL22XPV-024-230A** | ADP |  | L*19/36S9 | ML296UH045XV36B* | 23600 | 20 | 8.5 | 21600 | 15200 | 70.37% | 1.88 | 0 | 13 |  |  |  |  | R-410A | 1.9667 | Residential & Commercial | USHP | Ducted CEE Tier 1
216097079 | Central HP <5.4 tons | COMFORT-AIRE | HRCU-A-CB (Split System: Heat Pump with Remote Outdoor Unit-Air-Source) | A-VXP60TA-1 |  |  | B-VXP60TA-1 | 0 | 54000 | 16 | 9 | 56000 | 52000 | 92.86% | 1.8 | 0 | 10 |  |  |  |  | R-454B | 4.5 | Residential & Commercial | USHP | Ducted CEE Tier 1
212510799 | Central HP <5.4 tons | RUNTRU | HRCU-A-CB (Split System: Heat Pump with Remote Outdoor Unit-Air-Source) | E4HL5036A1000A |  |  | 4TXCB006DS3 | A952V060BU4SAD | 30000 | 15.2 | 8.1 | 27000 | 19000 | 70.37% | 1.75 | 0 | 9.8 |  |  |  |  | R-410A | 2.5 | Residential & Commercial | USHP
212928568 | Central HP <5.4 tons | Bladex | HRCU-A-C (Split System: Heat Pump with Remote Outdoor Unit with No Indoor Fan --Air Source) | BX31U-36HPHYHA |  |  | BLCB-36B18AC | 0 | 35000 | 15.5 | 8.6 | 38000 | 31600 | 83.16% | 1.85 | 0 | 10 |  |  |  |  | R-410A | 2.9167 | Residential & Commercial | USHP | Ducted CEE Tier 1
210299847 | Central HP <5.4 tons | SAMSUNG | HRCU-A-CB (Split System: Heat Pump with Remote Outdoor Unit-Air-Source) | AC048BXUPCH |  |  | AV480CT | 0 | 48000 | 17 | 8.5 | 44000 | 42000 | 95.45% | 1.8 | 9.3 | 8.6 |  |  |  |  | R-410A | 4 | Residential & Commercial | USHP
211228398 | Central HP <5.4 tons | PAYNE HEATING AND COOLING | HRCU-A-CB (Split System: Heat Pump with Remote Outdoor Unit-Air-Source) | 38MURAQ36AB3* |  |  | CAP**4321AL* | PG80VTLA66110C** | 37200 | 15.5 | 8.5 | 38500 | 34800 | 90.39% | 2.12 | 0 | 10 |  |  |  |  | R-410A | 3.1 | Residential & Commercial | USHP | Ducted CEE Tier 1
211228499 | Central HP <5.4 tons | PAYNE HEATING AND COOLING | HRCU-A-CB (Split System: Heat Pump with Remote Outdoor Unit-Air-Source) | 38MURAQ36AB3* |  |  | CAP**4321AL* | PG95ESAA60080C** | 37200 | 15.5 | 8.5 | 38500 | 35000 | 90.91% | 2.12 | 0 | 10 |  |  |  |  | R-410A | 3.1 | Residential & Commercial | USHP | Ducted CEE Tier 1
211228902 | Central HP <5.4 tons | PAYNE HEATING AND COOLING | HRCU-A-CB (Split System: Heat Pump with Remote Outdoor Unit-Air-Source) | 38MURAQ36AB3* |  |  | CAP**4821AL* | PG80VTLA48070B** | 35800 | 16 | 8.5 | 38500 | 34600 | 89.87% | 2.04 | 0 | 10 |  |  |  |  | R-410A | 2.9833 | Residential & Commercial | USHP | Ducted CEE Tier 1
211229036 | Central HP <5.4 tons | PAYNE HEATING AND COOLING | HRCU-A-CB (Split System: Heat Pump with Remote Outdoor Unit-Air-Source) | 38MURAQ36AB3* |  |  | CAP**4821AL* | PG95ESAA60080C** | 36600 | 15.5 | 8.5 | 38500 | 34800 | 90.39% | 2.08 | 0 | 10 |  |  |  |  | R-410A | 3.05 | Residential & Commercial | USHP | Ducted CEE Tier 1
211229921 | Central HP <5.4 tons | PAYNE HEATING AND COOLING | HRCU-A-CB (Split System: Heat Pump with Remote Outdoor Unit-Air-Source) | 38MURAQ36AB3* |  |  | CNPV*4821AL* | PG80ES(A,L)A48070C** | 35800 | 16.5 | 8.1 | 38500 | 34800 | 90.39% | 2 | 0 | 10 |  |  |  |  | R-410A | 2.9833 | Residential & Commercial | USHP | Ducted CEE Tier 1
213062290 | Central HP <5.4 tons | Kepler | HRCU-A-CB (Split System: Heat Pump with Remote Outdoor Unit-Air-Source) | AZPN/36WD |  |  | AZPN/36WAH | 0 | 36000 | 16 | 9.5 | 40000 | 34400 | 86% | 1.97 | 10.5 | 10 |  |  |  |  | R-410A | 3 | Residential & Commercial | USHP | Ducted CEE Tier 1
212500030 | Central HP <5.4 tons | LENNOX | HRCU-A-CB (Split System: Heat Pump with Remote Outdoor Unit-Air-Source) | EL22XPV-024-230A** | ADP |  | LP29/36X9 | ML196UH070XE48B* | 24000 | 16 | 8.2 | 22400 | 15700 | 70.09% | 1.88 | 0 | 12.5 |  |  |  |  | R-410A | 2 | Residential & Commercial | USHP | Ducted CEE Tier 1
212500037 | Central HP <5.4 tons | LENNOX | HRCU-A-CB (Split System: Heat Pump with Remote Outdoor Unit-Air-Source) | EL22XPV-024-230A** | ADP |  | LH35/36X9 | ML296UH045XV36B* | 23600 | 20 | 8.5 | 21600 | 15200 | 70.37% | 1.88 | 0 | 13 |  |  |  |  | R-410A | 1.9667 | Residential & Commercial | USHP | Ducted CEE Tier 1
212632898 | Central HP <5.4 tons | LENNOX | HRCU-A-CB (Split System: Heat Pump with Remote Outdoor Unit-Air-Source) | SL25XPV-048-230A** | ADP |  | LD41/59Y9 | SL280DF090V60C* | 45500 | 20 | 9.1 | 41500 | 34800 | 83.86% | 1.86 | 0 | 12 |  |  |  |  | R-410A | 3.7917 | Residential & Commercial | USHP | Ducted CEE Tier 1
211230322 | Central HP <5.4 tons | PAYNE HEATING AND COOLING | HRCU-A-CB (Split System: Heat Pump with Remote Outdoor Unit-Air-Source) | 38MURAQ36AB3* |  |  | CNPV*4821AL* | PG96VTAA60080C** | 35600 | 16 | 8.1 | 38500 | 34800 | 90.39% | 2 | 0 | 10 |  |  |  |  | R-410A | 2.9667 | Residential & Commercial | USHP | Ducted CEE Tier 1
216678074 | Central HP <5.4 tons | SMART COMFORT | HRCU-A-CB (Split System: Heat Pump with Remote Outdoor Unit-Air-Source) | D5CURAH24AAK |  |  | EA*5X37M21A* | *96VTN0601716B* | 24400 | 15.5 | 8.5 | 23000 | 19000 | 82.61% | 1.96 | 0 | 10 |  |  |  |  | R-454B | 2.0333 | Residential & Commercial | USHP | Ducted CEE Tier 1
212986859 | Central HP <5.4 tons | PAYNE HEATING AND COOLING | HRCU-A-CB (Split System: Heat Pump with Remote Outdoor Unit-Air-Source) | 38MURAQ24AB3* |  |  | CAP**2414AL* | PG96MSAA36060A** | 23200 | 16.5 | 8.5 | 27000 | 26400 | 97.78% | 2.22 | 0 | 10 |  |  |  |  | R-410A | 1.9333 | Residential & Commercial | USHP | Ducted CEE Tier 1
212986959 | Central HP <5.4 tons | PAYNE HEATING AND COOLING | HRCU-A-CB (Split System: Heat Pump with Remote Outdoor Unit-Air-Source) | 38MURAQ24AB3* |  |  | CNPV*3017AL* | PG96MSAA36060A** | 23600 | 16.5 | 8.1 | 26400 | 24200 | 91.67% | 2.02 | 0 | 10 |  |  |  |  | R-410A | 1.9667 | Residential & Commercial | USHP | Ducted CEE Tier 1
212987797 | Central HP <5.4 tons | PAYNE HEATING AND COOLING | HRCU-A-CB (Split System: Heat Pump with Remote Outdoor Unit-Air-Source) | 38MURAQ24AB3* |  |  | CAP**3621AL* | PG96MSAA60080C** | 23800 | 17 | 8.5 | 26200 | 23600 | 90.08% | 1.96 | 0 | 10 |  |  |  |  | R-410A | 1.9833 | Residential & Commercial | USHP | Ducted CEE Tier 1
215402227 | Central HP <5.4 tons | RUNTRU | HRCU-A-CB (Split System: Heat Pump with Remote Outdoor Unit-Air-Source) | E4HL5042A1000A |  |  | 4TXCC009DS3 | A801X080CM5SD | 48000 | 15.2 | 8.1 | 45000 | 33400 | 74.22% | 1.75 | 0 | 9.5 |  |  |  |  | R-410A | 4 | Residential & Commercial | USHP
211230838 | Central HP <5.4 tons | PAYNE HEATING AND COOLING | HRCU-A-CB (Split System: Heat Pump with Remote Outdoor Unit-Air-Source) | 38MURAQ36AB3* |  |  | FB4CNP042L | 0 | 37000 | 16 | 8.1 | 38500 | 34800 | 90.39% | 2 | 0 | 10 |  |  |  |  | R-410A | 3.0833 | Residential & Commercial | USHP | Ducted CEE Tier 1
213062283 | Central HP <5.4 tons | Kepler | HRCU-A-C (Split System: Heat Pump with Remote Outdoor Unit with No Indoor Fan --Air Source) | AZPN/36WAC |  |  | AZPN/B36WAC | 0 | 35000 | 15.5 | 8.6 | 38000 | 31600 | 83.16% | 1.85 | 0 | 10 |  |  |  |  | R-410A | 2.9167 | Residential & Commercial | USHP | Ducted CEE Tier 1
212980477 | Central HP <5.4 tons | PAYNE HEATING AND COOLING | HRCU-A-CB (Split System: Heat Pump with Remote Outdoor Unit-Air-Source) | 38MURAQ36AB3* |  |  | CAP**4821AL* | PG80MS(A,L)A60090C** | 35800 | 16.5 | 8.5 | 37800 | 34600 | 91.53% | 2.02 | 0 | 10 |  |  |  |  | R-410A | 2.9833 | Residential & Commercial | USHP | Ducted CEE Tier 1
214810657 | Central HP <5.4 tons | COMFORT-AIRE | HRCU-A-C (Split System: Heat Pump with Remote Outdoor Unit with No Indoor Fan --Air Source) | A-VCD36SA-1 |  |  | MCD30/36B1A | 0 | 35000 | 15.5 | 8.6 | 38000 | 31600 | 83.16% | 1.85 | 0 | 10 |  |  |  |  | R-410A | 2.9167 | Residential & Commercial | USHP | Ducted CEE Tier 1
216972549 | Central HP <5.4 tons | CARRIER | HRCU-A-CB (Split System: Heat Pump with Remote Outdoor Unit-Air-Source) | 27VNA336A*030* | ADP |  | V,C36H175P13*+TXV | 58TN*B090C17**16 | 32600 | 20 | 9.5 | 33000 | 26000 | 78.79% | 2.04 | 0 | 11 |  |  |  |  | R-454B | 2.7167 | Residential & Commercial | USHP | Ducted CEE Tier 1
216972632 | Central HP <5.4 tons | CARRIER | HRCU-A-CB (Split System: Heat Pump with Remote Outdoor Unit-Air-Source) | 27VNA336A*030* | ADP |  | V,C36H175P13*+TXV | 59MN7C060C17**14 | 32400 | 19 | 9.5 | 32800 | 26000 | 79.27% | 2.04 | 0 | 10.5 |  |  |  |  | R-454B | 2.7 | Residential & Commercial | USHP | Ducted CEE Tier 1
212499709 | Central HP <5.4 tons | LENNOX | HRCU-A-CB (Split System: Heat Pump with Remote Outdoor Unit-Air-Source) | EL22XPV-024-230A** | ADP |  | LH18/36D9 | EL280UH070E36A* | 24000 | 21 | 8.45 | 22000 | 15400 | 70% | 1.92 | 0 | 13.5 |  |  |  |  | R-410A | 2 | Residential & Commercial | USHP | Ducted CEE Tier 1
212499710 | Central HP <5.4 tons | LENNOX | HRCU-A-CB (Split System: Heat Pump with Remote Outdoor Unit-Air-Source) | EL22XPV-024-230A** | ADP |  | L*18/36S9 | EL280UH070E36A* | 23800 | 21 | 8.45 | 22000 | 15400 | 70% | 1.9 | 0 | 13 |  |  |  |  | R-410A | 1.9833 | Residential & Commercial | USHP | Ducted CEE Tier 1
212499807 | Central HP <5.4 tons | LENNOX | HRCU-A-CB (Split System: Heat Pump with Remote Outdoor Unit-Air-Source) | EL22XPV-024-230A** | ADP |  | L*19/36S9 | ML180UH030V36A* | 23600 | 21 | 8.5 | 21400 | 15000 | 70.09% | 1.88 | 0 | 13.5 |  |  |  |  | R-410A | 1.9667 | Residential & Commercial | USHP | Ducted CEE Tier 1
212499826 | Central HP <5.4 tons | LENNOX | HRCU-A-CB (Split System: Heat Pump with Remote Outdoor Unit-Air-Source) | EL22XPV-024-230A** | ADP |  | L*18/36V9 | ML180UH045V36A* | 23600 | 21 | 8.5 | 21400 | 15000 | 70.09% | 1.88 | 0 | 13.5 |  |  |  |  | R-410A | 1.9667 | Residential & Commercial | USHP | Ducted CEE Tier 1
212499941 | Central HP <5.4 tons | LENNOX | HRCU-A-CB (Split System: Heat Pump with Remote Outdoor Unit-Air-Source) | EL22XPV-024-230A** | ADP |  | LP25/36R9 | ML180UH090V48B* | 24000 | 21 | 8.7 | 22000 | 15400 | 70% | 1.9 | 0 | 13.5 |  |  |  |  | R-410A | 2 | Residential & Commercial | USHP | Ducted CEE Tier 1
212500141 | Central HP <5.4 tons | LENNOX | HRCU-A-CB (Split System: Heat Pump with Remote Outdoor Unit-Air-Source) | EL22XPV-024-230A** | ADP |  | LP29/36X9 | SL297UH040NV36B* | 23800 | 21 | 8.5 | 22000 | 15400 | 70% | 1.92 | 0 | 13.5 |  |  |  |  | R-410A | 1.9833 | Residential & Commercial | USHP | Ducted CEE Tier 1
212500143 | Central HP <5.4 tons | LENNOX | HRCU-A-CB (Split System: Heat Pump with Remote Outdoor Unit-Air-Source) | EL22XPV-024-230A** | ADP |  | LP36/37R9 | SL297UH060NV36B* | 23800 | 20 | 8.5 | 22000 | 15400 | 70% | 1.9 | 0 | 13.5 |  |  |  |  | R-410A | 1.9833 | Residential & Commercial | USHP | Ducted CEE Tier 1
213078131 | Central HP <5.4 tons | PAYNE HEATING AND COOLING | HRCU-A-CB (Split System: Heat Pump with Remote Outdoor Unit-Air-Source) | 38MURAQ36AB3* |  |  | CNPV*4217AL* | PG80MS(A,L)A48070B** | 35800 | 15.5 | 8.1 | 38500 | 35200 | 91.43% | 1.96 | 0 | 10 |  |  |  |  | R-410A | 2.9833 | Residential & Commercial | USHP | Ducted CEE Tier 1
213078999 | Central HP <5.4 tons | PAYNE HEATING AND COOLING | HRCU-A-CB (Split System: Heat Pump with Remote Outdoor Unit-Air-Source) | 38MURAQ36AB3* |  |  | CAP**4221AL* | PG80MSUA36040B** | 35200 | 16 | 8.1 | 38500 | 35000 | 90.91% | 1.88 | 0 | 9.5 |  |  |  |  | R-410A | 2.9333 | Residential & Commercial | USHP
214303089 | Central HP <5.4 tons | RUUD | HRCU-A-CB (Split System: Heat Pump with Remote Outdoor Unit-Air-Source) | RD17AZ24AJ3N | ADP |  | H,RG34936 | R951V0603A17UHU | 21800 | 17 | 8.1 | 20800 | 16600 | 79.81% | 2 | 0 | 9.5 |  |  |  |  | R-410A | 1.8167 | Residential & Commercial | USHP
212980521 | Central HP <5.4 tons | PAYNE HEATING AND COOLING | HRCU-A-CB (Split System: Heat Pump with Remote Outdoor Unit-Air-Source) | 38MURAQ30AB3* |  |  | CAP**4221AL* | PG80MS(A,L)A60090C** | 30200 | 15.2 | 8.1 | 34400 | 27400 | 79.65% | 1.8 | 0 | 9 |  |  |  |  | R-410A | 2.5167 | Residential & Commercial | USHP
212979739 | Central HP <5.4 tons | PAYNE HEATING AND COOLING | HRCU-A-CB (Split System: Heat Pump with Remote Outdoor Unit-Air-Source) | 38MURAQ30AB3* |  |  | CAP**4321AL* | PG80MS(A,L)A42090B** | 30400 | 15.2 | 8.1 | 33000 | 26400 | 80% | 1.84 | 0 | 9 |  |  |  |  | R-410A | 2.5333 | Residential & Commercial | USHP
215402209 | Central HP <5.4 tons | RUNTRU | HRCU-A-CB (Split System: Heat Pump with Remote Outdoor Unit-Air-Source) | E4HL5030A1000A |  |  | 4TXCB004DS3 | A801X060BM4SD | 30000 | 15.2 | 8.1 | 25000 | 18000 | 72% | 1.75 | 0 | 9.5 |  |  |  |  | R-410A | 2.5 | Residential & Commercial | USHP
212988723 | Central HP <5.4 tons | PAYNE HEATING AND COOLING | HRCU-A-CB (Split System: Heat Pump with Remote Outdoor Unit-Air-Source) | 38MURAQ24AB3* |  |  | CNPV*2417AL* | PG95MSUA36040B** | 23200 | 16 | 8.5 | 27000 | 25200 | 93.33% | 2.1 | 0 | 10 |  |  |  |  | R-410A | 1.9333 | Residential & Commercial | USHP | Ducted CEE Tier 1
216623768 | Central HP <5.4 tons | COMFORT-AIRE | HRCU-A-C (Split System: Heat Pump with Remote Outdoor Unit with No Indoor Fan --Air Source) | A-VXP30TA-1 |  |  | MXP30/36B1A | 0 | 29000 | 16 | 9.5 | 32000 | 32000 | 100% | 1.85 | 0 | 10 |  |  |  |  | R-454B | 2.4167 | Residential & Commercial | USHP | Ducted CEE Tier 1
214776406 | Central HP <5.4 tons | YORK | HRCU-A-CB (Split System: Heat Pump with Remote Outdoor Unit-Air-Source) | HH836E2S11 | ADP |  | CV361**C+TXV | Y82E080B12LMPS1 | 32000 | 18 | 8.2 | 28200 | 24400 | 86.52% | 1.94 | 0 | 11 |  |  |  |  | R-454B | 2.6667 | Residential & Commercial | USHP | Ducted CEE Tier 1
213348292 | Central HP <5.4 tons | COMFORT-AIRE | HRCU-A-CB (Split System: Heat Pump with Remote Outdoor Unit-Air-Source) | A-VCD18SA-1 |  |  | B-KCD18SA-1 | 0 | 18000 | 18 | 9.3 | 19000 | 16500 | 86.84% | 2.04 | 12.5 | 12.4 |  |  |  |  | R-410A | 1.5 | Residential & Commercial | USHP | Ducted CEE Tier 1
212978545 | Central HP <5.4 tons | PAYNE HEATING AND COOLING | HRCU-A-CB (Split System: Heat Pump with Remote Outdoor Unit-Air-Source) | 38MURAQ30AB3* |  |  | CAP**4221AL* | PG80MS(A,L)A36070B** | 29800 | 15.2 | 8.1 | 34200 | 27600 | 80.7% | 1.8 | 0 | 9 |  |  |  |  | R-410A | 2.4833 | Residential & Commercial | USHP
212972460 | Central HP <5.4 tons | PAYNE HEATING AND COOLING | HRCU-A-CB (Split System: Heat Pump with Remote Outdoor Unit-Air-Source) | 38MURAQ30AB3* |  |  | CAP**4221AL* | PG80VTLB66110C** | 29800 | 15.2 | 8.1 | 34200 | 27600 | 80.7% | 1.8 | 0 | 9 |  |  |  |  | R-410A | 2.4833 | Residential & Commercial | USHP
213076044 | Central HP <5.4 tons | PAYNE HEATING AND COOLING | HRCU-A-CB (Split System: Heat Pump with Remote Outdoor Unit-Air-Source) | 38MURAQ30AB3* |  |  | CAP**4224AL* | PG95MSUA60100C** | 29800 | 15.2 | 8.1 | 38000 | 27600 | 72.63% | 1.78 | 0 | 9 |  |  |  |  | R-410A | 2.4833 | Residential & Commercial | USHP
212394367 | Central HP <5.4 tons | RUNTRU | HRCU-A-C (Split System: Heat Pump with Remote Outdoor Unit with No Indoor Fan --Air Source) | E4HL5030A1000A |  |  | 4TXCB003DS3 | 0 | 24000 | 15.2 | 8.1 | 24000 | 19500 | 81.25% | 1.75 | 0 | 10 |  |  |  |  | R-410A | 2 | Residential & Commercial | USHP | Ducted CEE Tier 1
214303079 | Central HP <5.4 tons | RUUD | HRCU-A-CB (Split System: Heat Pump with Remote Outdoor Unit-Air-Source) | RD17AZ24AJ3N | ADP |  | H,RG34936 | R802V0504A17UHN | 22000 | 17 | 8.1 | 21000 | 16500 | 78.57% | 2 | 0 | 9.5 |  |  |  |  | R-410A | 1.8333 | Residential & Commercial | USHP
211712908 | Central HP <5.4 tons | PAYNE HEATING AND COOLING | HRCU-A-CB (Split System: Heat Pump with Remote Outdoor Unit-Air-Source) | 38MURAQ30AB3* |  |  | CAP**4224AL* | PG92ESAA60100C** | 30600 | 15.2 | 8.1 | 34200 | 27000 | 78.95% | 1.82 | 0 | 9 |  |  |  |  | R-410A | 2.55 | Residential & Commercial | USHP
211713138 | Central HP <5.4 tons | PAYNE HEATING AND COOLING | HRCU-A-CB (Split System: Heat Pump with Remote Outdoor Unit-Air-Source) | 38MURAQ30AB3* |  |  | CAP**4321AL* | PG80VTLA48090B** | 30400 | 15.2 | 8.1 | 33000 | 26200 | 79.39% | 1.84 | 0 | 9 |  |  |  |  | R-410A | 2.5333 | Residential & Commercial | USHP
216972649 | Central HP <5.4 tons | CARRIER | HRCU-A-CB (Split System: Heat Pump with Remote Outdoor Unit-Air-Source) | 27VNA336A*030* | ADP |  | C36A***L53*+TXV | 59MN7C080C17**14 | 33600 | 20 | 9 | 33400 | 26200 | 78.44% | 1.94 | 0 | 11 |  |  |  |  | R-454B | 2.8 | Residential & Commercial | USHP | Ducted CEE Tier 1
216972665 | Central HP <5.4 tons | CARRIER | HRCU-A-CB (Split System: Heat Pump with Remote Outdoor Unit-Air-Source) | 27VNA336A*030* | ADP |  | V,C36H175P15*+TXV | 59TN6C060C17**14 | 33000 | 19 | 9.5 | 32400 | 25600 | 79.01% | 2.04 | 0 | 11 |  |  |  |  | R-454B | 2.75 | Residential & Commercial | USHP | Ducted CEE Tier 1
216972716 | Central HP <5.4 tons | CARRIER | HRCU-A-CB (Split System: Heat Pump with Remote Outdoor Unit-Air-Source) | 27VNA336A*030* | ADP |  | PL36H210P74*+TXV | 59TN7A080C21**20 | 32800 | 20 | 9.5 | 33000 | 26000 | 78.79% | 2.04 | 0 | 11 |  |  |  |  | R-454B | 2.7333 | Residential & Commercial | USHP | Ducted CEE Tier 1
212982146 | Central HP <5.4 tons | PAYNE HEATING AND COOLING | HRCU-A-CB (Split System: Heat Pump with Remote Outdoor Unit-Air-Source) | 38MURAQ30AB3* |  |  | CAP**3721AL* | PG80MSUA36040B** | 30400 | 15.2 | 8.1 | 33400 | 26200 | 78.44% | 1.86 | 0 | 9 |  |  |  |  | R-410A | 2.5333 | Residential & Commercial | USHP
211712537 | Central HP <5.4 tons | PAYNE HEATING AND COOLING | HRCU-A-CB (Split System: Heat Pump with Remote Outdoor Unit-Air-Source) | 38MURAQ30AB3* |  |  | CAP**4221AL* | PG92ESAA60080C** | 30600 | 15.2 | 8.1 | 34200 | 27000 | 78.95% | 1.82 | 0 | 9 |  |  |  |  | R-410A | 2.55 | Residential & Commercial | USHP
212979727 | Central HP <5.4 tons | PAYNE HEATING AND COOLING | HRCU-A-CB (Split System: Heat Pump with Remote Outdoor Unit-Air-Source) | 38MURAQ30AB3* |  |  | CAP**4221AL* | PG80MS(A,L)A42090B** | 30000 | 15.2 | 8.1 | 34200 | 27600 | 80.7% | 1.8 | 0 | 9 |  |  |  |  | R-410A | 2.5 | Residential & Commercial | USHP
212980213 | Central HP <5.4 tons | PAYNE HEATING AND COOLING | HRCU-A-CB (Split System: Heat Pump with Remote Outdoor Unit-Air-Source) | 38MURAQ30AB3* |  |  | CAP**4224AL* | PG80MS(A,L)A48090C** | 29600 | 15.2 | 8.1 | 33800 | 27600 | 81.66% | 1.78 | 0 | 9 |  |  |  |  | R-410A | 2.4667 | Residential & Commercial | USHP
213076032 | Central HP <5.4 tons | PAYNE HEATING AND COOLING | HRCU-A-CB (Split System: Heat Pump with Remote Outdoor Unit-Air-Source) | 38MURAQ30AB3* |  |  | CAP**4221AL* | PG95MSUA60100C** | 29800 | 15.2 | 8.1 | 38500 | 27600 | 71.69% | 1.78 | 0 | 9 |  |  |  |  | R-410A | 2.4833 | Residential & Commercial | USHP
212980543 | Central HP <5.4 tons | PAYNE HEATING AND COOLING | HRCU-A-CB (Split System: Heat Pump with Remote Outdoor Unit-Air-Source) | 38MURAQ30AB3* |  |  | CAP**4321AL* | PG80MS(A,L)A60090C** | 30800 | 15.2 | 8.5 | 33600 | 26400 | 78.57% | 1.86 | 0 | 9 |  |  |  |  | R-410A | 2.5667 | Residential & Commercial | USHP
212982650 | Central HP <5.4 tons | PAYNE HEATING AND COOLING | HRCU-A-CB (Split System: Heat Pump with Remote Outdoor Unit-Air-Source) | 38MURAQ30AB3* |  |  | CAP**4224AL* | PG80MSUA48060B** | 30000 | 15.5 | 8.1 | 34200 | 27600 | 80.7% | 1.8 | 0 | 9 |  |  |  |  | R-410A | 2.5 | Residential & Commercial | USHP
212980224 | Central HP <5.4 tons | PAYNE HEATING AND COOLING | HRCU-A-CB (Split System: Heat Pump with Remote Outdoor Unit-Air-Source) | 38MURAQ30AB3* |  |  | CAP**4321AL* | PG80MS(A,L)A48090C** | 30600 | 15.2 | 8.1 | 33400 | 26400 | 79.04% | 1.86 | 0 | 9 |  |  |  |  | R-410A | 2.55 | Residential & Commercial | USHP
216013766 | Central HP <5.4 tons | YORK | HRCU-A-CB (Split System: Heat Pump with Remote Outdoor Unit-Air-Source) | HH824E2S11 | ADP |  | V,Y36H175P13*+TXV-BLEED | Y81E080B12SMPS1 | 23000 | 18 | 9 | 21400 | 18100 | 84.58% | 2 | 0 | 12 |  |  |  |  | R-454B | 1.9167 | Residential & Commercial | USHP | Ducted CEE Tier 1
215405743 | Central HP <5.4 tons | YORK | HRCU-A-CB (Split System: Heat Pump with Remote Outdoor Unit-Air-Source) | HH836E2S11 | ADP |  | CH368A*C+TXV+AEF36AXP* | 0 | 33400 | 18 | 8.45 | 29400 | 24600 | 83.67% | 1.98 | 0 | 11.5 |  |  |  |  | R-454B | 2.7833 | Residential & Commercial | USHP | Ducted CEE Tier 1
214061457 | Central HP <5.4 tons | YORK | HRCU-A-CB (Split System: Heat Pump with Remote Outdoor Unit-Air-Source) | HMH72B341 | ADP |  | AD-36H*****9 | Y82E120C20LMPS1 | 34000 | 18 | 8.5 | 31800 | 23800 | 74.84% | 2.12 | 0 | 9.5 |  |  |  |  | R-410A | 2.8333 | Residential & Commercial | USHP
216981027 | Central HP <5.4 tons | YORK | HRCU-A-CB (Split System: Heat Pump with Remote Outdoor Unit-Air-Source) | HH860E2S11 | ADP |  | H,YG88*60+TXV-BLEED | Y92E080C16SMPS1 | 44000 | 18 | 9 | 43000 | 32400 | 75.35% | 2 | 0 | 11 |  |  |  |  | R-454B | 3.6667 | Residential & Commercial | USHP | Ducted CEE Tier 1
212982614 | Central HP <5.4 tons | PAYNE HEATING AND COOLING | HRCU-A-CB (Split System: Heat Pump with Remote Outdoor Unit-Air-Source) | 38MURAQ30AB3* |  |  | CAP**3621AL* | PG80MSUA48060B** | 29600 | 15.2 | 8.1 | 34000 | 27800 | 81.76% | 1.78 | 0 | 9 |  |  |  |  | R-410A | 2.4667 | Residential & Commercial | USHP
212980191 | Central HP <5.4 tons | PAYNE HEATING AND COOLING | HRCU-A-CB (Split System: Heat Pump with Remote Outdoor Unit-Air-Source) | 38MURAQ30AB3* |  |  | CAP**3721AL* | PG80MS(A,L)A48090C** | 30600 | 15.2 | 8.1 | 33200 | 26400 | 79.52% | 1.86 | 0 | 9 |  |  |  |  | R-410A | 2.55 | Residential & Commercial | USHP
212984471 | Central HP <5.4 tons | PAYNE HEATING AND COOLING | HRCU-A-CB (Split System: Heat Pump with Remote Outdoor Unit-Air-Source) | 38MURAQ30AB3* |  |  | CAP**3721AL* | PG92MSAA48080B** | 31000 | 15.2 | 8.5 | 33400 | 26200 | 78.44% | 1.86 | 0 | 9 |  |  |  |  | R-410A | 2.5833 | Residential & Commercial | USHP
212984971 | Central HP <5.4 tons | PAYNE HEATING AND COOLING | HRCU-A-CB (Split System: Heat Pump with Remote Outdoor Unit-Air-Source) | 38MURAQ30AB3* |  |  | CAP**3721AL* | PG92MSAA60080C** | 30600 | 15.2 | 8.1 | 33200 | 26200 | 78.92% | 1.86 | 0 | 9 |  |  |  |  | R-410A | 2.55 | Residential & Commercial | USHP
216097082 | Central HP <5.4 tons | COMFORT-AIRE | HRCU-A-CB (Split System: Heat Pump with Remote Outdoor Unit-Air-Source) | A-VHP33SA-1 |  |  | B-VHP30AA-1 | 0 | 33000 | 16.5 | 10 | 35000 | 34000 | 97.14% | 2 | 0 | 11.7 |  |  |  |  | R-454B | 2.75 | Residential & Commercial | USHP | Ducted CEE Tier 1
216013791 | Central HP <5.4 tons | YORK | HRCU-A-CB (Split System: Heat Pump with Remote Outdoor Unit-Air-Source) | HH860E2S11 | ADP |  | V,Y60H210P19*+TXV-BLEED | Y81E100C16SMPS1 | 44000 | 18 | 8.5 | 42000 | 32800 | 78.1% | 2 | 0 | 12 |  |  |  |  | R-454B | 3.6667 | Residential & Commercial | USHP | Ducted CEE Tier 1
212499702 | Central HP <5.4 tons | LENNOX | HRCU-A-CB (Split System: Heat Pump with Remote Outdoor Unit-Air-Source) | EL22XPV-024-230A** | ADP |  | L*19/36U9 | EL280UH045E36A* | 23600 | 21 | 8.5 | 21400 | 15000 | 70.09% | 1.9 | 0 | 13.5 |  |  |  |  | R-410A | 1.9667 | Residential & Commercial | USHP | Ducted CEE Tier 1
212499722 | Central HP <5.4 tons | LENNOX | HRCU-A-CB (Split System: Heat Pump with Remote Outdoor Unit-Air-Source) | EL22XPV-024-230A** | ADP |  | L*18/36V9 | EL280UH070XE36A* | 24000 | 21 | 8.5 | 22000 | 15400 | 70% | 1.92 | 0 | 13.5 |  |  |  |  | R-410A | 2 | Residential & Commercial | USHP | Ducted CEE Tier 1
212499936 | Central HP <5.4 tons | LENNOX | HRCU-A-CB (Split System: Heat Pump with Remote Outdoor Unit-Air-Source) | EL22XPV-024-230A** | ADP |  | LH29/36X9 | ML180UH090V48B* | 24000 | 21 | 8.7 | 22000 | 15400 | 70% | 1.9 | 0 | 13.5 |  |  |  |  | R-410A | 2 | Residential & Commercial | USHP | Ducted CEE Tier 1
212979715 | Central HP <5.4 tons | PAYNE HEATING AND COOLING | HRCU-A-CB (Split System: Heat Pump with Remote Outdoor Unit-Air-Source) | 38MURAQ30AB3* |  |  | CAP**3721AL* | PG80MS(A,L)A42090B** | 30400 | 15.2 | 8.1 | 33200 | 26400 | 79.52% | 1.84 | 0 | 9 |  |  |  |  | R-410A | 2.5333 | Residential & Commercial | USHP
212982122 | Central HP <5.4 tons | PAYNE HEATING AND COOLING | HRCU-A-CB (Split System: Heat Pump with Remote Outdoor Unit-Air-Source) | 38MURAQ30AB3* |  |  | CAP**3621AL* | PG80MSUA36040B** | 29800 | 15.2 | 8.5 | 33800 | 27800 | 82.25% | 1.76 | 0 | 9 |  |  |  |  | R-410A | 2.4833 | Residential & Commercial | USHP
212500138 | Central HP <5.4 tons | LENNOX | HRCU-A-CB (Split System: Heat Pump with Remote Outdoor Unit-Air-Source) | EL22XPV-024-230A** | ADP |  | L*19/36U9 | SL297UH040NV36B* | 23800 | 21 | 8.5 | 22000 | 15400 | 70% | 1.92 | 0 | 13.5 |  |  |  |  | R-410A | 1.9833 | Residential & Commercial | USHP | Ducted CEE Tier 1
212979443 | Central HP <5.4 tons | PAYNE HEATING AND COOLING | HRCU-A-CB (Split System: Heat Pump with Remote Outdoor Unit-Air-Source) | 38MURAQ30AB3* |  |  | CAP**4221AL* | PG80MS(A,L)A48070C** | 29800 | 15.2 | 8.1 | 34200 | 27600 | 80.7% | 1.8 | 0 | 9 |  |  |  |  | R-410A | 2.4833 | Residential & Commercial | USHP
212982974 | Central HP <5.4 tons | PAYNE HEATING AND COOLING | HRCU-A-CB (Split System: Heat Pump with Remote Outdoor Unit-Air-Source) | 38MURAQ30AB3* |  |  | CAP**4321AL* | PG80MSUA60080C** | 30600 | 15.5 | 8.5 | 33400 | 26200 | 78.44% | 1.88 | 0 | 9 |  |  |  |  | R-410A | 2.55 | Residential & Commercial | USHP
214303074 | Central HP <5.4 tons | RUUD | HRCU-A-CB (Split System: Heat Pump with Remote Outdoor Unit-Air-Source) | RD17AZ24AJ3N | ADP |  | H,RG34936 | R801V0704A17UHU | 22000 | 17 | 8.1 | 21000 | 16500 | 78.57% | 2 | 0 | 9.5 |  |  |  |  | R-410A | 1.8333 | Residential & Commercial | USHP
214303075 | Central HP <5.4 tons | RUUD | HRCU-A-CB (Split System: Heat Pump with Remote Outdoor Unit-Air-Source) | RD17AZ24AJ3N | ADP |  | H,RG34936 | R801V0754A17UHN | 22000 | 18 | 8.1 | 21000 | 16400 | 78.1% | 2.1 | 0 | 9.5 |  |  |  |  | R-410A | 1.8333 | Residential & Commercial | USHP
212982938 | Central HP <5.4 tons | PAYNE HEATING AND COOLING | HRCU-A-CB (Split System: Heat Pump with Remote Outdoor Unit-Air-Source) | 38MURAQ30AB3* |  |  | CAP**3721AL* | PG80MSUA60080C** | 30600 | 15.2 | 8.1 | 33400 | 26200 | 78.44% | 1.86 | 0 | 9 |  |  |  |  | R-410A | 2.55 | Residential & Commercial | USHP
212983931 | Central HP <5.4 tons | PAYNE HEATING AND COOLING | HRCU-A-CB (Split System: Heat Pump with Remote Outdoor Unit-Air-Source) | 38MURAQ30AB3* |  |  | CAP**3721AL* | PG92MSAA42060B** | 30200 | 15.2 | 8.1 | 33400 | 26400 | 79.04% | 1.84 | 0 | 9 |  |  |  |  | R-410A | 2.5167 | Residential & Commercial | USHP
212972640 | Central HP <5.4 tons | PAYNE HEATING AND COOLING | HRCU-A-CB (Split System: Heat Pump with Remote Outdoor Unit-Air-Source) | 38MURAQ30AB3* |  |  | CAP**4224AL* | PG80VTLB66135D** | 29800 | 15.2 | 8.1 | 34200 | 35000 | 102.3% | 1.88 | 0 | 9 |  |  |  |  | R-410A | 2.4833 | Residential & Commercial | USHP
212978224 | Central HP <5.4 tons | PAYNE HEATING AND COOLING | HRCU-A-CB (Split System: Heat Pump with Remote Outdoor Unit-Air-Source) | 38MURAQ18AB3* |  |  | CAP**1917AL* | PG80MS(A,L)A36070A** | 18200 | 17 | 8.5 | 18100 | 17700 | 97.79% | 2.16 | 0 | 11 |  |  |  |  | R-410A | 1.5167 | Residential & Commercial | USHP | Ducted CEE Tier 1
212978776 | Central HP <5.4 tons | PAYNE HEATING AND COOLING | HRCU-A-CB (Split System: Heat Pump with Remote Outdoor Unit-Air-Source) | 38MURAQ18AB3* |  |  | CAP**3017AL* | PG80MS(A,L)A36070B** | 17600 | 16.5 | 8.5 | 18200 | 18800 | 103.3% | 2.26 | 0 | 10.5 |  |  |  |  | R-410A | 1.4667 | Residential & Commercial | USHP | Ducted CEE Tier 1
211713199 | Central HP <5.4 tons | PAYNE HEATING AND COOLING | HRCU-A-CB (Split System: Heat Pump with Remote Outdoor Unit-Air-Source) | 38MURAQ30AB3* |  |  | CAP**4321AL* | PG96VTAA60080C** | 30400 | 15.2 | 8.1 | 33000 | 26200 | 79.39% | 1.84 | 0 | 9 |  |  |  |  | R-410A | 2.5333 | Residential & Commercial | USHP
212980003 | Central HP <5.4 tons | PAYNE HEATING AND COOLING | HRCU-A-CB (Split System: Heat Pump with Remote Outdoor Unit-Air-Source) | 38MURAQ18AB3* |  |  | CNPV*3017AL* | PG80MS(A,L)A42090B** | 17700 | 16.5 | 8.1 | 18300 | 18600 | 101.6% | 2.24 | 0 | 11 |  |  |  |  | R-410A | 1.475 | Residential & Commercial | USHP | Ducted CEE Tier 1
212500157 | Central HP <5.4 tons | LENNOX | HRCU-A-CB (Split System: Heat Pump with Remote Outdoor Unit-Air-Source) | EL22XPV-024-230A** | ADP |  | L*18/36T9 | SLP99UH070XV36B* | 23800 | 21 | 8.5 | 22000 | 15400 | 70% | 1.92 | 0 | 13.5 |  |  |  |  | R-410A | 1.9833 | Residential & Commercial | USHP | Ducted CEE Tier 1
216626013 | Central HP <5.4 tons | NAPOLEON | HRCU-A-CB (Split System: Heat Pump with Remote Outdoor Unit-Air-Source) | WSEHV4860BA1-N |  |  | WPFX48A-N | 0 | 48000 | 19 | 9.5 | 48000 | 40500 | 84.38% | 1.8 | 0 | 11.5 |  |  |  |  | R-454B | 4 | Residential & Commercial | USHP | Ducted CEE Tier 1
214229234 | Central HP <5.4 tons | PAYNE HEATING AND COOLING | HRCU-A-CB (Split System: Heat Pump with Remote Outdoor Unit-Air-Source) | 38MURAQ30AB3* |  |  | CAP**3717AL* | PG80MSUA48060B** | 30400 | 15.2 | 8.5 | 33400 | 26800 | 80.24% | 1.82 | 0 | 9 |  |  |  |  | R-410A | 2.5333 | Residential & Commercial | USHP
212972484 | Central HP <5.4 tons | PAYNE HEATING AND COOLING | HRCU-A-CB (Split System: Heat Pump with Remote Outdoor Unit-Air-Source) | 38MURAQ30AB3* |  |  | CAP**4321AL* | PG80VTLB66110C** | 30400 | 15.2 | 8.1 | 33400 | 26400 | 79.04% | 1.84 | 0 | 9 |  |  |  |  | R-410A | 2.5333 | Residential & Commercial | USHP
212978334 | Central HP <5.4 tons | PAYNE HEATING AND COOLING | HRCU-A-CB (Split System: Heat Pump with Remote Outdoor Unit-Air-Source) | 38MURAQ18AB3* |  |  | CNPV*3014AL* | PG80MS(A,L)A36070A** | 17400 | 16.5 | 8.1 | 18000 | 18700 | 103.9% | 2.26 | 0 | 11 |  |  |  |  | R-410A | 1.45 | Residential & Commercial | USHP | Ducted CEE Tier 1
212970944 | Central HP <5.4 tons | PAYNE HEATING AND COOLING | HRCU-A-CB (Split System: Heat Pump with Remote Outdoor Unit-Air-Source) | 38MURAQ18AB3* |  |  | CNPV*3014AL* | PG80VTLB36045A** | 17400 | 16.5 | 8.1 | 17900 | 18600 | 103.9% | 2.24 | 0 | 11 |  |  |  |  | R-410A | 1.45 | Residential & Commercial | USHP | Ducted CEE Tier 1
212975476 | Central HP <5.4 tons | PAYNE HEATING AND COOLING | HRCU-A-CB (Split System: Heat Pump with Remote Outdoor Unit-Air-Source) | 38MURAQ18AB3* |  |  | CNPV*3014AL* | PG96VTAB36060A** | 17400 | 16 | 8.1 | 18000 | 18700 | 103.9% | 2.24 | 0 | 11 |  |  |  |  | R-410A | 1.45 | Residential & Commercial | USHP | Ducted CEE Tier 1
212982638 | Central HP <5.4 tons | PAYNE HEATING AND COOLING | HRCU-A-CB (Split System: Heat Pump with Remote Outdoor Unit-Air-Source) | 38MURAQ30AB3* |  |  | CAP**4221AL* | PG80MSUA48060B** | 29800 | 15.2 | 8.1 | 33800 | 27400 | 81.07% | 1.8 | 0 | 9 |  |  |  |  | R-410A | 2.4833 | Residential & Commercial | USHP
212971458 | Central HP <5.4 tons | PAYNE HEATING AND COOLING | HRCU-A-CB (Split System: Heat Pump with Remote Outdoor Unit-Air-Source) | 38MURAQ18AB3* |  |  | CAP**2517AL* | PG80VTLB48070B** | 18000 | 16.5 | 8.5 | 17900 | 17700 | 98.88% | 2.14 | 0 | 11 |  |  |  |  | R-410A | 1.5 | Residential & Commercial | USHP | Ducted CEE Tier 1
212975487 | Central HP <5.4 tons | PAYNE HEATING AND COOLING | HRCU-A-CB (Split System: Heat Pump with Remote Outdoor Unit-Air-Source) | 38MURAQ18AB3* |  |  | CNPV*3017AL* | PG96VTAB36060A** | 17500 | 16.5 | 8.1 | 18000 | 18700 | 103.9% | 2.24 | 0 | 11 |  |  |  |  | R-410A | 1.4583 | Residential & Commercial | USHP | Ducted CEE Tier 1
212975102 | Central HP <5.4 tons | PAYNE HEATING AND COOLING | HRCU-A-CB (Split System: Heat Pump with Remote Outdoor Unit-Air-Source) | 38MURAQ18AB3* |  |  | CAP**3017AL* | PG96VTAB36040B** | 17400 | 16 | 8.5 | 18000 | 18800 | 104.4% | 2.24 | 0 | 10.5 |  |  |  |  | R-410A | 1.45 | Residential & Commercial | USHP | Ducted CEE Tier 1
212975787 | Central HP <5.4 tons | PAYNE HEATING AND COOLING | HRCU-A-CB (Split System: Heat Pump with Remote Outdoor Unit-Air-Source) | 38MURAQ18AB3* |  |  | CAP**2417AL* | PG96VTAB48080B** | 17200 | 16 | 8.5 | 18200 | 19400 | 106.6% | 2.34 | 0 | 10.5 |  |  |  |  | R-410A | 1.4333 | Residential & Commercial | USHP | Ducted CEE Tier 1
212981320 | Central HP <5.4 tons | PAYNE HEATING AND COOLING | HRCU-A-CB (Split System: Heat Pump with Remote Outdoor Unit-Air-Source) | 38MURAQ30AB3* |  |  | CAP**4224AL* | PG80MS(A,L)A60155D** | 29800 | 15.2 | 8.1 | 34200 | 27600 | 80.7% | 1.8 | 0 | 9 |  |  |  |  | R-410A | 2.4833 | Residential & Commercial | USHP
212981870 | Central HP <5.4 tons | PAYNE HEATING AND COOLING | HRCU-A-CB (Split System: Heat Pump with Remote Outdoor Unit-Air-Source) | 38MURAQ18AB3* |  |  | CNPV*2417AL* | PG80MSUA60100C** | 17900 | 15.5 | 8.5 | 19000 | 19000 | 100% | 2.28 | 0 | 10.5 |  |  |  |  | R-410A | 1.4917 | Residential & Commercial | USHP | Ducted CEE Tier 1
214228970 | Central HP <5.4 tons | PAYNE HEATING AND COOLING | HRCU-A-CB (Split System: Heat Pump with Remote Outdoor Unit-Air-Source) | 38MURAQ18AB3* |  |  | CAP**1917AL* | PG80MSUA48060B** | 18100 | 16.5 | 8.5 | 18000 | 17700 | 98.33% | 2.14 | 0 | 11 |  |  |  |  | R-410A | 1.5083 | Residential & Commercial | USHP | Ducted CEE Tier 1
212981846 | Central HP <5.4 tons | PAYNE HEATING AND COOLING | HRCU-A-CB (Split System: Heat Pump with Remote Outdoor Unit-Air-Source) | 38MURAQ18AB3* |  |  | CAP**2517AL* | PG80MSUA60100C** | 17800 | 16 | 8.1 | 17800 | 17800 | 100% | 2.14 | 0 | 10.5 |  |  |  |  | R-410A | 1.4833 | Residential & Commercial | USHP | Ducted CEE Tier 1
212985001 | Central HP <5.4 tons | PAYNE HEATING AND COOLING | HRCU-A-CB (Split System: Heat Pump with Remote Outdoor Unit-Air-Source) | 38MURAQ30AB3* |  |  | CAP**4321AL* | PG92MSAA60080C** | 30600 | 15.5 | 8.5 | 33400 | 26400 | 79.04% | 1.86 | 0 | 9 |  |  |  |  | R-410A | 2.55 | Residential & Commercial | USHP
212978272 | Central HP <5.4 tons | PAYNE HEATING AND COOLING | HRCU-A-CB (Split System: Heat Pump with Remote Outdoor Unit-Air-Source) | 38MURAQ18AB3* |  |  | CAP**3014AL* | PG80MS(A,L)A36070A** | 17700 | 16.5 | 8.5 | 18200 | 18700 | 102.7% | 2.24 | 0 | 10.5 |  |  |  |  | R-410A | 1.475 | Residential & Commercial | USHP | Ducted CEE Tier 1
213076385 | Central HP <5.4 tons | PAYNE HEATING AND COOLING | HRCU-A-CB (Split System: Heat Pump with Remote Outdoor Unit-Air-Source) | 38MURAQ18AB3* |  |  | CAP**2417AL* | PG96VTAB48060B** | 17400 | 16 | 8.5 | 18400 | 19500 | 106% | 2.34 | 0 | 10.5 |  |  |  |  | R-410A | 1.45 | Residential & Commercial | USHP | Ducted CEE Tier 1
212982386 | Central HP <5.4 tons | PAYNE HEATING AND COOLING | HRCU-A-CB (Split System: Heat Pump with Remote Outdoor Unit-Air-Source) | 38MURAQ18AB3* |  |  | CAP**2417AL* | PG80MSUA36040B** | 17200 | 16 | 8.5 | 18300 | 19100 | 104.4% | 2.3 | 0 | 10 |  |  |  |  | R-410A | 1.4333 | Residential & Commercial | USHP | Ducted CEE Tier 1
212983263 | Central HP <5.4 tons | PAYNE HEATING AND COOLING | HRCU-A-CB (Split System: Heat Pump with Remote Outdoor Unit-Air-Source) | 38MURAQ18AB3* |  |  | CAP**2417AL* | PG92MSAA36040B** | 17200 | 15.5 | 8.5 | 18300 | 19400 | 106% | 2.32 | 0 | 10 |  |  |  |  | R-410A | 1.4333 | Residential & Commercial | USHP | Ducted CEE Tier 1
212983729 | Central HP <5.4 tons | PAYNE HEATING AND COOLING | HRCU-A-CB (Split System: Heat Pump with Remote Outdoor Unit-Air-Source) | 38MURAQ18AB3* |  |  | CNPV*3017AL* | PG92MSAA36060A** | 17400 | 16.5 | 8.1 | 18000 | 18700 | 103.9% | 2.24 | 0 | 11 |  |  |  |  | R-410A | 1.45 | Residential & Commercial | USHP | Ducted CEE Tier 1
212984183 | Central HP <5.4 tons | PAYNE HEATING AND COOLING | HRCU-A-CB (Split System: Heat Pump with Remote Outdoor Unit-Air-Source) | 38MURAQ18AB3* |  |  | CAP**2517AL* | PG92MSAA42060B** | 18100 | 16.5 | 8.5 | 17900 | 17700 | 98.88% | 2.14 | 0 | 11 |  |  |  |  | R-410A | 1.5083 | Residential & Commercial | USHP | Ducted CEE Tier 1
214229190 | Central HP <5.4 tons | PAYNE HEATING AND COOLING | HRCU-A-CB (Split System: Heat Pump with Remote Outdoor Unit-Air-Source) | 38MURAQ24AB3* |  |  | CNPV*3017AL* | PG80MSUA48060B** | 23600 | 17 | 8.5 | 25600 | 24000 | 93.75% | 2 | 0 | 10.5 |  |  |  |  | R-410A | 1.9667 | Residential & Commercial | USHP | Ducted CEE Tier 1
211133471 | Central HP <5.4 tons | SAMSUNG | HRCU-A-CB (Split System: Heat Pump with Remote Outdoor Unit-Air-Source) | AC024BXUPCH |  |  | BVRMB3925 | 0 | 24000 | 16.5 | 8.1 | 26000 | 26000 | 100% | 1.8 | 0 | 10.1 |  |  |  |  | R-410A | 2 | Residential & Commercial | USHP | Ducted CEE Tier 1
214489070 | Central HP <5.4 tons | Bladex | HRCU-A-C (Split System: Heat Pump with Remote Outdoor Unit with No Indoor Fan --Air Source) | BX31U-42HPHYHA |  |  | BLC-36HWAC1 | 0 | 35000 | 15.2 | 10 | 39000 | 32000 | 82.05% | 2 | 10.2 | 10 |  |  |  |  | R-410A | 2.9167 | Residential & Commercial | USHP | Ducted CEE Tier 1
212970848 | Central HP <5.4 tons | PAYNE HEATING AND COOLING | HRCU-A-CB (Split System: Heat Pump with Remote Outdoor Unit-Air-Source) | 38MURAQ18AB3* |  |  | CAP**1917AL* | PG80VTLB36045A** | 18200 | 16.5 | 8.5 | 18100 | 17700 | 97.79% | 2.14 | 0 | 11 |  |  |  |  | R-410A | 1.5167 | Residential & Commercial | USHP | Ducted CEE Tier 1
212971436 | Central HP <5.4 tons | PAYNE HEATING AND COOLING | HRCU-A-CB (Split System: Heat Pump with Remote Outdoor Unit-Air-Source) | 38MURAQ18AB3* |  |  | CAP**1917AL* | PG80VTLB48070B** | 18000 | 16.5 | 8.5 | 18000 | 17800 | 98.89% | 2.14 | 0 | 10.5 |  |  |  |  | R-410A | 1.5 | Residential & Commercial | USHP | Ducted CEE Tier 1
212971469 | Central HP <5.4 tons | PAYNE HEATING AND COOLING | HRCU-A-CB (Split System: Heat Pump with Remote Outdoor Unit-Air-Source) | 38MURAQ18AB3* |  |  | CAP**3017AL* | PG80VTLB48070B** | 17700 | 16.5 | 8.5 | 18200 | 18700 | 102.7% | 2.24 | 0 | 10.5 |  |  |  |  | R-410A | 1.475 | Residential & Commercial | USHP | Ducted CEE Tier 1
212971917 | Central HP <5.4 tons | PAYNE HEATING AND COOLING | HRCU-A-CB (Split System: Heat Pump with Remote Outdoor Unit-Air-Source) | 38MURAQ18AB3* |  |  | CAP**2517AL* | PG80VTLB48090B** | 18000 | 16.5 | 8.5 | 17900 | 17700 | 98.88% | 2.14 | 0 | 11 |  |  |  |  | R-410A | 1.5 | Residential & Commercial | USHP | Ducted CEE Tier 1
212974693 | Central HP <5.4 tons | PAYNE HEATING AND COOLING | HRCU-A-CB (Split System: Heat Pump with Remote Outdoor Unit-Air-Source) | 38MURAQ18AB3* |  |  | CNPV*1814AL* | PG96VTAB30040A** | 17100 | 15.5 | 8.1 | 18400 | 19800 | 107.6% | 2.38 | 0 | 10.5 |  |  |  |  | R-410A | 1.425 | Residential & Commercial | USHP | Ducted CEE Tier 1
214228981 | Central HP <5.4 tons | PAYNE HEATING AND COOLING | HRCU-A-CB (Split System: Heat Pump with Remote Outdoor Unit-Air-Source) | 38MURAQ18AB3* |  |  | CAP**2417AL* | PG80MSUA48060B** | 17600 | 16.5 | 8.5 | 18600 | 19100 | 102.7% | 2.3 | 0 | 10.5 |  |  |  |  | R-410A | 1.4667 | Residential & Commercial | USHP | Ducted CEE Tier 1
212981834 | Central HP <5.4 tons | PAYNE HEATING AND COOLING | HRCU-A-CB (Split System: Heat Pump with Remote Outdoor Unit-Air-Source) | 38MURAQ18AB3* |  |  | CAP**2417AL* | PG80MSUA60100C** | 17200 | 15.5 | 8.5 | 18300 | 19400 | 106% | 2.32 | 0 | 10 |  |  |  |  | R-410A | 1.4333 | Residential & Commercial | USHP | Ducted CEE Tier 1
212981882 | Central HP <5.4 tons | PAYNE HEATING AND COOLING | HRCU-A-CB (Split System: Heat Pump with Remote Outdoor Unit-Air-Source) | 38MURAQ18AB3* |  |  | CNPV*3017AL* | PG80MSUA60100C** | 17500 | 16 | 8.1 | 18200 | 18700 | 102.7% | 2.24 | 0 | 10.5 |  |  |  |  | R-410A | 1.4583 | Residential & Commercial | USHP | Ducted CEE Tier 1
212983638 | Central HP <5.4 tons | PAYNE HEATING AND COOLING | HRCU-A-CB (Split System: Heat Pump with Remote Outdoor Unit-Air-Source) | 38MURAQ18AB3* |  |  | CAP**2414AL* | PG92MSAA36060A** | 17500 | 16 | 8.5 | 18500 | 19400 | 104.9% | 2.34 | 0 | 10.5 |  |  |  |  | R-410A | 1.4583 | Residential & Commercial | USHP | Ducted CEE Tier 1
212983688 | Central HP <5.4 tons | PAYNE HEATING AND COOLING | HRCU-A-CB (Split System: Heat Pump with Remote Outdoor Unit-Air-Source) | 38MURAQ18AB3* |  |  | CNPV*1814AL* | PG92MSAA36060A** | 17300 | 16 | 8.5 | 18500 | 19800 | 107% | 2.38 | 0 | 10.5 |  |  |  |  | R-410A | 1.4417 | Residential & Commercial | USHP | Ducted CEE Tier 1
212974732 | Central HP <5.4 tons | PAYNE HEATING AND COOLING | HRCU-A-CB (Split System: Heat Pump with Remote Outdoor Unit-Air-Source) | 38MURAQ18AB3* |  |  | CNPV*3014AL* | PG96VTAB30040A** | 17400 | 16 | 8.1 | 18000 | 18600 | 103.3% | 2.22 | 0 | 10.5 |  |  |  |  | R-410A | 1.45 | Residential & Commercial | USHP | Ducted CEE Tier 1
212975432 | Central HP <5.4 tons | PAYNE HEATING AND COOLING | HRCU-A-CB (Split System: Heat Pump with Remote Outdoor Unit-Air-Source) | 38MURAQ18AB3* |  |  | CAP**3017AL* | PG96VTAB36060A** | 17400 | 16.5 | 8.5 | 18000 | 18700 | 103.9% | 2.26 | 0 | 10.5 |  |  |  |  | R-410A | 1.45 | Residential & Commercial | USHP | Ducted CEE Tier 1
211259796 | Central HP <5.4 tons | PAYNE HEATING AND COOLING | HRCU-A-CB (Split System: Heat Pump with Remote Outdoor Unit-Air-Source) | 38MURAQ18AB3* |  |  | CAP**1917AL* | PG95ESAA30040A** | 18300 | 16 | 8.5 | 18300 | 17600 | 96.17% | 2.12 | 0 | 10.5 |  |  |  |  | R-410A | 1.525 | Residential & Commercial | USHP | Ducted CEE Tier 1
211259857 | Central HP <5.4 tons | PAYNE HEATING AND COOLING | HRCU-A-CB (Split System: Heat Pump with Remote Outdoor Unit-Air-Source) | 38MURAQ18AB3* |  |  | CAP**1917AL* | PG95ESAA30026A** | 18600 | 16 | 8.5 | 18600 | 17500 | 94.09% | 2.12 | 0 | 11 |  |  |  |  | R-410A | 1.55 | Residential & Commercial | USHP | Ducted CEE Tier 1
212979967 | Central HP <5.4 tons | PAYNE HEATING AND COOLING | HRCU-A-CB (Split System: Heat Pump with Remote Outdoor Unit-Air-Source) | 38MURAQ18AB3* |  |  | CAP**2517AL* | PG80MS(A,L)A42090B** | 18100 | 16.5 | 8.5 | 17900 | 17700 | 98.88% | 2.14 | 0 | 11 |  |  |  |  | R-410A | 1.5083 | Residential & Commercial | USHP | Ducted CEE Tier 1
212983658 | Central HP <5.4 tons | PAYNE HEATING AND COOLING | HRCU-A-CB (Split System: Heat Pump with Remote Outdoor Unit-Air-Source) | 38MURAQ18AB3* |  |  | CAP**2517AL* | PG92MSAA36060A** | 17700 | 16.5 | 8.1 | 17700 | 17800 | 100.6% | 2.14 | 0 | 10.5 |  |  |  |  | R-410A | 1.475 | Residential & Commercial | USHP | Ducted CEE Tier 1
212983678 | Central HP <5.4 tons | PAYNE HEATING AND COOLING | HRCU-A-CB (Split System: Heat Pump with Remote Outdoor Unit-Air-Source) | 38MURAQ18AB3* |  |  | CAP**3017AL* | PG92MSAA36060A** | 17400 | 16.5 | 8.5 | 18000 | 18900 | 105% | 2.28 | 0 | 10.5 |  |  |  |  | R-410A | 1.45 | Residential & Commercial | USHP | Ducted CEE Tier 1
212984711 | Central HP <5.4 tons | PAYNE HEATING AND COOLING | HRCU-A-CB (Split System: Heat Pump with Remote Outdoor Unit-Air-Source) | 38MURAQ18AB3* |  |  | CAP**2417AL* | PG92MSAA48080B** | 17700 | 16.5 | 8.5 | 18700 | 19300 | 103.2% | 2.32 | 0 | 10.5 |  |  |  |  | R-410A | 1.475 | Residential & Commercial | USHP | Ducted CEE Tier 1
212986669 | Central HP <5.4 tons | PAYNE HEATING AND COOLING | HRCU-A-CB (Split System: Heat Pump with Remote Outdoor Unit-Air-Source) | 38MURAQ18AB3* |  |  | CAP**2417AL* | PG96MSAA36040B** | 17200 | 15.5 | 8.5 | 18300 | 19400 | 106% | 2.32 | 0 | 10 |  |  |  |  | R-410A | 1.4333 | Residential & Commercial | USHP | Ducted CEE Tier 1
212986717 | Central HP <5.4 tons | PAYNE HEATING AND COOLING | HRCU-A-CB (Split System: Heat Pump with Remote Outdoor Unit-Air-Source) | 38MURAQ18AB3* |  |  | CNPV*3017AL* | PG96MSAA36040B** | 17400 | 15.5 | 8.1 | 18100 | 18700 | 103.3% | 2.24 | 0 | 10.5 |  |  |  |  | R-410A | 1.45 | Residential & Commercial | USHP | Ducted CEE Tier 1
212987521 | Central HP <5.4 tons | PAYNE HEATING AND COOLING | HRCU-A-CB (Split System: Heat Pump with Remote Outdoor Unit-Air-Source) | 38MURAQ18AB3* |  |  | CAP**2517AL* | PG96MSAA48080B** | 18200 | 16.5 | 8.5 | 18100 | 17600 | 97.24% | 2.14 | 0 | 11 |  |  |  |  | R-410A | 1.5167 | Residential & Commercial | USHP | Ducted CEE Tier 1
212985915 | Central HP <5.4 tons | PAYNE HEATING AND COOLING | HRCU-A-CB (Split System: Heat Pump with Remote Outdoor Unit-Air-Source) | 38MURAQ18AB3* |  |  | CAP**3014AL* | PG96MSAA30026A** | 17400 | 16 | 8.5 | 18000 | 18800 | 104.4% | 2.26 | 0 | 10.5 |  |  |  |  | R-410A | 1.45 | Residential & Commercial | USHP | Ducted CEE Tier 1
212985965 | Central HP <5.4 tons | PAYNE HEATING AND COOLING | HRCU-A-CB (Split System: Heat Pump with Remote Outdoor Unit-Air-Source) | 38MURAQ18AB3* |  |  | CNPV*3014AL* | PG96MSAA30026A** | 17500 | 16 | 8.1 | 18100 | 18600 | 102.8% | 2.24 | 0 | 11 |  |  |  |  | R-410A | 1.4583 | Residential & Commercial | USHP | Ducted CEE Tier 1
212989275 | Central HP <5.4 tons | PAYNE HEATING AND COOLING | HRCU-A-CB (Split System: Heat Pump with Remote Outdoor Unit-Air-Source) | 38MURAQ18AB3* |  |  | CAP**2417AL* | PG95MSUA48060B** | 17300 | 16.5 | 8.5 | 18200 | 19400 | 106.6% | 2.34 | 0 | 10.5 |  |  |  |  | R-410A | 1.4417 | Residential & Commercial | USHP | Ducted CEE Tier 1
212982950 | Central HP <5.4 tons | PAYNE HEATING AND COOLING | HRCU-A-CB (Split System: Heat Pump with Remote Outdoor Unit-Air-Source) | 38MURAQ30AB3* |  |  | CAP**4221AL* | PG80MSUA60080C** | 29600 | 15.5 | 8.5 | 33600 | 27600 | 82.14% | 1.78 | 0 | 9 |  |  |  |  | R-410A | 2.4667 | Residential & Commercial | USHP
212978787 | Central HP <5.4 tons | PAYNE HEATING AND COOLING | HRCU-A-CB (Split System: Heat Pump with Remote Outdoor Unit-Air-Source) | 38MURAQ18AB3* |  |  | CNPV*2417AL* | PG80MS(A,L)A36070B** | 17400 | 16.5 | 8.5 | 18400 | 19200 | 104.3% | 2.32 | 0 | 11 |  |  |  |  | R-410A | 1.45 | Residential & Commercial | USHP | Ducted CEE Tier 1
211257334 | Central HP <5.4 tons | PAYNE HEATING AND COOLING | HRCU-A-CB (Split System: Heat Pump with Remote Outdoor Unit-Air-Source) | 38MURAQ18AB3* |  |  | FJ4DN*B24L* | 0 | 18500 | 15.5 | 9 | 19300 | 18300 | 94.82% | 2.2 | 0 | 10.5 |  |  |  |  | R-410A | 1.5417 | Residential & Commercial | USHP | Ducted CEE Tier 1
211260624 | Central HP <5.4 tons | PAYNE HEATING AND COOLING | HRCU-A-CB (Split System: Heat Pump with Remote Outdoor Unit-Air-Source) | 38MURAQ18AB3* |  |  | CAP**2417AL* | PG80ES(A,L)A36070A** | 17600 | 16 | 8.5 | 18400 | 19100 | 103.8% | 2.3 | 0 | 10.5 |  |  |  |  | R-410A | 1.4667 | Residential & Commercial | USHP | Ducted CEE Tier 1
211259980 | Central HP <5.4 tons | PAYNE HEATING AND COOLING | HRCU-A-CB (Split System: Heat Pump with Remote Outdoor Unit-Air-Source) | 38MURAQ18AB3* |  |  | CAP**1917AL* | PG92ESAA36040B** | 18300 | 15.5 | 8.5 | 18400 | 17600 | 95.65% | 2.12 | 0 | 10.5 |  |  |  |  | R-410A | 1.525 | Residential & Commercial | USHP | Ducted CEE Tier 1
211261059 | Central HP <5.4 tons | PAYNE HEATING AND COOLING | HRCU-A-CB (Split System: Heat Pump with Remote Outdoor Unit-Air-Source) | 38MURAQ18AB3* |  |  | CAP**2517AL* | PG92ESAA36040B** | 18400 | 15.5 | 8.5 | 18300 | 17500 | 95.63% | 2.12 | 0 | 10.5 |  |  |  |  | R-410A | 1.5333 | Residential & Commercial | USHP | Ducted CEE Tier 1
211262020 | Central HP <5.4 tons | PAYNE HEATING AND COOLING | HRCU-A-CB (Split System: Heat Pump with Remote Outdoor Unit-Air-Source) | 38MURAQ18AB3* |  |  | CAP**3017AL* | PG80ES(A,L)A36045B** | 18000 | 16 | 8.5 | 18500 | 18500 | 100% | 2.22 | 0 | 10.5 |  |  |  |  | R-410A | 1.5 | Residential & Commercial | USHP | Ducted CEE Tier 1
211262156 | Central HP <5.4 tons | PAYNE HEATING AND COOLING | HRCU-A-CB (Split System: Heat Pump with Remote Outdoor Unit-Air-Source) | 38MURAQ18AB3* |  |  | CAP**3017AL* | PG80ES(A,L)A36070A** | 17800 | 16.5 | 8.5 | 18200 | 18500 | 101.6% | 2.22 | 0 | 10.5 |  |  |  |  | R-410A | 1.4833 | Residential & Commercial | USHP | Ducted CEE Tier 1
208136323 | Central HP <5.4 tons | COMFORT-AIRE | HRCU-A-CB (Split System: Heat Pump with Remote Outdoor Unit-Air-Source) | A-VMH24SV-1 |  |  | B-VMH24AV-1 | 0 | 23000 | 18.4 | 9.3 | 26000 | 21200 | 81.54% | 1.9 | 12.5 | 11.7 |  |  |  |  | R-410A | 1.9167 | Residential & Commercial | USHP | Ducted CEE Tier 1
210273923 | Central HP <5.4 tons | SAMSUNG | HRCU-A-CB (Split System: Heat Pump with Remote Outdoor Unit-Air-Source) | AC036BXUDCH |  |  | AV360CT | 0 | 36000 | 17 | 8.1 | 34600 | 31600 | 91.33% | 1.8 | 9.3 | 9 |  |  |  |  | R-410A | 3 | Residential & Commercial | USHP
212975377 | Central HP <5.4 tons | PAYNE HEATING AND COOLING | HRCU-A-CB (Split System: Heat Pump with Remote Outdoor Unit-Air-Source) | 38MURAQ18AB3* |  |  | CAP**1917AL* | PG96VTAB36060A** | 17700 | 16.5 | 8.1 | 17700 | 17900 | 101.1% | 2.16 | 0 | 10.5 |  |  |  |  | R-410A | 1.475 | Residential & Commercial | USHP | Ducted CEE Tier 1
212974719 | Central HP <5.4 tons | PAYNE HEATING AND COOLING | HRCU-A-CB (Split System: Heat Pump with Remote Outdoor Unit-Air-Source) | 38MURAQ18AB3* |  |  | CNPV*2417AL* | PG96VTAB30040A** | 17300 | 15.5 | 8.5 | 18400 | 19200 | 104.3% | 2.3 | 0 | 10.5 |  |  |  |  | R-410A | 1.4417 | Residential & Commercial | USHP | Ducted CEE Tier 1
211259887 | Central HP <5.4 tons | PAYNE HEATING AND COOLING | HRCU-A-CB (Split System: Heat Pump with Remote Outdoor Unit-Air-Source) | 38MURAQ18AB3* |  |  | CAP**1917AL* | PG80ES(A,L)A36045A** | 18600 | 16.5 | 8.5 | 18500 | 17500 | 94.59% | 2.14 | 0 | 11 |  |  |  |  | R-410A | 1.55 | Residential & Commercial | USHP | Ducted CEE Tier 1
211260154 | Central HP <5.4 tons | PAYNE HEATING AND COOLING | HRCU-A-CB (Split System: Heat Pump with Remote Outdoor Unit-Air-Source) | 38MURAQ18AB3* |  |  | CAP**2414AL* | PG96VTAA30040A** | 17300 | 16 | 8.5 | 18300 | 19200 | 104.9% | 2.3 | 0 | 10.5 |  |  |  |  | R-410A | 1.4417 | Residential & Commercial | USHP | Ducted CEE Tier 1
211260638 | Central HP <5.4 tons | PAYNE HEATING AND COOLING | HRCU-A-CB (Split System: Heat Pump with Remote Outdoor Unit-Air-Source) | 38MURAQ18AB3* |  |  | CAP**2417AL* | PG80ESUA48060B** | 18500 | 16 | 9 | 19400 | 18600 | 95.88% | 2.26 | 0 | 10.5 |  |  |  |  | R-410A | 1.5417 | Residential & Commercial | USHP | Ducted CEE Tier 1
211260938 | Central HP <5.4 tons | PAYNE HEATING AND COOLING | HRCU-A-CB (Split System: Heat Pump with Remote Outdoor Unit-Air-Source) | 38MURAQ18AB3* |  |  | CAP**2517AL* | PG96VTAA36060A** | 18500 | 16 | 8.5 | 18300 | 17400 | 95.08% | 2.12 | 0 | 11 |  |  |  |  | R-410A | 1.5417 | Residential & Commercial | USHP | Ducted CEE Tier 1
211261808 | Central HP <5.4 tons | PAYNE HEATING AND COOLING | HRCU-A-CB (Split System: Heat Pump with Remote Outdoor Unit-Air-Source) | 38MURAQ18AB3* |  |  | CAP**3017AL* | PG96VTAA48080B** | 17600 | 16 | 8.5 | 18100 | 18600 | 102.8% | 2.24 | 0 | 10.5 |  |  |  |  | R-410A | 1.4667 | Residential & Commercial | USHP | Ducted CEE Tier 1
212975113 | Central HP <5.4 tons | PAYNE HEATING AND COOLING | HRCU-A-CB (Split System: Heat Pump with Remote Outdoor Unit-Air-Source) | 38MURAQ18AB3* |  |  | CNPV*2417AL* | PG96VTAB36040B** | 17500 | 15.5 | 8.5 | 18600 | 19200 | 103.2% | 2.3 | 0 | 10.5 |  |  |  |  | R-410A | 1.4583 | Residential & Commercial | USHP | Ducted CEE Tier 1
216992504 | Central HP <5.4 tons | BRYANT HEATING AND COOLING SYSTEMS | HRCU-A-CB (Split System: Heat Pump with Remote Outdoor Unit-Air-Source) | 291VAN054**AA* | ADP |  | H,PG35*48+TXV | 88*TB36070C14*** | 46500 | 17 | 9 | 48500 | 49500 | 102.1% | 1.96 | 0 | 11 |  |  |  |  | R-454B | 3.875 | Residential & Commercial | USHP | Ducted CEE Tier 1
216684130 | Central HP <5.4 tons | COMFORT-AIRE | HRCU-A-C (Split System: Heat Pump with Remote Outdoor Unit with No Indoor Fan --Air Source) | A-VXP48TA-1 |  |  | MXP48/60C1A | 0 | 45000 | 15.2 | 8.8 | 48000 | 42000 | 87.5% | 1.85 | 0 | 10 |  |  |  |  | R-454B | 3.75 | Residential & Commercial | USHP | Ducted CEE Tier 1
210299846 | Central HP <5.4 tons | SAMSUNG | HRCU-A-CB (Split System: Heat Pump with Remote Outdoor Unit-Air-Source) | AC024BXUPCH |  |  | AV240BT | 0 | 24000 | 16.5 | 8.1 | 26000 | 26000 | 100% | 1.8 | 11 | 10.1 |  |  |  |  | R-410A | 2 | Residential & Commercial | USHP | Ducted CEE Tier 1
211261033 | Central HP <5.4 tons | PAYNE HEATING AND COOLING | HRCU-A-CB (Split System: Heat Pump with Remote Outdoor Unit-Air-Source) | 38MURAQ18AB3* |  |  | CAP**2517AL* | PG92ESAA42060B** | 18300 | 16.5 | 8.5 | 18000 | 17500 | 97.22% | 2.12 | 0 | 11 |  |  |  |  | R-410A | 1.525 | Residential & Commercial | USHP | Ducted CEE Tier 1
211261787 | Central HP <5.4 tons | PAYNE HEATING AND COOLING | HRCU-A-CB (Split System: Heat Pump with Remote Outdoor Unit-Air-Source) | 38MURAQ18AB3* |  |  | CAP**3017AL* | PG96VTAA36040B** | 17900 | 15.5 | 8.5 | 18500 | 18500 | 100% | 2.22 | 0 | 10.5 |  |  |  |  | R-410A | 1.4917 | Residential & Commercial | USHP | Ducted CEE Tier 1
215726337 | Central HP <5.4 tons | YORK | HRCU-A-CB (Split System: Heat Pump with Remote Outdoor Unit-Air-Source) | HH836E2S11 | ADP |  | H,YG80*36+TXV-BLEED | TM9V060B12MP12 | 32600 | 17 | 8.5 | 29000 | 24800 | 85.52% | 2 | 0 | 11 |  |  |  |  | R-454B | 2.7167 | Residential & Commercial | USHP | Ducted CEE Tier 1
212985277 | Central HP <5.4 tons | PAYNE HEATING AND COOLING | HRCU-A-CB (Split System: Heat Pump with Remote Outdoor Unit-Air-Source) | 38MURAQ30AB3* |  |  | CAP**4221AL* | PG92MSAA60100C** | 30200 | 15.2 | 8.1 | 34200 | 27400 | 80.12% | 1.8 | 0 | 9 |  |  |  |  | R-410A | 2.5167 | Residential & Commercial | USHP
214229003 | Central HP <5.4 tons | PAYNE HEATING AND COOLING | HRCU-A-CB (Split System: Heat Pump with Remote Outdoor Unit-Air-Source) | 38MURAQ18AB3* |  |  | CAP**3017AL* | PG80MSUA48060B** | 17800 | 16.5 | 8.5 | 18400 | 18500 | 100.5% | 2.24 | 0 | 10.5 |  |  |  |  | R-410A | 1.4833 | Residential & Commercial | USHP | Ducted CEE Tier 1
212983296 | Central HP <5.4 tons | PAYNE HEATING AND COOLING | HRCU-A-CB (Split System: Heat Pump with Remote Outdoor Unit-Air-Source) | 38MURAQ18AB3* |  |  | CNPV*2417AL* | PG92MSAA36040B** | 17200 | 15.5 | 8.1 | 18300 | 19300 | 105.5% | 2.3 | 0 | 10.5 |  |  |  |  | R-410A | 1.4333 | Residential & Commercial | USHP | Ducted CEE Tier 1
216621475 | Central HP <5.4 tons | MIDEA | HRCU-A-CB (Split System: Heat Pump with Remote Outdoor Unit-Air-Source) | MO1HE-H36B-2A |  |  | MAUHE-H36B-2A | 0 | 36000 | 16.5 | 8.2 | 37000 | 32000 | 86.49% | 1.85 | 0 | 10 |  |  |  |  | R-454B | 3 | Residential & Commercial | USHP | Ducted CEE Tier 1
215323729 | Central HP <5.4 tons | KEEPRITE | HRCU-A-CB (Split System: Heat Pump with Remote Outdoor Unit-Air-Source) | D5CUHAH36AAK |  |  | D5FUHAH36XAK | 0 | 36000 | 18 | 10 | 37000 | 37400 | 101.1% | 1.9 | 0 | 12 |  |  |  |  | R-454B | 3 | Residential & Commercial | USHP | Ducted CEE Tier 1
210568230 | Central HP <5.4 tons | COMFORT-AIRE | HRCU-A-C (Split System: Heat Pump with Remote Outdoor Unit with No Indoor Fan --Air Source) | A-VCD18SA-1 |  |  | MCD18/24B1A | 0 | 18000 | 16.1 | 9.5 | 19000 | 15000 | 78.95% | 2.2 | 11.6 | 11.7 |  |  |  |  | R-410A | 1.5 | Residential & Commercial | USHP | Ducted CEE Tier 1
216620234 | Central HP <5.4 tons | KEEPRITE | HRCU-A-CB (Split System: Heat Pump with Remote Outdoor Unit-Air-Source) | DLCURAH24ABK |  |  | 40MUAAQ24XA3 | 0 | 24000 | 17.4 | 10 | 24000 | 22600 | 94.17% | 1.91 | 12.5 | 11.7 |  |  |  |  | R-410A | 2 | Residential & Commercial | USHP | Ducted CEE Tier 1
209852087 | Central HP <5.4 tons | KEEPRITE | HRCU-A-CB (Split System: Heat Pump with Remote Outdoor Unit-Air-Source) | DLCURAH36ABK |  |  | DLFUAAH36XAK | 0 | 36000 | 16 | 9.5 | 40000 | 34400 | 86% | 1.97 | 10.5 | 10 |  |  |  |  | R-410A | 3 | Residential & Commercial | USHP | Ducted CEE Tier 1
212984699 | Central HP <5.4 tons | PAYNE HEATING AND COOLING | HRCU-A-CB (Split System: Heat Pump with Remote Outdoor Unit-Air-Source) | 38MURAQ18AB3* |  |  | CAP**1917AL* | PG92MSAA48080B** | 18300 | 16.5 | 8.5 | 18200 | 17700 | 97.25% | 2.14 | 0 | 11 |  |  |  |  | R-410A | 1.525 | Residential & Commercial | USHP | Ducted CEE Tier 1
212986989 | Central HP <5.4 tons | PAYNE HEATING AND COOLING | HRCU-A-CB (Split System: Heat Pump with Remote Outdoor Unit-Air-Source) | 38MURAQ18AB3* |  |  | CAP**2414AL* | PG96MSAA36060A** | 17300 | 16 | 8.5 | 18200 | 19400 | 106.6% | 2.34 | 0 | 10.5 |  |  |  |  | R-410A | 1.4417 | Residential & Commercial | USHP | Ducted CEE Tier 1
215471329 | Central HP <5.4 tons | MIDEA | HRCU-A-CB (Split System: Heat Pump with Remote Outdoor Unit-Air-Source) | MO1BE-H48B-2A |  |  | MAUHE-H48B-2A | 0 | 48000 | 16 | 8.5 | 48000 | 38000 | 79.17% | 1.85 | 0 | 10 |  |  |  |  | R-454B | 4 | Residential & Commercial | USHP | Ducted CEE Tier 1
212989263 | Central HP <5.4 tons | PAYNE HEATING AND COOLING | HRCU-A-CB (Split System: Heat Pump with Remote Outdoor Unit-Air-Source) | 38MURAQ18AB3* |  |  | CAP**1917AL* | PG95MSUA48060B** | 17800 | 16.5 | 8.1 | 17800 | 17900 | 100.6% | 2.16 | 0 | 10.5 |  |  |  |  | R-410A | 1.4833 | Residential & Commercial | USHP | Ducted CEE Tier 1
213062288 | Central HP <5.4 tons | Kepler | HRCU-A-CB (Split System: Heat Pump with Remote Outdoor Unit-Air-Source) | AZPN/24WD |  |  | AZPN/24WAH | 0 | 24000 | 17.4 | 10 | 24000 | 22600 | 94.17% | 1.91 | 12.5 | 11.7 |  |  |  |  | R-410A | 2 | Residential & Commercial | USHP | Ducted CEE Tier 1
216752104 | Central HP <5.4 tons | YORK | HRCU-A-CB (Split System: Heat Pump with Remote Outdoor Unit-Air-Source) | HH824E2S11 | ADP |  | H,YG7J*24+TXV-BLEED | Y91E040A10SMPS1 | 22400 | 17 | 8.8 | 21400 | 17300 | 80.84% | 1.96 | 0 | 11.5 |  |  |  |  | R-454B | 1.8667 | Residential & Commercial | USHP | Ducted CEE Tier 1
216619272 | Central HP <5.4 tons | CARRIER | HRCU-A-CB (Split System: Heat Pump with Remote Outdoor Unit-Air-Source) | 25VNA436A*031* | ADP |  | C36A***L159 | 59MN7C060C17**14 | 33200 | 19 | 9 | 35400 | 25800 | 72.88% | 2 | 0 | 11.5 |  |  |  |  | R-410A | 2.7667 | Residential & Commercial | USHP | Ducted CEE Tier 1
213348293 | Central HP <5.4 tons | COMFORT-AIRE | HRCU-A-CB (Split System: Heat Pump with Remote Outdoor Unit-Air-Source) | A-VCD24SA-1 |  |  | B-KCD24SA-1 | 0 | 24000 | 17.4 | 10 | 24000 | 22600 | 94.17% | 1.91 | 12.5 | 11.7 |  |  |  |  | R-410A | 2 | Residential & Commercial | USHP | Ducted CEE Tier 1
209852081 | Central HP <5.4 tons | KEEPRITE | HRCU-A-CB (Split System: Heat Pump with Remote Outdoor Unit-Air-Source) | DLCURAH24ABK |  |  | DLFUAAH24XAK | 0 | 24000 | 17.4 | 10 | 24000 | 22600 | 94.17% | 1.91 | 12.5 | 11.7 |  |  |  |  | R-410A | 2 | Residential & Commercial | USHP | Ducted CEE Tier 1
216620256 | Central HP <5.4 tons | TEMPSTAR | HRCU-A-CB (Split System: Heat Pump with Remote Outdoor Unit-Air-Source) | DLCURAH18ABK |  |  | 40MUAAQ18XA3 | 0 | 18000 | 18 | 9.3 | 19000 | 16500 | 86.84% | 2.04 | 12.5 | 12.4 |  |  |  |  | R-410A | 1.5 | Residential & Commercial | USHP | Ducted CEE Tier 1
215319095 | Central HP <5.4 tons | TEMPSTAR | HRCU-A-CB (Split System: Heat Pump with Remote Outdoor Unit-Air-Source) | D5CURAH48AAK |  |  | D5FUAAH48XAK | 0 | 48000 | 16 | 8.5 | 48000 | 38000 | 79.17% | 1.85 | 0 | 10 |  |  |  |  | R-454B | 4 | Residential & Commercial | USHP | Ducted CEE Tier 1
215319013 | Central HP <5.4 tons | KEEPRITE | HRCU-A-CB (Split System: Heat Pump with Remote Outdoor Unit-Air-Source) | D5CUHAH18AAK |  |  | D5FUHAH24XAK | 0 | 18000 | 19 | 10.2 | 18000 | 18600 | 103.3% | 2.12 | 0 | 12.5 |  |  |  |  | R-454B | 1.5 | Residential & Commercial | USHP | Ducted CEE Tier 1
215319088 | Central HP <5.4 tons | TEMPSTAR | HRCU-A-CB (Split System: Heat Pump with Remote Outdoor Unit-Air-Source) | D5CUHAH48AAK |  |  | D5FUAAH48XAK | 0 | 48000 | 16.5 | 9.5 | 50000 | 46000 | 92% | 1.9 | 0 | 10.5 |  |  |  |  | R-454B | 4 | Residential & Commercial | USHP | Ducted CEE Tier 1
215735562 | Central HP <5.4 tons | YORK | HRCU-A-CB (Split System: Heat Pump with Remote Outdoor Unit-Air-Source) | HH860E2S11 | ADP |  | H,YE1K*48+TXV-BLEED | TM9V100C16MP12 | 43000 | 17 | 8.45 | 42000 | 32800 | 78.1% | 1.98 | 0 | 11.5 |  |  |  |  | R-454B | 3.5833 | Residential & Commercial | USHP | Ducted CEE Tier 1
213062294 | Central HP <5.4 tons | Kepler | HRCU-A-C (Split System: Heat Pump with Remote Outdoor Unit with No Indoor Fan --Air Source) | AZPNS/24ROD |  |  | AZPN/B24WAC | 0 | 24000 | 15.7 | 9.8 | 25600 | 18500 | 72.27% | 2.2 | 10.3 | 10 |  |  |  |  | R-410A | 2 | Residential & Commercial | USHP | Ducted CEE Tier 1
213348294 | Central HP <5.4 tons | COMFORT-AIRE | HRCU-A-CB (Split System: Heat Pump with Remote Outdoor Unit-Air-Source) | A-VCD30SA-1 |  |  | B-KCD30SA-1 | 0 | 30000 | 16.2 | 8.9 | 33000 | 24000 | 72.73% | 1.8 | 11 | 10 |  |  |  |  | R-410A | 2.5 | Residential & Commercial | USHP | Ducted CEE Tier 1
215319014 | Central HP <5.4 tons | KEEPRITE | HRCU-A-CB (Split System: Heat Pump with Remote Outdoor Unit-Air-Source) | D5CUHAH30AAK |  |  | D5FUHAH36XAK | 0 | 30000 | 17.2 | 10.8 | 33000 | 33200 | 100.6% | 1.97 | 0 | 12.1 |  |  |  |  | R-454B | 2.5 | Residential & Commercial | USHP | Ducted CEE Tier 1
213433214 | Central HP <5.4 tons | Kepler | HRCU-A-C (Split System: Heat Pump with Remote Outdoor Unit with No Indoor Fan --Air Source) | AZPN/B36WDUID |  |  | AZPN/B36WACUID | 0 | 35000 | 15.2 | 8.5 | 36000 | 30000 | 83.33% | 1.8 | 0 | 10 |  |  |  |  | R-410A | 2.9167 | Residential & Commercial | USHP | Ducted CEE Tier 1
210568226 | Central HP <5.4 tons | COMFORT-AIRE | HRCU-A-CB (Split System: Heat Pump with Remote Outdoor Unit-Air-Source) | A-VCD30SA-1 |  |  | B-VCD30SA-1 | 0 | 30000 | 16.2 | 8.9 | 33000 | 24000 | 72.73% | 1.8 | 11 | 10 |  |  |  |  | R-410A | 2.5 | Residential & Commercial | USHP | Ducted CEE Tier 1
213160475 | Central HP <5.4 tons | INNOVAIR | HRCU-A-C (Split System: Heat Pump with Remote Outdoor Unit with No Indoor Fan --Air Source) | SHV30H2R20 |  |  | MAC36H2124E | 0 | 30000 | 15.5 | 9.7 | 33000 | 27000 | 81.82% | 1.85 | 10.7 | 10.5 |  |  |  |  | R-410A | 2.5 | Residential & Commercial | USHP | Ducted CEE Tier 1
209852114 | Central HP <5.4 tons | TEMPSTAR | HRCU-A-CB (Split System: Heat Pump with Remote Outdoor Unit-Air-Source) | DLCURAH24ABK |  |  | DLFUAAH24XAK | 0 | 24000 | 17.4 | 10 | 24000 | 22600 | 94.17% | 1.91 | 12.5 | 11.7 |  |  |  |  | R-410A | 2 | Residential & Commercial | USHP | Ducted CEE Tier 1
210568233 | Central HP <5.4 tons | COMFORT-AIRE | HRCU-A-CB (Split System: Heat Pump with Remote Outdoor Unit-Air-Source) | A-VCD24SA-1 |  |  | B-VCD24SA-1 | 0 | 24000 | 17.4 | 10 | 24000 | 22600 | 94.17% | 1.91 | 12.5 | 11.7 |  |  |  |  | R-410A | 2 | Residential & Commercial | USHP | Ducted CEE Tier 1
216620232 | Central HP <5.4 tons | KEEPRITE | HRCU-A-CB (Split System: Heat Pump with Remote Outdoor Unit-Air-Source) | DLCURAH18ABK |  |  | 40MUAAQ18XA3 | 0 | 18000 | 18 | 9.3 | 19000 | 16500 | 86.84% | 2.04 | 12.5 | 12.4 |  |  |  |  | R-410A | 1.5 | Residential & Commercial | USHP | Ducted CEE Tier 1
207826602 | Central HP <5.4 tons | KEEPRITE | HRCU-A-CB (Split System: Heat Pump with Remote Outdoor Unit-Air-Source) | DLCSRBH24AAK |  |  | DLFSABH24XBK | 0 | 23000 | 18.4 | 9.3 | 26000 | 21200 | 81.54% | 1.9 | 12.5 | 11.7 |  |  |  |  | R-410A | 1.9167 | Residential & Commercial | USHP | Ducted CEE Tier 1
211244486 | Central HP <5.4 tons | PAYNE HEATING AND COOLING | HRCU-A-CB (Split System: Heat Pump with Remote Outdoor Unit-Air-Source) | 38MURAQ24AB3* |  |  | CNPV*3017AL* | PG80ES(A,L)A48070B** | 24800 | 16 | 8.1 | 26800 | 22200 | 82.84% | 1.82 | 0 | 10.5 |  |  |  |  | R-410A | 2.0667 | Residential & Commercial | USHP | Ducted CEE Tier 1
210025745 | Central HP <5.4 tons | KEEPRITE | HRCU-A-CB (Split System: Heat Pump with Remote Outdoor Unit-Air-Source) | DLCURAH60ABK |  |  | DLFUAAH60XAK | 0 | 55000 | 15.3 | 9.4 | 59000 | 48500 | 82.2% | 1.91 | 9 | 8.8 |  |  |  |  | R-410A | 4.5833 | Residential & Commercial | USHP
214229014 | Central HP <5.4 tons | PAYNE HEATING AND COOLING | HRCU-A-CB (Split System: Heat Pump with Remote Outdoor Unit-Air-Source) | 38MURAQ18AB3* |  |  | CNPV*2417AL* | PG80MSUA48060B** | 17600 | 16 | 8.5 | 18500 | 18900 | 102.2% | 2.28 | 0 | 11 |  |  |  |  | R-410A | 1.4667 | Residential & Commercial | USHP | Ducted CEE Tier 1
216619279 | Central HP <5.4 tons | CARRIER | HRCU-A-CB (Split System: Heat Pump with Remote Outdoor Unit-Air-Source) | 25VNA448A*031* | ADP |  | C60A***L189 | 59MN7C080C21**20 | 44500 | 21 | 9 | 44500 | 36000 | 80.9% | 2.26 | 0 | 12 |  |  |  |  | R-410A | 3.7083 | Residential & Commercial | USHP | Ducted CEE Tier 1
215319016 | Central HP <5.4 tons | KEEPRITE | HRCU-A-CB (Split System: Heat Pump with Remote Outdoor Unit-Air-Source) | D5CSHAH18AAK |  |  | D5FSAAH18XBK | 0 | 18000 | 18.2 | 10.1 | 19500 | 18000 | 92.31% | 2.2 | 0 | 12 |  |  |  |  | R-454B | 1.5 | Residential & Commercial | USHP | Ducted CEE Tier 1
215319000 | Central HP <5.4 tons | KEEPRITE | HRCU-A-CB (Split System: Heat Pump with Remote Outdoor Unit-Air-Source) | D5CUHAH24AAK |  |  | D5FUAAH24XAK | 0 | 23000 | 18.4 | 10 | 24000 | 21600 | 90% | 1.87 | 0 | 11.7 |  |  |  |  | R-454B | 1.9167 | Residential & Commercial | USHP | Ducted CEE Tier 1
215319084 | Central HP <5.4 tons | TEMPSTAR | HRCU-A-CB (Split System: Heat Pump with Remote Outdoor Unit-Air-Source) | D5CUHAH24AAK |  |  | D5FUAAH24XAK | 0 | 23000 | 18.4 | 10 | 24000 | 21600 | 90% | 1.87 | 0 | 11.7 |  |  |  |  | R-454B | 1.9167 | Residential & Commercial | USHP | Ducted CEE Tier 1
216097075 | Central HP <5.4 tons | COMFORT-AIRE | HRCU-A-CB (Split System: Heat Pump with Remote Outdoor Unit-Air-Source) | A-VXP24TA-1 |  |  | B-VXP24TA-1 | 0 | 23000 | 18.3 | 10 | 24000 | 21600 | 90% | 1.87 | 0 | 11.7 |  |  |  |  | R-454B | 1.9167 | Residential & Commercial | USHP | Ducted CEE Tier 1
216097076 | Central HP <5.4 tons | COMFORT-AIRE | HRCU-A-CB (Split System: Heat Pump with Remote Outdoor Unit-Air-Source) | A-VXP30TA-1 |  |  | B-VXP30TA-1 | 0 | 30000 | 16.8 | 10 | 34000 | 32600 | 95.88% | 1.96 | 0 | 11.7 |  |  |  |  | R-454B | 2.5 | Residential & Commercial | USHP | Ducted CEE Tier 1
216623770 | Central HP <5.4 tons | COMFORT-AIRE | HRCU-A-C (Split System: Heat Pump with Remote Outdoor Unit with No Indoor Fan --Air Source) | A-VXP36TA-1 |  |  | MXP30/36B1A | 0 | 36000 | 15.8 | 9.4 | 38000 | 36000 | 94.74% | 1.9 | 0 | 10.7 |  |  |  |  | R-454B | 3 | Residential & Commercial | USHP | Ducted CEE Tier 1
212367437 | Central HP <5.4 tons | Bladex | HRCU-A-CB (Split System: Heat Pump with Remote Outdoor Unit-Air-Source) | BX30U-18HPHYHA |  |  | BLA-18HWAHU1 | 0 | 18000 | 18 | 9.3 | 19000 | 16500 | 86.84% | 2.04 | 12.5 | 12.4 |  |  |  |  | R-410A | 1.5 | Residential & Commercial | USHP | Ducted CEE Tier 1
213785776 | Central HP <5.4 tons | Bladex | HRCU-A-C (Split System: Heat Pump with Remote Outdoor Unit with No Indoor Fan --Air Source) | BX30-24HPHYHA |  |  | BLCA-24A14AC | 0 | 24000 | 16.1 | 9.8 | 25000 | 20000 | 80% | 2 | 0 | 10.7 |  |  |  |  | R-410A | 2 | Residential & Commercial | USHP | Ducted CEE Tier 1
215319011 | Central HP <5.4 tons | KEEPRITE | HRCU-A-CB (Split System: Heat Pump with Remote Outdoor Unit-Air-Source) | D5CURAH48AAK |  |  | D5FUAAH48XAK | 0 | 48000 | 16 | 8.5 | 48000 | 38000 | 79.17% | 1.85 | 0 | 10 |  |  |  |  | R-454B | 4 | Residential & Commercial | USHP | Ducted CEE Tier 1
215319017 | Central HP <5.4 tons | KEEPRITE | HRCU-A-CB (Split System: Heat Pump with Remote Outdoor Unit-Air-Source) | D5CSHAH24AAK |  |  | D5FSAAH24XBK | 0 | 23000 | 18.8 | 10 | 26000 | 23600 | 90.77% | 2.16 | 0 | 12 |  |  |  |  | R-454B | 1.9167 | Residential & Commercial | USHP | Ducted CEE Tier 1
215318999 | Central HP <5.4 tons | KEEPRITE | HRCU-A-CB (Split System: Heat Pump with Remote Outdoor Unit-Air-Source) | D5CUHAH18AAK |  |  | D5FUAAH18XAK | 0 | 18000 | 19 | 9.8 | 19000 | 18000 | 94.74% | 2 | 0 | 12.5 |  |  |  |  | R-454B | 1.5 | Residential & Commercial | USHP | Ducted CEE Tier 1
213307891 | Central HP <5.4 tons | Bladex | HRCU-A-C (Split System: Heat Pump with Remote Outdoor Unit with No Indoor Fan --Air Source) | BX30U-30HPHYHA(X) |  |  | BLCB-36B18AC-UNC | 0 | 29000 | 15.2 | 8.5 | 31000 | 22600 | 72.9% | 1.8 | 0 | 10 |  |  |  |  | R-410A | 2.4167 | Residential & Commercial | USHP | Ducted CEE Tier 1
211749854 | Central HP <5.4 tons | RUNTRU | HRCU-A-CB (Split System: Heat Pump with Remote Outdoor Unit-Air-Source) | E4HL5036A1000A |  |  | E4AH5E24A1J30A | 0 | 24000 | 15.2 | 8.5 | 24000 | 18000 | 75% | 1.9 | 0 | 11 |  |  |  |  | R-410A | 2 | Residential & Commercial | USHP | Ducted CEE Tier 1
215319019 | Central HP <5.4 tons | KEEPRITE | HRCU-A-CB (Split System: Heat Pump with Remote Outdoor Unit-Air-Source) | D5CSRAH18AAK |  |  | D5FSAAH18XBK | 0 | 18000 | 18.5 | 9.8 | 18000 | 13000 | 72.22% | 2.3 | 0 | 12.2 |  |  |  |  | R-454B | 1.5 | Residential & Commercial | USHP | Ducted CEE Tier 1
215319002 | Central HP <5.4 tons | KEEPRITE | HRCU-A-CB (Split System: Heat Pump with Remote Outdoor Unit-Air-Source) | D5CUHAH30AAK |  |  | D5FUAAH30XAK | 0 | 30000 | 16.9 | 10 | 34000 | 32600 | 95.88% | 1.96 | 0 | 11.7 |  |  |  |  | R-454B | 2.5 | Residential & Commercial | USHP | Ducted CEE Tier 1
216623763 | Central HP <5.4 tons | COMFORT-AIRE | HRCU-A-C (Split System: Heat Pump with Remote Outdoor Unit with No Indoor Fan --Air Source) | A-VXP18TA-1 |  |  | MXP18/24A1A | 0 | 18000 | 16.1 | 9.5 | 19000 | 18000 | 94.74% | 2.06 | 0 | 11.7 |  |  |  |  | R-454B | 1.5 | Residential & Commercial | USHP | Ducted CEE Tier 1
216760044 | Central HP <5.4 tons | Multi MFG | HRCU-A-CB (Split System: Heat Pump with Remote Outdoor Unit-Air-Source) | HHS-18HD-B |  |  | 18MUC0-HP-B | 0 | 18000 | 19.3 | 10.8 | 19000 | 19600 | 103.2% | 2.1 | 0 | 12.1 |  |  |  |  | R-454B | 1.5 | Residential & Commercial | USHP | Ducted CEE Tier 1
213372153 | Central HP <5.4 tons | KEEPRITE | HRCU-A-C (Split System: Heat Pump with Remote Outdoor Unit with No Indoor Fan --Air Source) | DLCURAH36ABK |  |  | DLFULAH36XCX + CI | 0 | 35000 | 15.2 | 10 | 39000 | 32000 | 82.05% | 2 | 10.2 | 10 |  |  |  |  | R-410A | 2.9167 | Residential & Commercial | USHP | Ducted CEE Tier 1
212924809 | Central HP <5.4 tons | Multi MFG | HRCU-A-CB (Split System: Heat Pump with Remote Outdoor Unit-Air-Source) | HHS-36HD-A |  |  | 36MUC0-HH-A | 0 | 36000 | 17.6 | 9.2 | 38000 | 33400 | 87.89% | 1.81 | 0 | 10.2 |  |  |  |  | R-410A | 3 | Residential & Commercial | USHP | Ducted CEE Tier 1
216768195 | Central HP <5.4 tons | INNOVAIR | HRCU-A-CB (Split System: Heat Pump with Remote Outdoor Unit-Air-Source) | SHV36H2BB |  |  | SFV36BDA | 0 | 36000 | 15.4 | 9.8 | 37000 | 36000 | 97.3% | 1.9 | 0 | 10.2 |  |  |  |  | R-454B | 3 | Residential & Commercial | USHP | Ducted CEE Tier 1
216623415 | Central HP <5.4 tons | MAINLINE | HRCU-A-CB (Split System: Heat Pump with Remote Outdoor Unit-Air-Source) | ML36HP230LMNTH-O |  |  | ML36HP230WMAHU-I | 0 | 36000 | 16.8 | 9.6 | 37000 | 34600 | 93.51% | 1.8 | 0 | 11.2 |  |  |  |  | R-454B | 3 | Residential & Commercial | USHP | Ducted CEE Tier 1
216623422 | Central HP <5.4 tons | MAINLINE | HRCU-A-CB (Split System: Heat Pump with Remote Outdoor Unit-Air-Source) | ML36HP230LMNTH-O |  |  | ML36HP230PCAHU-I | 0 | 36000 | 15.4 | 9.8 | 37000 | 36000 | 97.3% | 1.9 | 0 | 10.2 |  |  |  |  | R-454B | 3 | Residential & Commercial | USHP | Ducted CEE Tier 1
215319090 | Central HP <5.4 tons | TEMPSTAR | HRCU-A-CB (Split System: Heat Pump with Remote Outdoor Unit-Air-Source) | D5CUHAH60AAK |  |  | D5FUHAH60XAK | 0 | 54000 | 17.5 | 9.5 | 55000 | 54000 | 98.18% | 1.9 | 0 | 12 |  |  |  |  | R-454B | 4.5 | Residential & Commercial | USHP | Ducted CEE Tier 1
215319022 | Central HP <5.4 tons | KEEPRITE | HRCU-A-CB (Split System: Heat Pump with Remote Outdoor Unit-Air-Source) | D5CLHAH48AAK |  |  | D5FLAAH48XAK | 0 | 48000 | 17 | 10.2 | 50000 | 46000 | 92% | 2 | 0 | 10.1 |  |  |  |  | R-454B | 4 | Residential & Commercial | USHP | Ducted CEE Tier 1
216760036 | Central HP <5.4 tons | Multi MFG | HRCU-A-CB (Split System: Heat Pump with Remote Outdoor Unit-Air-Source) | HHS-36HD-B |  |  | 36MPHP0-M-B | 0 | 36000 | 17.4 | 10.3 | 37000 | 39000 | 105.4% | 1.9 | 0 | 11.7 |  |  |  |  | R-454B | 3 | Residential & Commercial | USHP | Ducted CEE Tier 1
215319020 | Central HP <5.4 tons | KEEPRITE | HRCU-A-CB (Split System: Heat Pump with Remote Outdoor Unit-Air-Source) | D5CSRAH24AAK |  |  | D5FSAAH24XBK | 0 | 24000 | 19.8 | 9 | 25000 | 18000 | 72% | 2.2 | 0 | 11.7 |  |  |  |  | R-454B | 2 | Residential & Commercial | USHP | Ducted CEE Tier 1
216760038 | Central HP <5.4 tons | Multi MFG | HRCU-A-CB (Split System: Heat Pump with Remote Outdoor Unit-Air-Source) | HHS-48HD-B |  |  | 48MPHP0-M-B | 0 | 48000 | 16.5 | 9.5 | 50000 | 46000 | 92% | 1.9 | 0 | 10.5 |  |  |  |  | R-454B | 4 | Residential & Commercial | USHP | Ducted CEE Tier 1
213386878 | Central HP <5.4 tons | INNOVAIR | HRCU-A-CB (Split System: Heat Pump with Remote Outdoor Unit-Air-Source) | SHV30H2R20 |  |  | DEV30H2R19 | 0 | 30000 | 16.2 | 8.9 | 33000 | 24000 | 72.73% | 1.8 | 11 | 10 |  |  |  |  | R-410A | 2.5 | Residential & Commercial | USHP | Ducted CEE Tier 1
216623766 | Central HP <5.4 tons | COMFORT-AIRE | HRCU-A-C (Split System: Heat Pump with Remote Outdoor Unit with No Indoor Fan --Air Source) | A-VXP24TA-1 |  |  | MXP18/24B1A | 0 | 24000 | 16 | 9.5 | 25000 | 21000 | 84% | 1.8 | 0 | 10 |  |  |  |  | R-454B | 2 | Residential & Commercial | USHP | Ducted CEE Tier 1
215319012 | Central HP <5.4 tons | KEEPRITE | HRCU-A-CB (Split System: Heat Pump with Remote Outdoor Unit-Air-Source) | D5CURAH60AAK |  |  | D5FUAAH60XAK | 0 | 54000 | 15.2 | 8.4 | 54000 | 38000 | 70.37% | 1.8 | 0 | 8.7 |  |  |  |  | R-454B | 4.5 | Residential & Commercial | USHP
215319096 | Central HP <5.4 tons | TEMPSTAR | HRCU-A-CB (Split System: Heat Pump with Remote Outdoor Unit-Air-Source) | D5CURAH60AAK |  |  | D5FUAAH60XAK | 0 | 54000 | 15.2 | 8.4 | 54000 | 38000 | 70.37% | 1.8 | 0 | 8.7 |  |  |  |  | R-454B | 4.5 | Residential & Commercial | USHP
216623513 | Central HP <5.4 tons | INNOVAIR | HRCU-A-C (Split System: Heat Pump with Remote Outdoor Unit with No Indoor Fan --Air Source) | SHV60H2BA |  |  | MAC60H2428B | 0 | 47000 | 15.2 | 8.1 | 58000 | 43000 | 74.14% | 1.83 | 0 | 10 |  |  |  |  | R-454B | 3.9167 | Residential & Commercial | USHP | Ducted CEE Tier 1
216620233 | Central HP <5.4 tons | KEEPRITE | HRCU-A-CB (Split System: Heat Pump with Remote Outdoor Unit-Air-Source) | DLCURAH24AAK |  |  | 40MUAAQ24XA3 | 0 | 24000 | 17 | 9.2 | 26000 | 19400 | 74.62% | 2.1 | 11.3 | 10.5 |  |  |  |  | R-410A | 2 | Residential & Commercial | USHP | Ducted CEE Tier 1
213160467 | Central HP <5.4 tons | INNOVAIR | HRCU-A-C (Split System: Heat Pump with Remote Outdoor Unit with No Indoor Fan --Air Source) | SEV24H2R19 |  |  | MAC24H1718E | 0 | 24000 | 15.7 | 9.8 | 25600 | 18500 | 72.27% | 2.2 | 10.3 | 10 |  |  |  |  | R-410A | 2 | Residential & Commercial | USHP | Ducted CEE Tier 1
209852120 | Central HP <5.4 tons | TEMPSTAR | HRCU-A-CB (Split System: Heat Pump with Remote Outdoor Unit-Air-Source) | DLCURAH36ABK |  |  | DLFUAAH36XAK | 0 | 36000 | 16 | 9.5 | 40000 | 34400 | 86% | 1.97 | 10.5 | 10 |  |  |  |  | R-410A | 3 | Residential & Commercial | USHP | Ducted CEE Tier 1
213386555 | Central HP <5.4 tons | Multi MFG | HRCU-A-CB (Split System: Heat Pump with Remote Outdoor Unit-Air-Source) | HHS-36HD-A |  |  | 36HSHP-C-M-A | 0 | 36000 | 17 | 9.9 | 36000 | 36000 | 100% | 1.9 | 0 | 10 |  |  |  |  | R-410A | 3 | Residential & Commercial | USHP | Ducted CEE Tier 1
216623511 | Central HP <5.4 tons | INNOVAIR | HRCU-A-C (Split System: Heat Pump with Remote Outdoor Unit with No Indoor Fan --Air Source) | SHV36H2BB |  |  | MAC36H2124B | 0 | 36000 | 15.8 | 9.4 | 38000 | 36000 | 94.74% | 1.9 | 0 | 10.7 |  |  |  |  | R-454B | 3 | Residential & Commercial | USHP | Ducted CEE Tier 1
216623441 | Central HP <5.4 tons | MAINLINE | HRCU-A-CB (Split System: Heat Pump with Remote Outdoor Unit-Air-Source) | ML18HP230LMNTH-O |  |  | ML24HP230LMNTAHU-I | 0 | 18000 | 19 | 9.7 | 19000 | 18000 | 94.74% | 2 | 0 | 12.5 |  |  |  |  | R-454B | 1.5 | Residential & Commercial | USHP | Ducted CEE Tier 1
216620238 | Central HP <5.4 tons | KEEPRITE | HRCU-A-CB (Split System: Heat Pump with Remote Outdoor Unit-Air-Source) | DLCURAH36ABK |  |  | 40MUAAQ36XA3 | 0 | 36000 | 16 | 9.5 | 40000 | 34400 | 86% | 1.97 | 10.5 | 10 |  |  |  |  | R-410A | 3 | Residential & Commercial | USHP | Ducted CEE Tier 1
213160474 | Central HP <5.4 tons | INNOVAIR | HRCU-A-C (Split System: Heat Pump with Remote Outdoor Unit with No Indoor Fan --Air Source) | SHV36H2R20 |  |  | MAC36H1724E | 0 | 35000 | 15.5 | 8.6 | 38000 | 31600 | 83.16% | 1.85 | 0 | 10 |  |  |  |  | R-410A | 2.9167 | Residential & Commercial | USHP | Ducted CEE Tier 1
213386887 | Central HP <5.4 tons | INNOVAIR | HRCU-A-C (Split System: Heat Pump with Remote Outdoor Unit with No Indoor Fan --Air Source) | SHV24H2R20 |  |  | MAC24H1418E | 0 | 24000 | 16.1 | 9.8 | 25000 | 20000 | 80% | 2 | 0 | 10.7 |  |  |  |  | R-410A | 2 | Residential & Commercial | USHP | Ducted CEE Tier 1
215319097 | Central HP <5.4 tons | TEMPSTAR | HRCU-A-CB (Split System: Heat Pump with Remote Outdoor Unit-Air-Source) | D5CUHAH18AAK |  |  | D5FUHAH24XAK | 0 | 18000 | 19 | 10.2 | 18000 | 18600 | 103.3% | 2.12 | 0 | 12.5 |  |  |  |  | R-454B | 1.5 | Residential & Commercial | USHP | Ducted CEE Tier 1
216620258 | Central HP <5.4 tons | TEMPSTAR | HRCU-A-CB (Split System: Heat Pump with Remote Outdoor Unit-Air-Source) | DLCURAH24ABK |  |  | 40MUAAQ24XA3 | 0 | 24000 | 17.4 | 10 | 24000 | 22600 | 94.17% | 1.91 | 12.5 | 11.7 |  |  |  |  | R-410A | 2 | Residential & Commercial | USHP | Ducted CEE Tier 1
213372172 | Central HP <5.4 tons | TEMPSTAR | HRCU-A-C (Split System: Heat Pump with Remote Outdoor Unit with No Indoor Fan --Air Source) | DLCURAH18ABK |  |  | DLFULAH24XBX + CI | 0 | 18000 | 16.1 | 9.5 | 19000 | 15000 | 78.95% | 2.2 | 11.6 | 11.7 |  |  |  |  | R-410A | 1.5 | Residential & Commercial | USHP | Ducted CEE Tier 1
215319094 | Central HP <5.4 tons | TEMPSTAR | HRCU-A-CB (Split System: Heat Pump with Remote Outdoor Unit-Air-Source) | D5CURAH36AAK |  |  | D5FUAAH36XAK | 0 | 36000 | 16.2 | 8.7 | 36000 | 27000 | 75% | 2 | 0 | 10 |  |  |  |  | R-454B | 3 | Residential & Commercial | USHP | Ducted CEE Tier 1
216623419 | Central HP <5.4 tons | MAINLINE | HRCU-A-CB (Split System: Heat Pump with Remote Outdoor Unit-Air-Source) | ML18HP230LMNTH-O |  |  | ML18HP230PCAHU-I | 0 | 18000 | 16.8 | 10.5 | 19000 | 19000 | 100% | 1.8 | 0 | 12 |  |  |  |  | R-454B | 1.5 | Residential & Commercial | USHP | Ducted CEE Tier 1
216623769 | Central HP <5.4 tons | COMFORT-AIRE | HRCU-A-C (Split System: Heat Pump with Remote Outdoor Unit with No Indoor Fan --Air Source) | A-VXP30TA-1 |  |  | MXP30/36C1A | 0 | 29000 | 16 | 9.5 | 32000 | 32000 | 100% | 1.85 | 0 | 10 |  |  |  |  | R-454B | 2.4167 | Residential & Commercial | USHP | Ducted CEE Tier 1
216623434 | Central HP <5.4 tons | MAINLINE | HRCU-A-C (Split System: Heat Pump with Remote Outdoor Unit with No Indoor Fan --Air Source) | ML30HP230LMNTH-O |  |  | ML36HP230CC21-I | 0 | 29000 | 16 | 9.5 | 32000 | 32000 | 100% | 1.85 | 0 | 10 |  |  |  |  | R-454B | 2.4167 | Residential & Commercial | USHP | Ducted CEE Tier 1
215319086 | Central HP <5.4 tons | TEMPSTAR | HRCU-A-CB (Split System: Heat Pump with Remote Outdoor Unit-Air-Source) | D5CUHAH30AAK |  |  | D5FUAAH30XAK | 0 | 30000 | 16.9 | 10 | 34000 | 32600 | 95.88% | 1.96 | 0 | 11.7 |  |  |  |  | R-454B | 2.5 | Residential & Commercial | USHP | Ducted CEE Tier 1
216027611 | Central HP <5.4 tons | INNOVAIR | HRCU-A-CB (Split System: Heat Pump with Remote Outdoor Unit-Air-Source) | SOV36H2BA |  |  | SWV36BDA | 0 | 36000 | 16.7 | 9.3 | 37000 | 29200 | 78.92% | 1.99 | 0 | 10.2 |  |  |  |  | R-454B | 3 | Residential & Commercial | USHP | Ducted CEE Tier 1
216768191 | Central HP <5.4 tons | INNOVAIR | HRCU-A-CB (Split System: Heat Pump with Remote Outdoor Unit-Air-Source) | SOV36H2BA |  |  | SFV36BDA | 0 | 36000 | 15.4 | 8.7 | 37000 | 28400 | 76.76% | 1.86 | 0 | 9.2 |  |  |  |  | R-454B | 3 | Residential & Commercial | USHP
216992539 | Central HP <5.4 tons | BRYANT HEATING AND COOLING SYSTEMS | HRCU-A-CB (Split System: Heat Pump with Remote Outdoor Unit-Air-Source) | 293VAN048**AA* | ADP |  | H,PG48*60+TXV | 987MC42080C17*** | 43000 | 20 | 9.5 | 47000 | 36200 | 77.02% | 2 | 0 | 10.5 |  |  |  |  | R-454B | 3.5833 | Residential & Commercial | USHP | Ducted CEE Tier 1
211230546 | Central HP <5.4 tons | PAYNE HEATING AND COOLING | HRCU-A-CB (Split System: Heat Pump with Remote Outdoor Unit-Air-Source) | 38MURAQ36AB3* |  |  | CNPV*4824AL* | PG80ESUA60100C** | 36200 | 16 | 8.1 | 38500 | 34800 | 90.39% | 2.02 | 0 | 10 |  |  |  |  | R-410A | 3.0167 | Residential & Commercial | USHP | Ducted CEE Tier 1
215319010 | Central HP <5.4 tons | KEEPRITE | HRCU-A-CB (Split System: Heat Pump with Remote Outdoor Unit-Air-Source) | D5CURAH36AAK |  |  | D5FUAAH36XAK | 0 | 36000 | 16.2 | 8.7 | 36000 | 27000 | 75% | 2 | 0 | 10 |  |  |  |  | R-454B | 3 | Residential & Commercial | USHP | Ducted CEE Tier 1
213372174 | Central HP <5.4 tons | TEMPSTAR | HRCU-A-C (Split System: Heat Pump with Remote Outdoor Unit with No Indoor Fan --Air Source) | DLCURAH24ABK |  |  | DLFULAH24XBX + CI | 0 | 24000 | 16.5 | 9.5 | 25000 | 20000 | 80% | 1.95 | 11 | 10.7 |  |  |  |  | R-410A | 2 | Residential & Commercial | USHP | Ducted CEE Tier 1
216623764 | Central HP <5.4 tons | COMFORT-AIRE | HRCU-A-C (Split System: Heat Pump with Remote Outdoor Unit with No Indoor Fan --Air Source) | A-VXP18TA-1 |  |  | MXP18/24B1A | 0 | 18000 | 16.1 | 9.5 | 19000 | 18000 | 94.74% | 2.06 | 0 | 11.7 |  |  |  |  | R-454B | 1.5 | Residential & Commercial | USHP | Ducted CEE Tier 1
213372177 | Central HP <5.4 tons | TEMPSTAR | HRCU-A-C (Split System: Heat Pump with Remote Outdoor Unit with No Indoor Fan --Air Source) | DLCURAH36ABK |  |  | DLFULAH36XCX + CI | 0 | 35000 | 15.2 | 10 | 39000 | 32000 | 82.05% | 2 | 10.2 | 10 |  |  |  |  | R-410A | 2.9167 | Residential & Commercial | USHP | Ducted CEE Tier 1
209852113 | Central HP <5.4 tons | TEMPSTAR | HRCU-A-CB (Split System: Heat Pump with Remote Outdoor Unit-Air-Source) | DLCURAH18ABK |  |  | DLFUAAH18XAK | 0 | 18000 | 18 | 9.3 | 19000 | 16500 | 86.84% | 2.04 | 12.5 | 12.4 |  |  |  |  | R-410A | 1.5 | Residential & Commercial | USHP | Ducted CEE Tier 1
216607260 | Central HP <5.4 tons | MIDEA | HRCU-A-CB (Split System: Heat Pump with Remote Outdoor Unit-Air-Source) | MO1BE-H36B-2A |  |  | MAWHE-H36B-2A | 0 | 36000 | 16.7 | 9.3 | 37000 | 29200 | 78.92% | 1.99 | 0 | 10.2 |  |  |  |  | R-454B | 3 | Residential & Commercial | USHP | Ducted CEE Tier 1
215319105 | Central HP <5.4 tons | TEMPSTAR | HRCU-A-CB (Split System: Heat Pump with Remote Outdoor Unit-Air-Source) | D5CLHAH36AAK |  |  | D5FLAAH36XAK | 0 | 36000 | 17.3 | 9.5 | 38000 | 38000 | 100% | 2.06 | 0 | 11.7 |  |  |  |  | R-454B | 3 | Residential & Commercial | USHP | Ducted CEE Tier 1
213255599 | Central HP <5.4 tons | INNOVAIR | HRCU-A-CB (Split System: Heat Pump with Remote Outdoor Unit-Air-Source) | SHV30H2R20 |  |  | WEV30H2R19 | 0 | 30000 | 16.9 | 9 | 31000 | 25000 | 80.65% | 1.8 | 0 | 10 |  |  |  |  | R-410A | 2.5 | Residential & Commercial | USHP | Ducted CEE Tier 1
213363370 | Central HP <5.4 tons | INNOVAIR | HRCU-A-CB (Split System: Heat Pump with Remote Outdoor Unit-Air-Source) | SHV30H2R20 |  |  | FEV30H2R19 | 0 | 28000 | 18.2 | 8.8 | 30000 | 26000 | 86.67% | 1.8 | 0 | 11.7 |  |  |  |  | R-410A | 2.3333 | Residential & Commercial | USHP | Ducted CEE Tier 1
214229201 | Central HP <5.4 tons | PAYNE HEATING AND COOLING | HRCU-A-CB (Split System: Heat Pump with Remote Outdoor Unit-Air-Source) | 38MURAQ24AB3* |  |  | CNPV*3617AL* | PG80MSUA48060B** | 23600 | 17 | 8.5 | 25600 | 24000 | 93.75% | 2 | 0 | 10.5 |  |  |  |  | R-410A | 1.9667 | Residential & Commercial | USHP | Ducted CEE Tier 1
211264479 | Central HP <5.4 tons | KEEPRITE | HRCU-A-CB (Split System: Heat Pump with Remote Outdoor Unit-Air-Source) | DLCURAH18ABK |  |  | EN(A,D)4X30L17** | *80ES(N,L)0451412A* | 18200 | 16.5 | 8.5 | 18700 | 18300 | 97.86% | 2.22 | 0 | 11 |  |  |  |  | R-410A | 1.5167 | Residential & Commercial | USHP | Ducted CEE Tier 1
213348296 | Central HP <5.4 tons | COMFORT-AIRE | HRCU-A-CB (Split System: Heat Pump with Remote Outdoor Unit-Air-Source) | A-VCD48SA-1 |  |  | B-KCD48SA-1 | 0 | 47000 | 15.6 | 9.4 | 50000 | 46000 | 92% | 1.9 | 8.5 | 8.2 |  |  |  |  | R-410A | 3.9167 | Residential & Commercial | USHP
216027613 | Central HP <5.4 tons | INNOVAIR | HRCU-A-CB (Split System: Heat Pump with Remote Outdoor Unit-Air-Source) | SHV24H2BA |  |  | SWV24BDA | 0 | 24000 | 17.5 | 10.5 | 25000 | 19600 | 78.4% | 1.96 | 0 | 10.8 |  |  |  |  | R-454B | 2 | Residential & Commercial | USHP | Ducted CEE Tier 1
213079399 | Central HP <5.4 tons | PAYNE HEATING AND COOLING | HRCU-A-CB (Split System: Heat Pump with Remote Outdoor Unit-Air-Source) | 38MURAQ36AB3* |  |  | CAP**3717AL* | PG92MSAA42060B** | 36000 | 15.5 | 8.5 | 38500 | 35000 | 90.91% | 2 | 0 | 10 |  |  |  |  | R-410A | 3 | Residential & Commercial | USHP | Ducted CEE Tier 1
215864315 | Central HP <5.4 tons | MAINLINE | HRCU-A-CB (Split System: Heat Pump with Remote Outdoor Unit-Air-Source) | ML42HP230LMNTH-O |  |  | ML42HP230LMNTAHU-I | 0 | 42000 | 16.7 | 9.5 | 50000 | 46000 | 92% | 1.9 | 0 | 11.7 |  |  |  |  | R-454B | 3.5 | Residential & Commercial | USHP | Ducted CEE Tier 1
209852080 | Central HP <5.4 tons | KEEPRITE | HRCU-A-CB (Split System: Heat Pump with Remote Outdoor Unit-Air-Source) | DLCURAH18ABK |  |  | DLFUAAH18XAK | 0 | 18000 | 18 | 9.3 | 19000 | 16500 | 86.84% | 2.04 | 12.5 | 12.4 |  |  |  |  | R-410A | 1.5 | Residential & Commercial | USHP | Ducted CEE Tier 1
215864308 | Central HP <5.4 tons | MAINLINE | HRCU-A-CB (Split System: Heat Pump with Remote Outdoor Unit-Air-Source) | ML48HP230LMNT-O |  |  | ML48HP230LMNTAHU-I | 0 | 48000 | 16 | 8.5 | 48000 | 38000 | 79.17% | 1.85 | 0 | 10 |  |  |  |  | R-454B | 4 | Residential & Commercial | USHP | Ducted CEE Tier 1
216760030 | Central HP <5.4 tons | Multi MFG | HRCU-A-CB (Split System: Heat Pump with Remote Outdoor Unit-Air-Source) | HES-36HD-B |  |  | 36MPHP0-M-B | 0 | 36000 | 16.1 | 8.7 | 36000 | 27000 | 75% | 2 | 0 | 10 |  |  |  |  | R-454B | 3 | Residential & Commercial | USHP | Ducted CEE Tier 1
204456460 | Central HP <5.4 tons | KEEPRITE | HRCU-A-CB (Split System: Heat Pump with Remote Outdoor Unit-Air-Source) | CVH825GKA2* |  |  | EA*4X25L17A*+WALLCON | *96CTN0601714A* | 24200 | 16.5 | 8.1 | 21400 | 16700 | 78.04% | 2 | 11 | 11 |  |  |  |  | R-410A | 2.0167 | Residential & Commercial | USHP | Ducted CEE Tier 1
215319098 | Central HP <5.4 tons | TEMPSTAR | HRCU-A-CB (Split System: Heat Pump with Remote Outdoor Unit-Air-Source) | D5CUHAH30AAK |  |  | D5FUHAH36XAK | 0 | 30000 | 17.2 | 10.8 | 33000 | 33200 | 100.6% | 1.97 | 0 | 12.1 |  |  |  |  | R-454B | 2.5 | Residential & Commercial | USHP | Ducted CEE Tier 1
210568231 | Central HP <5.4 tons | COMFORT-AIRE | HRCU-A-CB (Split System: Heat Pump with Remote Outdoor Unit-Air-Source) | A-VCD18SA-1 |  |  | B-VCD18SA-1 | 0 | 18000 | 18 | 9.3 | 19000 | 16500 | 86.84% | 2.04 | 12.5 | 12.4 |  |  |  |  | R-410A | 1.5 | Residential & Commercial | USHP | Ducted CEE Tier 1
213372148 | Central HP <5.4 tons | KEEPRITE | HRCU-A-C (Split System: Heat Pump with Remote Outdoor Unit with No Indoor Fan --Air Source) | DLCURAH18ABK |  |  | DLFULAH24XBX + CI | 0 | 18000 | 16.1 | 9.5 | 19000 | 15000 | 78.95% | 2.2 | 11.6 | 11.7 |  |  |  |  | R-410A | 1.5 | Residential & Commercial | USHP | Ducted CEE Tier 1
214078219 | Central HP <5.4 tons | Kepler | HRCU-A-C (Split System: Heat Pump with Remote Outdoor Unit with No Indoor Fan --Air Source) | AZPN/B36WDUID |  |  | AZPN/C36WAC | 0 | 35000 | 15.2 | 8.5 | 36000 | 30000 | 83.33% | 1.8 | 0 | 10 |  |  |  |  | R-410A | 2.9167 | Residential & Commercial | USHP | Ducted CEE Tier 1
213433215 | Central HP <5.4 tons | Kepler | HRCU-A-C (Split System: Heat Pump with Remote Outdoor Unit with No Indoor Fan --Air Source) | AZPN/C36WDUID |  |  | AZPN/C36WAC | 0 | 35000 | 15.2 | 8.5 | 36000 | 30000 | 83.33% | 1.8 | 0 | 10 |  |  |  |  | R-410A | 2.9167 | Residential & Commercial | USHP | Ducted CEE Tier 1
210273924 | Central HP <5.4 tons | SAMSUNG | HRCU-A-CB (Split System: Heat Pump with Remote Outdoor Unit-Air-Source) | AC036BXUPCH |  |  | AV360CT | 0 | 36000 | 18.5 | 8.4 | 34600 | 34600 | 100% | 1.8 | 11 | 10.5 |  |  |  |  | R-410A | 3 | Residential & Commercial | USHP | Ducted CEE Tier 1
216623443 | Central HP <5.4 tons | MAINLINE | HRCU-A-CB (Split System: Heat Pump with Remote Outdoor Unit-Air-Source) | ML48HP230LMNTH-O |  |  | ML60HP230LMNTAHU-I | 0 | 48000 | 16.5 | 9.5 | 50000 | 46000 | 92% | 1.9 | 0 | 10.5 |  |  |  |  | R-454B | 4 | Residential & Commercial | USHP | Ducted CEE Tier 1
216677860 | Central HP <5.4 tons | KEEPRITE | HRCU-A-CB (Split System: Heat Pump with Remote Outdoor Unit-Air-Source) | D5CURAH24AAK |  |  | EA*5X37M21A* | *95MSU1002122A* | 25200 | 16 | 9 | 23400 | 19100 | 81.62% | 2.06 | 0 | 10 |  |  |  |  | R-454B | 2.1 | Residential & Commercial | USHP | Ducted CEE Tier 1
216678277 | Central HP <5.4 tons | KEEPRITE | HRCU-A-CB (Split System: Heat Pump with Remote Outdoor Unit-Air-Source) | D5CURAH24AAK |  |  | EA*5X37M21A* | *97VTN0601716A* | 24400 | 15.5 | 8.5 | 23000 | 19000 | 82.61% | 1.96 | 0 | 10 |  |  |  |  | R-454B | 2.0333 | Residential & Commercial | USHP | Ducted CEE Tier 1
216734197 | Central HP <5.4 tons | GRANDAIRE | HRCU-A-CB (Split System: Heat Pump with Remote Outdoor Unit-Air-Source) | WD5CUHAH24AAK |  |  | W5A*30M17XA* | WFSU040B036B* | 22200 | 16 | 8.1 | 21000 | 18900 | 90% | 1.85 | 0 | 10.5 |  |  |  |  | R-454B | 1.85 | Residential & Commercial | USHP | Ducted CEE Tier 1
216678494 | Central HP <5.4 tons | KEEPRITE | HRCU-A-CB (Split System: Heat Pump with Remote Outdoor Unit-Air-Source) | D5CURAH24AAK |  |  | EA*5X37M21A* | OMV112K14A | 25200 | 15.2 | 9 | 23600 | 19300 | 81.78% | 2.06 | 0 | 10 |  |  |  |  | R-454B | 2.1 | Residential & Commercial | USHP | Ducted CEE Tier 1
216676371 | Central HP <5.4 tons | KEEPRITE | HRCU-A-CB (Split System: Heat Pump with Remote Outdoor Unit-Air-Source) | D5CURAH24AAK |  |  | ESH5X30M12A* | *80CSU0601716A* | 24600 | 15.2 | 8.5 | 24600 | 19600 | 79.67% | 1.9 | 0 | 9.8 |  |  |  |  | R-454B | 2.05 | Residential & Commercial | USHP
215471347 | Central HP <5.4 tons | MIDEA | HRCU-A-CB (Split System: Heat Pump with Remote Outdoor Unit-Air-Source) | MO1ES-H24B-2A |  |  | MACHU-H24B-2A | 0 | 24000 | 19.7 | 9 | 25000 | 18000 | 72% | 2.2 | 0 | 11.7 |  |  |  |  | R-454B | 2 | Residential & Commercial | USHP | Ducted CEE Tier 1
208136322 | Central HP <5.4 tons | COMFORT-AIRE | HRCU-A-CB (Split System: Heat Pump with Remote Outdoor Unit-Air-Source) | A-VMH18SV-1 |  |  | B-VMH18AV-1 | 0 | 18000 | 17.6 | 9.6 | 19000 | 17000 | 89.47% | 2 | 12.5 | 11.7 |  |  |  |  | R-410A | 1.5 | Residential & Commercial | USHP | Ducted CEE Tier 1
214610373 | Central HP <5.4 tons | Kepler | HRCU-A-C (Split System: Heat Pump with Remote Outdoor Unit with No Indoor Fan --Air Source) | AZPN/18WD |  |  | AZPN/B24WAC-UC | 0 | 18000 | 16.1 | 9.5 | 19000 | 15000 | 78.95% | 2.2 | 11.6 | 11.7 |  |  |  |  | R-410A | 1.5 | Residential & Commercial | USHP | Ducted CEE Tier 1
215319006 | Central HP <5.4 tons | KEEPRITE | HRCU-A-CB (Split System: Heat Pump with Remote Outdoor Unit-Air-Source) | D5CUHAH60AAK |  |  | D5FUHAH60XAK | 0 | 54000 | 17.5 | 9.5 | 55000 | 54000 | 98.18% | 1.9 | 0 | 12 |  |  |  |  | R-454B | 4.5 | Residential & Commercial | USHP | Ducted CEE Tier 1
213255600 | Central HP <5.4 tons | INNOVAIR | HRCU-A-CB (Split System: Heat Pump with Remote Outdoor Unit-Air-Source) | SHV36H2R20 |  |  | WEV36H2R19 | 0 | 36000 | 17.6 | 9.2 | 38000 | 33400 | 87.89% | 1.81 | 0 | 10.2 |  |  |  |  | R-410A | 3 | Residential & Commercial | USHP | Ducted CEE Tier 1
210343159 | Central HP <5.4 tons | INNOVAIR | HRCU-A-CB (Split System: Heat Pump with Remote Outdoor Unit-Air-Source) | SHV60H2R20 |  |  | DEV60H2R19 | 0 | 55000 | 15.3 | 9.4 | 59000 | 48500 | 82.2% | 1.91 | 9 | 8.8 |  |  |  |  | R-410A | 4.5833 | Residential & Commercial | USHP
216760054 | Central HP <5.4 tons | Multi MFG | HRCU-A-CB (Split System: Heat Pump with Remote Outdoor Unit-Air-Source) | HHS-30HD-B |  |  | 30HSHP0-C-M-B | 0 | 30000 | 16.3 | 9.5 | 31000 | 31000 | 100% | 1.86 | 0 | 11 |  |  |  |  | R-454B | 2.5 | Residential & Commercial | USHP | Ducted CEE Tier 1
215870975 | Central HP <5.4 tons | YORK | HRCU-A-CB (Split System: Heat Pump with Remote Outdoor Unit-Air-Source) | HH860E2S11 | ADP |  | CV600**C+TXV | Y91E100C20SMPS1 | 45000 | 17 | 8.4 | 45000 | 33600 | 74.67% | 1.98 | 0 | 11.5 |  |  |  |  | R-454B | 3.75 | Residential & Commercial | USHP | Ducted CEE Tier 1
216623405 | Central HP <5.4 tons | MAINLINE | HRCU-A-CB (Split System: Heat Pump with Remote Outdoor Unit-Air-Source) | ML18HP230LMNTH-O |  |  | ML24HP230G3AHU-I | 0 | 18000 | 19 | 10.1 | 18000 | 18600 | 103.3% | 2.12 | 0 | 12.5 |  |  |  |  | R-454B | 1.5 | Residential & Commercial | USHP | Ducted CEE Tier 1
216623414 | Central HP <5.4 tons | MAINLINE | HRCU-A-CB (Split System: Heat Pump with Remote Outdoor Unit-Air-Source) | ML30HP230LMNTH-O |  |  | ML30HP230WMAHU-I | 0 | 30000 | 17.5 | 10.2 | 32000 | 32000 | 100% | 2 | 0 | 11.7 |  |  |  |  | R-454B | 2.5 | Residential & Commercial | USHP | Ducted CEE Tier 1
216623421 | Central HP <5.4 tons | MAINLINE | HRCU-A-CB (Split System: Heat Pump with Remote Outdoor Unit-Air-Source) | ML30HP230LMNTH-O |  |  | ML30HP230PCAHU-I | 0 | 30000 | 16.3 | 9.5 | 31000 | 31000 | 100% | 1.86 | 0 | 11 |  |  |  |  | R-454B | 2.5 | Residential & Commercial | USHP | Ducted CEE Tier 1
216677528 | Central HP <5.4 tons | KEEPRITE | HRCU-A-CB (Split System: Heat Pump with Remote Outdoor Unit-Air-Source) | D5CURAH24AAK |  |  | EA*5X36M17A* | *96VSN0601716B* | 23600 | 15.2 | 8.5 | 24000 | 19400 | 80.83% | 1.92 | 0 | 9.8 |  |  |  |  | R-454B | 1.9667 | Residential & Commercial | USHP
216677253 | Central HP <5.4 tons | KEEPRITE | HRCU-A-CB (Split System: Heat Pump with Remote Outdoor Unit-Air-Source) | D5CURAH24AAK |  |  | EA*5X36M17A* | *96MSN0801716A* | 23800 | 15.2 | 8.5 | 24000 | 19400 | 80.83% | 1.92 | 0 | 9.8 |  |  |  |  | R-454B | 1.9833 | Residential & Commercial | USHP
216676317 | Central HP <5.4 tons | KEEPRITE | HRCU-A-CB (Split System: Heat Pump with Remote Outdoor Unit-Air-Source) | D5CURAH24AAK |  |  | EA*5X25M17A* | *80VSL0901716B* | 24600 | 16 | 9 | 23400 | 19100 | 81.62% | 2.06 | 0 | 10 |  |  |  |  | R-454B | 2.05 | Residential & Commercial | USHP | Ducted CEE Tier 1
216620262 | Central HP <5.4 tons | TEMPSTAR | HRCU-A-CB (Split System: Heat Pump with Remote Outdoor Unit-Air-Source) | DLCURAH36ABK |  |  | 40MUAAQ36XA3 | 0 | 36000 | 16 | 9.5 | 40000 | 34400 | 86% | 1.97 | 10.5 | 10 |  |  |  |  | R-410A | 3 | Residential & Commercial | USHP | Ducted CEE Tier 1
213386877 | Central HP <5.4 tons | INNOVAIR | HRCU-A-CB (Split System: Heat Pump with Remote Outdoor Unit-Air-Source) | SHV18H2R20 |  |  | DEV18H2R19 | 0 | 18000 | 18 | 9.3 | 19000 | 16500 | 86.84% | 2.04 | 12.5 | 12.4 |  |  |  |  | R-410A | 1.5 | Residential & Commercial | USHP | Ducted CEE Tier 1
213160473 | Central HP <5.4 tons | INNOVAIR | HRCU-A-C (Split System: Heat Pump with Remote Outdoor Unit with No Indoor Fan --Air Source) | SHV24H2R20 |  |  | MAC24H1718E | 0 | 24000 | 16.5 | 9.5 | 25000 | 20000 | 80% | 1.95 | 11 | 10.7 |  |  |  |  | R-410A | 2 | Residential & Commercial | USHP | Ducted CEE Tier 1
215319087 | Central HP <5.4 tons | TEMPSTAR | HRCU-A-CB (Split System: Heat Pump with Remote Outdoor Unit-Air-Source) | D5CUHAH36AAK |  |  | D5FUAAH36XAK | 0 | 36000 | 17.4 | 10.3 | 37000 | 39000 | 105.4% | 1.9 | 0 | 11.7 |  |  |  |  | R-454B | 3 | Residential & Commercial | USHP | Ducted CEE Tier 1
216760055 | Central HP <5.4 tons | Multi MFG | HRCU-A-CB (Split System: Heat Pump with Remote Outdoor Unit-Air-Source) | HHS-36HD-B |  |  | 36HSHP0-C-M-B | 0 | 36000 | 15.4 | 9.8 | 37000 | 36000 | 97.3% | 1.9 | 0 | 10.2 |  |  |  |  | R-454B | 3 | Residential & Commercial | USHP | Ducted CEE Tier 1
210568229 | Central HP <5.4 tons | COMFORT-AIRE | HRCU-A-C (Split System: Heat Pump with Remote Outdoor Unit with No Indoor Fan --Air Source) | A-VCD24SA-1 |  |  | MCD18/24B1A | 0 | 24000 | 16.5 | 9.5 | 25000 | 20000 | 80% | 1.95 | 11 | 10.7 |  |  |  |  | R-410A | 2 | Residential & Commercial | USHP | Ducted CEE Tier 1
215319004 | Central HP <5.4 tons | KEEPRITE | HRCU-A-CB (Split System: Heat Pump with Remote Outdoor Unit-Air-Source) | D5CUHAH48AAK |  |  | D5FUAAH48XAK | 0 | 48000 | 16.5 | 9.5 | 50000 | 46000 | 92% | 1.9 | 0 | 10.5 |  |  |  |  | R-454B | 4 | Residential & Commercial | USHP | Ducted CEE Tier 1
215319015 | Central HP <5.4 tons | KEEPRITE | HRCU-A-CB (Split System: Heat Pump with Remote Outdoor Unit-Air-Source) | D5CUHAH48AAK |  |  | D5FUHAH60XAK | 0 | 48000 | 17.5 | 9.5 | 48000 | 48000 | 100% | 2 | 0 | 12 |  |  |  |  | R-454B | 4 | Residential & Commercial | USHP | Ducted CEE Tier 1
216677851 | Central HP <5.4 tons | KEEPRITE | HRCU-A-CB (Split System: Heat Pump with Remote Outdoor Unit-Air-Source) | D5CURAH24AAK |  |  | ESH5X36M12A* | *95MSU1002122A* | 24800 | 16 | 8.5 | 24000 | 19400 | 80.83% | 1.92 | 0 | 10 |  |  |  |  | R-454B | 2.0667 | Residential & Commercial | USHP | Ducted CEE Tier 1
216677548 | Central HP <5.4 tons | KEEPRITE | HRCU-A-CB (Split System: Heat Pump with Remote Outdoor Unit-Air-Source) | D5CURAH24AAK |  |  | EA*5X37M21A* | *96VSN0601716B* | 24400 | 15.5 | 8.5 | 23000 | 19000 | 82.61% | 1.96 | 0 | 10 |  |  |  |  | R-454B | 2.0333 | Residential & Commercial | USHP | Ducted CEE Tier 1
216676882 | Central HP <5.4 tons | KEEPRITE | HRCU-A-CB (Split System: Heat Pump with Remote Outdoor Unit-Air-Source) | D5CURAH24AAK |  |  | EA*5X36M17A* | *92MSN0601412A* | 24000 | 15.2 | 8.5 | 24000 | 19400 | 80.83% | 1.92 | 0 | 10 |  |  |  |  | R-454B | 2 | Residential & Commercial | USHP | Ducted CEE Tier 1
216676948 | Central HP <5.4 tons | KEEPRITE | HRCU-A-CB (Split System: Heat Pump with Remote Outdoor Unit-Air-Source) | D5CURAH24AAK |  |  | EA*5X37M21A* | *92MSN0601714A* | 24400 | 15.5 | 8.5 | 23000 | 19000 | 82.61% | 1.96 | 0 | 10 |  |  |  |  | R-454B | 2.0333 | Residential & Commercial | USHP | Ducted CEE Tier 1
216676629 | Central HP <5.4 tons | KEEPRITE | HRCU-A-CB (Split System: Heat Pump with Remote Outdoor Unit-Air-Source) | D5CURAH24AAK |  |  | ESH5X36M12A* | *80MS(N,L)1102120A* | 23800 | 15.2 | 8.5 | 23600 | 19200 | 81.36% | 1.94 | 0 | 9.8 |  |  |  |  | R-454B | 1.9833 | Residential & Commercial | USHP
211263495 | Central HP <5.4 tons | KEEPRITE | HRCU-A-CB (Split System: Heat Pump with Remote Outdoor Unit-Air-Source) | DLCURAH18ABK |  |  | EN(A,D)4X24L17** | *80ES(N,L)0701412A* | 17500 | 16 | 8.5 | 18400 | 18800 | 102.2% | 2.26 | 0 | 11 |  |  |  |  | R-410A | 1.4583 | Residential & Commercial | USHP | Ducted CEE Tier 1
211262344 | Central HP <5.4 tons | KEEPRITE | HRCU-A-CB (Split System: Heat Pump with Remote Outdoor Unit-Air-Source) | DLCURAH18ABK |  |  | EN(A,D)4X18L14** | *95ESN0601412A* | 17600 | 15.5 | 8.5 | 18700 | 19300 | 103.2% | 2.32 | 0 | 10.5 |  |  |  |  | R-410A | 1.4667 | Residential & Commercial | USHP | Ducted CEE Tier 1
215319008 | Central HP <5.4 tons | KEEPRITE | HRCU-A-CB (Split System: Heat Pump with Remote Outdoor Unit-Air-Source) | D5CURAH24AAK |  |  | D5FUAAH24XAK | 0 | 24000 | 18.2 | 9.7 | 26000 | 21600 | 83.08% | 1.87 | 0 | 11 |  |  |  |  | R-454B | 2 | Residential & Commercial | USHP | Ducted CEE Tier 1
211264527 | Central HP <5.4 tons | KEEPRITE | HRCU-A-CB (Split System: Heat Pump with Remote Outdoor Unit-Air-Source) | DLCURAH18ABK |  |  | EN(A,D)4X30L17** | *80ES(N,L)0701712A* | 18200 | 16.5 | 8.5 | 18700 | 18300 | 97.86% | 2.22 | 0 | 11 |  |  |  |  | R-410A | 1.5167 | Residential & Commercial | USHP | Ducted CEE Tier 1
213372176 | Central HP <5.4 tons | TEMPSTAR | HRCU-A-C (Split System: Heat Pump with Remote Outdoor Unit with No Indoor Fan --Air Source) | DLCURAH36ABK |  |  | DLFULAH36XBX + CI | 0 | 35000 | 15.5 | 8.6 | 38000 | 31600 | 83.16% | 1.85 | 0 | 10 |  |  |  |  | R-410A | 2.9167 | Residential & Commercial | USHP | Ducted CEE Tier 1
216620260 | Central HP <5.4 tons | TEMPSTAR | HRCU-A-CB (Split System: Heat Pump with Remote Outdoor Unit-Air-Source) | DLCURAH30ABK |  |  | 40MUAAQ30XA3 | 0 | 30000 | 16.2 | 8.9 | 33000 | 24000 | 72.73% | 1.8 | 11 | 10 |  |  |  |  | R-410A | 2.5 | Residential & Commercial | USHP | Ducted CEE Tier 1
213386548 | Central HP <5.4 tons | INNOVAIR | HRCU-A-CB (Split System: Heat Pump with Remote Outdoor Unit-Air-Source) | SHV36H2R20 |  |  | FEV36H2R19 | 0 | 36000 | 17 | 9.9 | 36000 | 36000 | 100% | 1.9 | 0 | 10 |  |  |  |  | R-410A | 3 | Residential & Commercial | USHP | Ducted CEE Tier 1
213160476 | Central HP <5.4 tons | INNOVAIR | HRCU-A-C (Split System: Heat Pump with Remote Outdoor Unit with No Indoor Fan --Air Source) | SHV36H2R20 |  |  | MAC36H2124E | 0 | 35000 | 15.2 | 10 | 39000 | 32000 | 82.05% | 2 | 10.2 | 10 |  |  |  |  | R-410A | 2.9167 | Residential & Commercial | USHP | Ducted CEE Tier 1
216679433 | Central HP <5.4 tons | GRANDAIRE | HRCU-A-CB (Split System: Heat Pump with Remote Outdoor Unit-Air-Source) | WDLCURAH24ABK |  |  | WLA*364CA* | WFJT060B048A* | 23800 | 17 | 9 | 25800 | 23000 | 89.15% | 1.82 | 0 | 10 |  |  |  |  | R-410A | 1.9833 | Residential & Commercial | USHP | Ducted CEE Tier 1
216679517 | Central HP <5.4 tons | GRANDAIRE | HRCU-A-CB (Split System: Heat Pump with Remote Outdoor Unit-Air-Source) | WDLCURAH24ABK |  |  | WLNC304BA* | WFJT060B048A* | 23600 | 16.5 | 9 | 25800 | 23600 | 91.47% | 1.76 | 0 | 10 |  |  |  |  | R-410A | 1.9667 | Residential & Commercial | USHP | Ducted CEE Tier 1
211263791 | Central HP <5.4 tons | KEEPRITE | HRCU-A-CB (Split System: Heat Pump with Remote Outdoor Unit-Air-Source) | DLCURAH18ABK |  |  | EN(A,D)4X30L14** | *80ES(N,L)0451412A* | 18200 | 16 | 8.5 | 18600 | 18400 | 98.92% | 2.22 | 0 | 11 |  |  |  |  | R-410A | 1.5167 | Residential & Commercial | USHP | Ducted CEE Tier 1
211262889 | Central HP <5.4 tons | KEEPRITE | HRCU-A-CB (Split System: Heat Pump with Remote Outdoor Unit-Air-Source) | DLCURAH18ABK |  |  | EN(A,D)4X24L17** | *96VSN0601412A* | 17900 | 15.5 | 8.5 | 18800 | 18700 | 99.47% | 2.26 | 0 | 11 |  |  |  |  | R-410A | 1.4917 | Residential & Commercial | USHP | Ducted CEE Tier 1
204456469 | Central HP <5.4 tons | KEEPRITE | HRCU-A-CB (Split System: Heat Pump with Remote Outdoor Unit-Air-Source) | CVH825GKA2* |  |  | EA*4X25L17A*+WALLCON | *96CTN0801714A* | 24200 | 16.5 | 8.1 | 21400 | 16700 | 78.04% | 2 | 11 | 11 |  |  |  |  | R-410A | 2.0167 | Residential & Commercial | USHP | Ducted CEE Tier 1
216728049 | Central HP <5.4 tons | GRANDAIRE | HRCU-A-CB (Split System: Heat Pump with Remote Outdoor Unit-Air-Source) | WD5CUHAH24AAK |  |  | WCGL245*B* | 0 | 23200 | 17 | 9 | 21400 | 19100 | 89.25% | 2 | 0 | 11 |  |  |  |  | R-454B | 1.9333 | Residential & Commercial | USHP | Ducted CEE Tier 1
213372173 | Central HP <5.4 tons | TEMPSTAR | HRCU-A-C (Split System: Heat Pump with Remote Outdoor Unit with No Indoor Fan --Air Source) | DLCURAH24ABK |  |  | DLFULAH24XAX + CI | 0 | 24000 | 16.1 | 9.8 | 25000 | 20000 | 80% | 2 | 0 | 10.7 |  |  |  |  | R-410A | 2 | Residential & Commercial | USHP | Ducted CEE Tier 1
215319109 | Central HP <5.4 tons | TEMPSTAR | HRCU-A-CB (Split System: Heat Pump with Remote Outdoor Unit-Air-Source) | D5CLRAH48AAK |  |  | D5FLAAH48XAK | 0 | 48000 | 17.8 | 10 | 50000 | 35200 | 70.4% | 1.9 | 0 | 10 |  |  |  |  | R-454B | 4 | Residential & Commercial | USHP | Ducted CEE Tier 1
209852078 | Central HP <5.4 tons | KEEPRITE | HRCU-A-CB (Split System: Heat Pump with Remote Outdoor Unit-Air-Source) | DLCURAH24AAK |  |  | DLFUAAH24XAK | 0 | 24000 | 17 | 9.2 | 26000 | 19400 | 74.62% | 2.1 | 11.3 | 10.5 |  |  |  |  | R-410A | 2 | Residential & Commercial | USHP | Ducted CEE Tier 1
214243146 | Central HP <5.4 tons | BRYANT HEATING AND COOLING SYSTEMS | HRCU-A-CB (Split System: Heat Pump with Remote Outdoor Unit-Air-Source) | 288BNV025*0**B* |  |  | CNPV*4821AL*+UI | 987MC42080C17*** | 24000 | 16.5 | 8.1 | 21400 | 16600 | 77.57% | 2 | 0 | 11 |  |  |  |  | R-410A | 2 | Residential & Commercial | USHP | Ducted CEE Tier 1
207826609 | Central HP <5.4 tons | TEMPSTAR | HRCU-A-CB (Split System: Heat Pump with Remote Outdoor Unit-Air-Source) | DLCSRBH18AAK |  |  | DLFSABH18XBK | 0 | 18000 | 17.6 | 9.6 | 19000 | 17000 | 89.47% | 2 | 12.5 | 11.7 |  |  |  |  | R-410A | 1.5 | Residential & Commercial | USHP | Ducted CEE Tier 1
213386879 | Central HP <5.4 tons | INNOVAIR | HRCU-A-C (Split System: Heat Pump with Remote Outdoor Unit with No Indoor Fan --Air Source) | SHV36H2R20-S |  |  | MAC36H1724E | 0 | 35000 | 15.2 | 8.5 | 36000 | 30000 | 83.33% | 1.8 | 0 | 10 |  |  |  |  | R-410A | 2.9167 | Residential & Commercial | USHP | Ducted CEE Tier 1
210343158 | Central HP <5.4 tons | INNOVAIR | HRCU-A-CB (Split System: Heat Pump with Remote Outdoor Unit-Air-Source) | SHV24H2R20 |  |  | DEV24H2R19 | 0 | 24000 | 17.4 | 10 | 24000 | 22600 | 94.17% | 1.91 | 12.5 | 11.7 |  |  |  |  | R-410A | 2 | Residential & Commercial | USHP | Ducted CEE Tier 1
216623402 | Central HP <5.4 tons | MAINLINE | HRCU-A-CB (Split System: Heat Pump with Remote Outdoor Unit-Air-Source) | ML36HP230LMNTH-O |  |  | ML36HP230G3AHU-I | 0 | 36000 | 18 | 10 | 37000 | 37400 | 101.1% | 1.9 | 0 | 12 |  |  |  |  | R-454B | 3 | Residential & Commercial | USHP | Ducted CEE Tier 1
210025748 | Central HP <5.4 tons | TEMPSTAR | HRCU-A-CB (Split System: Heat Pump with Remote Outdoor Unit-Air-Source) | DLCURAH60ABK |  |  | DLFUAAH60XAK | 0 | 55000 | 15.3 | 9.4 | 59000 | 48500 | 82.2% | 1.91 | 9 | 8.8 |  |  |  |  | R-410A | 4.5833 | Residential & Commercial | USHP
216623507 | Central HP <5.4 tons | INNOVAIR | HRCU-A-C (Split System: Heat Pump with Remote Outdoor Unit with No Indoor Fan --Air Source) | SHV24H2BA |  |  | MAC24H1718B | 0 | 24000 | 16 | 9.5 | 25000 | 21000 | 84% | 1.8 | 0 | 10 |  |  |  |  | R-454B | 2 | Residential & Commercial | USHP | Ducted CEE Tier 1
213160472 | Central HP <5.4 tons | INNOVAIR | HRCU-A-C (Split System: Heat Pump with Remote Outdoor Unit with No Indoor Fan --Air Source) | SHV18H2R20 |  |  | MAC24H1718E | 0 | 18000 | 16.1 | 9.5 | 19000 | 15000 | 78.95% | 2.2 | 11.6 | 11.7 |  |  |  |  | R-410A | 1.5 | Residential & Commercial | USHP | Ducted CEE Tier 1
212924828 | Central HP <5.4 tons | Multi MFG | HRCU-A-CB (Split System: Heat Pump with Remote Outdoor Unit-Air-Source) | HHS-24HD-A |  |  | 24MUC0-HP-A | 0 | 24000 | 17.5 | 10.5 | 26000 | 24000 | 92.31% | 2 | 0 | 11.7 |  |  |  |  | R-410A | 2 | Residential & Commercial | USHP | Ducted CEE Tier 1
216027612 | Central HP <5.4 tons | INNOVAIR | HRCU-A-CB (Split System: Heat Pump with Remote Outdoor Unit-Air-Source) | SHV18H2BA |  |  | SWV18BDA | 0 | 18000 | 19.3 | 10.8 | 19000 | 19600 | 103.2% | 2.1 | 0 | 12.1 |  |  |  |  | R-454B | 1.5 | Residential & Commercial | USHP | Ducted CEE Tier 1
216623398 | Central HP <5.4 tons | MAINLINE | HRCU-A-CB (Split System: Heat Pump with Remote Outdoor Unit-Air-Source) | ML18HP230LMNTH-O |  |  | ML18HP230G3AHU-I | 0 | 18000 | 19 | 10.1 | 18000 | 18600 | 103.3% | 2.12 | 0 | 12.5 |  |  |  |  | R-454B | 1.5 | Residential & Commercial | USHP | Ducted CEE Tier 1
212510792 | Central HP <5.4 tons | RUNTRU | HRCU-A-CB (Split System: Heat Pump with Remote Outdoor Unit-Air-Source) | E4HL5036A1000A |  |  | 4TXCB004DS3 | A952V060BU4SAD | 30000 | 15.2 | 8.1 | 25000 | 18000 | 72% | 1.75 | 0 | 9.5 |  |  |  |  | R-410A | 2.5 | Residential & Commercial | USHP
215864291 | Central HP <5.4 tons | MAINLINE | HRCU-A-CB (Split System: Heat Pump with Remote Outdoor Unit-Air-Source) | ML18HP230NEX-O |  |  | ML18HP230AHU-I | 0 | 18000 | 18.5 | 9.8 | 18000 | 13000 | 72.22% | 2.3 | 0 | 12.1 |  |  |  |  | R-454B | 1.5 | Residential & Commercial | USHP | Ducted CEE Tier 1
216732694 | Central HP <5.4 tons | GRANDAIRE | HRCU-A-CB (Split System: Heat Pump with Remote Outdoor Unit-Air-Source) | WD5CUHAH24AAK |  |  | W5A*24M17XA* | WFE*070B036C* | 22200 | 16 | 8.5 | 21000 | 19200 | 91.43% | 1.96 | 0 | 10.5 |  |  |  |  | R-454B | 1.85 | Residential & Commercial | USHP | Ducted CEE Tier 1
204300536 | Central HP <5.4 tons | KEEPRITE | HRCU-A-CB (Split System: Heat Pump with Remote Outdoor Unit-Air-Source) | CVH837GKA** |  |  | EHD4X48AAL+WALLCON | *97CMN1002122A* | 32600 | 17 | 8.1 | 33000 | 24800 | 75.15% | 1.98 | 12 | 11 |  |  |  |  | R-410A | 2.7167 | Residential & Commercial | USHP | Ducted CEE Tier 1
204299832 | Central HP <5.4 tons | KEEPRITE | HRCU-A-CB (Split System: Heat Pump with Remote Outdoor Unit-Air-Source) | CVH837GKA** |  |  | EN(A,D,W)4X48L21**+WALLCON | *96CTN1002122A* | 32400 | 17.5 | 8.1 | 33000 | 24800 | 75.15% | 1.96 | 11.5 | 11.7 |  |  |  |  | R-410A | 2.7 | Residential & Commercial | USHP | Ducted CEE Tier 1
204298962 | Central HP <5.4 tons | KEEPRITE | HRCU-A-CB (Split System: Heat Pump with Remote Outdoor Unit-Air-Source) | CVH837GKA** |  |  | EA*4X42L21A*+WALLCON | *96CTN0801714A* | 31600 | 17 | 8.1 | 33400 | 24800 | 74.25% | 1.86 | 11.5 | 11 |  |  |  |  | R-410A | 2.6333 | Residential & Commercial | USHP | Ducted CEE Tier 1
204299082 | Central HP <5.4 tons | KEEPRITE | HRCU-A-CB (Split System: Heat Pump with Remote Outdoor Unit-Air-Source) | CVH837GKA** |  |  | EA*4X42L24A*+WALLCON | *80CTL1352422A* | 31800 | 17.5 | 8.1 | 33000 | 24400 | 73.94% | 1.9 | 12 | 11.5 |  |  |  |  | R-410A | 2.65 | Residential & Commercial | USHP | Ducted CEE Tier 1
216760039 | Central HP <5.4 tons | Multi MFG | HRCU-A-CB (Split System: Heat Pump with Remote Outdoor Unit-Air-Source) | HHS-60HD-B |  |  | 60MPHP0-M-B | 0 | 54000 | 16 | 9 | 56000 | 52000 | 92.86% | 1.8 | 0 | 10 |  |  |  |  | R-454B | 4.5 | Residential & Commercial | USHP | Ducted CEE Tier 1
212437268 | Central HP <5.4 tons | BOSCH | HRCU-A-CB (Split System: Heat Pump with Remote Outdoor Unit-Air-Source) | BOVA-24HDN1-M15G |  |  | BWA-24WN1-M16 | 0 | 23800 | 15.2 | 9 | 23800 | 16800 | 70.59% | 1.8 | 0 | 10.5 |  |  |  |  | R-410A | 1.9833 | Residential & Commercial | USHP | Ducted CEE Tier 1
215319021 | Central HP <5.4 tons | KEEPRITE | HRCU-A-CB (Split System: Heat Pump with Remote Outdoor Unit-Air-Source) | D5CLHAH36AAK |  |  | D5FLAAH36XAK | 0 | 36000 | 17.3 | 9.5 | 38000 | 38000 | 100% | 2.06 | 0 | 11.7 |  |  |  |  | R-454B | 3 | Residential & Commercial | USHP | Ducted CEE Tier 1
215319083 | Central HP <5.4 tons | TEMPSTAR | HRCU-A-CB (Split System: Heat Pump with Remote Outdoor Unit-Air-Source) | D5CUHAH18AAK |  |  | D5FUAAH18XAK | 0 | 18000 | 19 | 9.8 | 19000 | 18000 | 94.74% | 2 | 0 | 12.5 |  |  |  |  | R-454B | 1.5 | Residential & Commercial | USHP | Ducted CEE Tier 1
216623510 | Central HP <5.4 tons | INNOVAIR | HRCU-A-C (Split System: Heat Pump with Remote Outdoor Unit with No Indoor Fan --Air Source) | SHV30H2BA |  |  | MAC36H2124B | 0 | 29000 | 16 | 9.5 | 32000 | 32000 | 100% | 1.85 | 0 | 10 |  |  |  |  | R-454B | 2.4167 | Residential & Commercial | USHP | Ducted CEE Tier 1
215735561 | Central HP <5.4 tons | YORK | HRCU-A-CB (Split System: Heat Pump with Remote Outdoor Unit-Air-Source) | HH860E2S11 | ADP |  | H,YE1K*48+TXV-BLEED | TM9V080C16MP12 | 43000 | 17 | 8.45 | 42000 | 33000 | 78.57% | 1.98 | 0 | 10.5 |  |  |  |  | R-454B | 3.5833 | Residential & Commercial | USHP | Ducted CEE Tier 1
209852121 | Central HP <5.4 tons | TEMPSTAR | HRCU-A-CB (Split System: Heat Pump with Remote Outdoor Unit-Air-Source) | DLCURAH30ABK |  |  | DLFUAAH30XAK | 0 | 30000 | 16.2 | 8.9 | 33000 | 24000 | 72.73% | 1.8 | 11 | 10 |  |  |  |  | R-410A | 2.5 | Residential & Commercial | USHP | Ducted CEE Tier 1
213372149 | Central HP <5.4 tons | KEEPRITE | HRCU-A-C (Split System: Heat Pump with Remote Outdoor Unit with No Indoor Fan --Air Source) | DLCURAH24ABK |  |  | DLFULAH24XAX + CI | 0 | 24000 | 16.1 | 9.8 | 25000 | 20000 | 80% | 2 | 0 | 10.7 |  |  |  |  | R-410A | 2 | Residential & Commercial | USHP | Ducted CEE Tier 1
212920479 | Central HP <5.4 tons | Multi MFG | HRCU-A-CB (Split System: Heat Pump with Remote Outdoor Unit-Air-Source) | HHS-24HD-A |  |  | 24MPHP0-M-A | 0 | 24000 | 17.4 | 10 | 24000 | 22600 | 94.17% | 1.91 | 12.5 | 11.7 |  |  |  |  | R-410A | 2 | Residential & Commercial | USHP | Ducted CEE Tier 1
215319001 | Central HP <5.4 tons | KEEPRITE | HRCU-A-CB (Split System: Heat Pump with Remote Outdoor Unit-Air-Source) | D5CUHAH24AAK |  |  | D5FUHAH24XAK | 0 | 24000 | 18.7 | 10 | 24000 | 20600 | 85.83% | 2.14 | 0 | 12 |  |  |  |  | R-454B | 2 | Residential & Commercial | USHP | Ducted CEE Tier 1
216760034 | Central HP <5.4 tons | Multi MFG | HRCU-A-CB (Split System: Heat Pump with Remote Outdoor Unit-Air-Source) | HHS-24HD-B |  |  | 24MPHP0-M-B | 0 | 23000 | 18.3 | 10 | 24000 | 21600 | 90% | 1.87 | 0 | 11.7 |  |  |  |  | R-454B | 1.9167 | Residential & Commercial | USHP | Ducted CEE Tier 1
216760052 | Central HP <5.4 tons | Multi MFG | HRCU-A-CB (Split System: Heat Pump with Remote Outdoor Unit-Air-Source) | HHS-18HD-B |  |  | 18HSHP0-C-M-B | 0 | 18000 | 16.8 | 10.5 | 19000 | 19000 | 100% | 1.8 | 0 | 12 |  |  |  |  | R-454B | 1.5 | Residential & Commercial | USHP | Ducted CEE Tier 1
215864310 | Central HP <5.4 tons | MAINLINE | HRCU-A-CB (Split System: Heat Pump with Remote Outdoor Unit-Air-Source) | ML18HP230LMNTH-O |  |  | ML18HP230LMNTAHU-I | 0 | 18000 | 19 | 9.7 | 19000 | 18000 | 94.74% | 2 | 0 | 12.5 |  |  |  |  | R-454B | 1.5 | Residential & Commercial | USHP | Ducted CEE Tier 1
216760035 | Central HP <5.4 tons | Multi MFG | HRCU-A-CB (Split System: Heat Pump with Remote Outdoor Unit-Air-Source) | HHS-30HD-B |  |  | 30MPHP0-M-B | 0 | 30000 | 16.8 | 10 | 34000 | 32600 | 95.88% | 1.96 | 0 | 11.7 |  |  |  |  | R-454B | 2.5 | Residential & Commercial | USHP | Ducted CEE Tier 1
211262667 | Central HP <5.4 tons | KEEPRITE | HRCU-A-CB (Split System: Heat Pump with Remote Outdoor Unit-Air-Source) | DLCURAH18ABK |  |  | EN(A,D)4X24L14** | *96VTN0601412A* | 17900 | 15.5 | 8.5 | 18800 | 18700 | 99.47% | 2.26 | 0 | 11 |  |  |  |  | R-410A | 1.4917 | Residential & Commercial | USHP | Ducted CEE Tier 1
216676523 | Central HP <5.4 tons | KEEPRITE | HRCU-A-CB (Split System: Heat Pump with Remote Outdoor Unit-Air-Source) | D5CURAH24AAK |  |  | EA*5X37M21A* | *80MSU1002120A* | 24600 | 15.5 | 8.5 | 23200 | 19100 | 82.33% | 1.94 | 0 | 10 |  |  |  |  | R-454B | 2.05 | Residential & Commercial | USHP | Ducted CEE Tier 1
216676687 | Central HP <5.4 tons | KEEPRITE | HRCU-A-CB (Split System: Heat Pump with Remote Outdoor Unit-Air-Source) | D5CURAH24AAK |  |  | ESH5X30M12A* | *80VSL0701412B* | 23800 | 15.2 | 8.5 | 24200 | 19500 | 80.58% | 1.92 | 0 | 9.8 |  |  |  |  | R-454B | 1.9833 | Residential & Commercial | USHP
216677021 | Central HP <5.4 tons | KEEPRITE | HRCU-A-CB (Split System: Heat Pump with Remote Outdoor Unit-Air-Source) | D5CURAH24AAK |  |  | ESH5X36M12A* | *92MSN1002120A* | 24200 | 15.2 | 8.5 | 23600 | 19300 | 81.78% | 1.94 | 0 | 10 |  |  |  |  | R-454B | 2.0167 | Residential & Commercial | USHP | Ducted CEE Tier 1
216677658 | Central HP <5.4 tons | KEEPRITE | HRCU-A-CB (Split System: Heat Pump with Remote Outdoor Unit-Air-Source) | D5CURAH24AAK |  |  | EA*5X37M21A* | *96VSN1002120B* | 25000 | 16 | 9 | 23200 | 19100 | 82.33% | 2.06 | 0 | 10 |  |  |  |  | R-454B | 2.0833 | Residential & Commercial | USHP | Ducted CEE Tier 1
212979907 | Central HP <5.4 tons | PAYNE HEATING AND COOLING | HRCU-A-CB (Split System: Heat Pump with Remote Outdoor Unit-Air-Source) | 38MURAQ24AB3* |  |  | CNPV*3017AL* | PG80MS(A,L)A42090B** | 23600 | 17 | 8.5 | 26400 | 24400 | 92.42% | 2.02 | 0 | 10.5 |  |  |  |  | R-410A | 1.9667 | Residential & Commercial | USHP | Ducted CEE Tier 1
215864296 | Central HP <5.4 tons | MAINLINE | HRCU-A-CB (Split System: Heat Pump with Remote Outdoor Unit-Air-Source) | ML24HP230NEXH-O |  |  | ML24HP230AHU-I | 0 | 23000 | 18.7 | 10 | 26000 | 23600 | 90.77% | 2.16 | 0 | 12 |  |  |  |  | R-454B | 1.9167 | Residential & Commercial | USHP | Ducted CEE Tier 1
214825966 | Central HP <5.4 tons | BOSCH | HRCU-A-C (Split System: Heat Pump with Remote Outdoor Unit with No Indoor Fan --Air Source) | BOVA-60MTB-M19E |  |  | BMAC4860CBTA | 0 | 52000 | 15.2 | 8.5 | 55000 | 47000 | 85.45% | 1.8 | 0 | 11.2 |  |  |  |  | R-454B | 4.3333 | Residential & Commercial | USHP | Ducted CEE Tier 1
216623771 | Central HP <5.4 tons | COMFORT-AIRE | HRCU-A-C (Split System: Heat Pump with Remote Outdoor Unit with No Indoor Fan --Air Source) | A-VXP36TA-1 |  |  | MXP30/36C1A | 0 | 36000 | 15.8 | 9.4 | 38000 | 36000 | 94.74% | 1.9 | 0 | 10.7 |  |  |  |  | R-454B | 3 | Residential & Commercial | USHP | Ducted CEE Tier 1
215319106 | Central HP <5.4 tons | TEMPSTAR | HRCU-A-CB (Split System: Heat Pump with Remote Outdoor Unit-Air-Source) | D5CLHAH48AAK |  |  | D5FLAAH48XAK | 0 | 48000 | 17 | 10.2 | 50000 | 46000 | 92% | 2 | 0 | 10.1 |  |  |  |  | R-454B | 4 | Residential & Commercial | USHP | Ducted CEE Tier 1
211244579 | Central HP <5.4 tons | PAYNE HEATING AND COOLING | HRCU-A-CB (Split System: Heat Pump with Remote Outdoor Unit-Air-Source) | 38MURAQ24AB3* |  |  | CNPV*3017AL* | PG96VTAA48080B** | 24200 | 16.5 | 8.1 | 26200 | 23000 | 87.79% | 1.9 | 0 | 10.5 |  |  |  |  | R-410A | 2.0167 | Residential & Commercial | USHP | Ducted CEE Tier 1
216027614 | Central HP <5.4 tons | INNOVAIR | HRCU-A-CB (Split System: Heat Pump with Remote Outdoor Unit-Air-Source) | SHV30H2BA |  |  | SWV30BDA | 0 | 30000 | 17.5 | 10.2 | 32000 | 32000 | 100% | 2 | 0 | 11.7 |  |  |  |  | R-454B | 2.5 | Residential & Commercial | USHP | Ducted CEE Tier 1
216623521 | Central HP <5.4 tons | MIDEA | HRCU-A-C (Split System: Heat Pump with Remote Outdoor Unit with No Indoor Fan --Air Source) | MO1HE-H24B-2A |  |  | MAAHE-H24B-BA | 0 | 24000 | 16 | 9.5 | 25000 | 21000 | 84% | 1.8 | 0 | 10 |  |  |  |  | R-454B | 2 | Residential & Commercial | USHP | Ducted CEE Tier 1
216623430 | Central HP <5.4 tons | MAINLINE | HRCU-A-C (Split System: Heat Pump with Remote Outdoor Unit with No Indoor Fan --Air Source) | ML24HP230LMNTH-O |  |  | ML24HP230CC17-I | 0 | 24000 | 16 | 9.5 | 25000 | 21000 | 84% | 1.8 | 0 | 10 |  |  |  |  | R-454B | 2 | Residential & Commercial | USHP | Ducted CEE Tier 1
211749847 | Central HP <5.4 tons | RUNTRU | HRCU-A-CB (Split System: Heat Pump with Remote Outdoor Unit-Air-Source) | E4HL5018A1000A |  |  | E4AH5E24A1J30A | 0 | 20000 | 15.2 | 8.5 | 20000 | 18000 | 90% | 1.9 | 0 | 9.8 |  |  |  |  | R-410A | 1.6667 | Residential & Commercial | USHP
204299842 | Central HP <5.4 tons | KEEPRITE | HRCU-A-CB (Split System: Heat Pump with Remote Outdoor Unit-Air-Source) | CVH837GKA** |  |  | EN(A,D,W)4X48L21**+WALLCON | *80CTL0901716A* | 32400 | 18 | 8.1 | 32800 | 24800 | 75.61% | 1.98 | 12.5 | 11.7 |  |  |  |  | R-410A | 2.7 | Residential & Commercial | USHP | Ducted CEE Tier 1
216676267 | Central HP <5.4 tons | KEEPRITE | HRCU-A-CB (Split System: Heat Pump with Remote Outdoor Unit-Air-Source) | D5CURAH24AAK |  |  | EA*5X25M17A* | *80VSL0701716B* | 24200 | 15.5 | 8.5 | 23200 | 19100 | 82.33% | 1.94 | 0 | 10 |  |  |  |  | R-454B | 2.0167 | Residential & Commercial | USHP | Ducted CEE Tier 1
216684104 | Central HP <5.4 tons | MAINLINE | HRCU-A-C (Split System: Heat Pump with Remote Outdoor Unit with No Indoor Fan --Air Source) | ML48HP230LMNTH-O |  |  | ML60HP230CC21-I | 0 | 45000 | 15.2 | 8.8 | 48000 | 42000 | 87.5% | 1.85 | 0 | 10 |  |  |  |  | R-454B | 3.75 | Residential & Commercial | USHP | Ducted CEE Tier 1
212920483 | Central HP <5.4 tons | Multi MFG | HRCU-A-CB (Split System: Heat Pump with Remote Outdoor Unit-Air-Source) | HHS-60HD-A |  |  | 60MPHP0-M-A | 0 | 55000 | 15.3 | 9.4 | 59000 | 48500 | 82.2% | 1.91 | 9 | 8.8 |  |  |  |  | R-410A | 4.5833 | Residential & Commercial | USHP
216623406 | Central HP <5.4 tons | MAINLINE | HRCU-A-CB (Split System: Heat Pump with Remote Outdoor Unit-Air-Source) | ML30HP230LMNTH-O |  |  | ML36HP230G3AHU-I | 0 | 30000 | 17.2 | 10.8 | 33000 | 33200 | 100.6% | 1.97 | 0 | 12 |  |  |  |  | R-454B | 2.5 | Residential & Commercial | USHP | Ducted CEE Tier 1
216623429 | Central HP <5.4 tons | MAINLINE | HRCU-A-C (Split System: Heat Pump with Remote Outdoor Unit with No Indoor Fan --Air Source) | ML18HP230LMNTH-O |  |  | ML24HP230CC17-I | 0 | 18000 | 16.1 | 9.5 | 19000 | 18000 | 94.74% | 2.06 | 0 | 11.7 |  |  |  |  | R-454B | 1.5 | Residential & Commercial | USHP | Ducted CEE Tier 1
215864299 | Central HP <5.4 tons | MAINLINE | HRCU-A-CB (Split System: Heat Pump with Remote Outdoor Unit-Air-Source) | ML48HP230LCM-O |  |  | ML48HP230RS485AHU-I | 0 | 48000 | 17.7 | 10 | 50000 | 35200 | 70.4% | 1.9 | 0 | 10 |  |  |  |  | R-454B | 4 | Residential & Commercial | USHP | Ducted CEE Tier 1
216676725 | Central HP <5.4 tons | KEEPRITE | HRCU-A-CB (Split System: Heat Pump with Remote Outdoor Unit-Air-Source) | D5CURAH24AAK |  |  | EA*5X37M21A* | *80VTL0902120B* | 25000 | 15.2 | 8.5 | 23200 | 19100 | 82.33% | 1.96 | 0 | 10 |  |  |  |  | R-454B | 2.0833 | Residential & Commercial | USHP | Ducted CEE Tier 1
216990662 | Central HP <5.4 tons | BRYANT HEATING AND COOLING SYSTEMS | HRCU-A-CB (Split System: Heat Pump with Remote Outdoor Unit-Air-Source) | 293VAN048**AA* | ADP |  | C60A***L16*+TXV | 88*TB60110C21*** | 44000 | 21 | 9.5 | 46000 | 36000 | 78.26% | 1.92 | 0 | 11 |  |  |  |  | R-454B | 3.6667 | Residential & Commercial | USHP | Ducted CEE Tier 1
212982422 | Central HP <5.4 tons | PAYNE HEATING AND COOLING | HRCU-A-CB (Split System: Heat Pump with Remote Outdoor Unit-Air-Source) | 38MURAQ18AB3* |  |  | CNPV*2417AL* | PG80MSUA36040B** | 17500 | 16 | 8.5 | 18400 | 18900 | 102.7% | 2.28 | 0 | 10.5 |  |  |  |  | R-410A | 1.4583 | Residential & Commercial | USHP | Ducted CEE Tier 1
216676791 | Central HP <5.4 tons | KEEPRITE | HRCU-A-CB (Split System: Heat Pump with Remote Outdoor Unit-Air-Source) | D5CURAH24AAK |  |  | EA*5X37M21A* | *95CSU0601716B* | 24400 | 15.5 | 8.5 | 23000 | 19000 | 82.61% | 1.96 | 0 | 10 |  |  |  |  | R-454B | 2.0333 | Residential & Commercial | USHP | Ducted CEE Tier 1
204456876 | Central HP <5.4 tons | KEEPRITE | HRCU-A-CB (Split System: Heat Pump with Remote Outdoor Unit-Air-Source) | CVH825GKA2* |  |  | EA*4X37L17A*+WALLCON | *80CTL0701412A* | 24200 | 17 | 8.1 | 21400 | 16600 | 77.57% | 2 | 11 | 11 |  |  |  |  | R-410A | 2.0167 | Residential & Commercial | USHP | Ducted CEE Tier 1
204456541 | Central HP <5.4 tons | KEEPRITE | HRCU-A-CB (Split System: Heat Pump with Remote Outdoor Unit-Air-Source) | CVH825GKA2* |  |  | EA*4X30L17A*+WALLCON | *96CTN0601714A* | 23400 | 16 | 8.1 | 21600 | 16800 | 77.78% | 1.9 | 11 | 10.5 |  |  |  |  | R-410A | 1.95 | Residential & Commercial | USHP | Ducted CEE Tier 1
205751094 | Central HP <5.4 tons | KEEPRITE | HRCU-A-CB (Split System: Heat Pump with Remote Outdoor Unit-Air-Source) | CVH837GKA** |  |  | EA*4X37L21A*+WALLCON | *80CTL0901716A* | 33000 | 18 | 8.5 | 32800 | 25000 | 76.22% | 2 | 12 | 11.7 |  |  |  |  | R-410A | 2.75 | Residential & Commercial | USHP | Ducted CEE Tier 1
216678563 | Central HP <5.4 tons | KEEPRITE | HRCU-A-CB (Split System: Heat Pump with Remote Outdoor Unit-Air-Source) | D5CURAH24AAK |  |  | FM(C,U)5Z30**AL* | 0 | 24800 | 16 | 9.5 | 24800 | 19600 | 79.03% | 2.14 | 0 | 10 |  |  |  |  | R-454B | 2.0667 | Residential & Commercial | USHP | Ducted CEE Tier 1
216678047 | Central HP <5.4 tons | KEEPRITE | HRCU-A-CB (Split System: Heat Pump with Remote Outdoor Unit-Air-Source) | D5CURAH24AAK |  |  | EA*5X36M17A* | *96VTN0601716B* | 23600 | 15.2 | 8.5 | 24000 | 19400 | 80.83% | 1.92 | 0 | 9.8 |  |  |  |  | R-454B | 1.9667 | Residential & Commercial | USHP
216676959 | Central HP <5.4 tons | KEEPRITE | HRCU-A-CB (Split System: Heat Pump with Remote Outdoor Unit-Air-Source) | D5CURAH24AAK |  |  | EA*5X24M17A* | *92MSN0801716A* | 23200 | 15.2 | 8.5 | 24600 | 19600 | 79.67% | 1.88 | 0 | 9.5 |  |  |  |  | R-454B | 1.9333 | Residential & Commercial | USHP
216676382 | Central HP <5.4 tons | KEEPRITE | HRCU-A-CB (Split System: Heat Pump with Remote Outdoor Unit-Air-Source) | D5CURAH24AAK |  |  | EA*5X25M17A* | *80MSU0401712A* | 24400 | 16 | 8.5 | 23200 | 19100 | 82.33% | 1.94 | 0 | 10 |  |  |  |  | R-454B | 2.0333 | Residential & Commercial | USHP | Ducted CEE Tier 1
216676441 | Central HP <5.4 tons | KEEPRITE | HRCU-A-CB (Split System: Heat Pump with Remote Outdoor Unit-Air-Source) | D5CURAH24AAK |  |  | EA*5X37M17A* | *80MSU0601716A* | 24800 | 16 | 9 | 23600 | 19200 | 81.36% | 2.06 | 0 | 10 |  |  |  |  | R-454B | 2.0667 | Residential & Commercial | USHP | Ducted CEE Tier 1
215402213 | Central HP <5.4 tons | RUNTRU | HRCU-A-CB (Split System: Heat Pump with Remote Outdoor Unit-Air-Source) | E4HL5036A1000A |  |  | 4TXCB006DS3 | A952V080BU4SB | 30000 | 15.2 | 8.1 | 27000 | 19000 | 70.37% | 1.75 | 0 | 9.8 |  |  |  |  | R-410A | 2.5 | Residential & Commercial | USHP
215319018 | Central HP <5.4 tons | KEEPRITE | HRCU-A-CB (Split System: Heat Pump with Remote Outdoor Unit-Air-Source) | D5CSHAH33AAK |  |  | D5FSAAH36XBK | 0 | 33000 | 16.7 | 10 | 35000 | 34000 | 97.14% | 2 | 0 | 11.7 |  |  |  |  | R-454B | 2.75 | Residential & Commercial | USHP | Ducted CEE Tier 1
206133361 | Central HP <5.4 tons | KEEPRITE | HRCU-A-CB (Split System: Heat Pump with Remote Outdoor Unit-Air-Source) | CVH825GKA2* |  |  | EA*4X36L17A*+WALLCON | *80CSU0401712A* | 23600 | 16.5 | 8.1 | 21400 | 16600 | 77.57% | 1.94 | 11 | 10.5 |  |  |  |  | R-410A | 1.9667 | Residential & Commercial | USHP | Ducted CEE Tier 1
216676476 | Central HP <5.4 tons | KEEPRITE | HRCU-A-CB (Split System: Heat Pump with Remote Outdoor Unit-Air-Source) | D5CURAH24AAK |  |  | EA*5X37M21A* | *80MSU0802120A* | 24200 | 15.5 | 8.5 | 22800 | 19000 | 83.33% | 1.96 | 0 | 10 |  |  |  |  | R-454B | 2.0167 | Residential & Commercial | USHP | Ducted CEE Tier 1
214825970 | Central HP <5.4 tons | BOSCH | HRCU-A-CB (Split System: Heat Pump with Remote Outdoor Unit-Air-Source) | BOVA-60MTB-M19E |  |  | BMAC4248CBTA | BGH96M100C5C | 44000 | 16.5 | 9.5 | 47000 | 43000 | 91.49% | 2 | 0 | 11.7 |  |  |  |  | R-454B | 3.6667 | Residential & Commercial | USHP | Ducted CEE Tier 1
214825972 | Central HP <5.4 tons | BOSCH | HRCU-A-CB (Split System: Heat Pump with Remote Outdoor Unit-Air-Source) | BOVA-60MTB-M19E |  |  | BMAC4248DBTA | BGH96M120D5C | 44500 | 17 | 9.5 | 47500 | 44000 | 92.63% | 2 | 0 | 11.7 |  |  |  |  | R-454B | 3.7083 | Residential & Commercial | USHP | Ducted CEE Tier 1
214825963 | Central HP <5.4 tons | BOSCH | HRCU-A-C (Split System: Heat Pump with Remote Outdoor Unit with No Indoor Fan --Air Source) | BOVA-60MTB-M19E |  |  | BMAC4248BBTA | 0 | 42500 | 15.2 | 8.5 | 45500 | 40500 | 89.01% | 1.8 | 0 | 11.2 |  |  |  |  | R-454B | 3.5417 | Residential & Commercial | USHP | Ducted CEE Tier 1
211263540 | Central HP <5.4 tons | KEEPRITE | HRCU-A-CB (Split System: Heat Pump with Remote Outdoor Unit-Air-Source) | DLCURAH18ABK |  |  | EN(A,D)4X24L17** | OMV098J12* | 18300 | 15.5 | 8.5 | 19300 | 18600 | 96.37% | 2.24 | 0 | 11 |  |  |  |  | R-410A | 1.525 | Residential & Commercial | USHP | Ducted CEE Tier 1
211263974 | Central HP <5.4 tons | KEEPRITE | HRCU-A-CB (Split System: Heat Pump with Remote Outdoor Unit-Air-Source) | DLCURAH18ABK |  |  | EN(A,D)4X30L17** | *96VSN0601412A* | 18000 | 16 | 8.5 | 18600 | 18400 | 98.92% | 2.22 | 0 | 11 |  |  |  |  | R-410A | 1.5 | Residential & Commercial | USHP | Ducted CEE Tier 1
215319104 | Central HP <5.4 tons | TEMPSTAR | HRCU-A-CB (Split System: Heat Pump with Remote Outdoor Unit-Air-Source) | D5CSRAH24AAK |  |  | D5FSAAH24XBK | 0 | 24000 | 19.8 | 9 | 25000 | 18000 | 72% | 2.2 | 0 | 11.7 |  |  |  |  | R-454B | 2 | Residential & Commercial | USHP | Ducted CEE Tier 1
216676187 | Central HP <5.4 tons | KEEPRITE | HRCU-A-CB (Split System: Heat Pump with Remote Outdoor Unit-Air-Source) | D5CURAH24AAK |  |  | EA*5X24M17A* | *80VSL0701412B* | 23400 | 15.5 | 9 | 24800 | 19600 | 79.03% | 1.98 | 0 | 9.8 |  |  |  |  | R-454B | 1.95 | Residential & Commercial | USHP
216675986 | Central HP <5.4 tons | KEEPRITE | HRCU-A-CB (Split System: Heat Pump with Remote Outdoor Unit-Air-Source) | D5CURAH24AAK |  |  | EA*5X30M17A* | *80MS(N,L)0901714A* | 23600 | 15.2 | 8.5 | 24200 | 19400 | 80.17% | 1.9 | 0 | 9.8 |  |  |  |  | R-454B | 1.9667 | Residential & Commercial | USHP
216760045 | Central HP <5.4 tons | Multi MFG | HRCU-A-CB (Split System: Heat Pump with Remote Outdoor Unit-Air-Source) | HHS-24HD-B |  |  | 24MUC0-HP-B | 0 | 24000 | 17.5 | 10.5 | 25000 | 19600 | 78.4% | 1.96 | 0 | 10.8 |  |  |  |  | R-454B | 2 | Residential & Commercial | USHP | Ducted CEE Tier 1
216760031 | Central HP <5.4 tons | Multi MFG | HRCU-A-CB (Split System: Heat Pump with Remote Outdoor Unit-Air-Source) | HES-48HD-B |  |  | 48MPHP0-M-B | 0 | 48000 | 16 | 8.5 | 48000 | 38000 | 79.17% | 1.85 | 0 | 10 |  |  |  |  | R-454B | 4 | Residential & Commercial | USHP | Ducted CEE Tier 1
212608494 | Central HP <5.4 tons | DAY & NIGHT | HRCU-A-CB (Split System: Heat Pump with Remote Outdoor Unit-Air-Source) | DLCURAH24ABK | ADP |  | F,PE*TT3931 | 0 | 24200 | 18 | 9 | 25000 | 22600 | 90.4% | 1.92 | 0 | 10.5 |  |  |  |  | R-410A | 2.0167 | Residential & Commercial | USHP | Ducted CEE Tier 1
212986294 | Central HP <5.4 tons | GRANDAIRE | HRCU-A-CB (Split System: Heat Pump with Remote Outdoor Unit-Air-Source) | WDLCURAH18ABK |  |  | WLA*244AA* | WFSX040A030B* | 17400 | 16 | 8.5 | 18500 | 19500 | 105.4% | 2.34 | 0 | 10.5 |  |  |  |  | R-410A | 1.45 | Residential & Commercial | USHP | Ducted CEE Tier 1
212986246 | Central HP <5.4 tons | GRANDAIRE | HRCU-A-CB (Split System: Heat Pump with Remote Outdoor Unit-Air-Source) | WDLCURAH24ABK |  |  | WLNC304AA* | WFSX040A030B* | 23400 | 16 | 8.1 | 26400 | 24400 | 92.42% | 2.02 | 0 | 10 |  |  |  |  | R-410A | 1.95 | Residential & Commercial | USHP | Ducted CEE Tier 1
212989236 | Central HP <5.4 tons | GRANDAIRE | HRCU-A-CB (Split System: Heat Pump with Remote Outdoor Unit-Air-Source) | WDLCURAH24ABK |  |  | WLNC304BA* | WFSU060B048B* | 23600 | 17 | 8.5 | 26400 | 24400 | 92.42% | 2.02 | 0 | 10.5 |  |  |  |  | R-410A | 1.9667 | Residential & Commercial | USHP | Ducted CEE Tier 1
216678614 | Central HP <5.4 tons | KEEPRITE | HRCU-A-CB (Split System: Heat Pump with Remote Outdoor Unit-Air-Source) | D5CURAH24AAK |  |  | FTMA5B36L0C* | 0 | 24600 | 16 | 9 | 24200 | 19400 | 80.17% | 2.02 | 0 | 10 |  |  |  |  | R-454B | 2.05 | Residential & Commercial | USHP | Ducted CEE Tier 1
216677805 | Central HP <5.4 tons | KEEPRITE | HRCU-A-CB (Split System: Heat Pump with Remote Outdoor Unit-Air-Source) | D5CURAH24AAK |  |  | EA*5X37M21A* | *95MSU0802120A* | 24200 | 15.5 | 8.5 | 23000 | 19000 | 82.61% | 1.96 | 0 | 10 |  |  |  |  | R-454B | 2.0167 | Residential & Commercial | USHP | Ducted CEE Tier 1
216678414 | Central HP <5.4 tons | KEEPRITE | HRCU-A-CB (Split System: Heat Pump with Remote Outdoor Unit-Air-Source) | D5CURAH24AAK |  |  | EA*5X37M21A* | *97VTN1002122A* | 24800 | 15.5 | 9 | 23200 | 19100 | 82.33% | 2.08 | 0 | 10 |  |  |  |  | R-454B | 2.0667 | Residential & Commercial | USHP | Ducted CEE Tier 1
216676076 | Central HP <5.4 tons | KEEPRITE | HRCU-A-CB (Split System: Heat Pump with Remote Outdoor Unit-Air-Source) | D5CURAH24AAK |  |  | EA*5X37M21A* | *80MS(N,L)1102120A* | 25000 | 15.5 | 9 | 23200 | 19100 | 82.33% | 2.1 | 0 | 10 |  |  |  |  | R-454B | 2.0833 | Residential & Commercial | USHP | Ducted CEE Tier 1
216676117 | Central HP <5.4 tons | KEEPRITE | HRCU-A-CB (Split System: Heat Pump with Remote Outdoor Unit-Air-Source) | D5CURAH24AAK |  |  | EA*5X30M17A* | *80VSL0451412B* | 23400 | 15.2 | 8.5 | 24000 | 19400 | 80.83% | 1.9 | 0 | 9.8 |  |  |  |  | R-454B | 1.95 | Residential & Commercial | USHP
212989320 | Central HP <5.4 tons | GRANDAIRE | HRCU-A-CB (Split System: Heat Pump with Remote Outdoor Unit-Air-Source) | WDLCURAH18ABK |  |  | WLNC244BA* | WFSU060B048B* | 17300 | 16 | 8.1 | 18300 | 18700 | 102.2% | 2.24 | 0 | 10.5 |  |  |  |  | R-410A | 1.4417 | Residential & Commercial | USHP | Ducted CEE Tier 1
216676307 | Central HP <5.4 tons | KEEPRITE | HRCU-A-CB (Split System: Heat Pump with Remote Outdoor Unit-Air-Source) | D5CURAH24AAK |  |  | EA*5X36M17A* | *80VSL0901716B* | 23600 | 15.5 | 8.5 | 24000 | 19400 | 80.83% | 1.92 | 0 | 9.8 |  |  |  |  | R-454B | 1.9667 | Residential & Commercial | USHP
204299882 | Central HP <5.4 tons | KEEPRITE | HRCU-A-CB (Split System: Heat Pump with Remote Outdoor Unit-Air-Source) | CVH837GKA** |  |  | EN(A,D)4X48L24**+WALLCON | *80CTL0902120A* | 32400 | 17.5 | 8.1 | 33000 | 24800 | 75.15% | 1.96 | 12 | 11.7 |  |  |  |  | R-410A | 2.7 | Residential & Commercial | USHP | Ducted CEE Tier 1
204300466 | Central HP <5.4 tons | KEEPRITE | HRCU-A-CB (Split System: Heat Pump with Remote Outdoor Unit-Air-Source) | CVH837GKA** |  |  | EHD4X48AAL+WALLCON | *80CTL1352422A* | 32600 | 17 | 8.1 | 33000 | 24800 | 75.15% | 1.98 | 11 | 11 |  |  |  |  | R-410A | 2.7167 | Residential & Commercial | USHP | Ducted CEE Tier 1
204299382 | Central HP <5.4 tons | KEEPRITE | HRCU-A-CB (Split System: Heat Pump with Remote Outdoor Unit-Air-Source) | CVH837GKA** |  |  | EA*4X48L24A*+WALLCON | *96CTN1202422A* | 32400 | 17.5 | 8.5 | 32400 | 24800 | 76.54% | 2 | 12 | 11.7 |  |  |  |  | R-410A | 2.7 | Residential & Commercial | USHP | Ducted CEE Tier 1
204299432 | Central HP <5.4 tons | KEEPRITE | HRCU-A-CB (Split System: Heat Pump with Remote Outdoor Unit-Air-Source) | CVH837GKA** |  |  | EA*4X48L24A*+WALLCON | *96CTN1002122A* | 32400 | 17.5 | 8.5 | 32600 | 24800 | 76.07% | 2 | 12 | 11.7 |  |  |  |  | R-410A | 2.7 | Residential & Commercial | USHP | Ducted CEE Tier 1
205750708 | Central HP <5.4 tons | KEEPRITE | HRCU-A-CB (Split System: Heat Pump with Remote Outdoor Unit-Air-Source) | CVH825GKA2* |  |  | EA*4X37L21A*+WALLCON | *97CMN1002122A* | 24400 | 16.5 | 8.5 | 21200 | 16600 | 78.3% | 2.04 | 11 | 11 |  |  |  |  | R-410A | 2.0333 | Residential & Commercial | USHP | Ducted CEE Tier 1
204299452 | Central HP <5.4 tons | KEEPRITE | HRCU-A-CB (Split System: Heat Pump with Remote Outdoor Unit-Air-Source) | CVH837GKA** |  |  | EA*4X48L24A*+WALLCON | *97CMN0602120A* | 32200 | 17 | 8.1 | 32800 | 25200 | 76.83% | 1.96 | 11.5 | 11 |  |  |  |  | R-410A | 2.6833 | Residential & Commercial | USHP | Ducted CEE Tier 1
204299752 | Central HP <5.4 tons | KEEPRITE | HRCU-A-CB (Split System: Heat Pump with Remote Outdoor Unit-Air-Source) | CVH837GKA** |  |  | EN(A,D,W)4X48L21**+WALLCON | *80CTL0902120A* | 32400 | 17.5 | 8.1 | 33000 | 24800 | 75.15% | 1.96 | 12 | 11.7 |  |  |  |  | R-410A | 2.7 | Residential & Commercial | USHP | Ducted CEE Tier 1
204299902 | Central HP <5.4 tons | KEEPRITE | HRCU-A-CB (Split System: Heat Pump with Remote Outdoor Unit-Air-Source) | CVH837GKA** |  |  | EN(A,D)4X48L24**+WALLCON | *96CTN1202422A* | 32400 | 17.5 | 8.1 | 32800 | 24800 | 75.61% | 1.96 | 12 | 11.7 |  |  |  |  | R-410A | 2.7 | Residential & Commercial | USHP | Ducted CEE Tier 1
204299922 | Central HP <5.4 tons | KEEPRITE | HRCU-A-CB (Split System: Heat Pump with Remote Outdoor Unit-Air-Source) | CVH837GKA** |  |  | EN(A,D)4X48L24**+WALLCON | *97CMN1002122A* | 32400 | 17.5 | 8.1 | 33000 | 24800 | 75.15% | 1.96 | 12 | 11.7 |  |  |  |  | R-410A | 2.7 | Residential & Commercial | USHP | Ducted CEE Tier 1
204298982 | Central HP <5.4 tons | KEEPRITE | HRCU-A-CB (Split System: Heat Pump with Remote Outdoor Unit-Air-Source) | CVH837GKA** |  |  | EA*4X42L21A*+WALLCON | *97CMN0801714A* | 31600 | 17 | 8.1 | 33400 | 24800 | 74.25% | 1.86 | 11.5 | 11 |  |  |  |  | R-410A | 2.6333 | Residential & Commercial | USHP | Ducted CEE Tier 1
213386880 | Central HP <5.4 tons | INNOVAIR | HRCU-A-C (Split System: Heat Pump with Remote Outdoor Unit with No Indoor Fan --Air Source) | SHV36H2R20-S |  |  | MAC36H2124E | 0 | 35000 | 15.2 | 8.5 | 36000 | 30000 | 83.33% | 1.8 | 0 | 10 |  |  |  |  | R-410A | 2.9167 | Residential & Commercial | USHP | Ducted CEE Tier 1
216623418 | Central HP <5.4 tons | MAINLINE | HRCU-A-CB (Split System: Heat Pump with Remote Outdoor Unit-Air-Source) | ML36HP230LMNT-O |  |  | ML36HP230PCAHU-I | 0 | 36000 | 15.4 | 8.7 | 37000 | 28400 | 76.76% | 1.86 | 0 | 9.2 |  |  |  |  | R-454B | 3 | Residential & Commercial | USHP
216620242 | Central HP <5.4 tons | KEEPRITE | HRCU-A-CB (Split System: Heat Pump with Remote Outdoor Unit-Air-Source) | DLCURAH60ABK |  |  | 40MUAAQ60XA3 | 0 | 55000 | 15.3 | 9.4 | 59000 | 48500 | 82.2% | 1.91 | 9 | 8.8 |  |  |  |  | R-410A | 4.5833 | Residential & Commercial | USHP
211262208 | Central HP <5.4 tons | KEEPRITE | HRCU-A-CB (Split System: Heat Pump with Remote Outdoor Unit-Air-Source) | DLCURAH18ABK |  |  | EA*4X30L17A* | OLV098A12* | 18200 | 15.5 | 8.5 | 18800 | 18400 | 97.87% | 2.22 | 0 | 10.5 |  |  |  |  | R-410A | 1.5167 | Residential & Commercial | USHP | Ducted CEE Tier 1
210343156 | Central HP <5.4 tons | INNOVAIR | HRCU-A-CB (Split System: Heat Pump with Remote Outdoor Unit-Air-Source) | SHV36H2R20 |  |  | DEV36H2R19 | 0 | 36000 | 16 | 9.5 | 40000 | 34400 | 86% | 1.97 | 10.5 | 10 |  |  |  |  | R-410A | 3 | Residential & Commercial | USHP | Ducted CEE Tier 1
216678734 | Central HP <5.4 tons | KEEPRITE | HRCU-A-CB (Split System: Heat Pump with Remote Outdoor Unit-Air-Source) | DLCURAH36ABK |  |  | EA*4X43L21A* | *97VTN0601716A* | 36200 | 15.5 | 8.5 | 38000 | 34400 | 90.53% | 1.96 | 0 | 10 |  |  |  |  | R-410A | 3.0167 | Residential & Commercial | USHP | Ducted CEE Tier 1
216676429 | Central HP <5.4 tons | KEEPRITE | HRCU-A-CB (Split System: Heat Pump with Remote Outdoor Unit-Air-Source) | D5CURAH24AAK |  |  | EA*5X30M17A* | *80MSU0601716A* | 23400 | 15.5 | 8.5 | 24000 | 19400 | 80.83% | 1.9 | 0 | 9.8 |  |  |  |  | R-454B | 1.95 | Residential & Commercial | USHP
216733273 | Central HP <5.4 tons | GRANDAIRE | HRCU-A-CB (Split System: Heat Pump with Remote Outdoor Unit-Air-Source) | WD5CUHAH24AAK |  |  | W5A*25M17XA* | WFEU060B048B* | 23400 | 17 | 8.5 | 21000 | 18600 | 88.57% | 1.96 | 0 | 11 |  |  |  |  | R-454B | 1.95 | Residential & Commercial | USHP | Ducted CEE Tier 1
216733457 | Central HP <5.4 tons | GRANDAIRE | HRCU-A-CB (Split System: Heat Pump with Remote Outdoor Unit-Air-Source) | WD5CUHAH24AAK |  |  | W5A*25M17XA* | WFSX060B048B* | 23200 | 15.5 | 8.5 | 20800 | 18500 | 88.94% | 1.98 | 0 | 11 |  |  |  |  | R-454B | 1.9333 | Residential & Commercial | USHP | Ducted CEE Tier 1
216676758 | Central HP <5.4 tons | KEEPRITE | HRCU-A-CB (Split System: Heat Pump with Remote Outdoor Unit-Air-Source) | D5CURAH24AAK |  |  | EA*5X36M17A* | *80MSU0601716A* | 23600 | 15.5 | 8.5 | 23800 | 19300 | 81.09% | 1.92 | 0 | 9.8 |  |  |  |  | R-454B | 1.9667 | Residential & Commercial | USHP
216676217 | Central HP <5.4 tons | KEEPRITE | HRCU-A-CB (Split System: Heat Pump with Remote Outdoor Unit-Air-Source) | D5CURAH24AAK |  |  | EA*5X36M17A* | *80VSL0701412B* | 23800 | 15.5 | 8.5 | 24000 | 19400 | 80.83% | 1.92 | 0 | 10 |  |  |  |  | R-454B | 1.9833 | Residential & Commercial | USHP | Ducted CEE Tier 1
216623437 | Central HP <5.4 tons | MAINLINE | HRCU-A-C (Split System: Heat Pump with Remote Outdoor Unit with No Indoor Fan --Air Source) | ML60HP230LMNTH-O |  |  | ML60HP230CC24-I | 0 | 47000 | 15.2 | 8.1 | 58000 | 43000 | 74.14% | 1.83 | 0 | 10 |  |  |  |  | R-454B | 3.9167 | Residential & Commercial | USHP | Ducted CEE Tier 1
215864318 | Central HP <5.4 tons | MAINLINE | HRCU-A-CB (Split System: Heat Pump with Remote Outdoor Unit-Air-Source) | ML60HP230LMNTH-O |  |  | ML60HP230LMNTAHU-I | 0 | 54000 | 16 | 9 | 56000 | 52000 | 92.86% | 1.8 | 0 | 10 |  |  |  |  | R-454B | 4.5 | Residential & Commercial | USHP | Ducted CEE Tier 1
209852083 | Central HP <5.4 tons | KEEPRITE | HRCU-A-CB (Split System: Heat Pump with Remote Outdoor Unit-Air-Source) | DLCURAH48ABK |  |  | DLFUAAH48XAK | 0 | 47000 | 15.6 | 9.4 | 50000 | 46000 | 92% | 1.9 | 8.5 | 8.2 |  |  |  |  | R-410A | 3.9167 | Residential & Commercial | USHP
204299322 | Central HP <5.4 tons | KEEPRITE | HRCU-A-CB (Split System: Heat Pump with Remote Outdoor Unit-Air-Source) | CVH837GKA** |  |  | EA*4X48L21A*+WALLCON | *80CTL0901716A* | 32400 | 18 | 8.5 | 32600 | 24800 | 76.07% | 2 | 12 | 11.7 |  |  |  |  | R-410A | 2.7 | Residential & Commercial | USHP | Ducted CEE Tier 1
216623436 | Central HP <5.4 tons | MAINLINE | HRCU-A-C (Split System: Heat Pump with Remote Outdoor Unit with No Indoor Fan --Air Source) | ML60HP230LMNTH-O |  |  | ML60HP230CC21-I | 0 | 52000 | 16 | 8.5 | 56000 | 45000 | 80.36% | 1.8 | 0 | 10 |  |  |  |  | R-454B | 4.3333 | Residential & Commercial | USHP | Ducted CEE Tier 1
216623433 | Central HP <5.4 tons | MAINLINE | HRCU-A-C (Split System: Heat Pump with Remote Outdoor Unit with No Indoor Fan --Air Source) | ML36HP230LMNTH-O |  |  | ML36HP230CC17-I | 0 | 36000 | 15.8 | 9.4 | 38000 | 36000 | 94.74% | 1.9 | 0 | 10.7 |  |  |  |  | R-454B | 3 | Residential & Commercial | USHP | Ducted CEE Tier 1
211240417 | Central HP <5.4 tons | SMART COMFORT | HRCU-A-CB (Split System: Heat Pump with Remote Outdoor Unit-Air-Source) | DLCURAH24ABK |  |  | EA*4X24L17A* | *96VSN0601412A* | 23200 | 16.5 | 8.5 | 26400 | 25600 | 96.97% | 2.14 | 0 | 10 |  |  |  |  | R-410A | 1.9333 | Residential & Commercial | USHP | Ducted CEE Tier 1
210343157 | Central HP <5.4 tons | INNOVAIR | HRCU-A-CB (Split System: Heat Pump with Remote Outdoor Unit-Air-Source) | SHV48H2R20 |  |  | DEV48H2R19 | 0 | 47000 | 15.6 | 9.4 | 50000 | 46000 | 92% | 1.9 | 8.5 | 8.2 |  |  |  |  | R-410A | 3.9167 | Residential & Commercial | USHP
213372152 | Central HP <5.4 tons | KEEPRITE | HRCU-A-C (Split System: Heat Pump with Remote Outdoor Unit with No Indoor Fan --Air Source) | DLCURAH36ABK |  |  | DLFULAH36XBX + CI | 0 | 35000 | 15.5 | 8.6 | 38000 | 31600 | 83.16% | 1.85 | 0 | 10 |  |  |  |  | R-410A | 2.9167 | Residential & Commercial | USHP | Ducted CEE Tier 1
215319085 | Central HP <5.4 tons | TEMPSTAR | HRCU-A-CB (Split System: Heat Pump with Remote Outdoor Unit-Air-Source) | D5CUHAH24AAK |  |  | D5FUHAH24XAK | 0 | 24000 | 18.7 | 10 | 24000 | 20600 | 85.83% | 2.14 | 0 | 12 |  |  |  |  | R-454B | 2 | Residential & Commercial | USHP | Ducted CEE Tier 1
207826603 | Central HP <5.4 tons | KEEPRITE | HRCU-A-CB (Split System: Heat Pump with Remote Outdoor Unit-Air-Source) | DLCSRBH18AAK |  |  | DLFSABH18XBK | 0 | 18000 | 17.6 | 9.6 | 19000 | 17000 | 89.47% | 2 | 12.5 | 11.7 |  |  |  |  | R-410A | 1.5 | Residential & Commercial | USHP | Ducted CEE Tier 1
216684126 | Central HP <5.4 tons | INNOVAIR | HRCU-A-C (Split System: Heat Pump with Remote Outdoor Unit with No Indoor Fan --Air Source) | SHV48H2BA |  |  | MMC60H2128B | 0 | 45000 | 15.2 | 8.8 | 48000 | 42000 | 87.5% | 1.85 | 0 | 10 |  |  |  |  | R-454B | 3.75 | Residential & Commercial | USHP | Ducted CEE Tier 1
216620266 | Central HP <5.4 tons | TEMPSTAR | HRCU-A-CB (Split System: Heat Pump with Remote Outdoor Unit-Air-Source) | DLCURAH60ABK |  |  | 40MUAAQ60XA3 | 0 | 55000 | 15.3 | 9.4 | 59000 | 48500 | 82.2% | 1.91 | 9 | 8.8 |  |  |  |  | R-410A | 4.5833 | Residential & Commercial | USHP
212920480 | Central HP <5.4 tons | Multi MFG | HRCU-A-CB (Split System: Heat Pump with Remote Outdoor Unit-Air-Source) | HHS-30HD-A |  |  | 30MPHP0-M-A | 0 | 30000 | 16.2 | 8.9 | 33000 | 24000 | 72.73% | 1.8 | 11 | 10 |  |  |  |  | R-410A | 2.5 | Residential & Commercial | USHP | Ducted CEE Tier 1
204299122 | Central HP <5.4 tons | KEEPRITE | HRCU-A-CB (Split System: Heat Pump with Remote Outdoor Unit-Air-Source) | CVH837GKA** |  |  | EA*4X42L24A*+WALLCON | *97CMN1202422A* | 31800 | 17 | 8.1 | 33200 | 24400 | 73.49% | 1.88 | 11.5 | 11 |  |  |  |  | R-410A | 2.65 | Residential & Commercial | USHP | Ducted CEE Tier 1
213419198 | Central HP <5.4 tons | Bladex | HRCU-A-C (Split System: Heat Pump with Remote Outdoor Unit with No Indoor Fan --Air Source) | BX30S-36HPHYHA |  |  | BLC-36HWAC1-UNC | 0 | 35000 | 15.2 | 8.5 | 36000 | 30000 | 83.33% | 1.8 | 0 | 10 |  |  |  |  | R-410A | 2.9167 | Residential & Commercial | USHP | Ducted CEE Tier 1
216734141 | Central HP <5.4 tons | GRANDAIRE | HRCU-A-CB (Split System: Heat Pump with Remote Outdoor Unit-Air-Source) | WD5CUHAH24AAK |  |  | W5A*30M17XA* | WFSX080B048B* | 22400 | 15.5 | 8.1 | 21000 | 18900 | 90% | 1.9 | 0 | 10.5 |  |  |  |  | R-454B | 1.8667 | Residential & Commercial | USHP | Ducted CEE Tier 1
216623442 | Central HP <5.4 tons | MAINLINE | HRCU-A-CB (Split System: Heat Pump with Remote Outdoor Unit-Air-Source) | ML30HP230LMNTH-O |  |  | ML36HP230LMNTAHU-I | 0 | 30000 | 16.8 | 10 | 34000 | 32600 | 95.88% | 1.96 | 0 | 11.7 |  |  |  |  | R-454B | 2.5 | Residential & Commercial | USHP | Ducted CEE Tier 1
216623427 | Central HP <5.4 tons | MAINLINE | HRCU-A-C (Split System: Heat Pump with Remote Outdoor Unit with No Indoor Fan --Air Source) | ML18HP230LMNTH-O |  |  | ML24HP230CC14-I | 0 | 18000 | 16.1 | 9.5 | 19000 | 18000 | 94.74% | 2.06 | 0 | 11.7 |  |  |  |  | R-454B | 1.5 | Residential & Commercial | USHP | Ducted CEE Tier 1
204298632 | Central HP <5.4 tons | KEEPRITE | HRCU-A-CB (Split System: Heat Pump with Remote Outdoor Unit-Air-Source) | CVH837GKA** |  |  | EA*4X36L17A*+WALLCON | *80CTL0701412A* | 31400 | 17.5 | 8.1 | 33400 | 24400 | 73.05% | 1.84 | 11.5 | 11 |  |  |  |  | R-410A | 2.6167 | Residential & Commercial | USHP | Ducted CEE Tier 1
205751199 | Central HP <5.4 tons | KEEPRITE | HRCU-A-CB (Split System: Heat Pump with Remote Outdoor Unit-Air-Source) | CVH837GKA** |  |  | EA*4X43L21A*+WALLCON | *97CMN1002122A* | 33000 | 17.5 | 8.5 | 33000 | 25200 | 76.36% | 2 | 12 | 11.7 |  |  |  |  | R-410A | 2.75 | Residential & Commercial | USHP | Ducted CEE Tier 1
216760051 | Central HP <5.4 tons | Multi MFG | HRCU-A-CB (Split System: Heat Pump with Remote Outdoor Unit-Air-Source) | HES-36HD-B |  |  | 36HSHP0-C-M-B | 0 | 36000 | 15.4 | 8.7 | 37000 | 28400 | 76.76% | 1.86 | 0 | 9.2 |  |  |  |  | R-454B | 3 | Residential & Commercial | USHP
205750644 | Central HP <5.4 tons | KEEPRITE | HRCU-A-CB (Split System: Heat Pump with Remote Outdoor Unit-Air-Source) | CVH825GKA2* |  |  | EA*4X37L21A*+WALLCON | *80CTL0701716A* | 24400 | 17 | 8.5 | 21200 | 16600 | 78.3% | 2.02 | 11 | 11 |  |  |  |  | R-410A | 2.0333 | Residential & Commercial | USHP | Ducted CEE Tier 1
210273925 | Central HP <5.4 tons | SAMSUNG | HRCU-A-CB (Split System: Heat Pump with Remote Outdoor Unit-Air-Source) | AC060BXUPCH |  |  | AV600CT | 0 | 57000 | 17.5 | 9 | 53000 | 48000 | 90.57% | 1.8 | 9 | 8.5 |  |  |  |  | R-410A | 4.75 | Residential & Commercial | USHP
215319100 | Central HP <5.4 tons | TEMPSTAR | HRCU-A-CB (Split System: Heat Pump with Remote Outdoor Unit-Air-Source) | D5CSHAH18AAK |  |  | D5FSAAH18XBK | 0 | 18000 | 18.2 | 10.1 | 19500 | 18000 | 92.31% | 2.2 | 0 | 12 |  |  |  |  | R-454B | 1.5 | Residential & Commercial | USHP | Ducted CEE Tier 1
215864313 | Central HP <5.4 tons | MAINLINE | HRCU-A-CB (Split System: Heat Pump with Remote Outdoor Unit-Air-Source) | ML33HP230LMNTH-O |  |  | ML36HP230LMNTAHU-I | 0 | 36000 | 16.5 | 8.2 | 37000 | 32000 | 86.49% | 1.85 | 0 | 10 |  |  |  |  | R-454B | 3 | Residential & Commercial | USHP | Ducted CEE Tier 1
216623508 | Central HP <5.4 tons | INNOVAIR | HRCU-A-C (Split System: Heat Pump with Remote Outdoor Unit with No Indoor Fan --Air Source) | SHV30H2BA |  |  | MAC36H1424B | 0 | 30000 | 15.3 | 9.3 | 32000 | 30400 | 95% | 1.78 | 0 | 10 |  |  |  |  | R-454B | 2.5 | Residential & Commercial | USHP | Ducted CEE Tier 1
215864312 | Central HP <5.4 tons | MAINLINE | HRCU-A-CB (Split System: Heat Pump with Remote Outdoor Unit-Air-Source) | ML30HP230LMNTH-O |  |  | ML30HP230LMNTAHU-I | 0 | 30000 | 16.8 | 10 | 34000 | 32600 | 95.88% | 1.96 | 0 | 11.7 |  |  |  |  | R-454B | 2.5 | Residential & Commercial | USHP | Ducted CEE Tier 1
204298582 | Central HP <5.4 tons | KEEPRITE | HRCU-A-CB (Split System: Heat Pump with Remote Outdoor Unit-Air-Source) | CVH837GKA** |  |  | EA*4X36L17A*+WALLCON | *80CTL0701716A* | 31400 | 17 | 8.1 | 33400 | 24400 | 73.05% | 1.84 | 11 | 11 |  |  |  |  | R-410A | 2.6167 | Residential & Commercial | USHP | Ducted CEE Tier 1
211261016 | Central HP <5.4 tons | GRANDAIRE | HRCU-A-CB (Split System: Heat Pump with Remote Outdoor Unit-Air-Source) | WDLCURAH18ABK |  |  | WLA*254BA* | WFEL070B036B* | 18600 | 16.5 | 8.5 | 18400 | 17400 | 94.57% | 2.12 | 0 | 11 |  |  |  |  | R-410A | 1.55 | Residential & Commercial | USHP | Ducted CEE Tier 1
216768192 | Central HP <5.4 tons | INNOVAIR | HRCU-A-CB (Split System: Heat Pump with Remote Outdoor Unit-Air-Source) | SHV18H2BA |  |  | SFV18BDA | 0 | 18000 | 16.8 | 10.5 | 19000 | 19000 | 100% | 1.8 | 0 | 12 |  |  |  |  | R-454B | 1.5 | Residential & Commercial | USHP | Ducted CEE Tier 1
207658544 | Central HP <5.4 tons | BOSCH | HRCU-A-CB (Split System: Heat Pump with Remote Outdoor Unit-Air-Source) | BOVB-36HDN1-M20G |  |  | BMA*2430ANTD | BGH96M080B3A | 23800 | 18 | 9 | 24000 | 17200 | 71.67% | 1.85 | 13 | 12 |  |  |  |  | R-410A | 1.9833 | Residential & Commercial | USHP | Ducted CEE Tier 1
204299232 | Central HP <5.4 tons | KEEPRITE | HRCU-A-CB (Split System: Heat Pump with Remote Outdoor Unit-Air-Source) | CVH837GKA** |  |  | EA*4X48L21A*+WALLCON | *80CTL0902120A* | 32200 | 17.5 | 8.5 | 32600 | 25000 | 76.69% | 1.98 | 12 | 11.7 |  |  |  |  | R-410A | 2.6833 | Residential & Commercial | USHP | Ducted CEE Tier 1
204298662 | Central HP <5.4 tons | KEEPRITE | HRCU-A-CB (Split System: Heat Pump with Remote Outdoor Unit-Air-Source) | CVH837GKA** |  |  | EA*4X36L21A*+WALLCON | *80CTL0701716A* | 31400 | 17 | 8.1 | 33400 | 24400 | 73.05% | 1.84 | 11.5 | 11 |  |  |  |  | R-410A | 2.6167 | Residential & Commercial | USHP | Ducted CEE Tier 1
216678722 | Central HP <5.4 tons | KEEPRITE | HRCU-A-CB (Split System: Heat Pump with Remote Outdoor Unit-Air-Source) | DLCURAH36ABK |  |  | EA*4X37L21A* | *97VTN0601716A* | 36200 | 15.5 | 8.5 | 38000 | 34400 | 90.53% | 1.96 | 0 | 10 |  |  |  |  | R-410A | 3.0167 | Residential & Commercial | USHP | Ducted CEE Tier 1
206773362 | Central HP <5.4 tons | KEEPRITE | HRCU-A-CB (Split System: Heat Pump with Remote Outdoor Unit-Air-Source) | CVH837GKA2* |  |  | EHD4X48AAL+WALLCON | *80CSU0401712A* | 32600 | 16.5 | 8.1 | 33000 | 24800 | 75.15% | 1.96 | 11.5 | 11 |  |  |  |  | R-410A | 2.7167 | Residential & Commercial | USHP | Ducted CEE Tier 1
206772835 | Central HP <5.4 tons | KEEPRITE | HRCU-A-CB (Split System: Heat Pump with Remote Outdoor Unit-Air-Source) | CVH837GKA2* |  |  | EHD4X42AAL+WALLCON | *80CTL0901716A* | 32600 | 17 | 8.1 | 33000 | 24800 | 75.15% | 1.96 | 12 | 11 |  |  |  |  | R-410A | 2.7167 | Residential & Commercial | USHP | Ducted CEE Tier 1
215319102 | Central HP <5.4 tons | TEMPSTAR | HRCU-A-CB (Split System: Heat Pump with Remote Outdoor Unit-Air-Source) | D5CSHAH33AAK |  |  | D5FSAAH36XBK | 0 | 33000 | 16.7 | 10 | 35000 | 34000 | 97.14% | 2 | 0 | 11.7 |  |  |  |  | R-454B | 2.75 | Residential & Commercial | USHP | Ducted CEE Tier 1
204299892 | Central HP <5.4 tons | KEEPRITE | HRCU-A-CB (Split System: Heat Pump with Remote Outdoor Unit-Air-Source) | CVH837GKA** |  |  | EN(A,D)4X48L24**+WALLCON | *80CTL1352422A* | 32400 | 17.5 | 8.1 | 32800 | 24800 | 75.61% | 1.98 | 12 | 11.7 |  |  |  |  | R-410A | 2.7 | Residential & Commercial | USHP | Ducted CEE Tier 1
204300076 | Central HP <5.4 tons | KEEPRITE | HRCU-A-CB (Split System: Heat Pump with Remote Outdoor Unit-Air-Source) | CVH837GKA** |  |  | EHD4X36AAL+WALLCON | *80CTL0902120A* | 32200 | 16.5 | 8.1 | 33200 | 24800 | 74.7% | 1.92 | 11.5 | 11 |  |  |  |  | R-410A | 2.6833 | Residential & Commercial | USHP | Ducted CEE Tier 1
204300276 | Central HP <5.4 tons | KEEPRITE | HRCU-A-CB (Split System: Heat Pump with Remote Outdoor Unit-Air-Source) | CVH837GKA** |  |  | EHD4X42AAL+WALLCON | *80CTL1352422A* | 32600 | 17 | 8.1 | 33000 | 24800 | 75.15% | 1.96 | 11 | 11 |  |  |  |  | R-410A | 2.7167 | Residential & Commercial | USHP | Ducted CEE Tier 1
204298772 | Central HP <5.4 tons | KEEPRITE | HRCU-A-CB (Split System: Heat Pump with Remote Outdoor Unit-Air-Source) | CVH837GKA** |  |  | EA*4X36L21A*+WALLCON | *80CTL0901716A* | 31600 | 17.5 | 8.1 | 33000 | 24200 | 73.33% | 1.86 | 11.5 | 11.5 |  |  |  |  | R-410A | 2.6333 | Residential & Commercial | USHP | Ducted CEE Tier 1
216732837 | Central HP <5.4 tons | GRANDAIRE | HRCU-A-CB (Split System: Heat Pump with Remote Outdoor Unit-Air-Source) | WD5CUHAH24AAK |  |  | W5A*24M17XA* | WFET090B048A* | 21800 | 16 | 8.5 | 21000 | 19100 | 90.95% | 1.98 | 0 | 10.5 |  |  |  |  | R-454B | 1.8167 | Residential & Commercial | USHP | Ducted CEE Tier 1
211133470 | Central HP <5.4 tons | SAMSUNG | HRCU-A-CB (Split System: Heat Pump with Remote Outdoor Unit-Air-Source) | AC060BXUPCH |  |  | BVRMC7960 | 0 | 57000 | 17.5 | 9 | 53000 | 48000 | 90.57% | 1.8 | 0 | 8.5 |  |  |  |  | R-410A | 4.75 | Residential & Commercial | USHP
212500146 | Central HP <5.4 tons | LENNOX | HRCU-A-CB (Split System: Heat Pump with Remote Outdoor Unit-Air-Source) | EL22XPV-024-230A** | ADP |  | L*18/36T9 | SL297UH060NV36B* | 23800 | 20 | 8.5 | 22000 | 15400 | 70% | 1.9 | 0 | 13.5 |  |  |  |  | R-410A | 1.9833 | Residential & Commercial | USHP | Ducted CEE Tier 1
204456622 | Central HP <5.4 tons | KEEPRITE | HRCU-A-CB (Split System: Heat Pump with Remote Outdoor Unit-Air-Source) | CVH825GKA2* |  |  | EA*4X36L17A*+WALLCON | *96CTN0801714A* | 23600 | 16.5 | 8.1 | 21600 | 16700 | 77.31% | 1.92 | 11.5 | 10.5 |  |  |  |  | R-410A | 1.9667 | Residential & Commercial | USHP | Ducted CEE Tier 1
216623412 | Central HP <5.4 tons | MAINLINE | HRCU-A-CB (Split System: Heat Pump with Remote Outdoor Unit-Air-Source) | ML18HP230LMNTH-O |  |  | ML18HP230WMAHU-I | 0 | 18000 | 19.3 | 10.8 | 19000 | 19600 | 103.2% | 2.1 | 0 | 12.1 |  |  |  |  | R-454B | 1.5 | Residential & Commercial | USHP | Ducted CEE Tier 1
215225091 | Central HP <5.4 tons | BOSCH | HRCU-A-CB (Split System: Heat Pump with Remote Outdoor Unit-Air-Source) | BOVA-24RXB-M15S |  |  | BMAC2430BBTA | BGH96M060B3C | 24000 | 16 | 8.5 | 24000 | 16800 | 70% | 1.8 | 0 | 10.6 |  |  |  |  | R-454B | 2 | Residential & Commercial | USHP | Ducted CEE Tier 1
216739005 | Central HP <5.4 tons | SMART COMFORT | HRCU-A-CB (Split System: Heat Pump with Remote Outdoor Unit-Air-Source) | D5CUHAH24AAK |  |  | FEVB0024**+NAVA53601CK | 0 | 23000 | 15.5 | 8.5 | 21000 | 18700 | 89.05% | 1.98 | 0 | 11 |  |  |  |  | R-454B | 1.9167 | Residential & Commercial | USHP | Ducted CEE Tier 1
209852116 | Central HP <5.4 tons | TEMPSTAR | HRCU-A-CB (Split System: Heat Pump with Remote Outdoor Unit-Air-Source) | DLCURAH48ABK |  |  | DLFUAAH48XAK | 0 | 47000 | 15.6 | 9.4 | 50000 | 46000 | 92% | 1.9 | 8.5 | 8.2 |  |  |  |  | R-410A | 3.9167 | Residential & Commercial | USHP
206135739 | Central HP <5.4 tons | KEEPRITE | HRCU-A-CB (Split System: Heat Pump with Remote Outdoor Unit-Air-Source) | CVH837GKA** |  |  | EA*4X43L21A*+WALLCON | *80CSU0601716A* | 32800 | 17 | 8.5 | 33000 | 25200 | 76.36% | 1.96 | 12 | 11 |  |  |  |  | R-410A | 2.7333 | Residential & Commercial | USHP | Ducted CEE Tier 1
216678833 | Central HP <5.4 tons | GRANDAIRE | HRCU-A-CB (Split System: Heat Pump with Remote Outdoor Unit-Air-Source) | WDLCURAH36ABK |  |  | WLN(C,W)484CA* | WFJT060B048A* | 35800 | 15.5 | 8.5 | 38500 | 34600 | 89.87% | 1.8 | 0 | 10 |  |  |  |  | R-410A | 2.9833 | Residential & Commercial | USHP | Ducted CEE Tier 1
214385470 | Central HP <5.4 tons | COMFORTMAKER | HRCU-A-CB (Split System: Heat Pump with Remote Outdoor Unit-Air-Source) | CVH825GKA3* | ADP |  | H,YE35936 | *80CSU0401712A* | 23800 | 17 | 8.1 | 19800 | 16200 | 81.82% | 1.96 | 0 | 11 |  |  |  |  | R-410A | 1.9833 | Residential & Commercial | USHP | Ducted CEE Tier 1
216676487 | Central HP <5.4 tons | KEEPRITE | HRCU-A-CB (Split System: Heat Pump with Remote Outdoor Unit-Air-Source) | D5CURAH24AAK |  |  | ESH5X30M12A* | *80MSU0802120A* | 24400 | 15.2 | 8.5 | 24400 | 19500 | 79.92% | 1.9 | 0 | 10 |  |  |  |  | R-454B | 2.0333 | Residential & Commercial | USHP | Ducted CEE Tier 1
216676656 | Central HP <5.4 tons | KEEPRITE | HRCU-A-CB (Split System: Heat Pump with Remote Outdoor Unit-Air-Source) | D5CURAH24AAK |  |  | EA*5X30M17A* | *80VTL0701716B* | 23600 | 15.2 | 8.5 | 24200 | 19400 | 80.17% | 1.9 | 0 | 9.8 |  |  |  |  | R-454B | 1.9667 | Residential & Commercial | USHP
216676770 | Central HP <5.4 tons | KEEPRITE | HRCU-A-CB (Split System: Heat Pump with Remote Outdoor Unit-Air-Source) | D5CURAH24AAK |  |  | ESH5X30M12A* | *80MSU0601716A* | 24200 | 15.2 | 8.5 | 24400 | 19500 | 79.92% | 1.92 | 0 | 9.8 |  |  |  |  | R-454B | 2.0167 | Residential & Commercial | USHP
212976095 | Central HP <5.4 tons | GRANDAIRE | HRCU-A-CB (Split System: Heat Pump with Remote Outdoor Unit-Air-Source) | WDLCURAH24ABK |  |  | WLNC244BA* | WFST080B048A* | 23400 | 16.5 | 8.5 | 27000 | 24200 | 89.63% | 2 | 0 | 10 |  |  |  |  | R-410A | 1.95 | Residential & Commercial | USHP | Ducted CEE Tier 1
211263305 | Central HP <5.4 tons | KEEPRITE | HRCU-A-CB (Split System: Heat Pump with Remote Outdoor Unit-Air-Source) | DLCURAH18ABK |  |  | EN(A,D)4X24L17** | *80ES(N,L)0451412A* | 18000 | 16 | 8.5 | 18900 | 18700 | 98.94% | 2.26 | 0 | 11 |  |  |  |  | R-410A | 1.5 | Residential & Commercial | USHP | Ducted CEE Tier 1
204456631 | Central HP <5.4 tons | KEEPRITE | HRCU-A-CB (Split System: Heat Pump with Remote Outdoor Unit-Air-Source) | CVH825GKA2* |  |  | EA*4X36L17A*+WALLCON | *97CMN0601714A* | 23400 | 16 | 8.1 | 21600 | 16800 | 77.78% | 1.92 | 11 | 10.5 |  |  |  |  | R-410A | 1.95 | Residential & Commercial | USHP | Ducted CEE Tier 1
204456785 | Central HP <5.4 tons | KEEPRITE | HRCU-A-CB (Split System: Heat Pump with Remote Outdoor Unit-Air-Source) | CVH825GKA2* |  |  | EA*4X36L21A*+WALLCON | *96CTN1002122A* | 23600 | 16.5 | 8.1 | 21400 | 16600 | 77.57% | 1.94 | 11 | 11 |  |  |  |  | R-410A | 1.9667 | Residential & Commercial | USHP | Ducted CEE Tier 1
204456433 | Central HP <5.4 tons | KEEPRITE | HRCU-A-CB (Split System: Heat Pump with Remote Outdoor Unit-Air-Source) | CVH825GKA2* |  |  | EA*4X24L17A*+WALLCON | *80CTL0901716A* | 23400 | 17 | 8.1 | 21800 | 16700 | 76.61% | 1.9 | 11.5 | 11 |  |  |  |  | R-410A | 1.95 | Residential & Commercial | USHP | Ducted CEE Tier 1
204456451 | Central HP <5.4 tons | KEEPRITE | HRCU-A-CB (Split System: Heat Pump with Remote Outdoor Unit-Air-Source) | CVH825GKA2* |  |  | EA*4X25L17A*+WALLCON | *80CTL0701716A* | 24400 | 16.5 | 8.1 | 21200 | 16600 | 78.3% | 2.02 | 11 | 11 |  |  |  |  | R-410A | 2.0333 | Residential & Commercial | USHP | Ducted CEE Tier 1
211264792 | Central HP <5.4 tons | KEEPRITE | HRCU-A-CB (Split System: Heat Pump with Remote Outdoor Unit-Air-Source) | DLCURAH18ABK |  |  | FEM4P24**AL | 0 | 17300 | 16 | 8.5 | 18200 | 19400 | 106.6% | 2.34 | 0 | 10.5 |  |  |  |  | R-410A | 1.4417 | Residential & Commercial | USHP | Ducted CEE Tier 1
211262836 | Central HP <5.4 tons | KEEPRITE | HRCU-A-CB (Split System: Heat Pump with Remote Outdoor Unit-Air-Source) | DLCURAH18ABK |  |  | EN(A,D)4X24L17** | *96VSN0601714A* | 17600 | 15.5 | 8.5 | 18500 | 18800 | 101.6% | 2.26 | 0 | 10.5 |  |  |  |  | R-410A | 1.4667 | Residential & Commercial | USHP | Ducted CEE Tier 1
216736437 | Central HP <5.4 tons | GRANDAIRE | HRCU-A-CB (Split System: Heat Pump with Remote Outdoor Unit-Air-Source) | WD5CUHAH24AAK |  |  | W5SH24M12XA* | WFET090B048A* | 22200 | 15.2 | 8.1 | 21000 | 19000 | 90.48% | 1.9 | 0 | 10.5 |  |  |  |  | R-454B | 1.85 | Residential & Commercial | USHP | Ducted CEE Tier 1
216677648 | Central HP <5.4 tons | KEEPRITE | HRCU-A-CB (Split System: Heat Pump with Remote Outdoor Unit-Air-Source) | D5CURAH24AAK |  |  | ESH5X36M12A* | *96VSN1002120B* | 24600 | 15.2 | 8.5 | 23800 | 19400 | 81.51% | 1.92 | 0 | 10 |  |  |  |  | R-454B | 2.05 | Residential & Commercial | USHP | Ducted CEE Tier 1
216676361 | Central HP <5.4 tons | KEEPRITE | HRCU-A-CB (Split System: Heat Pump with Remote Outdoor Unit-Air-Source) | D5CURAH24AAK |  |  | ESH5X24M12A* | *80CSU0401712A* | 24400 | 15.2 | 8.5 | 24800 | 19700 | 79.44% | 1.88 | 0 | 9.8 |  |  |  |  | R-454B | 2.0333 | Residential & Commercial | USHP
216676297 | Central HP <5.4 tons | KEEPRITE | HRCU-A-CB (Split System: Heat Pump with Remote Outdoor Unit-Air-Source) | D5CURAH24AAK |  |  | EA*5X30M17A* | *80VSL0901716B* | 23400 | 15.2 | 8.5 | 24000 | 19400 | 80.83% | 1.92 | 0 | 9.8 |  |  |  |  | R-454B | 1.95 | Residential & Commercial | USHP
216676581 | Central HP <5.4 tons | KEEPRITE | HRCU-A-CB (Split System: Heat Pump with Remote Outdoor Unit-Air-Source) | D5CURAH24AAK |  |  | EA*5X36M17A* | *80VTL0451412B* | 23600 | 15.5 | 8.5 | 24000 | 19300 | 80.42% | 1.92 | 0 | 9.8 |  |  |  |  | R-454B | 1.9667 | Residential & Commercial | USHP
216676177 | Central HP <5.4 tons | KEEPRITE | HRCU-A-CB (Split System: Heat Pump with Remote Outdoor Unit-Air-Source) | D5CURAH24AAK |  |  | EA*5X30M14A* | *80VSL0701412B* | 23600 | 15.2 | 8.5 | 24200 | 19400 | 80.17% | 1.9 | 0 | 9.8 |  |  |  |  | R-454B | 1.9667 | Residential & Commercial | USHP
216676247 | Central HP <5.4 tons | KEEPRITE | HRCU-A-CB (Split System: Heat Pump with Remote Outdoor Unit-Air-Source) | D5CURAH24AAK |  |  | EA*5X30M17A* | *80VSL0701716B* | 23400 | 15.2 | 8.5 | 24000 | 19400 | 80.83% | 1.9 | 0 | 9.8 |  |  |  |  | R-454B | 1.95 | Residential & Commercial | USHP
216760043 | Central HP <5.4 tons | Multi MFG | HRCU-A-CB (Split System: Heat Pump with Remote Outdoor Unit-Air-Source) | HES-36HD-B |  |  | 36MUC0-HP-B | 0 | 36000 | 16.7 | 9.3 | 37000 | 29200 | 78.92% | 1.99 | 0 | 10.2 |  |  |  |  | R-454B | 3 | Residential & Commercial | USHP | Ducted CEE Tier 1
216733404 | Central HP <5.4 tons | GRANDAIRE | HRCU-A-CB (Split System: Heat Pump with Remote Outdoor Unit-Air-Source) | WD5CUHAH24AAK |  |  | W5A*25M17XA* | WFAX060B042B* | 23000 | 16 | 8.5 | 20600 | 18400 | 89.32% | 1.98 | 0 | 11 |  |  |  |  | R-454B | 1.9167 | Residential & Commercial | USHP | Ducted CEE Tier 1
216677748 | Central HP <5.4 tons | KEEPRITE | HRCU-A-CB (Split System: Heat Pump with Remote Outdoor Unit-Air-Source) | D5CURAH24AAK |  |  | EA*5X30M17A* | *95MSU0601716A* | 23600 | 15.2 | 8.5 | 24200 | 19400 | 80.17% | 1.9 | 0 | 9.8 |  |  |  |  | R-454B | 1.9667 | Residential & Commercial | USHP
216678218 | Central HP <5.4 tons | KEEPRITE | HRCU-A-CB (Split System: Heat Pump with Remote Outdoor Unit-Air-Source) | D5CURAH24AAK |  |  | EA*5X37M21A* | *96VTN1002122B* | 24800 | 15.5 | 9 | 23200 | 19100 | 82.33% | 2.08 | 0 | 10 |  |  |  |  | R-454B | 2.0667 | Residential & Commercial | USHP | Ducted CEE Tier 1
216678253 | Central HP <5.4 tons | KEEPRITE | HRCU-A-CB (Split System: Heat Pump with Remote Outdoor Unit-Air-Source) | D5CURAH24AAK |  |  | EA*5X36M17A* | *97VTN0601716A* | 23600 | 15.2 | 8.5 | 24000 | 19400 | 80.83% | 1.92 | 0 | 9.8 |  |  |  |  | R-454B | 1.9667 | Residential & Commercial | USHP
216676999 | Central HP <5.4 tons | KEEPRITE | HRCU-A-CB (Split System: Heat Pump with Remote Outdoor Unit-Air-Source) | D5CURAH24AAK |  |  | ESH5X36M12A* | *92MSN0802120A* | 24600 | 15.2 | 8.5 | 23800 | 19300 | 81.09% | 1.92 | 0 | 10 |  |  |  |  | R-454B | 2.05 | Residential & Commercial | USHP | Ducted CEE Tier 1
216676227 | Central HP <5.4 tons | KEEPRITE | HRCU-A-CB (Split System: Heat Pump with Remote Outdoor Unit-Air-Source) | D5CURAH24AAK |  |  | ESH5X36M12A* | *80VSL0701412B* | 24200 | 15.2 | 8.5 | 23800 | 19300 | 81.09% | 1.92 | 0 | 10 |  |  |  |  | R-454B | 2.0167 | Residential & Commercial | USHP | Ducted CEE Tier 1
216676327 | Central HP <5.4 tons | KEEPRITE | HRCU-A-CB (Split System: Heat Pump with Remote Outdoor Unit-Air-Source) | D5CURAH24AAK |  |  | EA*5X37M21A* | *80VSL0902120B* | 25000 | 15.2 | 8.5 | 23200 | 19100 | 82.33% | 1.96 | 0 | 10 |  |  |  |  | R-454B | 2.0833 | Residential & Commercial | USHP | Ducted CEE Tier 1
206772853 | Central HP <5.4 tons | KEEPRITE | HRCU-A-CB (Split System: Heat Pump with Remote Outdoor Unit-Air-Source) | CVH837GKA2* |  |  | EHD4X42AAL+WALLCON | *97CMN0602120A* | 32400 | 16.5 | 8.1 | 33400 | 25200 | 75.45% | 1.94 | 11.5 | 10.5 |  |  |  |  | R-410A | 2.7 | Residential & Commercial | USHP | Ducted CEE Tier 1
206773051 | Central HP <5.4 tons | KEEPRITE | HRCU-A-CB (Split System: Heat Pump with Remote Outdoor Unit-Air-Source) | CVH837GKA2* |  |  | EA*4X37L21A*+WALLCON | *80CSU0601716A* | 32800 | 17 | 8.5 | 33000 | 25200 | 76.36% | 1.96 | 12 | 11 |  |  |  |  | R-410A | 2.7333 | Residential & Commercial | USHP | Ducted CEE Tier 1
206771529 | Central HP <5.4 tons | KEEPRITE | HRCU-A-CB (Split System: Heat Pump with Remote Outdoor Unit-Air-Source) | CVH837GKA2* |  |  | EA*4X42L24A*+WALLCON | *80CTL0902120A* | 31800 | 17.5 | 8.1 | 33200 | 24400 | 73.49% | 1.9 | 11 | 11.5 |  |  |  |  | R-410A | 2.65 | Residential & Commercial | USHP | Ducted CEE Tier 1
206771781 | Central HP <5.4 tons | KEEPRITE | HRCU-A-CB (Split System: Heat Pump with Remote Outdoor Unit-Air-Source) | CVH837GKA2* |  |  | EA*4X48L21A*+WALLCON | *80CTL0902120A* | 32200 | 17.5 | 8.5 | 32600 | 25000 | 76.69% | 1.98 | 12 | 11.7 |  |  |  |  | R-410A | 2.6833 | Residential & Commercial | USHP | Ducted CEE Tier 1
206771088 | Central HP <5.4 tons | KEEPRITE | HRCU-A-CB (Split System: Heat Pump with Remote Outdoor Unit-Air-Source) | CVH837GKA2* |  |  | EA*4X36L21A*+WALLCON | *96CTN0801714A* | 31400 | 17 | 8.1 | 33400 | 24400 | 73.05% | 1.84 | 11 | 11 |  |  |  |  | R-410A | 2.6167 | Residential & Commercial | USHP | Ducted CEE Tier 1
215225115 | Central HP <5.4 tons | BOSCH | HRCU-A-CB (Split System: Heat Pump with Remote Outdoor Unit-Air-Source) | BOVA-60RXB-M15S |  |  | BMAC4248DBTA | BGH96M120D5C | 45500 | 16 | 8.5 | 47000 | 33000 | 70.21% | 1.85 | 0 | 10.5 |  |  |  |  | R-454B | 3.7917 | Residential & Commercial | USHP | Ducted CEE Tier 1
216623431 | Central HP <5.4 tons | MAINLINE | HRCU-A-C (Split System: Heat Pump with Remote Outdoor Unit with No Indoor Fan --Air Source) | ML30HP230LMNTH-O |  |  | ML36HP230CC14-I | 0 | 30000 | 15.3 | 9.3 | 32000 | 30400 | 95% | 1.78 | 0 | 10 |  |  |  |  | R-454B | 2.5 | Residential & Commercial | USHP | Ducted CEE Tier 1
211264720 | Central HP <5.4 tons | KEEPRITE | HRCU-A-CB (Split System: Heat Pump with Remote Outdoor Unit-Air-Source) | DLCURAH18ABK |  |  | EN(A,D)4X30L17** | OMV112K14A | 18200 | 15.5 | 8.5 | 18900 | 18400 | 97.35% | 2.2 | 0 | 11 |  |  |  |  | R-410A | 1.5167 | Residential & Commercial | USHP | Ducted CEE Tier 1
212920481 | Central HP <5.4 tons | Multi MFG | HRCU-A-CB (Split System: Heat Pump with Remote Outdoor Unit-Air-Source) | HHS-36HD-A |  |  | 36MPHP0-M-A | 0 | 36000 | 16 | 9.5 | 40000 | 34400 | 86% | 1.97 | 10.5 | 10 |  |  |  |  | R-410A | 3 | Residential & Commercial | USHP | Ducted CEE Tier 1
204456604 | Central HP <5.4 tons | KEEPRITE | HRCU-A-CB (Split System: Heat Pump with Remote Outdoor Unit-Air-Source) | CVH825GKA2* |  |  | EA*4X36L17A*+WALLCON | *80CTL0701716A* | 23600 | 16.5 | 8.1 | 21400 | 16700 | 78.04% | 1.94 | 11.5 | 11 |  |  |  |  | R-410A | 1.9667 | Residential & Commercial | USHP | Ducted CEE Tier 1
211265044 | Central HP <5.4 tons | KEEPRITE | HRCU-A-CB (Split System: Heat Pump with Remote Outdoor Unit-Air-Source) | DLCURAH18ABK |  |  | FVM4X24***L | 0 | 18100 | 16.5 | 8.5 | 18500 | 18000 | 97.3% | 2.18 | 0 | 11 |  |  |  |  | R-410A | 1.5083 | Residential & Commercial | USHP | Ducted CEE Tier 1
211264869 | Central HP <5.4 tons | KEEPRITE | HRCU-A-CB (Split System: Heat Pump with Remote Outdoor Unit-Air-Source) | DLCURAH18ABK |  |  | FXM4X18**AL | 0 | 17800 | 16.5 | 8.5 | 18300 | 18500 | 101.1% | 2.22 | 0 | 10.5 |  |  |  |  | R-410A | 1.4833 | Residential & Commercial | USHP | Ducted CEE Tier 1
204456613 | Central HP <5.4 tons | KEEPRITE | HRCU-A-CB (Split System: Heat Pump with Remote Outdoor Unit-Air-Source) | CVH825GKA2* |  |  | EA*4X36L17A*+WALLCON | *96CTN0601714A* | 23400 | 16 | 8.1 | 21600 | 16800 | 77.78% | 1.92 | 11 | 10.5 |  |  |  |  | R-410A | 1.95 | Residential & Commercial | USHP | Ducted CEE Tier 1
204456388 | Central HP <5.4 tons | KEEPRITE | HRCU-A-CB (Split System: Heat Pump with Remote Outdoor Unit-Air-Source) | CVH825GKA2* |  |  | EA*4X24L17A*+WALLCON | *96CTN0601714A* | 23200 | 16 | 8.1 | 22000 | 16900 | 76.82% | 1.88 | 11 | 10.5 |  |  |  |  | R-410A | 1.9333 | Residential & Commercial | USHP | Ducted CEE Tier 1
211263147 | Central HP <5.4 tons | KEEPRITE | HRCU-A-CB (Split System: Heat Pump with Remote Outdoor Unit-Air-Source) | DLCURAH18ABK |  |  | EN(A,D)4X24L17** | *95ESN0401410A* | 17800 | 15.5 | 8.5 | 18700 | 18800 | 100.5% | 2.26 | 0 | 10.5 |  |  |  |  | R-410A | 1.4833 | Residential & Commercial | USHP | Ducted CEE Tier 1
213479362 | Central HP <5.4 tons | BOSCH | HRCU-A-CB (Split System: Heat Pump with Remote Outdoor Unit-Air-Source) | BOVB-60HDN1-M18M |  |  | BMAC3036BNTD | BGH96M060B3B | 34200 | 16.5 | 8.5 | 34600 | 24400 | 70.52% | 1.82 | 0 | 11.7 |  |  |  |  | R-410A | 2.85 | Residential & Commercial | USHP | Ducted CEE Tier 1
215319101 | Central HP <5.4 tons | TEMPSTAR | HRCU-A-CB (Split System: Heat Pump with Remote Outdoor Unit-Air-Source) | D5CSHAH24AAK |  |  | D5FSAAH24XBK | 0 | 23000 | 18.8 | 10 | 26000 | 23600 | 90.77% | 2.16 | 0 | 12 |  |  |  |  | R-454B | 1.9167 | Residential & Commercial | USHP | Ducted CEE Tier 1
214825968 | Central HP <5.4 tons | BOSCH | HRCU-A-CB (Split System: Heat Pump with Remote Outdoor Unit-Air-Source) | BOVA-60MTB-M19E |  |  | BMAC4248BBTA | BGH96M080B3C | 43000 | 16 | 9.5 | 46000 | 40500 | 88.04% | 1.8 | 0 | 11.7 |  |  |  |  | R-454B | 3.5833 | Residential & Commercial | USHP | Ducted CEE Tier 1
212437269 | Central HP <5.4 tons | BOSCH | HRCU-A-CB (Split System: Heat Pump with Remote Outdoor Unit-Air-Source) | BOVA-24HDN1-M15G |  |  | BCA-18WN1-M16 | 0 | 18000 | 16.1 | 9 | 18000 | 12900 | 71.67% | 1.81 | 0 | 11.7 |  |  |  |  | R-410A | 1.5 | Residential & Commercial | USHP | Ducted CEE Tier 1
216680849 | Central HP <5.4 tons | GRANDAIRE | HRCU-A-CB (Split System: Heat Pump with Remote Outdoor Unit-Air-Source) | WDLCURAH18ABK |  |  | WLA*244BA* | WFJT080B048A* | 17200 | 16 | 8.5 | 18100 | 19200 | 106.1% | 2.2 | 0 | 10.5 |  |  |  |  | R-410A | 1.4333 | Residential & Commercial | USHP | Ducted CEE Tier 1
216760037 | Central HP <5.4 tons | Multi MFG | HRCU-A-CB (Split System: Heat Pump with Remote Outdoor Unit-Air-Source) | HHS-42HD-B |  |  | 42MPHP0-M-B | 0 | 42000 | 16.7 | 9.5 | 50000 | 46000 | 92% | 1.9 | 0 | 11.7 |  |  |  |  | R-454B | 3.5 | Residential & Commercial | USHP | Ducted CEE Tier 1
216675907 | Central HP <5.4 tons | KEEPRITE | HRCU-A-CB (Split System: Heat Pump with Remote Outdoor Unit-Air-Source) | D5CURAH24AAK |  |  | EA*5X30M17A* | *80MS(N,L)0701716A* | 23600 | 15.2 | 8.5 | 24200 | 19400 | 80.17% | 1.9 | 0 | 9.8 |  |  |  |  | R-454B | 1.9667 | Residential & Commercial | USHP
206771349 | Central HP <5.4 tons | KEEPRITE | HRCU-A-CB (Split System: Heat Pump with Remote Outdoor Unit-Air-Source) | CVH837GKA2* |  |  | EA*4X37L21A*+WALLCON | *96CTN1002122A* | 33000 | 17.5 | 8.5 | 33000 | 25200 | 76.36% | 2 | 12 | 11.7 |  |  |  |  | R-410A | 2.75 | Residential & Commercial | USHP | Ducted CEE Tier 1
216623504 | Central HP <5.4 tons | INNOVAIR | HRCU-A-C (Split System: Heat Pump with Remote Outdoor Unit with No Indoor Fan --Air Source) | SHV18H2BA |  |  | MAC24H1418B | 0 | 18000 | 16.1 | 9.5 | 19000 | 18000 | 94.74% | 2.06 | 0 | 11.7 |  |  |  |  | R-454B | 1.5 | Residential & Commercial | USHP | Ducted CEE Tier 1
212920473 | Central HP <5.4 tons | Multi MFG | HRCU-A-CB (Split System: Heat Pump with Remote Outdoor Unit-Air-Source) | HES-24HD-A |  |  | 24MPHP0-M-A | 0 | 24000 | 17 | 9.2 | 26000 | 19400 | 74.62% | 2.1 | 11.3 | 10.5 |  |  |  |  | R-410A | 2 | Residential & Commercial | USHP | Ducted CEE Tier 1
216678516 | Central HP <5.4 tons | KEEPRITE | HRCU-A-CB (Split System: Heat Pump with Remote Outdoor Unit-Air-Source) | D5CURAH24AAK |  |  | FCMA5B36L0C*+WALLCON | 0 | 24400 | 15.5 | 9 | 24000 | 19400 | 80.83% | 2.04 | 0 | 10 |  |  |  |  | R-454B | 2.0333 | Residential & Commercial | USHP | Ducted CEE Tier 1
216677737 | Central HP <5.4 tons | KEEPRITE | HRCU-A-CB (Split System: Heat Pump with Remote Outdoor Unit-Air-Source) | D5CURAH24AAK |  |  | EA*5X30M17A* | *95CSU0601716B* | 23400 | 15.2 | 8.5 | 24200 | 19400 | 80.17% | 1.9 | 0 | 9.8 |  |  |  |  | R-454B | 1.95 | Residential & Commercial | USHP
206772898 | Central HP <5.4 tons | KEEPRITE | HRCU-A-CB (Split System: Heat Pump with Remote Outdoor Unit-Air-Source) | CVH837GKA2* |  |  | EHD4X48AAL+WALLCON | *80CTL1352422A* | 32600 | 17 | 8.1 | 33000 | 24800 | 75.15% | 1.98 | 11 | 11 |  |  |  |  | R-410A | 2.7167 | Residential & Commercial | USHP | Ducted CEE Tier 1
206772411 | Central HP <5.4 tons | KEEPRITE | HRCU-A-CB (Split System: Heat Pump with Remote Outdoor Unit-Air-Source) | CVH837GKA2* |  |  | EN(A,D)4X48L24**+WALLCON | *97CMN1202422A* | 32400 | 17.5 | 8.1 | 33000 | 24800 | 75.15% | 1.96 | 12 | 11.5 |  |  |  |  | R-410A | 2.7 | Residential & Commercial | USHP | Ducted CEE Tier 1
205751223 | Central HP <5.4 tons | KEEPRITE | HRCU-A-CB (Split System: Heat Pump with Remote Outdoor Unit-Air-Source) | CVH837GKA** |  |  | EA*4X43L21A*+WALLCON | *80CTL0901716A* | 33000 | 18 | 8.5 | 32800 | 25000 | 76.22% | 2 | 12 | 11.7 |  |  |  |  | R-410A | 2.75 | Residential & Commercial | USHP | Ducted CEE Tier 1
205751022 | Central HP <5.4 tons | KEEPRITE | HRCU-A-CB (Split System: Heat Pump with Remote Outdoor Unit-Air-Source) | CVH837GKA** |  |  | EA*4X37L21A*+WALLCON | *80CTL0902120A* | 32800 | 17.5 | 8.5 | 33000 | 25200 | 76.36% | 1.98 | 12 | 11.7 |  |  |  |  | R-410A | 2.7333 | Residential & Commercial | USHP | Ducted CEE Tier 1
209852088 | Central HP <5.4 tons | KEEPRITE | HRCU-A-CB (Split System: Heat Pump with Remote Outdoor Unit-Air-Source) | DLCURAH30ABK |  |  | DLFUAAH30XAK | 0 | 30000 | 16.2 | 8.9 | 33000 | 24000 | 72.73% | 1.8 | 11 | 10 |  |  |  |  | R-410A | 2.5 | Residential & Commercial | USHP | Ducted CEE Tier 1
213156953 | Central HP <5.4 tons | Multi MFG | HRCU-A-CB (Split System: Heat Pump with Remote Outdoor Unit-Air-Source) | HHS-30HD-A |  |  | 30MUC0-HP-A | 0 | 30000 | 16.9 | 9 | 31000 | 25000 | 80.65% | 1.8 | 0 | 10 |  |  |  |  | R-410A | 2.5 | Residential & Commercial | USHP | Ducted CEE Tier 1
216733320 | Central HP <5.4 tons | GRANDAIRE | HRCU-A-CB (Split System: Heat Pump with Remote Outdoor Unit-Air-Source) | WD5CUHAH24AAK |  |  | W5A*25M17XA* | WFET045A036A* | 22800 | 16.5 | 8.5 | 20600 | 18400 | 89.32% | 1.98 | 0 | 11 |  |  |  |  | R-454B | 1.9 | Residential & Commercial | USHP | Ducted CEE Tier 1
216733083 | Central HP <5.4 tons | GRANDAIRE | HRCU-A-CB (Split System: Heat Pump with Remote Outdoor Unit-Air-Source) | WD5CUHAH24AAK |  |  | W5A*24M17XA* | WFST060B048A* | 22000 | 16 | 8.5 | 21000 | 19100 | 90.95% | 1.96 | 0 | 10.5 |  |  |  |  | R-454B | 1.8333 | Residential & Commercial | USHP | Ducted CEE Tier 1
213062291 | Central HP <5.4 tons | Kepler | HRCU-A-CB (Split System: Heat Pump with Remote Outdoor Unit-Air-Source) | AZPN/48WD |  |  | AZPN/48WAH | 0 | 47000 | 15.6 | 9.4 | 50000 | 46000 | 92% | 1.9 | 8.5 | 8.2 |  |  |  |  | R-410A | 3.9167 | Residential & Commercial | USHP
204300496 | Central HP <5.4 tons | KEEPRITE | HRCU-A-CB (Split System: Heat Pump with Remote Outdoor Unit-Air-Source) | CVH837GKA** |  |  | EHD4X48AAL+WALLCON | *96CTN1202422A* | 32600 | 17 | 8.1 | 33000 | 24800 | 75.15% | 1.98 | 11 | 11 |  |  |  |  | R-410A | 2.7167 | Residential & Commercial | USHP | Ducted CEE Tier 1
204299342 | Central HP <5.4 tons | KEEPRITE | HRCU-A-CB (Split System: Heat Pump with Remote Outdoor Unit-Air-Source) | CVH837GKA** |  |  | EA*4X48L21A*+WALLCON | *97CMN0602120A* | 32200 | 17 | 8.1 | 32800 | 25200 | 76.83% | 1.96 | 11.5 | 11 |  |  |  |  | R-410A | 2.6833 | Residential & Commercial | USHP | Ducted CEE Tier 1
216736536 | Central HP <5.4 tons | GRANDAIRE | HRCU-A-CB (Split System: Heat Pump with Remote Outdoor Unit-Air-Source) | WD5CUHAH24AAK |  |  | W5SH24M12XA* | WFAX080B048B* | 22400 | 15.2 | 8.1 | 21200 | 19000 | 89.62% | 1.9 | 0 | 10.5 |  |  |  |  | R-454B | 1.8667 | Residential & Commercial | USHP | Ducted CEE Tier 1
216737373 | Central HP <5.4 tons | GRANDAIRE | HRCU-A-CB (Split System: Heat Pump with Remote Outdoor Unit-Air-Source) | WD5CUHAH24AAK |  |  | W5SH30M12XA* | WFET110C066A* | 22400 | 15.2 | 8.1 | 21000 | 18900 | 90% | 1.85 | 0 | 10.5 |  |  |  |  | R-454B | 1.8667 | Residential & Commercial | USHP | Ducted CEE Tier 1
216737487 | Central HP <5.4 tons | GRANDAIRE | HRCU-A-CB (Split System: Heat Pump with Remote Outdoor Unit-Air-Source) | WD5CUHAH24AAK |  |  | W5SH30M12XA* | WFAX080B048B* | 22200 | 16 | 8.1 | 20800 | 18700 | 89.9% | 1.9 | 0 | 11 |  |  |  |  | R-454B | 1.85 | Residential & Commercial | USHP | Ducted CEE Tier 1
216737507 | Central HP <5.4 tons | GRANDAIRE | HRCU-A-CB (Split System: Heat Pump with Remote Outdoor Unit-Air-Source) | WD5CUHAH24AAK |  |  | W5SH30M12XA* | WFAX100C060B* | 22400 | 16 | 8.1 | 21000 | 18800 | 89.52% | 1.85 | 0 | 11 |  |  |  |  | R-454B | 1.8667 | Residential & Commercial | USHP | Ducted CEE Tier 1
216737590 | Central HP <5.4 tons | GRANDAIRE | HRCU-A-CB (Split System: Heat Pump with Remote Outdoor Unit-Air-Source) | WD5CUHAH24AAK |  |  | W5SH30M12XA* | WFSX100C060B* | 22600 | 15.2 | 8.1 | 21000 | 18900 | 90% | 1.85 | 0 | 10.5 |  |  |  |  | R-454B | 1.8833 | Residential & Commercial | USHP | Ducted CEE Tier 1
216737723 | Central HP <5.4 tons | GRANDAIRE | HRCU-A-CB (Split System: Heat Pump with Remote Outdoor Unit-Air-Source) | WD5CUHAH24AAK |  |  | W5SH30M12XA* | WFSU080C060B* | 22800 | 16 | 8.5 | 21200 | 19000 | 89.62% | 1.96 | 0 | 10.5 |  |  |  |  | R-454B | 1.9 | Residential & Commercial | USHP | Ducted CEE Tier 1
216738107 | Central HP <5.4 tons | GRANDAIRE | HRCU-A-CB (Split System: Heat Pump with Remote Outdoor Unit-Air-Source) | WD5CUHAH24AAK |  |  | W5SH36M12XA* | WFE*110C060C* | 22600 | 16 | 8.1 | 20600 | 18400 | 89.32% | 1.9 | 0 | 11 |  |  |  |  | R-454B | 1.8833 | Residential & Commercial | USHP | Ducted CEE Tier 1
216678312 | Central HP <5.4 tons | KEEPRITE | HRCU-A-CB (Split System: Heat Pump with Remote Outdoor Unit-Air-Source) | D5CURAH24AAK |  |  | EA*5X36M17A* | *97VTN0801716A* | 23600 | 15.2 | 8.5 | 24000 | 19400 | 80.83% | 1.9 | 0 | 9.8 |  |  |  |  | R-454B | 1.9667 | Residential & Commercial | USHP
216677828 | Central HP <5.4 tons | KEEPRITE | HRCU-A-CB (Split System: Heat Pump with Remote Outdoor Unit-Air-Source) | D5CURAH24AAK |  |  | ESH5X36M12A* | *95MSU1002120A* | 24200 | 15.2 | 8.5 | 23800 | 19300 | 81.09% | 1.92 | 0 | 10 |  |  |  |  | R-454B | 2.0167 | Residential & Commercial | USHP | Ducted CEE Tier 1
216678073 | Central HP <5.4 tons | KEEPRITE | HRCU-A-CB (Split System: Heat Pump with Remote Outdoor Unit-Air-Source) | D5CURAH24AAK |  |  | EA*5X37M21A* | *96VTN0601716B* | 24400 | 15.5 | 8.5 | 23000 | 19000 | 82.61% | 1.96 | 0 | 10 |  |  |  |  | R-454B | 2.0333 | Residential & Commercial | USHP | Ducted CEE Tier 1
216768194 | Central HP <5.4 tons | INNOVAIR | HRCU-A-CB (Split System: Heat Pump with Remote Outdoor Unit-Air-Source) | SHV30H2BA |  |  | SFV30BDA | 0 | 30000 | 16.3 | 9.5 | 31000 | 31000 | 100% | 1.86 | 0 | 11 |  |  |  |  | R-454B | 2.5 | Residential & Commercial | USHP | Ducted CEE Tier 1
212971229 | Central HP <5.4 tons | GRANDAIRE | HRCU-A-CB (Split System: Heat Pump with Remote Outdoor Unit-Air-Source) | WDLCURAH24ABK |  |  | WLNC304AA* | WFET045A036A* | 23400 | 17 | 8.1 | 25800 | 24600 | 95.35% | 2.04 | 0 | 10 |  |  |  |  | R-410A | 1.95 | Residential & Commercial | USHP | Ducted CEE Tier 1
215225089 | Central HP <5.4 tons | BOSCH | HRCU-A-CB (Split System: Heat Pump with Remote Outdoor Unit-Air-Source) | BOVA-24RXB-M15S |  |  | BMAC2430ABTA | BGH96M060B3C | 23600 | 16 | 8.5 | 24000 | 16800 | 70% | 1.8 | 0 | 10.6 |  |  |  |  | R-454B | 1.9667 | Residential & Commercial | USHP | Ducted CEE Tier 1
216675675 | Central HP <5.4 tons | GRANDAIRE | HRCU-A-CB (Split System: Heat Pump with Remote Outdoor Unit-Air-Source) | WD5CURAH24AAK |  |  | W5A*30M17XA* | WFE*045A036C* | 23600 | 15.2 | 8.5 | 24200 | 19400 | 80.17% | 1.9 | 0 | 9.8 |  |  |  |  | R-454B | 1.9667 | Residential & Commercial | USHP
215864309 | Central HP <5.4 tons | MAINLINE | HRCU-A-CB (Split System: Heat Pump with Remote Outdoor Unit-Air-Source) | ML60HP230LMNT-O |  |  | ML60HP230LMNTAHU-I | 0 | 54000 | 15.2 | 8.4 | 54000 | 38000 | 70.37% | 1.8 | 0 | 8.6 |  |  |  |  | R-454B | 4.5 | Residential & Commercial | USHP
206765455 | Central HP <5.4 tons | KEEPRITE | HRCU-A-CB (Split System: Heat Pump with Remote Outdoor Unit-Air-Source) | CVH825GKA3* |  |  | EA*4X24L17A*+WALLCON | *97CMN0601714A* | 23000 | 16 | 8.1 | 22000 | 17000 | 77.27% | 1.88 | 11 | 10.5 |  |  |  |  | R-410A | 1.9167 | Residential & Commercial | USHP | Ducted CEE Tier 1
206765464 | Central HP <5.4 tons | KEEPRITE | HRCU-A-CB (Split System: Heat Pump with Remote Outdoor Unit-Air-Source) | CVH825GKA3* |  |  | EA*4X24L17A*+WALLCON | *97CMN0801714A* | 23200 | 16 | 8.1 | 22000 | 16900 | 76.82% | 1.88 | 11 | 10.5 |  |  |  |  | R-410A | 1.9333 | Residential & Commercial | USHP | Ducted CEE Tier 1
206765473 | Central HP <5.4 tons | KEEPRITE | HRCU-A-CB (Split System: Heat Pump with Remote Outdoor Unit-Air-Source) | CVH825GKA3* |  |  | EA*4X24L17A*+WALLCON | *80CTL0701412A* | 23400 | 17 | 8.1 | 22000 | 16700 | 75.91% | 1.9 | 11 | 11 |  |  |  |  | R-410A | 1.95 | Residential & Commercial | USHP | Ducted CEE Tier 1
216676394 | Central HP <5.4 tons | KEEPRITE | HRCU-A-CB (Split System: Heat Pump with Remote Outdoor Unit-Air-Source) | D5CURAH24AAK |  |  | EA*5X37M21A* | *80MSU0401712A* | 24400 | 16 | 8.5 | 23000 | 19000 | 82.61% | 1.94 | 0 | 10 |  |  |  |  | R-454B | 2.0333 | Residential & Commercial | USHP | Ducted CEE Tier 1
216676545 | Central HP <5.4 tons | KEEPRITE | HRCU-A-CB (Split System: Heat Pump with Remote Outdoor Unit-Air-Source) | D5CURAH24AAK |  |  | EA*5X30M17A* | *80VTL0451412B* | 23400 | 15.2 | 8.5 | 24000 | 19400 | 80.83% | 1.9 | 0 | 9.8 |  |  |  |  | R-454B | 1.95 | Residential & Commercial | USHP
216623432 | Central HP <5.4 tons | MAINLINE | HRCU-A-C (Split System: Heat Pump with Remote Outdoor Unit with No Indoor Fan --Air Source) | ML30HP230LMNTH-O |  |  | ML36HP230CC17-I | 0 | 29000 | 16 | 9.5 | 32000 | 32000 | 100% | 1.85 | 0 | 10 |  |  |  |  | R-454B | 2.4167 | Residential & Commercial | USHP | Ducted CEE Tier 1
211262243 | Central HP <5.4 tons | KEEPRITE | HRCU-A-CB (Split System: Heat Pump with Remote Outdoor Unit-Air-Source) | DLCURAH18ABK |  |  | EN(A,D)4X18L14** | *80VSL0451412A* | 17400 | 15.5 | 8.5 | 18600 | 19400 | 104.3% | 2.32 | 0 | 10.5 |  |  |  |  | R-410A | 1.45 | Residential & Commercial | USHP | Ducted CEE Tier 1
216675769 | Central HP <5.4 tons | GRANDAIRE | HRCU-A-CB (Split System: Heat Pump with Remote Outdoor Unit-Air-Source) | WD5CURAH24AAK |  |  | W5A*24M14XA* | WFE*070A036C* | 23200 | 15.2 | 8.5 | 24600 | 19600 | 79.67% | 1.88 | 0 | 9.5 |  |  |  |  | R-454B | 1.9333 | Residential & Commercial | USHP
212437270 | Central HP <5.4 tons | BOSCH | HRCU-A-CB (Split System: Heat Pump with Remote Outdoor Unit-Air-Source) | BOVA-24HDN1-M15G |  |  | BCA-24WN1-M16 | 0 | 23400 | 16.1 | 8.5 | 23600 | 16700 | 70.76% | 1.81 | 0 | 11.7 |  |  |  |  | R-410A | 1.95 | Residential & Commercial | USHP | Ducted CEE Tier 1
206765678 | Central HP <5.4 tons | KEEPRITE | HRCU-A-CB (Split System: Heat Pump with Remote Outdoor Unit-Air-Source) | CVH825GKA3* |  |  | EA*4X36L17A*+WALLCON | *96CTN0801714A* | 23600 | 16.5 | 8.1 | 21600 | 16700 | 77.31% | 1.92 | 11.5 | 10.5 |  |  |  |  | R-410A | 1.9667 | Residential & Commercial | USHP | Ducted CEE Tier 1
206765696 | Central HP <5.4 tons | KEEPRITE | HRCU-A-CB (Split System: Heat Pump with Remote Outdoor Unit-Air-Source) | CVH825GKA3* |  |  | EA*4X36L17A*+WALLCON | *97CMN0801714A* | 23400 | 16.5 | 8.1 | 21600 | 16700 | 77.31% | 1.92 | 11 | 10.5 |  |  |  |  | R-410A | 1.95 | Residential & Commercial | USHP | Ducted CEE Tier 1
216676667 | Central HP <5.4 tons | KEEPRITE | HRCU-A-CB (Split System: Heat Pump with Remote Outdoor Unit-Air-Source) | D5CURAH24AAK |  |  | EA*5X36M17A* | *80VTL0701716B* | 23800 | 15.2 | 8.5 | 24000 | 19400 | 80.83% | 1.9 | 0 | 9.8 |  |  |  |  | R-454B | 1.9833 | Residential & Commercial | USHP
216676465 | Central HP <5.4 tons | KEEPRITE | HRCU-A-CB (Split System: Heat Pump with Remote Outdoor Unit-Air-Source) | D5CURAH24AAK |  |  | EA*5X37M21A* | *80MSU0601716A* | 24200 | 15.5 | 8.5 | 22800 | 19000 | 83.33% | 1.96 | 0 | 10 |  |  |  |  | R-454B | 2.0167 | Residential & Commercial | USHP | Ducted CEE Tier 1
216679925 | Central HP <5.4 tons | GRANDAIRE | HRCU-A-CB (Split System: Heat Pump with Remote Outdoor Unit-Air-Source) | WDLCURAH36ABK |  |  | WLSH484AA* | WFJT080B048A* | 35800 | 15.2 | 8.5 | 38500 | 34400 | 89.35% | 1.82 | 0 | 9.8 |  |  |  |  | R-410A | 2.9833 | Residential & Commercial | USHP
206133391 | Central HP <5.4 tons | KEEPRITE | HRCU-A-CB (Split System: Heat Pump with Remote Outdoor Unit-Air-Source) | CVH825GKA2* |  |  | EA*4X36L21A*+WALLCON | *80CSU0601716A* | 23600 | 16.5 | 8.1 | 21400 | 16600 | 77.57% | 1.94 | 11.5 | 10.5 |  |  |  |  | R-410A | 1.9667 | Residential & Commercial | USHP | Ducted CEE Tier 1
205750668 | Central HP <5.4 tons | KEEPRITE | HRCU-A-CB (Split System: Heat Pump with Remote Outdoor Unit-Air-Source) | CVH825GKA2* |  |  | EA*4X37L21A*+WALLCON | *96CTN0601714A* | 24400 | 16.5 | 8.1 | 21200 | 16700 | 78.77% | 2.02 | 11 | 11 |  |  |  |  | R-410A | 2.0333 | Residential & Commercial | USHP | Ducted CEE Tier 1
204299142 | Central HP <5.4 tons | KEEPRITE | HRCU-A-CB (Split System: Heat Pump with Remote Outdoor Unit-Air-Source) | CVH837GKA** |  |  | EA*4X42L24A*+WALLCON | *96CTN1002122A* | 31800 | 17.5 | 8.1 | 33000 | 24400 | 73.94% | 1.9 | 12 | 11.5 |  |  |  |  | R-410A | 2.65 | Residential & Commercial | USHP | Ducted CEE Tier 1
206133989 | Central HP <5.4 tons | KEEPRITE | HRCU-A-CB (Split System: Heat Pump with Remote Outdoor Unit-Air-Source) | CVH825GKA2* |  |  | EHD4X36AAL+WALLCON | *95CSU0802120A* | 24000 | 16 | 8.1 | 21400 | 16600 | 77.57% | 1.98 | 11 | 10.5 |  |  |  |  | R-410A | 2 | Residential & Commercial | USHP | Ducted CEE Tier 1
206133351 | Central HP <5.4 tons | KEEPRITE | HRCU-A-CB (Split System: Heat Pump with Remote Outdoor Unit-Air-Source) | CVH825GKA2* |  |  | EA*4X30L17A*+WALLCON | *80CSU0601716A* | 23400 | 16.5 | 8.1 | 21600 | 16700 | 77.31% | 1.92 | 11 | 10.5 |  |  |  |  | R-410A | 1.95 | Residential & Commercial | USHP | Ducted CEE Tier 1
206765597 | Central HP <5.4 tons | KEEPRITE | HRCU-A-CB (Split System: Heat Pump with Remote Outdoor Unit-Air-Source) | CVH825GKA3* |  |  | EA*4X30L17A*+WALLCON | *96CTN0601714A* | 23400 | 16 | 8.1 | 21600 | 16800 | 77.78% | 1.9 | 11 | 10.5 |  |  |  |  | R-410A | 1.95 | Residential & Commercial | USHP | Ducted CEE Tier 1
206771331 | Central HP <5.4 tons | KEEPRITE | HRCU-A-CB (Split System: Heat Pump with Remote Outdoor Unit-Air-Source) | CVH837GKA2* |  |  | EA*4X37L21A*+WALLCON | *97CMN1002122A* | 33000 | 17.5 | 8.5 | 33000 | 25200 | 76.36% | 2 | 12 | 11.7 |  |  |  |  | R-410A | 2.75 | Residential & Commercial | USHP | Ducted CEE Tier 1
206771763 | Central HP <5.4 tons | KEEPRITE | HRCU-A-CB (Split System: Heat Pump with Remote Outdoor Unit-Air-Source) | CVH837GKA2* |  |  | EA*4X48L21A*+WALLCON | *80CTL0701716A* | 32200 | 17.5 | 8.1 | 32600 | 25000 | 76.69% | 1.96 | 11 | 11.5 |  |  |  |  | R-410A | 2.6833 | Residential & Commercial | USHP | Ducted CEE Tier 1
206771565 | Central HP <5.4 tons | KEEPRITE | HRCU-A-CB (Split System: Heat Pump with Remote Outdoor Unit-Air-Source) | CVH837GKA2* |  |  | EA*4X42L24A*+WALLCON | *97CMN1002122A* | 31800 | 17.5 | 8.1 | 33000 | 24400 | 73.94% | 1.9 | 12 | 11.5 |  |  |  |  | R-410A | 2.65 | Residential & Commercial | USHP | Ducted CEE Tier 1
216676511 | Central HP <5.4 tons | KEEPRITE | HRCU-A-CB (Split System: Heat Pump with Remote Outdoor Unit-Air-Source) | D5CURAH24AAK |  |  | ESH5X30M12A* | *80MS(N,L)0701412A* | 23800 | 15.2 | 8.5 | 24200 | 19500 | 80.58% | 1.9 | 0 | 9.8 |  |  |  |  | R-454B | 1.9833 | Residential & Commercial | USHP
216676698 | Central HP <5.4 tons | KEEPRITE | HRCU-A-CB (Split System: Heat Pump with Remote Outdoor Unit-Air-Source) | D5CURAH24AAK |  |  | EA*5X37M21A* | *80VTL0701716B* | 24400 | 15.5 | 8.5 | 23000 | 19000 | 82.61% | 1.96 | 0 | 10 |  |  |  |  | R-454B | 2.0333 | Residential & Commercial | USHP | Ducted CEE Tier 1
216677349 | Central HP <5.4 tons | KEEPRITE | HRCU-A-CB (Split System: Heat Pump with Remote Outdoor Unit-Air-Source) | D5CURAH24AAK |  |  | EA*5X37M21A* | *96MSN1002120A* | 24800 | 15.5 | 8.5 | 23200 | 19100 | 82.33% | 1.96 | 0 | 10 |  |  |  |  | R-454B | 2.0667 | Residential & Commercial | USHP | Ducted CEE Tier 1
216620240 | Central HP <5.4 tons | KEEPRITE | HRCU-A-CB (Split System: Heat Pump with Remote Outdoor Unit-Air-Source) | DLCURAH48ABK |  |  | 40MUAAQ48XA3 | 0 | 47000 | 15.6 | 9.4 | 50000 | 46000 | 92% | 1.9 | 8.5 | 8.2 |  |  |  |  | R-410A | 3.9167 | Residential & Commercial | USHP
212971910 | Central HP <5.4 tons | GRANDAIRE | HRCU-A-CB (Split System: Heat Pump with Remote Outdoor Unit-Air-Source) | WDLCURAH18ABK |  |  | WLA*194BA* | WFET090B048A* | 18000 | 16.5 | 8.5 | 18000 | 19500 | 108.3% | 2.34 | 0 | 11 |  |  |  |  | R-410A | 1.5 | Residential & Commercial | USHP | Ducted CEE Tier 1
211262576 | Central HP <5.4 tons | KEEPRITE | HRCU-A-CB (Split System: Heat Pump with Remote Outdoor Unit-Air-Source) | DLCURAH18ABK |  |  | EN(A,D)4X24L14** | *80VTL0451412A* | 17600 | 16 | 8.5 | 18500 | 18800 | 101.6% | 2.26 | 0 | 11 |  |  |  |  | R-410A | 1.4667 | Residential & Commercial | USHP | Ducted CEE Tier 1
212971241 | Central HP <5.4 tons | GRANDAIRE | HRCU-A-CB (Split System: Heat Pump with Remote Outdoor Unit-Air-Source) | WDLCURAH24ABK |  |  | WLNC304BA* | WFET045A036A* | 23600 | 17 | 8.5 | 26200 | 24600 | 93.89% | 2.04 | 0 | 10.5 |  |  |  |  | R-410A | 1.9667 | Residential & Commercial | USHP | Ducted CEE Tier 1
216738250 | Central HP <5.4 tons | SMART COMFORT | HRCU-A-CB (Split System: Heat Pump with Remote Outdoor Unit-Air-Source) | D5CUHAH24AAK |  |  | ESH5X36M12A* | *80CTL0451712B* | 22600 | 15.2 | 8.1 | 20800 | 18500 | 88.94% | 1.85 | 0 | 10.5 |  |  |  |  | R-454B | 1.8833 | Residential & Commercial | USHP | Ducted CEE Tier 1
216680873 | Central HP <5.4 tons | GRANDAIRE | HRCU-A-CB (Split System: Heat Pump with Remote Outdoor Unit-Air-Source) | WDLCURAH18ABK |  |  | WLA*304BA* | WFJT080B048A* | 17400 | 16 | 8.5 | 17900 | 18300 | 102.2% | 2.14 | 0 | 10.5 |  |  |  |  | R-410A | 1.45 | Residential & Commercial | USHP | Ducted CEE Tier 1
204299412 | Central HP <5.4 tons | KEEPRITE | HRCU-A-CB (Split System: Heat Pump with Remote Outdoor Unit-Air-Source) | CVH837GKA** |  |  | EA*4X48L24A*+WALLCON | *97CMN1202422A* | 32200 | 17.5 | 8.5 | 32600 | 25000 | 76.69% | 1.98 | 12 | 11.7 |  |  |  |  | R-410A | 2.6833 | Residential & Commercial | USHP | Ducted CEE Tier 1
204299562 | Central HP <5.4 tons | KEEPRITE | HRCU-A-CB (Split System: Heat Pump with Remote Outdoor Unit-Air-Source) | CVH837GKA** |  |  | END4X42L17**+WALLCON | *80CTL0901716A* | 32200 | 17.5 | 8.1 | 33000 | 24600 | 74.55% | 1.92 | 11 | 11.7 |  |  |  |  | R-410A | 2.6833 | Residential & Commercial | USHP | Ducted CEE Tier 1
216678785 | Central HP <5.4 tons | GRANDAIRE | HRCU-A-CB (Split System: Heat Pump with Remote Outdoor Unit-Air-Source) | WDLCURAH36ABK |  |  | WLSH484AA* | WFJT060B048A* | 36000 | 15.2 | 8.5 | 38500 | 34600 | 89.87% | 1.82 | 0 | 9.8 |  |  |  |  | R-410A | 3 | Residential & Commercial | USHP
216681828 | Central HP <5.4 tons | GRANDAIRE | HRCU-A-CB (Split System: Heat Pump with Remote Outdoor Unit-Air-Source) | WDLCURAH36ABK |  |  | WLA*484DA* | WFJT100C060A* | 35800 | 16.5 | 9 | 38000 | 34200 | 90% | 1.96 | 0 | 10 |  |  |  |  | R-410A | 2.9833 | Residential & Commercial | USHP | Ducted CEE Tier 1
213372175 | Central HP <5.4 tons | TEMPSTAR | HRCU-A-C (Split System: Heat Pump with Remote Outdoor Unit with No Indoor Fan --Air Source) | DLCURAH30ABK |  |  | DLFULAH36XCX + CI | 0 | 30000 | 15.5 | 9.7 | 33000 | 27000 | 81.82% | 1.85 | 10.7 | 10.5 |  |  |  |  | R-410A | 2.5 | Residential & Commercial | USHP | Ducted CEE Tier 1
206771574 | Central HP <5.4 tons | KEEPRITE | HRCU-A-CB (Split System: Heat Pump with Remote Outdoor Unit-Air-Source) | CVH837GKA2* |  |  | EA*4X42L24A*+WALLCON | *97CMN1202422A* | 31800 | 17 | 8.1 | 33200 | 24400 | 73.49% | 1.88 | 11.5 | 11 |  |  |  |  | R-410A | 2.65 | Residential & Commercial | USHP | Ducted CEE Tier 1
211262687 | Central HP <5.4 tons | KEEPRITE | HRCU-A-CB (Split System: Heat Pump with Remote Outdoor Unit-Air-Source) | DLCURAH18ABK |  |  | EN(A,D)4X24L14** | *95ESN0261410A* | 18000 | 15.5 | 8.5 | 19000 | 18700 | 98.42% | 2.24 | 0 | 10.5 |  |  |  |  | R-410A | 1.5 | Residential & Commercial | USHP | Ducted CEE Tier 1
212971169 | Central HP <5.4 tons | GRANDAIRE | HRCU-A-CB (Split System: Heat Pump with Remote Outdoor Unit-Air-Source) | WDLCURAH24ABK |  |  | WLA*304BA* | WFET045A036A* | 23400 | 17 | 8.5 | 26200 | 24200 | 92.37% | 2 | 0 | 10 |  |  |  |  | R-410A | 1.95 | Residential & Commercial | USHP | Ducted CEE Tier 1
212972014 | Central HP <5.4 tons | GRANDAIRE | HRCU-A-CB (Split System: Heat Pump with Remote Outdoor Unit-Air-Source) | WDLCURAH24ABK |  |  | WLN(C,W)364BA* | WFET090B048A* | 23400 | 17 | 8.5 | 26200 | 24600 | 93.89% | 2.06 | 0 | 10 |  |  |  |  | R-410A | 1.95 | Residential & Commercial | USHP | Ducted CEE Tier 1
206772619 | Central HP <5.4 tons | KEEPRITE | HRCU-A-CB (Split System: Heat Pump with Remote Outdoor Unit-Air-Source) | CVH837GKA2* |  |  | EHD4X36AAL+WALLCON | *97CMN1002122A* | 32200 | 16.5 | 8.1 | 33200 | 24800 | 74.7% | 1.94 | 11.5 | 11 |  |  |  |  | R-410A | 2.6833 | Residential & Commercial | USHP | Ducted CEE Tier 1
206133341 | Central HP <5.4 tons | KEEPRITE | HRCU-A-CB (Split System: Heat Pump with Remote Outdoor Unit-Air-Source) | CVH825GKA2* |  |  | EA*4X30L17A*+WALLCON | *80CSU0401712A* | 23400 | 16.5 | 8.1 | 21600 | 16700 | 77.31% | 1.92 | 11 | 10.5 |  |  |  |  | R-410A | 1.95 | Residential & Commercial | USHP | Ducted CEE Tier 1
216676417 | Central HP <5.4 tons | KEEPRITE | HRCU-A-CB (Split System: Heat Pump with Remote Outdoor Unit-Air-Source) | D5CURAH24AAK |  |  | EA*5X30M17A* | *80MSU0401712A* | 23600 | 15.5 | 8.5 | 24000 | 19400 | 80.83% | 1.9 | 0 | 9.8 |  |  |  |  | R-454B | 1.9667 | Residential & Commercial | USHP
216676022 | Central HP <5.4 tons | KEEPRITE | HRCU-A-CB (Split System: Heat Pump with Remote Outdoor Unit-Air-Source) | D5CURAH24AAK |  |  | EA*5X25M17A* | *80MS(N,L)0901714A* | 24400 | 15.5 | 8.5 | 23200 | 19100 | 82.33% | 1.96 | 0 | 10 |  |  |  |  | R-454B | 2.0333 | Residential & Commercial | USHP | Ducted CEE Tier 1
216678348 | Central HP <5.4 tons | KEEPRITE | HRCU-A-CB (Split System: Heat Pump with Remote Outdoor Unit-Air-Source) | D5CURAH24AAK |  |  | EA*5X37M21A* | *97VTN0801716A* | 24800 | 15.5 | 8.5 | 23200 | 19100 | 82.33% | 1.96 | 0 | 10 |  |  |  |  | R-454B | 2.0667 | Residential & Commercial | USHP | Ducted CEE Tier 1
216677578 | Central HP <5.4 tons | KEEPRITE | HRCU-A-CB (Split System: Heat Pump with Remote Outdoor Unit-Air-Source) | D5CURAH24AAK |  |  | EA*5X36M17A* | *96VSN0801716B* | 23600 | 15.2 | 8.5 | 24000 | 19400 | 80.83% | 1.9 | 0 | 9.8 |  |  |  |  | R-454B | 1.9667 | Residential & Commercial | USHP
216680645 | Central HP <5.4 tons | GRANDAIRE | HRCU-A-CB (Split System: Heat Pump with Remote Outdoor Unit-Air-Source) | WDLCURAH24ABK |  |  | WLN(C,W)364BA* | WFJT080B048A* | 23400 | 16.5 | 9 | 25800 | 23800 | 92.25% | 1.78 | 0 | 10 |  |  |  |  | R-410A | 1.95 | Residential & Commercial | USHP | Ducted CEE Tier 1
216676097 | Central HP <5.4 tons | KEEPRITE | HRCU-A-CB (Split System: Heat Pump with Remote Outdoor Unit-Air-Source) | D5CURAH24AAK |  |  | ESH5X36M12A* | *80MS(N,L)1102420A* | 24400 | 15.2 | 8.5 | 23800 | 19300 | 81.09% | 1.94 | 0 | 10 |  |  |  |  | R-454B | 2.0333 | Residential & Commercial | USHP | Ducted CEE Tier 1
216733571 | Central HP <5.4 tons | SMART COMFORT | HRCU-A-CB (Split System: Heat Pump with Remote Outdoor Unit-Air-Source) | D5CUHAH24AAK |  |  | EA*5X25M17A* | *96VTN0401712B* | 23000 | 16 | 8.5 | 20800 | 18600 | 89.42% | 1.98 | 0 | 11 |  |  |  |  | R-454B | 1.9167 | Residential & Commercial | USHP | Ducted CEE Tier 1
216675793 | Central HP <5.4 tons | GRANDAIRE | HRCU-A-CB (Split System: Heat Pump with Remote Outdoor Unit-Air-Source) | WD5CURAH24AAK |  |  | W5A*30M14XA* | WFE*070A036C* | 23400 | 15.5 | 8.5 | 24000 | 19400 | 80.83% | 1.9 | 0 | 9.8 |  |  |  |  | R-454B | 1.95 | Residential & Commercial | USHP
212979991 | Central HP <5.4 tons | PAYNE HEATING AND COOLING | HRCU-A-CB (Split System: Heat Pump with Remote Outdoor Unit-Air-Source) | 38MURAQ18AB3* |  |  | CNPV*2417AL* | PG80MS(A,L)A42090B** | 17400 | 16 | 8.5 | 18500 | 19200 | 103.8% | 2.3 | 0 | 10.5 |  |  |  |  | R-410A | 1.45 | Residential & Commercial | USHP | Ducted CEE Tier 1
212982398 | Central HP <5.4 tons | PAYNE HEATING AND COOLING | HRCU-A-CB (Split System: Heat Pump with Remote Outdoor Unit-Air-Source) | 38MURAQ18AB3* |  |  | CAP**2517AL* | PG80MSUA36040B** | 17800 | 16 | 8.1 | 17800 | 17600 | 98.88% | 2.12 | 0 | 10.5 |  |  |  |  | R-410A | 1.4833 | Residential & Commercial | USHP | Ducted CEE Tier 1
212986357 | Central HP <5.4 tons | PAYNE HEATING AND COOLING | HRCU-A-CB (Split System: Heat Pump with Remote Outdoor Unit-Air-Source) | 38MURAQ18AB3* |  |  | CNPV*2417AL* | PG96MSAA30040A** | 17400 | 15.5 | 8.5 | 18500 | 19200 | 103.8% | 2.3 | 0 | 10.5 |  |  |  |  | R-410A | 1.45 | Residential & Commercial | USHP | Ducted CEE Tier 1
212986693 | Central HP <5.4 tons | PAYNE HEATING AND COOLING | HRCU-A-CB (Split System: Heat Pump with Remote Outdoor Unit-Air-Source) | 38MURAQ18AB3* |  |  | CAP**3017AL* | PG96MSAA36040B** | 17300 | 15.5 | 8.5 | 18100 | 18800 | 103.9% | 2.24 | 0 | 10 |  |  |  |  | R-410A | 1.4417 | Residential & Commercial | USHP | Ducted CEE Tier 1
212987009 | Central HP <5.4 tons | PAYNE HEATING AND COOLING | HRCU-A-CB (Split System: Heat Pump with Remote Outdoor Unit-Air-Source) | 38MURAQ18AB3* |  |  | CAP**2517AL* | PG96MSAA36060A** | 17800 | 16.5 | 8.1 | 17700 | 17700 | 100% | 2.14 | 0 | 10.5 |  |  |  |  | R-410A | 1.4833 | Residential & Commercial | USHP | Ducted CEE Tier 1
212987059 | Central HP <5.4 tons | PAYNE HEATING AND COOLING | HRCU-A-CB (Split System: Heat Pump with Remote Outdoor Unit-Air-Source) | 38MURAQ18AB3* |  |  | CNPV*2417AL* | PG96MSAA36060A** | 17300 | 16 | 8.1 | 18300 | 19200 | 104.9% | 2.32 | 0 | 10.5 |  |  |  |  | R-410A | 1.4417 | Residential & Commercial | USHP | Ducted CEE Tier 1
212987545 | Central HP <5.4 tons | PAYNE HEATING AND COOLING | HRCU-A-CB (Split System: Heat Pump with Remote Outdoor Unit-Air-Source) | 38MURAQ18AB3* |  |  | CNPV*2417AL* | PG96MSAA48080B** | 17600 | 16 | 8.5 | 18600 | 19100 | 102.7% | 2.3 | 0 | 11 |  |  |  |  | R-410A | 1.4667 | Residential & Commercial | USHP | Ducted CEE Tier 1
215319092 | Central HP <5.4 tons | TEMPSTAR | HRCU-A-CB (Split System: Heat Pump with Remote Outdoor Unit-Air-Source) | D5CURAH24AAK |  |  | D5FUAAH24XAK | 0 | 24000 | 18.2 | 9.7 | 26000 | 21600 | 83.08% | 1.87 | 0 | 11 |  |  |  |  | R-454B | 2 | Residential & Commercial | USHP | Ducted CEE Tier 1
206765419 | Central HP <5.4 tons | KEEPRITE | HRCU-A-CB (Split System: Heat Pump with Remote Outdoor Unit-Air-Source) | CVH825GKA3* |  |  | EA*4X24L17A*+WALLCON | *80CTL0451712A* | 23200 | 16 | 8.1 | 22000 | 16900 | 76.82% | 1.88 | 11 | 10.5 |  |  |  |  | R-410A | 1.9333 | Residential & Commercial | USHP | Ducted CEE Tier 1
206765437 | Central HP <5.4 tons | KEEPRITE | HRCU-A-CB (Split System: Heat Pump with Remote Outdoor Unit-Air-Source) | CVH825GKA3* |  |  | EA*4X24L17A*+WALLCON | *96CTN0601714A* | 23200 | 16 | 8.1 | 22000 | 16900 | 76.82% | 1.88 | 11 | 10.5 |  |  |  |  | R-410A | 1.9333 | Residential & Commercial | USHP | Ducted CEE Tier 1
206765570 | Central HP <5.4 tons | KEEPRITE | HRCU-A-CB (Split System: Heat Pump with Remote Outdoor Unit-Air-Source) | CVH825GKA3* |  |  | EA*4X30L14A*+WALLCON | *80CTL0701412A* | 23400 | 17 | 8.1 | 21600 | 16700 | 77.31% | 1.92 | 11 | 11 |  |  |  |  | R-410A | 1.95 | Residential & Commercial | USHP | Ducted CEE Tier 1
213548645 | Central HP <5.4 tons | LENNOX | HRCU-A-CB (Split System: Heat Pump with Remote Outdoor Unit-Air-Source) | SL25XPV-036-230A** | ADP |  | LH23/37W9 | SLP98UH090XV36C* | 34000 | 22 | 8.8 | 34000 | 27200 | 80% | 1.82 | 0 | 13 |  |  |  |  | R-410A | 2.8333 | Residential & Commercial | USHP | Ducted CEE Tier 1
212972006 | Central HP <5.4 tons | GRANDAIRE | HRCU-A-CB (Split System: Heat Pump with Remote Outdoor Unit-Air-Source) | WDLCURAH24ABK |  |  | WLNC244BA* | WFET090B048A* | 23400 | 16.5 | 8.5 | 27000 | 24600 | 91.11% | 2.06 | 0 | 10 |  |  |  |  | R-410A | 1.95 | Residential & Commercial | USHP | Ducted CEE Tier 1
212974975 | Central HP <5.4 tons | GRANDAIRE | HRCU-A-CB (Split System: Heat Pump with Remote Outdoor Unit-Air-Source) | WDLCURAH24ABK |  |  | WLA*304BA* | WFST040A030A* | 23400 | 16 | 8.5 | 26400 | 24200 | 91.67% | 2 | 0 | 10 |  |  |  |  | R-410A | 1.95 | Residential & Commercial | USHP | Ducted CEE Tier 1
211264770 | Central HP <5.4 tons | KEEPRITE | HRCU-A-CB (Split System: Heat Pump with Remote Outdoor Unit-Air-Source) | DLCURAH18ABK |  |  | FEM4P18**AL | 0 | 17400 | 16 | 8.5 | 18300 | 19400 | 106% | 2.34 | 0 | 10.5 |  |  |  |  | R-410A | 1.45 | Residential & Commercial | USHP | Ducted CEE Tier 1
211263559 | Central HP <5.4 tons | KEEPRITE | HRCU-A-CB (Split System: Heat Pump with Remote Outdoor Unit-Air-Source) | DLCURAH18ABK |  |  | EN(A,D)4X24L17** | OLV098A12* | 18100 | 15.5 | 8.5 | 19100 | 18700 | 97.91% | 2.24 | 0 | 10.5 |  |  |  |  | R-410A | 1.5083 | Residential & Commercial | USHP | Ducted CEE Tier 1
207658552 | Central HP <5.4 tons | BOSCH | HRCU-A-CB (Split System: Heat Pump with Remote Outdoor Unit-Air-Source) | BOVB-36HDN1-M20G |  |  | BMA*2430BNTD | BGH96M060B3A | 24000 | 18.5 | 9 | 24000 | 17400 | 72.5% | 1.9 | 13.5 | 12 |  |  |  |  | R-410A | 2 | Residential & Commercial | USHP | Ducted CEE Tier 1
206771646 | Central HP <5.4 tons | KEEPRITE | HRCU-A-CB (Split System: Heat Pump with Remote Outdoor Unit-Air-Source) | CVH837GKA2* |  |  | EA*4X43L21A*+WALLCON | *80CTL0902120A* | 32800 | 17.5 | 8.5 | 33000 | 25200 | 76.36% | 2 | 12 | 11.7 |  |  |  |  | R-410A | 2.7333 | Residential & Commercial | USHP | Ducted CEE Tier 1
206771700 | Central HP <5.4 tons | KEEPRITE | HRCU-A-CB (Split System: Heat Pump with Remote Outdoor Unit-Air-Source) | CVH837GKA2* |  |  | EA*4X43L21A*+WALLCON | *97CMN1002122A* | 33000 | 17.5 | 8.5 | 33000 | 25200 | 76.36% | 2 | 12 | 11.7 |  |  |  |  | R-410A | 2.75 | Residential & Commercial | USHP | Ducted CEE Tier 1
206772366 | Central HP <5.4 tons | KEEPRITE | HRCU-A-CB (Split System: Heat Pump with Remote Outdoor Unit-Air-Source) | CVH837GKA2* |  |  | EN(A,D)4X48L24**+WALLCON | *80CTL0902120A* | 32400 | 17.5 | 8.1 | 33000 | 24800 | 75.15% | 1.96 | 12 | 11.7 |  |  |  |  | R-410A | 2.7 | Residential & Commercial | USHP | Ducted CEE Tier 1
212972433 | Central HP <5.4 tons | GRANDAIRE | HRCU-A-CB (Split System: Heat Pump with Remote Outdoor Unit-Air-Source) | WDLCURAH24ABK |  |  | WLNC364CA* | WFET110C066A* | 23800 | 17 | 8.5 | 26400 | 28000 | 106.1% | 1.78 | 0 | 10.5 |  |  |  |  | R-410A | 1.9833 | Residential & Commercial | USHP | Ducted CEE Tier 1
206771943 | Central HP <5.4 tons | KEEPRITE | HRCU-A-CB (Split System: Heat Pump with Remote Outdoor Unit-Air-Source) | CVH837GKA2* |  |  | EA*4X48L24A*+WALLCON | *97CMN1202422A* | 32200 | 17.5 | 8.5 | 32600 | 25000 | 76.69% | 1.98 | 12 | 11.7 |  |  |  |  | R-410A | 2.6833 | Residential & Commercial | USHP | Ducted CEE Tier 1
206771979 | Central HP <5.4 tons | KEEPRITE | HRCU-A-CB (Split System: Heat Pump with Remote Outdoor Unit-Air-Source) | CVH837GKA2* |  |  | EA*4X48L24A*+WALLCON | *97CMN0602120A* | 32200 | 17 | 8.1 | 32800 | 25200 | 76.83% | 1.96 | 11.5 | 11 |  |  |  |  | R-410A | 2.6833 | Residential & Commercial | USHP | Ducted CEE Tier 1
213548649 | Central HP <5.4 tons | LENNOX | HRCU-A-CB (Split System: Heat Pump with Remote Outdoor Unit-Air-Source) | SL25XPV-036-230A** | ADP |  | L*23/37Z9 | SLP98UH090XV36C* | 34000 | 22 | 8.8 | 34000 | 27200 | 80% | 1.82 | 0 | 13 |  |  |  |  | R-410A | 2.8333 | Residential & Commercial | USHP | Ducted CEE Tier 1
206771592 | Central HP <5.4 tons | KEEPRITE | HRCU-A-CB (Split System: Heat Pump with Remote Outdoor Unit-Air-Source) | CVH837GKA2* |  |  | EA*4X42L24A*+WALLCON | *96CTN1002122A* | 31800 | 17.5 | 8.1 | 33000 | 24400 | 73.94% | 1.9 | 12 | 11.5 |  |  |  |  | R-410A | 2.65 | Residential & Commercial | USHP | Ducted CEE Tier 1
206771610 | Central HP <5.4 tons | KEEPRITE | HRCU-A-CB (Split System: Heat Pump with Remote Outdoor Unit-Air-Source) | CVH837GKA2* |  |  | EA*4X42L24A*+WALLCON | *97CMN0602120A* | 31600 | 17 | 8.1 | 33400 | 24600 | 73.65% | 1.88 | 11.5 | 11 |  |  |  |  | R-410A | 2.6333 | Residential & Commercial | USHP | Ducted CEE Tier 1
206771511 | Central HP <5.4 tons | KEEPRITE | HRCU-A-CB (Split System: Heat Pump with Remote Outdoor Unit-Air-Source) | CVH837GKA2* |  |  | EA*4X42L21A*+WALLCON | *97CMN0602120A* | 31600 | 17 | 8.1 | 33400 | 24800 | 74.25% | 1.86 | 11 | 11 |  |  |  |  | R-410A | 2.6333 | Residential & Commercial | USHP | Ducted CEE Tier 1
212989299 | Central HP <5.4 tons | PAYNE HEATING AND COOLING | HRCU-A-CB (Split System: Heat Pump with Remote Outdoor Unit-Air-Source) | 38MURAQ18AB3* |  |  | CAP**3017AL* | PG95MSUA48060B** | 17500 | 16.5 | 8.5 | 18100 | 18700 | 103.3% | 2.26 | 0 | 10.5 |  |  |  |  | R-410A | 1.4583 | Residential & Commercial | USHP | Ducted CEE Tier 1
206772249 | Central HP <5.4 tons | KEEPRITE | HRCU-A-CB (Split System: Heat Pump with Remote Outdoor Unit-Air-Source) | CVH837GKA2* |  |  | EN(A,D,W)4X48L21**+WALLCON | *80CTL0902120A* | 32400 | 17.5 | 8.1 | 33000 | 24800 | 75.15% | 1.96 | 12 | 11.7 |  |  |  |  | R-410A | 2.7 | Residential & Commercial | USHP | Ducted CEE Tier 1
206767192 | Central HP <5.4 tons | KEEPRITE | HRCU-A-CB (Split System: Heat Pump with Remote Outdoor Unit-Air-Source) | CVH825GKA3* |  |  | EA*4X37L17A*+WALLCON | *80CSU0601716A* | 24200 | 16.5 | 8.1 | 21400 | 16700 | 78.04% | 1.98 | 11.5 | 10.5 |  |  |  |  | R-410A | 2.0167 | Residential & Commercial | USHP | Ducted CEE Tier 1
206767521 | Central HP <5.4 tons | KEEPRITE | HRCU-A-CB (Split System: Heat Pump with Remote Outdoor Unit-Air-Source) | CVH825GKA3* |  |  | EA*4X36L21A*+WALLCON | *95CSU1002122A* | 23600 | 16.5 | 8.1 | 21400 | 16600 | 77.57% | 1.94 | 11.5 | 10.5 |  |  |  |  | R-410A | 1.9667 | Residential & Commercial | USHP | Ducted CEE Tier 1
206765849 | Central HP <5.4 tons | KEEPRITE | HRCU-A-CB (Split System: Heat Pump with Remote Outdoor Unit-Air-Source) | CVH825GKA3* |  |  | EA*4X36L21A*+WALLCON | *97CMN0602120A* | 23600 | 16 | 8.1 | 21600 | 16700 | 77.31% | 1.92 | 11 | 10.5 |  |  |  |  | R-410A | 1.9667 | Residential & Commercial | USHP | Ducted CEE Tier 1
206765858 | Central HP <5.4 tons | KEEPRITE | HRCU-A-CB (Split System: Heat Pump with Remote Outdoor Unit-Air-Source) | CVH825GKA3* |  |  | EA*4X37L17A*+WALLCON | *80CTL0451712A* | 24000 | 16 | 8.1 | 21600 | 16800 | 77.78% | 1.98 | 11 | 10.5 |  |  |  |  | R-410A | 2 | Residential & Commercial | USHP | Ducted CEE Tier 1
212972409 | Central HP <5.4 tons | GRANDAIRE | HRCU-A-CB (Split System: Heat Pump with Remote Outdoor Unit-Air-Source) | WDLCURAH24ABK |  |  | WLA*364CA* | WFET110C066A* | 24000 | 17.5 | 8.5 | 26400 | 21600 | 81.82% | 1.8 | 0 | 10 |  |  |  |  | R-410A | 2 | Residential & Commercial | USHP | Ducted CEE Tier 1
213614244 | Central HP <5.4 tons | COMFORT-AIRE | HRCU-A-C (Split System: Heat Pump with Remote Outdoor Unit with No Indoor Fan --Air Source) | A-VCD30SA-1 |  |  | MCD30/36B1A | 0 | 29000 | 15.2 | 8.5 | 31000 | 22600 | 72.9% | 1.8 | 0 | 10 |  |  |  |  | R-410A | 2.4167 | Residential & Commercial | USHP | Ducted CEE Tier 1
216676338 | Central HP <5.4 tons | KEEPRITE | HRCU-A-CB (Split System: Heat Pump with Remote Outdoor Unit-Air-Source) | D5CURAH24AAK |  |  | EA*5X36M17A* | *80MSU0401712A* | 23800 | 15.5 | 8.5 | 24000 | 19300 | 80.42% | 1.92 | 0 | 10 |  |  |  |  | R-454B | 1.9833 | Residential & Commercial | USHP | Ducted CEE Tier 1
212984154 | Central HP <5.4 tons | SMART COMFORT | HRCU-A-CB (Split System: Heat Pump with Remote Outdoor Unit-Air-Source) | DLCURAH24ABK |  |  | EN(A,D)4X36L21** | *92MSN0601714A* | 23600 | 17 | 8.5 | 26400 | 24200 | 91.67% | 2.02 | 0 | 10.5 |  |  |  |  | R-410A | 1.9667 | Residential & Commercial | USHP | Ducted CEE Tier 1
212970965 | Central HP <5.4 tons | GRANDAIRE | HRCU-A-CB (Split System: Heat Pump with Remote Outdoor Unit-Air-Source) | WDLCURAH18ABK |  |  | WLNC304BA* | WFET045A036A* | 17400 | 16.5 | 8.1 | 17900 | 16100 | 89.94% | 1.84 | 0 | 11 |  |  |  |  | R-410A | 1.45 | Residential & Commercial | USHP | Ducted CEE Tier 1
204299032 | Central HP <5.4 tons | KEEPRITE | HRCU-A-CB (Split System: Heat Pump with Remote Outdoor Unit-Air-Source) | CVH837GKA** |  |  | EA*4X42L21A*+WALLCON | *80CTL0901716A* | 31800 | 17.5 | 8.5 | 33000 | 24400 | 73.94% | 1.9 | 12 | 11.7 |  |  |  |  | R-410A | 2.65 | Residential & Commercial | USHP | Ducted CEE Tier 1
212977789 | Central HP <5.4 tons | GRANDAIRE | HRCU-A-CB (Split System: Heat Pump with Remote Outdoor Unit-Air-Source) | WDLCURAH18ABK |  |  | WLNC184AA* | WFE*045A036C* | 17200 | 16 | 8.5 | 18400 | 19200 | 104.3% | 2.3 | 0 | 10.5 |  |  |  |  | R-410A | 1.4333 | Residential & Commercial | USHP | Ducted CEE Tier 1
212972472 | Central HP <5.4 tons | PAYNE HEATING AND COOLING | HRCU-A-CB (Split System: Heat Pump with Remote Outdoor Unit-Air-Source) | 38MURAQ30AB3* |  |  | CAP**4224AL* | PG80VTLB66110C** | 29800 | 15.2 | 8.1 | 34200 | 27600 | 80.7% | 1.8 | 0 | 9 |  |  |  |  | R-410A | 2.4833 | Residential & Commercial | USHP
216679913 | Central HP <5.4 tons | GRANDAIRE | HRCU-A-CB (Split System: Heat Pump with Remote Outdoor Unit-Air-Source) | WDLCURAH36ABK |  |  | WLSH424AA* | WFJT080B048A* | 35600 | 15.2 | 8.5 | 38500 | 34600 | 89.87% | 1.8 | 0 | 9.8 |  |  |  |  | R-410A | 2.9667 | Residential & Commercial | USHP
216675919 | Central HP <5.4 tons | KEEPRITE | HRCU-A-CB (Split System: Heat Pump with Remote Outdoor Unit-Air-Source) | D5CURAH24AAK |  |  | EA*5X36M17A* | *80MS(N,L)0701716A* | 23800 | 15.5 | 8.5 | 24000 | 19400 | 80.83% | 1.92 | 0 | 9.8 |  |  |  |  | R-454B | 1.9833 | Residential & Commercial | USHP
211260545 | Central HP <5.4 tons | GRANDAIRE | HRCU-A-CB (Split System: Heat Pump with Remote Outdoor Unit-Air-Source) | WDLCURAH18ABK |  |  | WLA*244BA* | WFER045A036A* | 18000 | 16 | 8.5 | 18900 | 18900 | 100% | 2.28 | 0 | 10.5 |  |  |  |  | R-410A | 1.5 | Residential & Commercial | USHP | Ducted CEE Tier 1
206771025 | Central HP <5.4 tons | KEEPRITE | HRCU-A-CB (Split System: Heat Pump with Remote Outdoor Unit-Air-Source) | CVH837GKA2* |  |  | EA*4X36L17A*+WALLCON | *80CTL0701412A* | 31400 | 17.5 | 8.1 | 33400 | 24400 | 73.05% | 1.84 | 11.5 | 11 |  |  |  |  | R-410A | 2.6167 | Residential & Commercial | USHP | Ducted CEE Tier 1
206771358 | Central HP <5.4 tons | KEEPRITE | HRCU-A-CB (Split System: Heat Pump with Remote Outdoor Unit-Air-Source) | CVH837GKA2* |  |  | EA*4X37L21A*+WALLCON | *80CTL0901716A* | 33000 | 18 | 8.5 | 32800 | 25000 | 76.22% | 2 | 12 | 11.7 |  |  |  |  | R-410A | 2.75 | Residential & Commercial | USHP | Ducted CEE Tier 1
206771394 | Central HP <5.4 tons | KEEPRITE | HRCU-A-CB (Split System: Heat Pump with Remote Outdoor Unit-Air-Source) | CVH837GKA2* |  |  | EA*4X42L21A*+WALLCON | *80CTL0701716A* | 31800 | 17 | 8.1 | 33200 | 24600 | 74.1% | 1.88 | 11 | 11 |  |  |  |  | R-410A | 2.65 | Residential & Commercial | USHP | Ducted CEE Tier 1
206766011 | Central HP <5.4 tons | KEEPRITE | HRCU-A-CB (Split System: Heat Pump with Remote Outdoor Unit-Air-Source) | CVH825GKA3* |  |  | EA*4X37L21A*+WALLCON | *97CMN1002122A* | 24400 | 16.5 | 8.5 | 21200 | 16600 | 78.3% | 2.04 | 11 | 11 |  |  |  |  | R-410A | 2.0333 | Residential & Commercial | USHP | Ducted CEE Tier 1
206765543 | Central HP <5.4 tons | KEEPRITE | HRCU-A-CB (Split System: Heat Pump with Remote Outdoor Unit-Air-Source) | CVH825GKA3* |  |  | EA*4X25L17A*+WALLCON | *97CMN0801714A* | 24200 | 16.5 | 8.1 | 21400 | 16700 | 78.04% | 2 | 11 | 11 |  |  |  |  | R-410A | 2.0167 | Residential & Commercial | USHP | Ducted CEE Tier 1
212975848 | Central HP <5.4 tons | GRANDAIRE | HRCU-A-CB (Split System: Heat Pump with Remote Outdoor Unit-Air-Source) | WDLCURAH18ABK |  |  | WLNC304BA* | WFST080B048A* | 17500 | 16 | 8.1 | 18000 | 16300 | 90.56% | 1.86 | 0 | 11 |  |  |  |  | R-410A | 1.4583 | Residential & Commercial | USHP | Ducted CEE Tier 1
216680885 | Central HP <5.4 tons | GRANDAIRE | HRCU-A-CB (Split System: Heat Pump with Remote Outdoor Unit-Air-Source) | WDLCURAH18ABK |  |  | WLSH244AA* | WFJT080B048A* | 17700 | 15.2 | 8.5 | 18400 | 18500 | 100.5% | 2.08 | 0 | 10.5 |  |  |  |  | R-410A | 1.475 | Residential & Commercial | USHP | Ducted CEE Tier 1
212971922 | Central HP <5.4 tons | GRANDAIRE | HRCU-A-CB (Split System: Heat Pump with Remote Outdoor Unit-Air-Source) | WDLCURAH18ABK |  |  | WLA*304BA* | WFET090B048A* | 17700 | 16 | 8.5 | 18300 | 19200 | 104.9% | 2.3 | 0 | 10.5 |  |  |  |  | R-410A | 1.475 | Residential & Commercial | USHP | Ducted CEE Tier 1
212974637 | Central HP <5.4 tons | GRANDAIRE | HRCU-A-CB (Split System: Heat Pump with Remote Outdoor Unit-Air-Source) | WDLCURAH18ABK |  |  | WLA*244AA* | WFST040A030A* | 17300 | 15.5 | 8.5 | 18400 | 19400 | 105.4% | 2.34 | 0 | 10.5 |  |  |  |  | R-410A | 1.4417 | Residential & Commercial | USHP | Ducted CEE Tier 1
212974689 | Central HP <5.4 tons | GRANDAIRE | HRCU-A-CB (Split System: Heat Pump with Remote Outdoor Unit-Air-Source) | WDLCURAH18ABK |  |  | WLA*304BA* | WFST040A030A* | 17300 | 16 | 8.5 | 18100 | 19800 | 109.4% | 2.38 | 0 | 10.5 |  |  |  |  | R-410A | 1.4417 | Residential & Commercial | USHP | Ducted CEE Tier 1
212975809 | Central HP <5.4 tons | GRANDAIRE | HRCU-A-CB (Split System: Heat Pump with Remote Outdoor Unit-Air-Source) | WDLCURAH18ABK |  |  | WLA*254BA* | WFST080B048A* | 17800 | 16.5 | 8.1 | 17600 | 18700 | 106.2% | 2.26 | 0 | 10.5 |  |  |  |  | R-410A | 1.4833 | Residential & Commercial | USHP | Ducted CEE Tier 1
206771448 | Central HP <5.4 tons | KEEPRITE | HRCU-A-CB (Split System: Heat Pump with Remote Outdoor Unit-Air-Source) | CVH837GKA2* |  |  | EA*4X42L21A*+WALLCON | *97CMN0801714A* | 31600 | 17 | 8.1 | 33400 | 24800 | 74.25% | 1.86 | 11.5 | 11 |  |  |  |  | R-410A | 2.6333 | Residential & Commercial | USHP | Ducted CEE Tier 1
206770980 | Central HP <5.4 tons | KEEPRITE | HRCU-A-CB (Split System: Heat Pump with Remote Outdoor Unit-Air-Source) | CVH837GKA2* |  |  | EA*4X36L17A*+WALLCON | *80CTL0701716A* | 31400 | 17 | 8.1 | 33400 | 24400 | 73.05% | 1.84 | 11 | 11 |  |  |  |  | R-410A | 2.6167 | Residential & Commercial | USHP | Ducted CEE Tier 1
206773186 | Central HP <5.4 tons | KEEPRITE | HRCU-A-CB (Split System: Heat Pump with Remote Outdoor Unit-Air-Source) | CVH837GKA2* |  |  | EA*4X48L24A*+WALLCON | *80CSU1002120A* | 32200 | 17 | 8.1 | 32600 | 25000 | 76.69% | 1.96 | 12 | 11 |  |  |  |  | R-410A | 2.6833 | Residential & Commercial | USHP | Ducted CEE Tier 1
206773533 | Central HP <5.4 tons | KEEPRITE | HRCU-A-CB (Split System: Heat Pump with Remote Outdoor Unit-Air-Source) | CVH837GKA2* |  |  | EA*4X48L24A*+WALLCON | *95CSU1002122A* | 32400 | 17.5 | 8.5 | 32400 | 24800 | 76.54% | 2 | 12 | 11.5 |  |  |  |  | R-410A | 2.7 | Residential & Commercial | USHP | Ducted CEE Tier 1
216738590 | Central HP <5.4 tons | GRANDAIRE | HRCU-A-CB (Split System: Heat Pump with Remote Outdoor Unit-Air-Source) | WD5CUHAH24AAK |  |  | W5SH36M12XA* | WFSX100C060B* | 23000 | 15.5 | 8.1 | 21000 | 18600 | 88.57% | 1.9 | 0 | 10.5 |  |  |  |  | R-454B | 1.9167 | Residential & Commercial | USHP | Ducted CEE Tier 1
216732824 | Central HP <5.4 tons | GRANDAIRE | HRCU-A-CB (Split System: Heat Pump with Remote Outdoor Unit-Air-Source) | WD5CUHAH24AAK |  |  | W5A*24M17XA* | WFET070A036A* | 22200 | 16.5 | 8.5 | 21000 | 19200 | 91.43% | 1.96 | 0 | 10.5 |  |  |  |  | R-454B | 1.85 | Residential & Commercial | USHP | Ducted CEE Tier 1
216732894 | Central HP <5.4 tons | GRANDAIRE | HRCU-A-CB (Split System: Heat Pump with Remote Outdoor Unit-Air-Source) | WD5CUHAH24AAK |  |  | W5A*24M17XA* | WFAX060B042B* | 22000 | 16 | 8.5 | 21000 | 19100 | 90.95% | 1.96 | 0 | 10.5 |  |  |  |  | R-454B | 1.8333 | Residential & Commercial | USHP | Ducted CEE Tier 1
216733094 | Central HP <5.4 tons | GRANDAIRE | HRCU-A-CB (Split System: Heat Pump with Remote Outdoor Unit-Air-Source) | WD5CUHAH24AAK |  |  | W5A*24M17XA* | WFST080B048A* | 22200 | 16 | 8.5 | 21200 | 19200 | 90.57% | 1.96 | 0 | 10.5 |  |  |  |  | R-454B | 1.85 | Residential & Commercial | USHP | Ducted CEE Tier 1
206771628 | Central HP <5.4 tons | KEEPRITE | HRCU-A-CB (Split System: Heat Pump with Remote Outdoor Unit-Air-Source) | CVH837GKA2* |  |  | EA*4X43L21A*+WALLCON | *80CTL0701716A* | 32800 | 17.5 | 8.5 | 33000 | 25200 | 76.36% | 1.98 | 11 | 11.7 |  |  |  |  | R-410A | 2.7333 | Residential & Commercial | USHP | Ducted CEE Tier 1
206771259 | Central HP <5.4 tons | KEEPRITE | HRCU-A-CB (Split System: Heat Pump with Remote Outdoor Unit-Air-Source) | CVH837GKA2* |  |  | EA*4X37L21A*+WALLCON | *80CTL0701716A* | 32800 | 17.5 | 8.5 | 33000 | 25200 | 76.36% | 1.98 | 11 | 11.5 |  |  |  |  | R-410A | 2.7333 | Residential & Commercial | USHP | Ducted CEE Tier 1
206771277 | Central HP <5.4 tons | KEEPRITE | HRCU-A-CB (Split System: Heat Pump with Remote Outdoor Unit-Air-Source) | CVH837GKA2* |  |  | EA*4X37L21A*+WALLCON | *80CTL0902120A* | 32800 | 17.5 | 8.5 | 33000 | 25200 | 76.36% | 1.98 | 12 | 11.7 |  |  |  |  | R-410A | 2.7333 | Residential & Commercial | USHP | Ducted CEE Tier 1
214279954 | Central HP <5.4 tons | GRANDAIRE | HRCU-A-CB (Split System: Heat Pump with Remote Outdoor Unit-Air-Source) | WDLCURAH24ABK |  |  | WLA*374CA* | WFSX060B048B* | 24600 | 17 | 9 | 25400 | 21200 | 83.46% | 1.78 | 0 | 10 |  |  |  |  | R-410A | 2.05 | Residential & Commercial | USHP | Ducted CEE Tier 1
212977837 | Central HP <5.4 tons | GRANDAIRE | HRCU-A-CB (Split System: Heat Pump with Remote Outdoor Unit-Air-Source) | WDLCURAH18ABK |  |  | WLNC304BA* | WFE*045A036C* | 17700 | 16.5 | 8.1 | 18100 | 16100 | 88.95% | 1.84 | 0 | 11 |  |  |  |  | R-410A | 1.475 | Residential & Commercial | USHP | Ducted CEE Tier 1
210568232 | Central HP <5.4 tons | COMFORT-AIRE | HRCU-A-CB (Split System: Heat Pump with Remote Outdoor Unit-Air-Source) | A-VCD48SA-1 |  |  | B-VCD48SA-1 | 0 | 47000 | 15.6 | 9.4 | 50000 | 46000 | 92% | 1.9 | 8.5 | 8.2 |  |  |  |  | R-410A | 3.9167 | Residential & Commercial | USHP
213372151 | Central HP <5.4 tons | KEEPRITE | HRCU-A-C (Split System: Heat Pump with Remote Outdoor Unit with No Indoor Fan --Air Source) | DLCURAH30ABK |  |  | DLFULAH36XCX + CI | 0 | 30000 | 15.5 | 9.7 | 33000 | 27000 | 81.82% | 1.85 | 10.7 | 10.5 |  |  |  |  | R-410A | 2.5 | Residential & Commercial | USHP | Ducted CEE Tier 1
216675663 | Central HP <5.4 tons | GRANDAIRE | HRCU-A-CB (Split System: Heat Pump with Remote Outdoor Unit-Air-Source) | WD5CURAH24AAK |  |  | W5A*30M14XA* | WFE*045A036C* | 23600 | 15.2 | 8.5 | 24200 | 19400 | 80.17% | 1.9 | 0 | 9.8 |  |  |  |  | R-454B | 1.9667 | Residential & Commercial | USHP
216676056 | Central HP <5.4 tons | KEEPRITE | HRCU-A-CB (Split System: Heat Pump with Remote Outdoor Unit-Air-Source) | D5CURAH24AAK |  |  | ESH5X36M12A* | *80MS(N,L)0902116A* | 24200 | 15.2 | 8.5 | 23800 | 19300 | 81.09% | 1.92 | 0 | 10 |  |  |  |  | R-454B | 2.0167 | Residential & Commercial | USHP | Ducted CEE Tier 1
212920482 | Central HP <5.4 tons | Multi MFG | HRCU-A-CB (Split System: Heat Pump with Remote Outdoor Unit-Air-Source) | HHS-48HD-A |  |  | 48MPHP0-M-A | 0 | 47000 | 15.6 | 9.4 | 50000 | 46000 | 92% | 1.9 | 8.5 | 8.2 |  |  |  |  | R-410A | 3.9167 | Residential & Commercial | USHP
206765975 | Central HP <5.4 tons | KEEPRITE | HRCU-A-CB (Split System: Heat Pump with Remote Outdoor Unit-Air-Source) | CVH825GKA3* |  |  | EA*4X37L21A*+WALLCON | *96CTN0801714A* | 24400 | 16.5 | 8.1 | 21200 | 16700 | 78.77% | 2.02 | 11 | 11 |  |  |  |  | R-410A | 2.0333 | Residential & Commercial | USHP | Ducted CEE Tier 1
215319089 | Central HP <5.4 tons | TEMPSTAR | HRCU-A-CB (Split System: Heat Pump with Remote Outdoor Unit-Air-Source) | D5CUHAH60AAK |  |  | D5FUAAH60XAK | 0 | 54000 | 16 | 9 | 56000 | 52000 | 92.86% | 1.8 | 0 | 10 |  |  |  |  | R-454B | 4.5 | Residential & Commercial | USHP | Ducted CEE Tier 1
216676034 | Central HP <5.4 tons | KEEPRITE | HRCU-A-CB (Split System: Heat Pump with Remote Outdoor Unit-Air-Source) | D5CURAH24AAK |  |  | EA*5X37M21A* | *80MS(N,L)0901714A* | 24400 | 15.5 | 8.5 | 23000 | 19000 | 82.61% | 1.96 | 0 | 10 |  |  |  |  | R-454B | 2.0333 | Residential & Commercial | USHP | Ducted CEE Tier 1
212976043 | Central HP <5.4 tons | GRANDAIRE | HRCU-A-CB (Split System: Heat Pump with Remote Outdoor Unit-Air-Source) | WDLCURAH24ABK |  |  | WLA*364BA* | WFST080B048A* | 23600 | 17 | 8.5 | 26000 | 24000 | 92.31% | 2 | 0 | 10 |  |  |  |  | R-410A | 1.9667 | Residential & Commercial | USHP | Ducted CEE Tier 1
212977645 | Central HP <5.4 tons | GRANDAIRE | HRCU-A-CB (Split System: Heat Pump with Remote Outdoor Unit-Air-Source) | WDLCURAH24ABK |  |  | WLA*374BA* | WFE*045A036C* | 24200 | 17 | 8.5 | 25200 | 25000 | 99.21% | 2.08 | 0 | 10 |  |  |  |  | R-410A | 2.0167 | Residential & Commercial | USHP | Ducted CEE Tier 1
204299072 | Central HP <5.4 tons | KEEPRITE | HRCU-A-CB (Split System: Heat Pump with Remote Outdoor Unit-Air-Source) | CVH837GKA** |  |  | EA*4X42L24A*+WALLCON | *80CTL0902120A* | 31800 | 17.5 | 8.1 | 33200 | 24400 | 73.49% | 1.9 | 11 | 11.5 |  |  |  |  | R-410A | 2.65 | Residential & Commercial | USHP | Ducted CEE Tier 1
212977813 | Central HP <5.4 tons | GRANDAIRE | HRCU-A-CB (Split System: Heat Pump with Remote Outdoor Unit-Air-Source) | WDLCURAH18ABK |  |  | WLNC244BA* | WFE*045A036C* | 17500 | 16.5 | 8.5 | 18400 | 18600 | 101.1% | 2.24 | 0 | 11 |  |  |  |  | R-410A | 1.4583 | Residential & Commercial | USHP | Ducted CEE Tier 1
206767111 | Central HP <5.4 tons | KEEPRITE | HRCU-A-CB (Split System: Heat Pump with Remote Outdoor Unit-Air-Source) | CVH825GKA3* |  |  | EA*4X30L17A*+WALLCON | *80CSU0401712A* | 23400 | 16.5 | 8.1 | 21600 | 16700 | 77.31% | 1.9 | 11 | 10.5 |  |  |  |  | R-410A | 1.95 | Residential & Commercial | USHP | Ducted CEE Tier 1
206767129 | Central HP <5.4 tons | KEEPRITE | HRCU-A-CB (Split System: Heat Pump with Remote Outdoor Unit-Air-Source) | CVH825GKA3* |  |  | EA*4X36L17A*+WALLCON | *80CSU0401712A* | 23600 | 16.5 | 8.1 | 21400 | 16600 | 77.57% | 1.94 | 11 | 10.5 |  |  |  |  | R-410A | 1.9667 | Residential & Commercial | USHP | Ducted CEE Tier 1
216620264 | Central HP <5.4 tons | TEMPSTAR | HRCU-A-CB (Split System: Heat Pump with Remote Outdoor Unit-Air-Source) | DLCURAH48ABK |  |  | 40MUAAQ48XA3 | 0 | 47000 | 15.6 | 9.4 | 50000 | 46000 | 92% | 1.9 | 8.5 | 8.2 |  |  |  |  | R-410A | 3.9167 | Residential & Commercial | USHP
204299212 | Central HP <5.4 tons | KEEPRITE | HRCU-A-CB (Split System: Heat Pump with Remote Outdoor Unit-Air-Source) | CVH837GKA** |  |  | EA*4X48L21A*+WALLCON | *80CTL0701716A* | 32200 | 17.5 | 8.1 | 32600 | 25000 | 76.69% | 1.96 | 11 | 11.5 |  |  |  |  | R-410A | 2.6833 | Residential & Commercial | USHP | Ducted CEE Tier 1
204299112 | Central HP <5.4 tons | KEEPRITE | HRCU-A-CB (Split System: Heat Pump with Remote Outdoor Unit-Air-Source) | CVH837GKA** |  |  | EA*4X42L24A*+WALLCON | *97CMN1002122A* | 31800 | 17.5 | 8.1 | 33000 | 24400 | 73.94% | 1.9 | 12 | 11.5 |  |  |  |  | R-410A | 2.65 | Residential & Commercial | USHP | Ducted CEE Tier 1
204298762 | Central HP <5.4 tons | KEEPRITE | HRCU-A-CB (Split System: Heat Pump with Remote Outdoor Unit-Air-Source) | CVH837GKA** |  |  | EA*4X36L21A*+WALLCON | *96CTN1002122A* | 31600 | 17 | 8.1 | 33200 | 24200 | 72.89% | 1.86 | 11 | 11 |  |  |  |  | R-410A | 2.6333 | Residential & Commercial | USHP | Ducted CEE Tier 1
204299932 | Central HP <5.4 tons | KEEPRITE | HRCU-A-CB (Split System: Heat Pump with Remote Outdoor Unit-Air-Source) | CVH837GKA** |  |  | EN(A,D)4X48L24**+WALLCON | *97CMN1202422A* | 32400 | 17.5 | 8.1 | 33000 | 24800 | 75.15% | 1.96 | 12 | 11.5 |  |  |  |  | R-410A | 2.7 | Residential & Commercial | USHP | Ducted CEE Tier 1
204300266 | Central HP <5.4 tons | KEEPRITE | HRCU-A-CB (Split System: Heat Pump with Remote Outdoor Unit-Air-Source) | CVH837GKA** |  |  | EHD4X42AAL+WALLCON | *80CTL0902120A* | 32400 | 16.5 | 8.1 | 33200 | 24800 | 74.7% | 1.96 | 12 | 11 |  |  |  |  | R-410A | 2.7 | Residential & Commercial | USHP | Ducted CEE Tier 1
204300566 | Central HP <5.4 tons | KEEPRITE | HRCU-A-CB (Split System: Heat Pump with Remote Outdoor Unit-Air-Source) | CVH837GKA** |  |  | EHD4X48AAL+WALLCON | *96CTN1002122A* | 32600 | 17 | 8.1 | 33000 | 24800 | 75.15% | 1.98 | 12 | 11 |  |  |  |  | R-410A | 2.7167 | Residential & Commercial | USHP | Ducted CEE Tier 1
214825961 | Central HP <5.4 tons | BOSCH | HRCU-A-CB (Split System: Heat Pump with Remote Outdoor Unit-Air-Source) | BOVA-60MTB-M19E |  |  | BIVA-48MCB-M19X | 0 | 48500 | 19 | 10 | 48500 | 48500 | 100% | 2.1 | 0 | 12 |  |  |  |  | R-454B | 4.0417 | Residential & Commercial | USHP | Ducted CEE Tier 1
211260559 | Central HP <5.4 tons | GRANDAIRE | HRCU-A-CB (Split System: Heat Pump with Remote Outdoor Unit-Air-Source) | WDLCURAH18ABK |  |  | WLA*244BA* | WFER045B036A* | 18500 | 15.5 | 9 | 19400 | 18600 | 95.88% | 2.24 | 0 | 10.5 |  |  |  |  | R-410A | 1.5417 | Residential & Commercial | USHP | Ducted CEE Tier 1
204300376 | Central HP <5.4 tons | KEEPRITE | HRCU-A-CB (Split System: Heat Pump with Remote Outdoor Unit-Air-Source) | CVH837GKA** |  |  | EHD4X42AAL+WALLCON | *96CTN1002122A* | 32600 | 16.5 | 8.1 | 33000 | 24800 | 75.15% | 1.96 | 12 | 11 |  |  |  |  | R-410A | 2.7167 | Residential & Commercial | USHP | Ducted CEE Tier 1
213607748 | Central HP <5.4 tons | GRANDAIRE | HRCU-A-CB (Split System: Heat Pump with Remote Outdoor Unit-Air-Source) | WDLCURAH36ABK |  |  | WBGL484BC | 0 | 36400 | 17 | 9 | 37200 | 34600 | 93.01% | 2.08 | 0 | 10 |  |  |  |  | R-410A | 3.0333 | Residential & Commercial | USHP | Ducted CEE Tier 1
214229434 | Central HP <5.4 tons | GRANDAIRE | HRCU-A-CB (Split System: Heat Pump with Remote Outdoor Unit-Air-Source) | WDLCURAH36ABK |  |  | WLA*424DA* | WFEU100C060B* | 35200 | 16 | 8.5 | 38500 | 35000 | 90.91% | 1.88 | 0 | 9.5 |  |  |  |  | R-410A | 2.9333 | Residential & Commercial | USHP
206766877 | Central HP <5.4 tons | KEEPRITE | HRCU-A-CB (Split System: Heat Pump with Remote Outdoor Unit-Air-Source) | CVH825GKA3* |  |  | EHD4X30AAL+WALLCON | *80CTL0901716A* | 23800 | 16 | 8.1 | 21800 | 16700 | 76.61% | 1.98 | 11 | 10.5 |  |  |  |  | R-410A | 1.9833 | Residential & Commercial | USHP | Ducted CEE Tier 1
206765705 | Central HP <5.4 tons | KEEPRITE | HRCU-A-CB (Split System: Heat Pump with Remote Outdoor Unit-Air-Source) | CVH825GKA3* |  |  | EA*4X36L17A*+WALLCON | *80CTL0701412A* | 23600 | 17 | 8.1 | 21400 | 16600 | 77.57% | 1.94 | 11 | 11 |  |  |  |  | R-410A | 1.9667 | Residential & Commercial | USHP | Ducted CEE Tier 1
206765498 | Central HP <5.4 tons | KEEPRITE | HRCU-A-CB (Split System: Heat Pump with Remote Outdoor Unit-Air-Source) | CVH825GKA3* |  |  | EA*4X25L17A*+WALLCON | *80CTL0451712A* | 24200 | 16.5 | 8.1 | 21400 | 16800 | 78.5% | 2 | 11 | 11 |  |  |  |  | R-410A | 2.0167 | Residential & Commercial | USHP | Ducted CEE Tier 1
206765507 | Central HP <5.4 tons | KEEPRITE | HRCU-A-CB (Split System: Heat Pump with Remote Outdoor Unit-Air-Source) | CVH825GKA3* |  |  | EA*4X25L17A*+WALLCON | *80CTL0701716A* | 24400 | 16.5 | 8.1 | 21200 | 16600 | 78.3% | 2.02 | 11 | 11 |  |  |  |  | R-410A | 2.0333 | Residential & Commercial | USHP | Ducted CEE Tier 1
214053809 | Central HP <5.4 tons | BOSCH | HRCU-A-CB (Split System: Heat Pump with Remote Outdoor Unit-Air-Source) | BOVC-36HDN1-M20G |  |  | BMAC2430BNTD | BGH96M080B3B | 24000 | 18.5 | 9 | 24000 | 17400 | 72.5% | 1.9 | 0 | 12 |  |  |  |  | R-410A | 2 | Residential & Commercial | USHP | Ducted CEE Tier 1
216623533 | Central HP <5.4 tons | MIDEA | HRCU-A-CB (Split System: Heat Pump with Remote Outdoor Unit-Air-Source) | MO1HE-H18B-2A |  |  | MAPHE-H18B-2A | 0 | 18000 | 16.8 | 10.5 | 19000 | 19000 | 100% | 1.8 | 0 | 12 |  |  |  |  | R-454B | 1.5 | Residential & Commercial | USHP | Ducted CEE Tier 1
216091311 | Central HP <5.4 tons | TEMPSTAR | HRCU-A-CB (Split System: Heat Pump with Remote Outdoor Unit-Air-Source) | DLCSRBH24AAK |  |  | 40MBABQ24XB3 | 0 | 23000 | 18.4 | 9.3 | 26000 | 21200 | 81.54% | 1.9 | 12.5 | 11.7 |  |  |  |  | R-410A | 1.9167 | Residential & Commercial | USHP | Ducted CEE Tier 1
216623502 | Central HP <5.4 tons | INNOVAIR | HRCU-A-C (Split System: Heat Pump with Remote Outdoor Unit with No Indoor Fan --Air Source) | SOV24H2BA |  |  | MAC24H1418B | 0 | 24000 | 16 | 9 | 25000 | 19000 | 76% | 1.8 | 0 | 10 |  |  |  |  | R-454B | 2 | Residential & Commercial | USHP | Ducted CEE Tier 1
213080074 | Central HP <5.4 tons | GRANDAIRE | HRCU-A-CB (Split System: Heat Pump with Remote Outdoor Unit-Air-Source) | WDLCURAH36ABK |  |  | WLA*484CA* | WFSX080B048B* | 35800 | 15.5 | 8.5 | 38000 | 35400 | 93.16% | 1.78 | 0 | 10 |  |  |  |  | R-410A | 2.9833 | Residential & Commercial | USHP | Ducted CEE Tier 1
213080691 | Central HP <5.4 tons | GRANDAIRE | HRCU-A-CB (Split System: Heat Pump with Remote Outdoor Unit-Air-Source) | WDLCURAH36ABK |  |  | WLA*374CA* | WFSU060B048B* | 36600 | 16 | 8.5 | 38500 | 35000 | 90.91% | 1.86 | 0 | 10 |  |  |  |  | R-410A | 3.05 | Residential & Commercial | USHP | Ducted CEE Tier 1
216760041 | Central HP <5.4 tons | Multi MFG | HRCU-A-CB (Split System: Heat Pump with Remote Outdoor Unit-Air-Source) | HES-24HD-B |  |  | 24MUC0-HP-B | 0 | 24000 | 17.4 | 10.4 | 25000 | 19600 | 78.4% | 1.96 | 0 | 10.8 |  |  |  |  | R-454B | 2 | Residential & Commercial | USHP | Ducted CEE Tier 1
205751006 | Central HP <5.4 tons | KEEPRITE | HRCU-A-CB (Split System: Heat Pump with Remote Outdoor Unit-Air-Source) | CVH837GKA** |  |  | EA*4X37L21A*+WALLCON | *80CTL0701716A* | 32800 | 17.5 | 8.5 | 33000 | 25200 | 76.36% | 1.98 | 11 | 11.5 |  |  |  |  | R-410A | 2.7333 | Residential & Commercial | USHP | Ducted CEE Tier 1
216623416 | Central HP <5.4 tons | MAINLINE | HRCU-A-CB (Split System: Heat Pump with Remote Outdoor Unit-Air-Source) | ML24HP230LMNT-O |  |  | ML24HP230PCAHU-I | 0 | 24000 | 16 | 9 | 25000 | 19000 | 76% | 1.8 | 0 | 10 |  |  |  |  | R-454B | 2 | Residential & Commercial | USHP | Ducted CEE Tier 1
216676811 | Central HP <5.4 tons | KEEPRITE | HRCU-A-CB (Split System: Heat Pump with Remote Outdoor Unit-Air-Source) | D5CURAH24AAK |  |  | EA*5X37M21A* | *95CSU0802120B* | 25200 | 15.2 | 9 | 23400 | 19200 | 82.05% | 2.1 | 0 | 10 |  |  |  |  | R-454B | 2.1 | Residential & Commercial | USHP | Ducted CEE Tier 1
216677359 | Central HP <5.4 tons | KEEPRITE | HRCU-A-CB (Split System: Heat Pump with Remote Outdoor Unit-Air-Source) | D5CURAH24AAK |  |  | EA*5X37M21A* | *96MSN1002122A* | 25000 | 15.5 | 9 | 23200 | 19100 | 82.33% | 2.08 | 0 | 10 |  |  |  |  | R-454B | 2.0833 | Residential & Commercial | USHP | Ducted CEE Tier 1
215319023 | Central HP <5.4 tons | KEEPRITE | HRCU-A-CB (Split System: Heat Pump with Remote Outdoor Unit-Air-Source) | D5CLHAH58AAK |  |  | D5FLAAH60XAK | 0 | 54000 | 15.4 | 9.2 | 59000 | 53000 | 89.83% | 2 | 0 | 10 |  |  |  |  | R-454B | 4.5 | Residential & Commercial | USHP | Ducted CEE Tier 1
215225113 | Central HP <5.4 tons | BOSCH | HRCU-A-CB (Split System: Heat Pump with Remote Outdoor Unit-Air-Source) | BOVA-60RXB-M15S |  |  | BMAC4248CBTA | BGH96M100C5C | 44500 | 16 | 8.5 | 47000 | 33000 | 70.21% | 1.85 | 0 | 10.5 |  |  |  |  | R-454B | 3.7083 | Residential & Commercial | USHP | Ducted CEE Tier 1
216678749 | Central HP <5.4 tons | GRANDAIRE | HRCU-A-CB (Split System: Heat Pump with Remote Outdoor Unit-Air-Source) | WDLCURAH36ABK |  |  | WLA*484CA* | WFJT060B048A* | 35600 | 15.5 | 8.5 | 38000 | 34400 | 90.53% | 1.96 | 0 | 9.8 |  |  |  |  | R-410A | 2.9667 | Residential & Commercial | USHP
216679853 | Central HP <5.4 tons | GRANDAIRE | HRCU-A-CB (Split System: Heat Pump with Remote Outdoor Unit-Air-Source) | WDLCURAH36ABK |  |  | WLA*374CA* | WFJT080B048A* | 36400 | 15.5 | 9 | 38500 | 34400 | 89.35% | 1.98 | 0 | 10 |  |  |  |  | R-410A | 3.0333 | Residential & Commercial | USHP | Ducted CEE Tier 1
216623509 | Central HP <5.4 tons | INNOVAIR | HRCU-A-C (Split System: Heat Pump with Remote Outdoor Unit with No Indoor Fan --Air Source) | SHV30H2BA |  |  | MAC36H1724B | 0 | 29000 | 16 | 9.5 | 32000 | 32000 | 100% | 1.85 | 0 | 10 |  |  |  |  | R-454B | 2.4167 | Residential & Commercial | USHP | Ducted CEE Tier 1
213489790 | Central HP <5.4 tons | INNOVAIR | HRCU-A-CB (Split System: Heat Pump with Remote Outdoor Unit-Air-Source) | SHV36H2R20-S |  |  | DEV36H2R19 | 0 | 35000 | 16.3 | 9.5 | 39000 | 38000 | 97.44% | 1.8 | 0 | 11.7 |  |  |  |  | R-410A | 2.9167 | Residential & Commercial | USHP | Ducted CEE Tier 1
213255597 | Central HP <5.4 tons | INNOVAIR | HRCU-A-CB (Split System: Heat Pump with Remote Outdoor Unit-Air-Source) | SHV18H2R20 |  |  | WEV18H2R19 | 0 | 18000 | 19.3 | 10.8 | 19000 | 18800 | 98.95% | 2.3 | 0 | 12.1 |  |  |  |  | R-410A | 1.5 | Residential & Commercial | USHP | Ducted CEE Tier 1
213255598 | Central HP <5.4 tons | INNOVAIR | HRCU-A-CB (Split System: Heat Pump with Remote Outdoor Unit-Air-Source) | SHV24H2R20 |  |  | WEV24H2R19 | 0 | 24000 | 17.5 | 10.5 | 26000 | 24000 | 92.31% | 2 | 0 | 11.7 |  |  |  |  | R-410A | 2 | Residential & Commercial | USHP | Ducted CEE Tier 1
214395070 | Central HP <5.4 tons | GRANDAIRE | HRCU-A-CB (Split System: Heat Pump with Remote Outdoor Unit-Air-Source) | WDLCURAH18ABK |  |  | WLNC244BA* | WFSX060B048B* | 17500 | 15.5 | 8.5 | 18500 | 19000 | 102.7% | 2.28 | 0 | 10.5 |  |  |  |  | R-410A | 1.4583 | Residential & Commercial | USHP | Ducted CEE Tier 1
215864297 | Central HP <5.4 tons | MAINLINE | HRCU-A-CB (Split System: Heat Pump with Remote Outdoor Unit-Air-Source) | ML33HP230NEXH-O |  |  | ML36HP230AHU-I | 0 | 33000 | 16.5 | 10 | 35000 | 34000 | 97.14% | 2 | 0 | 11.7 |  |  |  |  | R-454B | 2.75 | Residential & Commercial | USHP | Ducted CEE Tier 1
214771733 | Central HP <5.4 tons | BOSCH | HRCU-A-CB (Split System: Heat Pump with Remote Outdoor Unit-Air-Source) | BOVA-60RTB-M20S |  |  | BIVA-60RCB-M20X | 0 | 52000 | 18 | 9.5 | 55000 | 38500 | 70% | 2 | 0 | 11.7 |  |  |  |  | R-454B | 4.3333 | Residential & Commercial | USHP | Ducted CEE Tier 1
214771735 | Central HP <5.4 tons | BOSCH | HRCU-A-CB (Split System: Heat Pump with Remote Outdoor Unit-Air-Source) | BOVA-60RTB-M20S |  |  | BMAC4248CBTA | BGH96M080C4C | 42500 | 16 | 8.8 | 44500 | 31400 | 70.56% | 1.8 | 0 | 11.7 |  |  |  |  | R-454B | 3.5417 | Residential & Commercial | USHP | Ducted CEE Tier 1
206767147 | Central HP <5.4 tons | KEEPRITE | HRCU-A-CB (Split System: Heat Pump with Remote Outdoor Unit-Air-Source) | CVH825GKA3* |  |  | EA*4X36L21A*+WALLCON | *80CSU0401712A* | 23600 | 17 | 8.1 | 21400 | 16600 | 77.57% | 1.94 | 11.5 | 10.5 |  |  |  |  | R-410A | 1.9667 | Residential & Commercial | USHP | Ducted CEE Tier 1
206766029 | Central HP <5.4 tons | KEEPRITE | HRCU-A-CB (Split System: Heat Pump with Remote Outdoor Unit-Air-Source) | CVH825GKA3* |  |  | EA*4X37L21A*+WALLCON | *96CTN1002122A* | 24400 | 16.5 | 8.5 | 21200 | 16600 | 78.3% | 2.04 | 11 | 11 |  |  |  |  | R-410A | 2.0333 | Residential & Commercial | USHP | Ducted CEE Tier 1
216643566 | Central HP <5.4 tons | GRANDAIRE | HRCU-A-CB (Split System: Heat Pump with Remote Outdoor Unit-Air-Source) | WD5CUHAH18AAK |  |  | W5A*24M17XA* | WFEU040B036B* | 17700 | 15.2 | 10 | 20600 | 18500 | 89.81% | 1.98 | 0 | 11 |  |  |  |  | R-454B | 1.475 | Residential & Commercial | USHP | Ducted CEE Tier 1
216643748 | Central HP <5.4 tons | GRANDAIRE | HRCU-A-CB (Split System: Heat Pump with Remote Outdoor Unit-Air-Source) | WD5CUHAH18AAK |  |  | W5A*25M17XA* | WFET045A036A* | 18500 | 15.2 | 9.5 | 20000 | 17600 | 88% | 2.02 | 0 | 11.7 |  |  |  |  | R-454B | 1.5417 | Residential & Commercial | USHP | Ducted CEE Tier 1
206773105 | Central HP <5.4 tons | KEEPRITE | HRCU-A-CB (Split System: Heat Pump with Remote Outdoor Unit-Air-Source) | CVH837GKA2* |  |  | EA*4X43L21A*+WALLCON | *80CSU0401712A* | 33000 | 17.5 | 8.5 | 33000 | 25000 | 75.76% | 1.98 | 12 | 11 |  |  |  |  | R-410A | 2.75 | Residential & Commercial | USHP | Ducted CEE Tier 1
206772556 | Central HP <5.4 tons | KEEPRITE | HRCU-A-CB (Split System: Heat Pump with Remote Outdoor Unit-Air-Source) | CVH837GKA2* |  |  | EHD4X36AAL+WALLCON | *80CTL1352422A* | 32200 | 16.5 | 8.1 | 33200 | 24600 | 74.1% | 1.94 | 11 | 11 |  |  |  |  | R-410A | 2.6833 | Residential & Commercial | USHP | Ducted CEE Tier 1
206771151 | Central HP <5.4 tons | KEEPRITE | HRCU-A-CB (Split System: Heat Pump with Remote Outdoor Unit-Air-Source) | CVH837GKA2* |  |  | EA*4X36L21A*+WALLCON | *80CTL0901716A* | 31600 | 17.5 | 8.1 | 33000 | 24200 | 73.33% | 1.86 | 11.5 | 11.5 |  |  |  |  | R-410A | 2.6333 | Residential & Commercial | USHP | Ducted CEE Tier 1
206771169 | Central HP <5.4 tons | KEEPRITE | HRCU-A-CB (Split System: Heat Pump with Remote Outdoor Unit-Air-Source) | CVH837GKA2* |  |  | EA*4X36L21A*+WALLCON | *97CMN0602120A* | 31400 | 17 | 8.1 | 33600 | 24600 | 73.21% | 1.84 | 11 | 11 |  |  |  |  | R-410A | 2.6167 | Residential & Commercial | USHP | Ducted CEE Tier 1
206135659 | Central HP <5.4 tons | KEEPRITE | HRCU-A-CB (Split System: Heat Pump with Remote Outdoor Unit-Air-Source) | CVH837GKA** |  |  | EA*4X37L21A*+WALLCON | *80CSU0401712A* | 32800 | 17.5 | 8.5 | 33000 | 25200 | 76.36% | 1.98 | 12 | 11 |  |  |  |  | R-410A | 2.7333 | Residential & Commercial | USHP | Ducted CEE Tier 1
211259869 | Central HP <5.4 tons | GRANDAIRE | HRCU-A-CB (Split System: Heat Pump with Remote Outdoor Unit-Air-Source) | WDLCURAH18ABK |  |  | WLA*194BA* | WFSX026A030A* | 18600 | 16 | 8.5 | 18600 | 17500 | 94.09% | 2.12 | 0 | 11 |  |  |  |  | R-410A | 1.55 | Residential & Commercial | USHP | Ducted CEE Tier 1
211259900 | Central HP <5.4 tons | GRANDAIRE | HRCU-A-CB (Split System: Heat Pump with Remote Outdoor Unit-Air-Source) | WDLCURAH18ABK |  |  | WLA*194BA* | WFER045A036A* | 18600 | 16.5 | 8.5 | 18500 | 17500 | 94.59% | 2.14 | 0 | 11 |  |  |  |  | R-410A | 1.55 | Residential & Commercial | USHP | Ducted CEE Tier 1
212970929 | Central HP <5.4 tons | GRANDAIRE | HRCU-A-CB (Split System: Heat Pump with Remote Outdoor Unit-Air-Source) | WDLCURAH18ABK |  |  | WLNC244AA* | WFET045A036A* | 17700 | 16.5 | 8.5 | 18700 | 19100 | 102.1% | 2.3 | 0 | 11 |  |  |  |  | R-410A | 1.475 | Residential & Commercial | USHP | Ducted CEE Tier 1
212977765 | Central HP <5.4 tons | GRANDAIRE | HRCU-A-CB (Split System: Heat Pump with Remote Outdoor Unit-Air-Source) | WDLCURAH18ABK |  |  | WLA*304AA* | WFE*045A036C* | 17600 | 16.5 | 8.5 | 18100 | 18800 | 103.9% | 2.26 | 0 | 10.5 |  |  |  |  | R-410A | 1.4667 | Residential & Commercial | USHP | Ducted CEE Tier 1
205751086 | Central HP <5.4 tons | KEEPRITE | HRCU-A-CB (Split System: Heat Pump with Remote Outdoor Unit-Air-Source) | CVH837GKA** |  |  | EA*4X37L21A*+WALLCON | *96CTN1002122A* | 33000 | 17.5 | 8.5 | 33000 | 25200 | 76.36% | 2 | 12 | 11.7 |  |  |  |  | R-410A | 2.75 | Residential & Commercial | USHP | Ducted CEE Tier 1
214279772 | Central HP <5.4 tons | GRANDAIRE | HRCU-A-CB (Split System: Heat Pump with Remote Outdoor Unit-Air-Source) | WDLCURAH18ABK |  |  | WLA*304BA* | WFSX060B048B* | 17400 | 16 | 8.5 | 18000 | 18700 | 103.9% | 2.24 | 0 | 10.5 |  |  |  |  | R-410A | 1.45 | Residential & Commercial | USHP | Ducted CEE Tier 1
206772970 | Central HP <5.4 tons | KEEPRITE | HRCU-A-CB (Split System: Heat Pump with Remote Outdoor Unit-Air-Source) | CVH837GKA2* |  |  | EHD4X48AAL+WALLCON | *97CMN1202422A* | 32600 | 16.5 | 8.1 | 33000 | 25000 | 75.76% | 1.96 | 11.5 | 11 |  |  |  |  | R-410A | 2.7167 | Residential & Commercial | USHP | Ducted CEE Tier 1
206772384 | Central HP <5.4 tons | KEEPRITE | HRCU-A-CB (Split System: Heat Pump with Remote Outdoor Unit-Air-Source) | CVH837GKA2* |  |  | EN(A,D)4X48L24**+WALLCON | *96CTN1202422A* | 32400 | 17.5 | 8.1 | 32800 | 24800 | 75.61% | 1.96 | 12 | 11.7 |  |  |  |  | R-410A | 2.7 | Residential & Commercial | USHP | Ducted CEE Tier 1
206772402 | Central HP <5.4 tons | KEEPRITE | HRCU-A-CB (Split System: Heat Pump with Remote Outdoor Unit-Air-Source) | CVH837GKA2* |  |  | EN(A,D)4X48L24**+WALLCON | *97CMN1002122A* | 32400 | 17.5 | 8.1 | 33000 | 24800 | 75.15% | 1.96 | 12 | 11.7 |  |  |  |  | R-410A | 2.7 | Residential & Commercial | USHP | Ducted CEE Tier 1
214053817 | Central HP <5.4 tons | BOSCH | HRCU-A-CB (Split System: Heat Pump with Remote Outdoor Unit-Air-Source) | BOVC-36HDN1-M20G |  |  | BMAC4248CNTF | BGH96M100C5B | 33000 | 18.5 | 9 | 34200 | 24200 | 70.76% | 1.9 | 0 | 12 |  |  |  |  | R-410A | 2.75 | Residential & Commercial | USHP | Ducted CEE Tier 1
213614245 | Central HP <5.4 tons | Multi MFG | HRCU-A-CB (Split System: Heat Pump with Remote Outdoor Unit-Air-Source) | HES-24HD-A* |  |  | 24MUC0-HP-A | 0 | 24000 | 17 | 10.2 | 26000 | 19400 | 74.62% | 2.33 | 0 | 10.5 |  |  |  |  | R-410A | 2 | Residential & Commercial | USHP | Ducted CEE Tier 1
206765525 | Central HP <5.4 tons | KEEPRITE | HRCU-A-CB (Split System: Heat Pump with Remote Outdoor Unit-Air-Source) | CVH825GKA3* |  |  | EA*4X25L17A*+WALLCON | *96CTN0801714A* | 24200 | 16.5 | 8.1 | 21400 | 16700 | 78.04% | 2 | 11 | 11 |  |  |  |  | R-410A | 2.0167 | Residential & Commercial | USHP | Ducted CEE Tier 1
206765579 | Central HP <5.4 tons | KEEPRITE | HRCU-A-CB (Split System: Heat Pump with Remote Outdoor Unit-Air-Source) | CVH825GKA3* |  |  | EA*4X30L17A*+WALLCON | *80CTL0451712A* | 23400 | 16 | 8.1 | 21600 | 16800 | 77.78% | 1.9 | 11 | 10.5 |  |  |  |  | R-410A | 1.95 | Residential & Commercial | USHP | Ducted CEE Tier 1
216679745 | Central HP <5.4 tons | GRANDAIRE | HRCU-A-CB (Split System: Heat Pump with Remote Outdoor Unit-Air-Source) | WDLCURAH18ABK |  |  | WLSH244AA* | WFJT060B048A* | 17400 | 15.5 | 8.1 | 18100 | 18400 | 101.7% | 2.05 | 0 | 10 |  |  |  |  | R-410A | 1.45 | Residential & Commercial | USHP | Ducted CEE Tier 1
206135719 | Central HP <5.4 tons | KEEPRITE | HRCU-A-CB (Split System: Heat Pump with Remote Outdoor Unit-Air-Source) | CVH837GKA** |  |  | EA*4X42L24A*+WALLCON | *80CSU1002120A* | 31800 | 17 | 8.1 | 33200 | 24400 | 73.49% | 1.88 | 11.5 | 11 |  |  |  |  | R-410A | 2.65 | Residential & Commercial | USHP | Ducted CEE Tier 1
206136201 | Central HP <5.4 tons | KEEPRITE | HRCU-A-CB (Split System: Heat Pump with Remote Outdoor Unit-Air-Source) | CVH837GKA** |  |  | EA*4X48L24A*+WALLCON | *95CSU1002122A* | 32400 | 17.5 | 8.5 | 32400 | 24800 | 76.54% | 2 | 12 | 11.5 |  |  |  |  | R-410A | 2.7 | Residential & Commercial | USHP | Ducted CEE Tier 1
206135819 | Central HP <5.4 tons | KEEPRITE | HRCU-A-CB (Split System: Heat Pump with Remote Outdoor Unit-Air-Source) | CVH837GKA** |  |  | EA*4X48L24A*+WALLCON | *80CSU1002120A* | 32200 | 17 | 8.1 | 32600 | 25000 | 76.69% | 1.96 | 12 | 11 |  |  |  |  | R-410A | 2.6833 | Residential & Commercial | USHP | Ducted CEE Tier 1
211259742 | Central HP <5.4 tons | GRANDAIRE | HRCU-A-CB (Split System: Heat Pump with Remote Outdoor Unit-Air-Source) | WDLCURAH18ABK |  |  | WLA*194BA* | WFEU040B036A* | 19000 | 17 | 8.5 | 18900 | 17400 | 92.06% | 2.14 | 0 | 11 |  |  |  |  | R-410A | 1.5833 | Residential & Commercial | USHP | Ducted CEE Tier 1
211260009 | Central HP <5.4 tons | GRANDAIRE | HRCU-A-CB (Split System: Heat Pump with Remote Outdoor Unit-Air-Source) | WDLCURAH18ABK |  |  | WLA*194BA* | WFER070A036A* | 18100 | 16.5 | 8.5 | 18000 | 17700 | 98.33% | 2.14 | 0 | 11 |  |  |  |  | R-410A | 1.5083 | Residential & Commercial | USHP | Ducted CEE Tier 1
211261031 | Central HP <5.4 tons | GRANDAIRE | HRCU-A-CB (Split System: Heat Pump with Remote Outdoor Unit-Air-Source) | WDLCURAH18ABK |  |  | WLA*254BA* | WFAX060A036A* | 18700 | 16.5 | 8.5 | 18500 | 17400 | 94.05% | 2.12 | 0 | 11 |  |  |  |  | R-410A | 1.5583 | Residential & Commercial | USHP | Ducted CEE Tier 1
211262015 | Central HP <5.4 tons | GRANDAIRE | HRCU-A-CB (Split System: Heat Pump with Remote Outdoor Unit-Air-Source) | WDLCURAH18ABK |  |  | WLA*304BA* | WFER045A036A* | 18200 | 16.5 | 8.5 | 18700 | 18400 | 98.4% | 2.22 | 0 | 11 |  |  |  |  | R-410A | 1.5167 | Residential & Commercial | USHP | Ducted CEE Tier 1
213079248 | Central HP <5.4 tons | GRANDAIRE | HRCU-A-CB (Split System: Heat Pump with Remote Outdoor Unit-Air-Source) | WDLCURAH36ABK |  |  | WLA*424DA* | WFEU080C060B* | 35200 | 16.5 | 8.1 | 38500 | 35000 | 90.91% | 1.9 | 0 | 10 |  |  |  |  | R-410A | 2.9333 | Residential & Commercial | USHP | Ducted CEE Tier 1
213079396 | Central HP <5.4 tons | GRANDAIRE | HRCU-A-CB (Split System: Heat Pump with Remote Outdoor Unit-Air-Source) | WDLCURAH36ABK |  |  | WLA*364CA* | WFAX060B042B* | 35000 | 16 | 8.1 | 38500 | 35000 | 90.91% | 2 | 0 | 9.5 |  |  |  |  | R-410A | 2.9167 | Residential & Commercial | USHP
215864311 | Central HP <5.4 tons | MAINLINE | HRCU-A-CB (Split System: Heat Pump with Remote Outdoor Unit-Air-Source) | ML24HP230LMNTH-O |  |  | ML24HP230LMNTAHU-I | 0 | 23000 | 18.3 | 10 | 24000 | 21600 | 90% | 1.87 | 0 | 11.7 |  |  |  |  | R-454B | 1.9167 | Residential & Commercial | USHP | Ducted CEE Tier 1
215864295 | Central HP <5.4 tons | MAINLINE | HRCU-A-CB (Split System: Heat Pump with Remote Outdoor Unit-Air-Source) | ML18HP230NEXH-O |  |  | ML18HP230AHU-I | 0 | 18000 | 18 | 10 | 19500 | 18000 | 92.31% | 2.2 | 0 | 12 |  |  |  |  | R-454B | 1.5 | Residential & Commercial | USHP | Ducted CEE Tier 1
215864305 | Central HP <5.4 tons | MAINLINE | HRCU-A-CB (Split System: Heat Pump with Remote Outdoor Unit-Air-Source) | ML24HP230LMNT-O |  |  | ML24HP230LMNTAHU-I | 0 | 24000 | 18.1 | 9.7 | 26000 | 21600 | 83.08% | 1.87 | 0 | 11 |  |  |  |  | R-454B | 2 | Residential & Commercial | USHP | Ducted CEE Tier 1
213078972 | Central HP <5.4 tons | GRANDAIRE | HRCU-A-CB (Split System: Heat Pump with Remote Outdoor Unit-Air-Source) | WDLCURAH36ABK |  |  | WLA*364CA* | WFEU040B036B* | 35000 | 16 | 8.1 | 38500 | 35200 | 91.43% | 1.8 | 0 | 9.5 |  |  |  |  | R-410A | 2.9167 | Residential & Commercial | USHP
213079020 | Central HP <5.4 tons | GRANDAIRE | HRCU-A-CB (Split System: Heat Pump with Remote Outdoor Unit-Air-Source) | WDLCURAH36ABK |  |  | WLA*434CA* | WFEU040B036B* | 36600 | 16 | 8.5 | 38500 | 34800 | 90.39% | 2.08 | 0 | 10 |  |  |  |  | R-410A | 3.05 | Residential & Commercial | USHP | Ducted CEE Tier 1
213077933 | Central HP <5.4 tons | GRANDAIRE | HRCU-A-CB (Split System: Heat Pump with Remote Outdoor Unit-Air-Source) | WDLCURAH36ABK |  |  | WLA*364CA* | WFE*070B036C* | 34800 | 16 | 8.1 | 38500 | 35000 | 90.91% | 2.02 | 0 | 9.5 |  |  |  |  | R-410A | 2.9 | Residential & Commercial | USHP
213077700 | Central HP <5.4 tons | GRANDAIRE | HRCU-A-CB (Split System: Heat Pump with Remote Outdoor Unit-Air-Source) | WDLCURAH36ABK |  |  | WLNC484DA* | WFST100C060A* | 36000 | 16.5 | 8.1 | 38500 | 28400 | 73.77% | 1.94 | 0 | 10 |  |  |  |  | R-410A | 3 | Residential & Commercial | USHP | Ducted CEE Tier 1
207454640 | Central HP <5.4 tons | BOSCH | HRCU-A-CB (Split System: Heat Pump with Remote Outdoor Unit-Air-Source) | BOVA-60HDN1-M20G |  |  | BMA*4248CNTF | BGH96M080C4B | 42500 | 17 | 8.8 | 44500 | 31400 | 70.56% | 1.9 | 12 | 11.7 |  |  |  |  | R-410A | 3.5417 | Residential & Commercial | USHP | Ducted CEE Tier 1
213078092 | Central HP <5.4 tons | GRANDAIRE | HRCU-A-CB (Split System: Heat Pump with Remote Outdoor Unit-Air-Source) | WDLCURAH36ABK |  |  | WLA*424CA* | WFE*070B048C* | 35000 | 16 | 8.1 | 38500 | 35000 | 90.91% | 2.06 | 0 | 9.5 |  |  |  |  | R-410A | 2.9167 | Residential & Commercial | USHP
213078278 | Central HP <5.4 tons | GRANDAIRE | HRCU-A-CB (Split System: Heat Pump with Remote Outdoor Unit-Air-Source) | WDLCURAH36ABK |  |  | WLA*364CA* | WFE*090B042C* | 35200 | 16 | 8.1 | 38500 | 35000 | 90.91% | 2.02 | 0 | 9.5 |  |  |  |  | R-410A | 2.9333 | Residential & Commercial | USHP
213079080 | Central HP <5.4 tons | GRANDAIRE | HRCU-A-CB (Split System: Heat Pump with Remote Outdoor Unit-Air-Source) | WDLCURAH36ABK |  |  | WLN(C,W)484CA* | WFEU040B036B* | 35800 | 16.5 | 8.1 | 38500 | 34800 | 90.39% | 2 | 0 | 10 |  |  |  |  | R-410A | 2.9833 | Residential & Commercial | USHP | Ducted CEE Tier 1
213077977 | Central HP <5.4 tons | GRANDAIRE | HRCU-A-CB (Split System: Heat Pump with Remote Outdoor Unit-Air-Source) | WDLCURAH36ABK |  |  | WLA*434CA* | WFE*070B036C* | 36200 | 16 | 8.5 | 38000 | 34600 | 91.05% | 2 | 0 | 10 |  |  |  |  | R-410A | 3.0167 | Residential & Commercial | USHP | Ducted CEE Tier 1
213078010 | Central HP <5.4 tons | GRANDAIRE | HRCU-A-CB (Split System: Heat Pump with Remote Outdoor Unit-Air-Source) | WDLCURAH36ABK |  |  | WLNC424BA* | WFE*070B036C* | 35600 | 16 | 8.1 | 38500 | 35200 | 91.43% | 1.88 | 0 | 10 |  |  |  |  | R-410A | 2.9667 | Residential & Commercial | USHP | Ducted CEE Tier 1
216760049 | Central HP <5.4 tons | Multi MFG | HRCU-A-CB (Split System: Heat Pump with Remote Outdoor Unit-Air-Source) | HES-24HD-B |  |  | 24HSHP0-C-M-B | 0 | 24000 | 16 | 9 | 25000 | 19000 | 76% | 1.8 | 0 | 10 |  |  |  |  | R-454B | 2 | Residential & Commercial | USHP | Ducted CEE Tier 1
216623409 | Central HP <5.4 tons | MAINLINE | HRCU-A-CB (Split System: Heat Pump with Remote Outdoor Unit-Air-Source) | ML24HP230LMNT-O |  |  | ML24HP230WMAHU-I | 0 | 24000 | 17.4 | 10.4 | 25000 | 19600 | 78.4% | 1.96 | 0 | 10.8 |  |  |  |  | R-454B | 2 | Residential & Commercial | USHP | Ducted CEE Tier 1
216678060 | Central HP <5.4 tons | KEEPRITE | HRCU-A-CB (Split System: Heat Pump with Remote Outdoor Unit-Air-Source) | D5CURAH24AAK |  |  | EA*5X25M17A* | *96VTN0601716B* | 24400 | 15.5 | 8.5 | 23200 | 19100 | 82.33% | 1.94 | 0 | 10 |  |  |  |  | R-454B | 2.0333 | Residential & Commercial | USHP | Ducted CEE Tier 1
216677608 | Central HP <5.4 tons | KEEPRITE | HRCU-A-CB (Split System: Heat Pump with Remote Outdoor Unit-Air-Source) | D5CURAH24AAK |  |  | EA*5X37M21A* | *96VSN0801716B* | 24800 | 15.5 | 8.5 | 23200 | 19100 | 82.33% | 1.96 | 0 | 10 |  |  |  |  | R-454B | 2.0667 | Residential & Commercial | USHP | Ducted CEE Tier 1
216680549 | Central HP <5.4 tons | GRANDAIRE | HRCU-A-CB (Split System: Heat Pump with Remote Outdoor Unit-Air-Source) | WDLCURAH24ABK |  |  | WLA*364CA* | WFJT080B048A* | 23600 | 17 | 9 | 25600 | 23200 | 90.62% | 1.84 | 0 | 10 |  |  |  |  | R-410A | 1.9667 | Residential & Commercial | USHP | Ducted CEE Tier 1
216680597 | Central HP <5.4 tons | GRANDAIRE | HRCU-A-CB (Split System: Heat Pump with Remote Outdoor Unit-Air-Source) | WDLCURAH24ABK |  |  | WLSH304AA* | WFJT080B048A* | 23800 | 16 | 9 | 26000 | 22800 | 87.69% | 1.76 | 0 | 10 |  |  |  |  | R-410A | 1.9833 | Residential & Commercial | USHP | Ducted CEE Tier 1
216680633 | Central HP <5.4 tons | GRANDAIRE | HRCU-A-CB (Split System: Heat Pump with Remote Outdoor Unit-Air-Source) | WDLCURAH24ABK |  |  | WLNC304BA* | WFJT080B048A* | 23400 | 16.5 | 9 | 25800 | 23800 | 92.25% | 1.78 | 0 | 10 |  |  |  |  | R-410A | 1.95 | Residential & Commercial | USHP | Ducted CEE Tier 1
216679445 | Central HP <5.4 tons | GRANDAIRE | HRCU-A-CB (Split System: Heat Pump with Remote Outdoor Unit-Air-Source) | WDLCURAH24ABK |  |  | WLA*374BA* | WFJT060B048A* | 24000 | 17 | 9 | 25200 | 22000 | 87.3% | 1.76 | 0 | 10 |  |  |  |  | R-410A | 2 | Residential & Commercial | USHP | Ducted CEE Tier 1
216676924 | Central HP <5.4 tons | KEEPRITE | HRCU-A-CB (Split System: Heat Pump with Remote Outdoor Unit-Air-Source) | D5CURAH24AAK |  |  | EA*5X30M17A* | *92MSN0601714A* | 23600 | 15.2 | 8.5 | 24200 | 19400 | 80.17% | 1.9 | 0 | 9.8 |  |  |  |  | R-454B | 1.9667 | Residential & Commercial | USHP
216676971 | Central HP <5.4 tons | KEEPRITE | HRCU-A-CB (Split System: Heat Pump with Remote Outdoor Unit-Air-Source) | D5CURAH24AAK |  |  | EA*5X30M17A* | *92MSN0801716A* | 23400 | 15.5 | 8.5 | 24000 | 19400 | 80.83% | 1.9 | 0 | 9.8 |  |  |  |  | R-454B | 1.95 | Residential & Commercial | USHP
216676405 | Central HP <5.4 tons | KEEPRITE | HRCU-A-CB (Split System: Heat Pump with Remote Outdoor Unit-Air-Source) | D5CURAH24AAK |  |  | EA*5X24M17A* | *80MSU0401712A* | 23400 | 15.2 | 9 | 24600 | 19600 | 79.67% | 2 | 0 | 9.8 |  |  |  |  | R-454B | 1.95 | Residential & Commercial | USHP
216676453 | Central HP <5.4 tons | KEEPRITE | HRCU-A-CB (Split System: Heat Pump with Remote Outdoor Unit-Air-Source) | D5CURAH24AAK |  |  | EA*5X25M17A* | *80MSU0601716A* | 25000 | 16 | 9 | 23400 | 19200 | 82.05% | 2.06 | 0 | 10 |  |  |  |  | R-454B | 2.0833 | Residential & Commercial | USHP | Ducted CEE Tier 1
204300186 | Central HP <5.4 tons | KEEPRITE | HRCU-A-CB (Split System: Heat Pump with Remote Outdoor Unit-Air-Source) | CVH837GKA** |  |  | EHD4X36AAL+WALLCON | *96CTN1002122A* | 32200 | 16.5 | 8.1 | 33200 | 24800 | 74.7% | 1.94 | 11.5 | 11 |  |  |  |  | R-410A | 2.6833 | Residential & Commercial | USHP | Ducted CEE Tier 1
204300386 | Central HP <5.4 tons | KEEPRITE | HRCU-A-CB (Split System: Heat Pump with Remote Outdoor Unit-Air-Source) | CVH837GKA** |  |  | EHD4X42AAL+WALLCON | *80CTL0701412A* | 32400 | 17 | 8.1 | 33200 | 25000 | 75.3% | 1.94 | 11.5 | 11 |  |  |  |  | R-410A | 2.7 | Residential & Commercial | USHP | Ducted CEE Tier 1
204300456 | Central HP <5.4 tons | KEEPRITE | HRCU-A-CB (Split System: Heat Pump with Remote Outdoor Unit-Air-Source) | CVH837GKA** |  |  | EHD4X48AAL+WALLCON | *80CTL0902120A* | 32600 | 17 | 8.1 | 33000 | 25000 | 75.76% | 1.98 | 12 | 11 |  |  |  |  | R-410A | 2.7167 | Residential & Commercial | USHP | Ducted CEE Tier 1
204299002 | Central HP <5.4 tons | KEEPRITE | HRCU-A-CB (Split System: Heat Pump with Remote Outdoor Unit-Air-Source) | CVH837GKA** |  |  | EA*4X42L21A*+WALLCON | *97CMN1002122A* | 31800 | 17 | 8.1 | 33000 | 24400 | 73.94% | 1.9 | 11.5 | 11.5 |  |  |  |  | R-410A | 2.65 | Residential & Commercial | USHP | Ducted CEE Tier 1
204459409 | Central HP <5.4 tons | KEEPRITE | HRCU-A-CB (Split System: Heat Pump with Remote Outdoor Unit-Air-Source) | CVH825GKA2* |  |  | EHD4X36AAL+WALLCON | *80CTL0701412A* | 24000 | 16.5 | 8.1 | 21400 | 16600 | 77.57% | 2 | 11.5 | 11 |  |  |  |  | R-410A | 2 | Residential & Commercial | USHP | Ducted CEE Tier 1
206133311 | Central HP <5.4 tons | KEEPRITE | HRCU-A-CB (Split System: Heat Pump with Remote Outdoor Unit-Air-Source) | CVH825GKA2* |  |  | EA*4X24L17A*+WALLCON | *80CSU0601716A* | 23200 | 16.5 | 8.1 | 22000 | 16800 | 76.36% | 1.9 | 11 | 10.5 |  |  |  |  | R-410A | 1.9333 | Residential & Commercial | USHP | Ducted CEE Tier 1
216679829 | Central HP <5.4 tons | GRANDAIRE | HRCU-A-CB (Split System: Heat Pump with Remote Outdoor Unit-Air-Source) | WDLCURAH36ABK |  |  | WLA*364CA* | WFJT080B048A* | 34800 | 15.5 | 8.5 | 38500 | 34800 | 90.39% | 1.75 | 0 | 9.5 |  |  |  |  | R-410A | 2.9 | Residential & Commercial | USHP
216679865 | Central HP <5.4 tons | GRANDAIRE | HRCU-A-CB (Split System: Heat Pump with Remote Outdoor Unit-Air-Source) | WDLCURAH36ABK |  |  | WLA*424CA* | WFJT080B048A* | 35000 | 15.5 | 8.5 | 38500 | 34600 | 89.87% | 1.76 | 0 | 9.8 |  |  |  |  | R-410A | 2.9167 | Residential & Commercial | USHP
204298682 | Central HP <5.4 tons | KEEPRITE | HRCU-A-CB (Split System: Heat Pump with Remote Outdoor Unit-Air-Source) | CVH837GKA** |  |  | EA*4X36L21A*+WALLCON | *80CTL0902120A* | 31600 | 17 | 8.1 | 33200 | 24200 | 72.89% | 1.86 | 11 | 11 |  |  |  |  | R-410A | 2.6333 | Residential & Commercial | USHP | Ducted CEE Tier 1
205751215 | Central HP <5.4 tons | KEEPRITE | HRCU-A-CB (Split System: Heat Pump with Remote Outdoor Unit-Air-Source) | CVH837GKA** |  |  | EA*4X43L21A*+WALLCON | *96CTN1002122A* | 33000 | 17.5 | 8.5 | 33000 | 25200 | 76.36% | 2 | 12 | 11.7 |  |  |  |  | R-410A | 2.75 | Residential & Commercial | USHP | Ducted CEE Tier 1
216981007 | Central HP <5.4 tons | YORK | HRCU-A-CB (Split System: Heat Pump with Remote Outdoor Unit-Air-Source) | HH824E2S11 | ADP |  | V,Y36H175P13*+TXV-BLEED | Y92E080B12SMPS1 | 23000 | 17 | 9.5 | 21400 | 17700 | 82.71% | 2 | 0 | 12 |  |  |  |  | R-454B | 1.9167 | Residential & Commercial | USHP | Ducted CEE Tier 1
206773515 | Central HP <5.4 tons | KEEPRITE | HRCU-A-CB (Split System: Heat Pump with Remote Outdoor Unit-Air-Source) | CVH837GKA2* |  |  | EA*4X48L21A*+WALLCON | *95CSU1002122A* | 32400 | 17.5 | 8.5 | 32600 | 24800 | 76.07% | 2 | 12 | 11.5 |  |  |  |  | R-410A | 2.7 | Residential & Commercial | USHP | Ducted CEE Tier 1
216760033 | Central HP <5.4 tons | Multi MFG | HRCU-A-CB (Split System: Heat Pump with Remote Outdoor Unit-Air-Source) | HHS-18HD-B |  |  | 18MPHP0-M-B | 0 | 18000 | 19 | 9.7 | 19000 | 18000 | 94.74% | 2 | 0 | 12.5 |  |  |  |  | R-454B | 1.5 | Residential & Commercial | USHP | Ducted CEE Tier 1
203024976 | Central HP <5.4 tons | BOSCH | HRCU-A-CB (Split System: Heat Pump with Remote Outdoor Unit-Air-Source) | BOVA-36HDN1-M20G |  |  | BMA*2430ANTD | BGH96M060B3A | 23800 | 18 | 9 | 24000 | 17200 | 71.67% | 1.85 | 13 | 12 |  |  |  |  | R-410A | 1.9833 | Residential & Commercial | USHP | Ducted CEE Tier 1
206765642 | Central HP <5.4 tons | KEEPRITE | HRCU-A-CB (Split System: Heat Pump with Remote Outdoor Unit-Air-Source) | CVH825GKA3* |  |  | EA*4X30L17A*+WALLCON | *80CTL0901716A* | 23600 | 17 | 8.1 | 21400 | 16600 | 77.57% | 1.92 | 11 | 11 |  |  |  |  | R-410A | 1.9667 | Residential & Commercial | USHP | Ducted CEE Tier 1
206772997 | Central HP <5.4 tons | KEEPRITE | HRCU-A-CB (Split System: Heat Pump with Remote Outdoor Unit-Air-Source) | CVH837GKA2* |  |  | EHD4X48AAL+WALLCON | *80CTL0701412A* | 32600 | 17 | 8.1 | 33200 | 25000 | 75.3% | 1.96 | 11.5 | 11 |  |  |  |  | R-410A | 2.7167 | Residential & Commercial | USHP | Ducted CEE Tier 1
206773114 | Central HP <5.4 tons | KEEPRITE | HRCU-A-CB (Split System: Heat Pump with Remote Outdoor Unit-Air-Source) | CVH837GKA2* |  |  | EA*4X43L21A*+WALLCON | *80CSU0601716A* | 32800 | 17 | 8.5 | 33000 | 25200 | 76.36% | 1.96 | 12 | 11 |  |  |  |  | R-410A | 2.7333 | Residential & Commercial | USHP | Ducted CEE Tier 1
212976700 | Central HP <5.4 tons | GRANDAIRE | HRCU-A-CB (Split System: Heat Pump with Remote Outdoor Unit-Air-Source) | WDLCURAH24ABK |  |  | WLNC364CA* | WFST100C060A* | 23600 | 17 | 8.5 | 26200 | 28000 | 106.9% | 1.78 | 0 | 10.5 |  |  |  |  | R-410A | 1.9667 | Residential & Commercial | USHP | Ducted CEE Tier 1
206765410 | Central HP <5.4 tons | KEEPRITE | HRCU-A-CB (Split System: Heat Pump with Remote Outdoor Unit-Air-Source) | CVH825GKA3* |  |  | EA*4X24L14A*+WALLCON | *80CTL0701412A* | 23400 | 17 | 8.1 | 22000 | 16800 | 76.36% | 1.9 | 11 | 10.5 |  |  |  |  | R-410A | 1.95 | Residential & Commercial | USHP | Ducted CEE Tier 1
206765428 | Central HP <5.4 tons | KEEPRITE | HRCU-A-CB (Split System: Heat Pump with Remote Outdoor Unit-Air-Source) | CVH825GKA3* |  |  | EA*4X24L17A*+WALLCON | *80CTL0701716A* | 23200 | 16.5 | 8.1 | 22000 | 16800 | 76.36% | 1.9 | 11 | 10.5 |  |  |  |  | R-410A | 1.9333 | Residential & Commercial | USHP | Ducted CEE Tier 1
206771961 | Central HP <5.4 tons | KEEPRITE | HRCU-A-CB (Split System: Heat Pump with Remote Outdoor Unit-Air-Source) | CVH837GKA2* |  |  | EA*4X48L24A*+WALLCON | *96CTN1002122A* | 32400 | 17.5 | 8.5 | 32600 | 24800 | 76.07% | 2 | 12 | 11.7 |  |  |  |  | R-410A | 2.7 | Residential & Commercial | USHP | Ducted CEE Tier 1
206771493 | Central HP <5.4 tons | KEEPRITE | HRCU-A-CB (Split System: Heat Pump with Remote Outdoor Unit-Air-Source) | CVH837GKA2* |  |  | EA*4X42L21A*+WALLCON | *80CTL0901716A* | 31800 | 17.5 | 8.5 | 33000 | 24400 | 73.94% | 1.9 | 12 | 11.7 |  |  |  |  | R-410A | 2.65 | Residential & Commercial | USHP | Ducted CEE Tier 1
212975796 | Central HP <5.4 tons | GRANDAIRE | HRCU-A-CB (Split System: Heat Pump with Remote Outdoor Unit-Air-Source) | WDLCURAH18ABK |  |  | WLA*244BA* | WFST080B048A* | 17200 | 16 | 8.5 | 18200 | 17800 | 97.8% | 2.14 | 0 | 10.5 |  |  |  |  | R-410A | 1.4333 | Residential & Commercial | USHP | Ducted CEE Tier 1
206136151 | Central HP <5.4 tons | KEEPRITE | HRCU-A-CB (Split System: Heat Pump with Remote Outdoor Unit-Air-Source) | CVH837GKA** |  |  | EA*4X43L21A*+WALLCON | *95CSU1002122A* | 33000 | 17.5 | 8.5 | 32800 | 25000 | 76.22% | 2 | 12 | 11.5 |  |  |  |  | R-410A | 2.75 | Residential & Commercial | USHP | Ducted CEE Tier 1
212971914 | Central HP <5.4 tons | GRANDAIRE | HRCU-A-CB (Split System: Heat Pump with Remote Outdoor Unit-Air-Source) | WDLCURAH18ABK |  |  | WLA*244BA* | WFET090B048A* | 17500 | 16 | 8.5 | 18500 | 17700 | 95.68% | 2.14 | 0 | 10.5 |  |  |  |  | R-410A | 1.4583 | Residential & Commercial | USHP | Ducted CEE Tier 1
212974754 | Central HP <5.4 tons | GRANDAIRE | HRCU-A-CB (Split System: Heat Pump with Remote Outdoor Unit-Air-Source) | WDLCURAH18ABK |  |  | WLNC304BA* | WFST040A030A* | 17400 | 16 | 8.1 | 18000 | 16200 | 90% | 1.82 | 0 | 10.5 |  |  |  |  | R-410A | 1.45 | Residential & Commercial | USHP | Ducted CEE Tier 1
216681780 | Central HP <5.4 tons | GRANDAIRE | HRCU-A-CB (Split System: Heat Pump with Remote Outdoor Unit-Air-Source) | WDLCURAH36ABK |  |  | WLA*374CA* | WFJT100C060A* | 36200 | 16.5 | 9 | 38000 | 34400 | 90.53% | 1.96 | 0 | 10 |  |  |  |  | R-410A | 3.0167 | Residential & Commercial | USHP | Ducted CEE Tier 1
212984723 | Central HP <5.4 tons | PAYNE HEATING AND COOLING | HRCU-A-CB (Split System: Heat Pump with Remote Outdoor Unit-Air-Source) | 38MURAQ18AB3* |  |  | CAP**2517AL* | PG92MSAA48080B** | 18300 | 16.5 | 8.5 | 18100 | 17600 | 97.24% | 2.14 | 0 | 11 |  |  |  |  | R-410A | 1.525 | Residential & Commercial | USHP | Ducted CEE Tier 1
212984759 | Central HP <5.4 tons | PAYNE HEATING AND COOLING | HRCU-A-CB (Split System: Heat Pump with Remote Outdoor Unit-Air-Source) | 38MURAQ18AB3* |  |  | CNPV*3017AL* | PG92MSAA48080B** | 17400 | 16.5 | 8.1 | 17900 | 18600 | 103.9% | 2.24 | 0 | 11 |  |  |  |  | R-410A | 1.45 | Residential & Commercial | USHP | Ducted CEE Tier 1
212985895 | Central HP <5.4 tons | PAYNE HEATING AND COOLING | HRCU-A-CB (Split System: Heat Pump with Remote Outdoor Unit-Air-Source) | 38MURAQ18AB3* |  |  | CAP**2417AL* | PG96MSAA30026A** | 17300 | 16 | 8.5 | 18200 | 19400 | 106.6% | 2.34 | 0 | 10.5 |  |  |  |  | R-410A | 1.4417 | Residential & Commercial | USHP | Ducted CEE Tier 1
212987029 | Central HP <5.4 tons | PAYNE HEATING AND COOLING | HRCU-A-CB (Split System: Heat Pump with Remote Outdoor Unit-Air-Source) | 38MURAQ18AB3* |  |  | CAP**3017AL* | PG96MSAA36060A** | 17500 | 16.5 | 8.5 | 18100 | 18700 | 103.3% | 2.26 | 0 | 10.5 |  |  |  |  | R-410A | 1.4583 | Residential & Commercial | USHP | Ducted CEE Tier 1
206773452 | Central HP <5.4 tons | KEEPRITE | HRCU-A-CB (Split System: Heat Pump with Remote Outdoor Unit-Air-Source) | CVH837GKA2* |  |  | EA*4X42L21A*+WALLCON | *95CSU1002122A* | 31800 | 17.5 | 8.1 | 33000 | 24400 | 73.94% | 1.9 | 11.5 | 11 |  |  |  |  | R-410A | 2.65 | Residential & Commercial | USHP | Ducted CEE Tier 1
206767084 | Central HP <5.4 tons | KEEPRITE | HRCU-A-CB (Split System: Heat Pump with Remote Outdoor Unit-Air-Source) | CVH825GKA3* |  |  | EA*4X24L17A*+WALLCON | *80CSU0601716A* | 23200 | 16.5 | 8.1 | 22000 | 16800 | 76.36% | 1.88 | 11 | 10.5 |  |  |  |  | R-410A | 1.9333 | Residential & Commercial | USHP | Ducted CEE Tier 1
206767093 | Central HP <5.4 tons | KEEPRITE | HRCU-A-CB (Split System: Heat Pump with Remote Outdoor Unit-Air-Source) | CVH825GKA3* |  |  | EA*4X25L17A*+WALLCON | *80CSU0401712A* | 24400 | 17 | 8.1 | 21200 | 16600 | 78.3% | 2.02 | 11.5 | 11 |  |  |  |  | R-410A | 2.0333 | Residential & Commercial | USHP | Ducted CEE Tier 1
215389784 | Central HP <5.4 tons | GRANDAIRE | HRCU-A-CB (Split System: Heat Pump with Remote Outdoor Unit-Air-Source) | WDLCURAH36ABK |  |  | WLA*364BA* | WFST060B048A* | 34800 | 15.2 | 8.1 | 38500 | 35200 | 91.43% | 1.8 | 0 | 9.5 |  |  |  |  | R-410A | 2.9 | Residential & Commercial | USHP
216679841 | Central HP <5.4 tons | GRANDAIRE | HRCU-A-CB (Split System: Heat Pump with Remote Outdoor Unit-Air-Source) | WDLCURAH36ABK |  |  | WLA*374BA* | WFJT080B048A* | 36000 | 15.2 | 8.5 | 38500 | 34600 | 89.87% | 1.92 | 0 | 10 |  |  |  |  | R-410A | 3 | Residential & Commercial | USHP | Ducted CEE Tier 1
212500162 | Central HP <5.4 tons | LENNOX | HRCU-A-CB (Split System: Heat Pump with Remote Outdoor Unit-Air-Source) | EL22XPV-024-230A** | ADP |  | L*19/36S9 | SLP99UH070XV36B* | 23800 | 21 | 8.5 | 22000 | 15400 | 70% | 1.92 | 0 | 13.5 |  |  |  |  | R-410A | 1.9833 | Residential & Commercial | USHP | Ducted CEE Tier 1
212972481 | Central HP <5.4 tons | GRANDAIRE | HRCU-A-CB (Split System: Heat Pump with Remote Outdoor Unit-Air-Source) | WDLCURAH30ABK |  |  | WLA*424DA* | WFET110C066A* | 29800 | 15.2 | 8.1 | 34200 | 26400 | 77.19% | 1.84 | 0 | 9 |  |  |  |  | R-410A | 2.4833 | Residential & Commercial | USHP
212976315 | Central HP <5.4 tons | GRANDAIRE | HRCU-A-CB (Split System: Heat Pump with Remote Outdoor Unit-Air-Source) | WDLCURAH36ABK |  |  | WLA*484CA* | WFST080B048A* | 35400 | 16 | 8.1 | 37800 | 35400 | 93.65% | 1.78 | 0 | 10 |  |  |  |  | R-410A | 2.95 | Residential & Commercial | USHP | Ducted CEE Tier 1
212976817 | Central HP <5.4 tons | GRANDAIRE | HRCU-A-CB (Split System: Heat Pump with Remote Outdoor Unit-Air-Source) | WDLCURAH36ABK |  |  | WLA*484DA* | WFST100C060A* | 36000 | 16.5 | 8.5 | 37800 | 35200 | 93.12% | 1.78 | 0 | 10 |  |  |  |  | R-410A | 3 | Residential & Commercial | USHP | Ducted CEE Tier 1
214280305 | Central HP <5.4 tons | GRANDAIRE | HRCU-A-CB (Split System: Heat Pump with Remote Outdoor Unit-Air-Source) | WDLCURAH36ABK |  |  | WLA*434CA* | WFSX060B048B* | 36000 | 15.5 | 8.5 | 38000 | 34800 | 91.58% | 2.06 | 0 | 10 |  |  |  |  | R-410A | 3 | Residential & Commercial | USHP | Ducted CEE Tier 1
206767102 | Central HP <5.4 tons | KEEPRITE | HRCU-A-CB (Split System: Heat Pump with Remote Outdoor Unit-Air-Source) | CVH825GKA3* |  |  | EA*4X25L17A*+WALLCON | *80CSU0601716A* | 24400 | 16.5 | 8.1 | 21200 | 16600 | 78.3% | 2 | 11.5 | 11 |  |  |  |  | R-410A | 2.0333 | Residential & Commercial | USHP | Ducted CEE Tier 1
206765984 | Central HP <5.4 tons | KEEPRITE | HRCU-A-CB (Split System: Heat Pump with Remote Outdoor Unit-Air-Source) | CVH825GKA3* |  |  | EA*4X37L21A*+WALLCON | *97CMN0601714A* | 24200 | 16 | 8.1 | 21200 | 16800 | 79.25% | 2 | 11 | 11 |  |  |  |  | R-410A | 2.0167 | Residential & Commercial | USHP | Ducted CEE Tier 1
216679877 | Central HP <5.4 tons | GRANDAIRE | HRCU-A-CB (Split System: Heat Pump with Remote Outdoor Unit-Air-Source) | WDLCURAH36ABK |  |  | WLA*434CA* | WFJT080B048A* | 36400 | 15.5 | 9 | 38500 | 34400 | 89.35% | 1.96 | 0 | 10 |  |  |  |  | R-410A | 3.0333 | Residential & Commercial | USHP | Ducted CEE Tier 1
212970857 | Central HP <5.4 tons | GRANDAIRE | HRCU-A-CB (Split System: Heat Pump with Remote Outdoor Unit-Air-Source) | WDLCURAH18ABK |  |  | WLA*194BA* | WFET045A036A* | 18200 | 16.5 | 8.5 | 18100 | 19400 | 107.2% | 2.32 | 0 | 11 |  |  |  |  | R-410A | 1.5167 | Residential & Commercial | USHP | Ducted CEE Tier 1
212971926 | Central HP <5.4 tons | GRANDAIRE | HRCU-A-CB (Split System: Heat Pump with Remote Outdoor Unit-Air-Source) | WDLCURAH18ABK |  |  | WLNC244BA* | WFET090B048A* | 17500 | 16 | 8.5 | 18500 | 18600 | 100.5% | 2.24 | 0 | 10.5 |  |  |  |  | R-410A | 1.4583 | Residential & Commercial | USHP | Ducted CEE Tier 1
212974650 | Central HP <5.4 tons | GRANDAIRE | HRCU-A-CB (Split System: Heat Pump with Remote Outdoor Unit-Air-Source) | WDLCURAH18ABK |  |  | WLA*244BA* | WFST040A030A* | 17200 | 16.5 | 8.5 | 18200 | 17900 | 98.35% | 2.14 | 0 | 10 |  |  |  |  | R-410A | 1.4333 | Residential & Commercial | USHP | Ducted CEE Tier 1
216679721 | Central HP <5.4 tons | GRANDAIRE | HRCU-A-CB (Split System: Heat Pump with Remote Outdoor Unit-Air-Source) | WDLCURAH18ABK |  |  | WLA*244BA* | WFJT060B048A* | 17400 | 16 | 8.5 | 18300 | 19100 | 104.4% | 2.18 | 0 | 10.5 |  |  |  |  | R-410A | 1.45 | Residential & Commercial | USHP | Ducted CEE Tier 1
216091308 | Central HP <5.4 tons | KEEPRITE | HRCU-A-CB (Split System: Heat Pump with Remote Outdoor Unit-Air-Source) | DLCSRBH24AAK |  |  | 40MBABQ24XB3 | 0 | 23000 | 18.4 | 9.3 | 26000 | 21200 | 81.54% | 1.9 | 12.5 | 11.7 |  |  |  |  | R-410A | 1.9167 | Residential & Commercial | USHP | Ducted CEE Tier 1
215864303 | Central HP <5.4 tons | MAINLINE | HRCU-A-CB (Split System: Heat Pump with Remote Outdoor Unit-Air-Source) | ML60HP230LCMH-O |  |  | ML60HP230RS485AHU-I | 0 | 54000 | 15.2 | 9.2 | 59000 | 53000 | 89.83% | 2 | 0 | 10 |  |  |  |  | R-454B | 4.5 | Residential & Commercial | USHP | Ducted CEE Tier 1
212971193 | Central HP <5.4 tons | GRANDAIRE | HRCU-A-CB (Split System: Heat Pump with Remote Outdoor Unit-Air-Source) | WDLCURAH24ABK |  |  | WLA*374BA* | WFET045A036A* | 24200 | 17 | 8.5 | 25200 | 25000 | 99.21% | 2.08 | 0 | 10 |  |  |  |  | R-410A | 2.0167 | Residential & Commercial | USHP | Ducted CEE Tier 1
212971978 | Central HP <5.4 tons | GRANDAIRE | HRCU-A-CB (Split System: Heat Pump with Remote Outdoor Unit-Air-Source) | WDLCURAH24ABK |  |  | WLA*244BA* | WFET090B048A* | 23200 | 17 | 8.5 | 26800 | 21600 | 80.6% | 1.82 | 0 | 10 |  |  |  |  | R-410A | 1.9333 | Residential & Commercial | USHP | Ducted CEE Tier 1
212987497 | Central HP <5.4 tons | PAYNE HEATING AND COOLING | HRCU-A-CB (Split System: Heat Pump with Remote Outdoor Unit-Air-Source) | 38MURAQ18AB3* |  |  | CAP**1917AL* | PG96MSAA48080B** | 18200 | 16.5 | 8.5 | 18100 | 17700 | 97.79% | 2.14 | 0 | 11 |  |  |  |  | R-410A | 1.5167 | Residential & Commercial | USHP | Ducted CEE Tier 1
212987533 | Central HP <5.4 tons | PAYNE HEATING AND COOLING | HRCU-A-CB (Split System: Heat Pump with Remote Outdoor Unit-Air-Source) | 38MURAQ18AB3* |  |  | CAP**3017AL* | PG96MSAA48080B** | 17300 | 16 | 8.1 | 17600 | 18300 | 104% | 2.2 | 0 | 10.5 |  |  |  |  | R-410A | 1.4417 | Residential & Commercial | USHP | Ducted CEE Tier 1
211257344 | Central HP <5.4 tons | GRANDAIRE | HRCU-A-CB (Split System: Heat Pump with Remote Outdoor Unit-Air-Source) | WDLCURAH18ABK |  |  | WBHL244*B* | 0 | 18500 | 15.5 | 9 | 19300 | 18300 | 94.82% | 2.2 | 0 | 10.5 |  |  |  |  | R-410A | 1.5417 | Residential & Commercial | USHP | Ducted CEE Tier 1
211260636 | Central HP <5.4 tons | GRANDAIRE | HRCU-A-CB (Split System: Heat Pump with Remote Outdoor Unit-Air-Source) | WDLCURAH18ABK |  |  | WLA*244BA* | WFER070A036A* | 17600 | 16 | 8.5 | 18400 | 19100 | 103.8% | 2.3 | 0 | 10.5 |  |  |  |  | R-410A | 1.4667 | Residential & Commercial | USHP | Ducted CEE Tier 1
211261424 | Central HP <5.4 tons | GRANDAIRE | HRCU-A-CB (Split System: Heat Pump with Remote Outdoor Unit-Air-Source) | WDLCURAH18ABK |  |  | WLA*304AA* | WFSX026A030A* | 18100 | 15.5 | 8.5 | 18800 | 18500 | 98.4% | 2.22 | 0 | 10.5 |  |  |  |  | R-410A | 1.5083 | Residential & Commercial | USHP | Ducted CEE Tier 1
213079939 | Central HP <5.4 tons | GRANDAIRE | HRCU-A-CB (Split System: Heat Pump with Remote Outdoor Unit-Air-Source) | WDLCURAH36ABK |  |  | WLA*484DA* | WFAX120D060B* | 36200 | 16 | 8.5 | 38000 | 35000 | 92.11% | 2.02 | 0 | 10 |  |  |  |  | R-410A | 3.0167 | Residential & Commercial | USHP | Ducted CEE Tier 1
205751126 | Central HP <5.4 tons | KEEPRITE | HRCU-A-CB (Split System: Heat Pump with Remote Outdoor Unit-Air-Source) | CVH837GKA** |  |  | EA*4X43L21A*+WALLCON | *80CTL0701716A* | 32800 | 17.5 | 8.5 | 33000 | 25200 | 76.36% | 1.98 | 11 | 11.7 |  |  |  |  | R-410A | 2.7333 | Residential & Commercial | USHP | Ducted CEE Tier 1
215319107 | Central HP <5.4 tons | TEMPSTAR | HRCU-A-CB (Split System: Heat Pump with Remote Outdoor Unit-Air-Source) | D5CLHAH58AAK |  |  | D5FLAAH60XAK | 0 | 54000 | 15.4 | 9.2 | 59000 | 53000 | 89.83% | 2 | 0 | 10 |  |  |  |  | R-454B | 4.5 | Residential & Commercial | USHP | Ducted CEE Tier 1
216760028 | Central HP <5.4 tons | Multi MFG | HRCU-A-CB (Split System: Heat Pump with Remote Outdoor Unit-Air-Source) | HES-24HD-B |  |  | 24MPHP0-M-B | 0 | 24000 | 18.1 | 9.7 | 26000 | 21600 | 83.08% | 1.87 | 0 | 11 |  |  |  |  | R-454B | 2 | Residential & Commercial | USHP | Ducted CEE Tier 1
204456839 | Central HP <5.4 tons | KEEPRITE | HRCU-A-CB (Split System: Heat Pump with Remote Outdoor Unit-Air-Source) | CVH825GKA2* |  |  | EA*4X37L17A*+WALLCON | *96CTN0601714A* | 24000 | 16 | 8.1 | 21400 | 16800 | 78.5% | 1.98 | 11 | 11 |  |  |  |  | R-410A | 2 | Residential & Commercial | USHP | Ducted CEE Tier 1
204456721 | Central HP <5.4 tons | KEEPRITE | HRCU-A-CB (Split System: Heat Pump with Remote Outdoor Unit-Air-Source) | CVH825GKA2* |  |  | EA*4X36L21A*+WALLCON | *97CMN0601714A* | 23400 | 16 | 8.1 | 21600 | 16800 | 77.78% | 1.92 | 11 | 10.5 |  |  |  |  | R-410A | 1.95 | Residential & Commercial | USHP | Ducted CEE Tier 1
212986929 | Central HP <5.4 tons | PAYNE HEATING AND COOLING | HRCU-A-CB (Split System: Heat Pump with Remote Outdoor Unit-Air-Source) | 38MURAQ24AB3* |  |  | CNPV*2414AL* | PG96MSAA36060A** | 23200 | 16.5 | 8.5 | 27000 | 25200 | 93.33% | 2.1 | 0 | 10 |  |  |  |  | R-410A | 1.9333 | Residential & Commercial | USHP | Ducted CEE Tier 1
216760046 | Central HP <5.4 tons | Multi MFG | HRCU-A-CB (Split System: Heat Pump with Remote Outdoor Unit-Air-Source) | HHS-30HD-B |  |  | 30MUC0-HP-B | 0 | 30000 | 17.5 | 10.2 | 32000 | 32000 | 100% | 2 | 0 | 11.7 |  |  |  |  | R-454B | 2.5 | Residential & Commercial | USHP | Ducted CEE Tier 1
216623765 | Central HP <5.4 tons | COMFORT-AIRE | HRCU-A-C (Split System: Heat Pump with Remote Outdoor Unit with No Indoor Fan --Air Source) | A-VXP24TA-1 |  |  | MXP18/24A1A | 0 | 24000 | 16 | 9.5 | 25000 | 21000 | 84% | 1.8 | 0 | 10 |  |  |  |  | R-454B | 2 | Residential & Commercial | USHP | Ducted CEE Tier 1
216623413 | Central HP <5.4 tons | MAINLINE | HRCU-A-CB (Split System: Heat Pump with Remote Outdoor Unit-Air-Source) | ML24HP230LMNTH-O |  |  | ML24HP230WMAHU-I | 0 | 24000 | 17.5 | 10.5 | 25000 | 19600 | 78.4% | 1.96 | 0 | 10.8 |  |  |  |  | R-454B | 2 | Residential & Commercial | USHP | Ducted CEE Tier 1
216623404 | Central HP <5.4 tons | MAINLINE | HRCU-A-CB (Split System: Heat Pump with Remote Outdoor Unit-Air-Source) | ML60HP230LMNTH-O |  |  | ML60HP230G3AHU-I | 0 | 54000 | 17.5 | 9.5 | 55000 | 54000 | 98.18% | 1.9 | 0 | 12 |  |  |  |  | R-454B | 4.5 | Residential & Commercial | USHP | Ducted CEE Tier 1
213386886 | Central HP <5.4 tons | INNOVAIR | HRCU-A-C (Split System: Heat Pump with Remote Outdoor Unit with No Indoor Fan --Air Source) | SHV24H2R20* |  |  | MAC24H1418E | 0 | 20000 | 16.3 | 10.2 | 25000 | 20000 | 80% | 2 | 0 | 11.7 |  |  |  |  | R-410A | 1.6667 | Residential & Commercial | USHP | Ducted CEE Tier 1
216678597 | Central HP <5.4 tons | KEEPRITE | HRCU-A-CB (Split System: Heat Pump with Remote Outdoor Unit-Air-Source) | D5CURAH24AAK |  |  | F5MA5*30L*B* | 0 | 25000 | 15.2 | 9 | 24000 | 19400 | 80.83% | 2.04 | 0 | 10 |  |  |  |  | R-454B | 2.0833 | Residential & Commercial | USHP | Ducted CEE Tier 1
216733604 | Central HP <5.4 tons | GRANDAIRE | HRCU-A-CB (Split System: Heat Pump with Remote Outdoor Unit-Air-Source) | WD5CUHAH24AAK |  |  | W5A*25M17XA* | WFST080B048A* | 23200 | 16.5 | 8.5 | 20800 | 18500 | 88.94% | 1.96 | 0 | 11 |  |  |  |  | R-454B | 1.9333 | Residential & Commercial | USHP | Ducted CEE Tier 1
206133451 | Central HP <5.4 tons | KEEPRITE | HRCU-A-CB (Split System: Heat Pump with Remote Outdoor Unit-Air-Source) | CVH825GKA2* |  |  | EA*4X37L21A*+WALLCON | *80CSU0601716A* | 24400 | 17 | 8.1 | 21200 | 16600 | 78.3% | 2.02 | 11.5 | 11 |  |  |  |  | R-410A | 2.0333 | Residential & Commercial | USHP | Ducted CEE Tier 1
206133471 | Central HP <5.4 tons | KEEPRITE | HRCU-A-CB (Split System: Heat Pump with Remote Outdoor Unit-Air-Source) | CVH825GKA2* |  |  | EA*4X37L21A*+WALLCON | *80CSU1002120A* | 24400 | 16.5 | 8.1 | 21200 | 16700 | 78.77% | 2.02 | 11.5 | 11 |  |  |  |  | R-410A | 2.0333 | Residential & Commercial | USHP | Ducted CEE Tier 1
206133653 | Central HP <5.4 tons | KEEPRITE | HRCU-A-CB (Split System: Heat Pump with Remote Outdoor Unit-Air-Source) | CVH825GKA2* |  |  | EHD4X30AAL+WALLCON | *80CSU0401712A* | 23800 | 16 | 8.1 | 21800 | 16800 | 77.06% | 1.98 | 11 | 10.5 |  |  |  |  | R-410A | 1.9833 | Residential & Commercial | USHP | Ducted CEE Tier 1
216734607 | Central HP <5.4 tons | GRANDAIRE | HRCU-A-CB (Split System: Heat Pump with Remote Outdoor Unit-Air-Source) | WD5CUHAH24AAK |  |  | W5A*36M17XA* | WFAX060B042B* | 22400 | 16 | 8.1 | 20800 | 18700 | 89.9% | 1.9 | 0 | 10.5 |  |  |  |  | R-454B | 1.8667 | Residential & Commercial | USHP | Ducted CEE Tier 1
216734672 | Central HP <5.4 tons | GRANDAIRE | HRCU-A-CB (Split System: Heat Pump with Remote Outdoor Unit-Air-Source) | WD5CUHAH24AAK |  |  | W5A*36M17XA* | WFSX060B048B* | 22200 | 15.5 | 8.1 | 20800 | 18700 | 89.9% | 1.85 | 0 | 10.5 |  |  |  |  | R-454B | 1.85 | Residential & Commercial | USHP | Ducted CEE Tier 1
216734908 | Central HP <5.4 tons | GRANDAIRE | HRCU-A-CB (Split System: Heat Pump with Remote Outdoor Unit-Air-Source) | WD5CUHAH24AAK |  |  | WLA*374BA** | WFE*045A036C* | 22800 | 16 | 8.5 | 20800 | 18500 | 88.94% | 1.98 | 0 | 11 |  |  |  |  | R-454B | 1.9 | Residential & Commercial | USHP | Ducted CEE Tier 1
212976804 | Central HP <5.4 tons | GRANDAIRE | HRCU-A-CB (Split System: Heat Pump with Remote Outdoor Unit-Air-Source) | WDLCURAH36ABK |  |  | WLA*484CA* | WFST100C060A* | 35800 | 16.5 | 8.5 | 37800 | 34800 | 92.06% | 2.04 | 0 | 10 |  |  |  |  | R-410A | 2.9833 | Residential & Commercial | USHP | Ducted CEE Tier 1
206773150 | Central HP <5.4 tons | KEEPRITE | HRCU-A-CB (Split System: Heat Pump with Remote Outdoor Unit-Air-Source) | CVH837GKA2* |  |  | EA*4X48L21A*+WALLCON | *80CSU0601716A* | 32200 | 17 | 8.1 | 32600 | 25000 | 76.69% | 1.96 | 12 | 11 |  |  |  |  | R-410A | 2.6833 | Residential & Commercial | USHP | Ducted CEE Tier 1
206773168 | Central HP <5.4 tons | KEEPRITE | HRCU-A-CB (Split System: Heat Pump with Remote Outdoor Unit-Air-Source) | CVH837GKA2* |  |  | EA*4X48L21A*+WALLCON | *80CSU1002120A* | 32200 | 17 | 8.1 | 32600 | 25000 | 76.69% | 1.96 | 11.5 | 11 |  |  |  |  | R-410A | 2.6833 | Residential & Commercial | USHP | Ducted CEE Tier 1
216680861 | Central HP <5.4 tons | GRANDAIRE | HRCU-A-CB (Split System: Heat Pump with Remote Outdoor Unit-Air-Source) | WDLCURAH18ABK |  |  | WLA*254BA* | WFJT080B048A* | 17700 | 16.5 | 8.5 | 17600 | 17500 | 99.43% | 1.94 | 0 | 10.5 |  |  |  |  | R-410A | 1.475 | Residential & Commercial | USHP | Ducted CEE Tier 1
206136347 | Central HP <5.4 tons | KEEPRITE | HRCU-A-CB (Split System: Heat Pump with Remote Outdoor Unit-Air-Source) | CVH837GKA** |  |  | EHD4X42AAL+WALLCON | *95CSU1002122A* | 32600 | 17 | 8.1 | 33000 | 24800 | 75.15% | 1.96 | 11.5 | 11 |  |  |  |  | R-410A | 2.7167 | Residential & Commercial | USHP | Ducted CEE Tier 1
214053810 | Central HP <5.4 tons | BOSCH | HRCU-A-CB (Split System: Heat Pump with Remote Outdoor Unit-Air-Source) | BOVC-36HDN1-M20G |  |  | BMAC3036ANTD | BGH96M060B3B | 32800 | 17.5 | 9 | 34000 | 24000 | 70.59% | 1.85 | 0 | 10.6 |  |  |  |  | R-410A | 2.7333 | Residential & Commercial | USHP | Ducted CEE Tier 1
214053826 | Central HP <5.4 tons | BOSCH | HRCU-A-CB (Split System: Heat Pump with Remote Outdoor Unit-Air-Source) | BOVD-36HDN1-M20G |  |  | BMAC2430ANTD | BGH96M080B3B | 23800 | 18 | 9 | 24000 | 17200 | 71.67% | 1.85 | 0 | 12 |  |  |  |  | R-410A | 1.9833 | Residential & Commercial | USHP | Ducted CEE Tier 1
212974702 | Central HP <5.4 tons | GRANDAIRE | HRCU-A-CB (Split System: Heat Pump with Remote Outdoor Unit-Air-Source) | WDLCURAH18ABK |  |  | WLNC184AA* | WFST040A030A* | 17100 | 15.5 | 8.1 | 18400 | 19200 | 104.3% | 2.3 | 0 | 10.5 |  |  |  |  | R-410A | 1.425 | Residential & Commercial | USHP | Ducted CEE Tier 1
211260587 | Central HP <5.4 tons | GRANDAIRE | HRCU-A-CB (Split System: Heat Pump with Remote Outdoor Unit-Air-Source) | WDLCURAH18ABK |  |  | WLA*244BA* | WFAX060A036A* | 18100 | 16 | 9 | 19000 | 18800 | 98.95% | 2.28 | 0 | 10.5 |  |  |  |  | R-410A | 1.5083 | Residential & Commercial | USHP | Ducted CEE Tier 1
211260922 | Central HP <5.4 tons | GRANDAIRE | HRCU-A-CB (Split System: Heat Pump with Remote Outdoor Unit-Air-Source) | WDLCURAH18ABK |  |  | WLA*254BA* | WFSX060A036A* | 18400 | 16.5 | 8.5 | 18200 | 17500 | 96.15% | 2.12 | 0 | 11 |  |  |  |  | R-410A | 1.5333 | Residential & Commercial | USHP | Ducted CEE Tier 1
211261056 | Central HP <5.4 tons | GRANDAIRE | HRCU-A-CB (Split System: Heat Pump with Remote Outdoor Unit-Air-Source) | WDLCURAH18ABK |  |  | WLA*254BA* | WFAX040A030A* | 18400 | 15.5 | 8.5 | 18400 | 17500 | 95.11% | 2.12 | 0 | 10.5 |  |  |  |  | R-410A | 1.5333 | Residential & Commercial | USHP | Ducted CEE Tier 1
211261856 | Central HP <5.4 tons | GRANDAIRE | HRCU-A-CB (Split System: Heat Pump with Remote Outdoor Unit-Air-Source) | WDLCURAH18ABK |  |  | WLA*304BA* | WFSX040A030A* | 17900 | 15.5 | 8.5 | 18500 | 18500 | 100% | 2.22 | 0 | 10.5 |  |  |  |  | R-410A | 1.4917 | Residential & Commercial | USHP | Ducted CEE Tier 1
214229477 | Central HP <5.4 tons | GRANDAIRE | HRCU-A-CB (Split System: Heat Pump with Remote Outdoor Unit-Air-Source) | WDLCURAH36ABK |  |  | WLNC484DA* | WFEU100C060B* | 35800 | 16.5 | 8.5 | 38500 | 34800 | 90.39% | 2 | 0 | 10 |  |  |  |  | R-410A | 2.9833 | Residential & Commercial | USHP | Ducted CEE Tier 1
207658560 | Central HP <5.4 tons | BOSCH | HRCU-A-CB (Split System: Heat Pump with Remote Outdoor Unit-Air-Source) | BOVB-60HDN1-M20G |  |  | BMA*4860DNTF | BGH96M120D5A | 52000 | 18 | 8.5 | 54000 | 37800 | 70% | 1.85 | 12.5 | 11.7 |  |  |  |  | R-410A | 4.3333 | Residential & Commercial | USHP | Ducted CEE Tier 1
216733673 | Central HP <5.4 tons | SMART COMFORT | HRCU-A-CB (Split System: Heat Pump with Remote Outdoor Unit-Air-Source) | D5CUHAH24AAK |  |  | EA*5X30M14A* | *80MS(N,L)0701412A* | 22200 | 16 | 8.1 | 20800 | 18700 | 89.9% | 1.85 | 0 | 10.5 |  |  |  |  | R-454B | 1.85 | Residential & Commercial | USHP | Ducted CEE Tier 1
214053806 | Central HP <5.4 tons | BOSCH | HRCU-A-CB (Split System: Heat Pump with Remote Outdoor Unit-Air-Source) | BOVC-36HDN1-M20G |  |  | BMAC2430ANTD | BGH96M060B3B | 23800 | 18 | 9 | 24000 | 17200 | 71.67% | 1.85 | 0 | 12 |  |  |  |  | R-410A | 1.9833 | Residential & Commercial | USHP | Ducted CEE Tier 1
215319099 | Central HP <5.4 tons | TEMPSTAR | HRCU-A-CB (Split System: Heat Pump with Remote Outdoor Unit-Air-Source) | D5CUHAH48AAK |  |  | D5FUHAH60XAK | 0 | 48000 | 17.5 | 9.5 | 48000 | 48000 | 100% | 2 | 0 | 12 |  |  |  |  | R-454B | 4 | Residential & Commercial | USHP | Ducted CEE Tier 1
206773461 | Central HP <5.4 tons | KEEPRITE | HRCU-A-CB (Split System: Heat Pump with Remote Outdoor Unit-Air-Source) | CVH837GKA2* |  |  | EA*4X42L24A*+WALLCON | *95CSU0802120A* | 31800 | 17.5 | 8.1 | 33000 | 24400 | 73.94% | 1.9 | 11.5 | 11 |  |  |  |  | R-410A | 2.65 | Residential & Commercial | USHP | Ducted CEE Tier 1
206773479 | Central HP <5.4 tons | KEEPRITE | HRCU-A-CB (Split System: Heat Pump with Remote Outdoor Unit-Air-Source) | CVH837GKA2* |  |  | EA*4X43L21A*+WALLCON | *95CSU0802120A* | 33000 | 17.5 | 8.5 | 32800 | 25000 | 76.22% | 2 | 12 | 11.5 |  |  |  |  | R-410A | 2.75 | Residential & Commercial | USHP | Ducted CEE Tier 1
216644647 | Central HP <5.4 tons | GRANDAIRE | HRCU-A-CB (Split System: Heat Pump with Remote Outdoor Unit-Air-Source) | WD5CUHAH18AAK |  |  | FM(C,U)5Z18**AL* | 0 | 18000 | 15.2 | 12.5 | 21200 | 18800 | 88.68% | 2.08 | 0 | 11 |  |  |  |  | R-454B | 1.5 | Residential & Commercial | USHP | Ducted CEE Tier 1
216643609 | Central HP <5.4 tons | GRANDAIRE | HRCU-A-CB (Split System: Heat Pump with Remote Outdoor Unit-Air-Source) | WD5CUHAH18AAK |  |  | W5A*24M17XA* | WFEU060B048B* | 17800 | 15.2 | 10 | 20600 | 18500 | 89.81% | 1.98 | 0 | 11 |  |  |  |  | R-454B | 1.4833 | Residential & Commercial | USHP | Ducted CEE Tier 1
206773488 | Central HP <5.4 tons | KEEPRITE | HRCU-A-CB (Split System: Heat Pump with Remote Outdoor Unit-Air-Source) | CVH837GKA2* |  |  | EA*4X43L21A*+WALLCON | *95CSU1002122A* | 33000 | 17.5 | 8.5 | 32800 | 25000 | 76.22% | 2 | 12 | 11.5 |  |  |  |  | R-410A | 2.75 | Residential & Commercial | USHP | Ducted CEE Tier 1
206772925 | Central HP <5.4 tons | KEEPRITE | HRCU-A-CB (Split System: Heat Pump with Remote Outdoor Unit-Air-Source) | CVH837GKA2* |  |  | EHD4X48AAL+WALLCON | *96CTN1202422A* | 32600 | 17 | 8.1 | 33000 | 24800 | 75.15% | 1.98 | 11 | 11 |  |  |  |  | R-410A | 2.7167 | Residential & Commercial | USHP | Ducted CEE Tier 1
216676593 | Central HP <5.4 tons | KEEPRITE | HRCU-A-CB (Split System: Heat Pump with Remote Outdoor Unit-Air-Source) | D5CURAH24AAK |  |  | EA*5X25M17A* | *80VTL0451412B* | 24200 | 15.5 | 8.5 | 23200 | 19100 | 82.33% | 1.94 | 0 | 10 |  |  |  |  | R-454B | 2.0167 | Residential & Commercial | USHP | Ducted CEE Tier 1
216676736 | Central HP <5.4 tons | KEEPRITE | HRCU-A-CB (Split System: Heat Pump with Remote Outdoor Unit-Air-Source) | D5CURAH24AAK |  |  | ESH5X30M12A* | *80MSU0401712A* | 23800 | 15.2 | 8.5 | 24200 | 19500 | 80.58% | 1.9 | 0 | 9.8 |  |  |  |  | R-454B | 1.9833 | Residential & Commercial | USHP
216679385 | Central HP <5.4 tons | GRANDAIRE | HRCU-A-CB (Split System: Heat Pump with Remote Outdoor Unit-Air-Source) | WDLCURAH24ABK |  |  | WLA*244BA* | WFJT060B048A* | 23200 | 16.5 | 9.5 | 26400 | 25400 | 96.21% | 2.08 | 0 | 10 |  |  |  |  | R-410A | 1.9333 | Residential & Commercial | USHP | Ducted CEE Tier 1
216680585 | Central HP <5.4 tons | GRANDAIRE | HRCU-A-CB (Split System: Heat Pump with Remote Outdoor Unit-Air-Source) | WDLCURAH24ABK |  |  | WLSH244AA* | WFJT080B048A* | 23600 | 16 | 9 | 26200 | 23600 | 90.08% | 1.82 | 0 | 10 |  |  |  |  | R-410A | 1.9667 | Residential & Commercial | USHP | Ducted CEE Tier 1
216676207 | Central HP <5.4 tons | KEEPRITE | HRCU-A-CB (Split System: Heat Pump with Remote Outdoor Unit-Air-Source) | D5CURAH24AAK |  |  | EA*5X30M17A* | *80VSL0701412B* | 23800 | 15.5 | 8.5 | 24200 | 19400 | 80.17% | 1.9 | 0 | 9.8 |  |  |  |  | R-454B | 1.9833 | Residential & Commercial | USHP
216676350 | Central HP <5.4 tons | KEEPRITE | HRCU-A-CB (Split System: Heat Pump with Remote Outdoor Unit-Air-Source) | D5CURAH24AAK |  |  | ESH5X36M12A* | *80MSU0401712A* | 24200 | 15.2 | 8.5 | 23600 | 19300 | 81.78% | 1.94 | 0 | 10 |  |  |  |  | R-454B | 2.0167 | Residential & Commercial | USHP | Ducted CEE Tier 1
216675839 | Central HP <5.4 tons | KEEPRITE | HRCU-A-CB (Split System: Heat Pump with Remote Outdoor Unit-Air-Source) | D5CURAH24AAK |  |  | EA*5X30M17A* | *80MS(N,L)0701712A* | 23400 | 15.5 | 8.5 | 24000 | 19400 | 80.83% | 1.92 | 0 | 9.8 |  |  |  |  | R-454B | 1.95 | Residential & Commercial | USHP
214279759 | Central HP <5.4 tons | GRANDAIRE | HRCU-A-CB (Split System: Heat Pump with Remote Outdoor Unit-Air-Source) | WDLCURAH18ABK |  |  | WLA*254BA* | WFSX060B048B* | 17700 | 16 | 8.5 | 17600 | 17800 | 101.1% | 2.14 | 0 | 10.5 |  |  |  |  | R-410A | 1.475 | Residential & Commercial | USHP | Ducted CEE Tier 1
216679733 | Central HP <5.4 tons | GRANDAIRE | HRCU-A-CB (Split System: Heat Pump with Remote Outdoor Unit-Air-Source) | WDLCURAH18ABK |  |  | WLA*304BA* | WFJT060B048A* | 17600 | 16 | 8.5 | 18100 | 18300 | 101.1% | 2.12 | 0 | 10.5 |  |  |  |  | R-410A | 1.4667 | Residential & Commercial | USHP | Ducted CEE Tier 1
214280318 | Central HP <5.4 tons | GRANDAIRE | HRCU-A-CB (Split System: Heat Pump with Remote Outdoor Unit-Air-Source) | WDLCURAH36ABK |  |  | WLA*484CA* | WFSX060B048B* | 35600 | 15.5 | 8.5 | 38000 | 34800 | 91.58% | 2.04 | 0 | 9.5 |  |  |  |  | R-410A | 2.9667 | Residential & Commercial | USHP
215864316 | Central HP <5.4 tons | MAINLINE | HRCU-A-CB (Split System: Heat Pump with Remote Outdoor Unit-Air-Source) | ML48HP230LMNTH-O |  |  | ML48HP230LMNTAHU-I | 0 | 48000 | 16.5 | 9.5 | 50000 | 46000 | 92% | 1.9 | 0 | 10.5 |  |  |  |  | R-454B | 4 | Residential & Commercial | USHP | Ducted CEE Tier 1
216675850 | Central HP <5.4 tons | KEEPRITE | HRCU-A-CB (Split System: Heat Pump with Remote Outdoor Unit-Air-Source) | D5CURAH24AAK |  |  | EA*5X24M17A* | *80MS(N,L)0701712A* | 23600 | 15.2 | 9 | 24800 | 19600 | 79.03% | 2 | 0 | 9.8 |  |  |  |  | R-454B | 1.9667 | Residential & Commercial | USHP
216680621 | Central HP <5.4 tons | GRANDAIRE | HRCU-A-CB (Split System: Heat Pump with Remote Outdoor Unit-Air-Source) | WDLCURAH24ABK |  |  | WLNC244BA* | WFJT080B048A* | 23400 | 16.5 | 9 | 26600 | 23800 | 89.47% | 1.82 | 0 | 10 |  |  |  |  | R-410A | 1.95 | Residential & Commercial | USHP | Ducted CEE Tier 1
213479365 | Central HP <5.4 tons | BOSCH | HRCU-A-CB (Split System: Heat Pump with Remote Outdoor Unit-Air-Source) | BOVB-60HDN1-M18M |  |  | BMAC3036CNTD | BGH96M100C5B | 34600 | 16.5 | 8.5 | 34600 | 24400 | 70.52% | 1.82 | 0 | 11.7 |  |  |  |  | R-410A | 2.8833 | Residential & Commercial | USHP | Ducted CEE Tier 1
215864301 | Central HP <5.4 tons | MAINLINE | HRCU-A-CB (Split System: Heat Pump with Remote Outdoor Unit-Air-Source) | ML36HP230LCMH-O |  |  | ML36HP230RS485AHU-I | 0 | 36000 | 17.2 | 9.5 | 38000 | 38000 | 100% | 2.06 | 0 | 11.7 |  |  |  |  | R-454B | 3 | Residential & Commercial | USHP | Ducted CEE Tier 1
204456794 | Central HP <5.4 tons | KEEPRITE | HRCU-A-CB (Split System: Heat Pump with Remote Outdoor Unit-Air-Source) | CVH825GKA2* |  |  | EA*4X36L21A*+WALLCON | *80CTL0901716A* | 23600 | 17.5 | 8.1 | 21400 | 16600 | 77.57% | 1.96 | 11 | 11 |  |  |  |  | R-410A | 1.9667 | Residential & Commercial | USHP | Ducted CEE Tier 1
204456830 | Central HP <5.4 tons | KEEPRITE | HRCU-A-CB (Split System: Heat Pump with Remote Outdoor Unit-Air-Source) | CVH825GKA2* |  |  | EA*4X37L17A*+WALLCON | *80CTL0701716A* | 24200 | 16.5 | 8.1 | 21400 | 16700 | 78.04% | 2 | 11 | 11 |  |  |  |  | R-410A | 2.0167 | Residential & Commercial | USHP | Ducted CEE Tier 1
204456496 | Central HP <5.4 tons | KEEPRITE | HRCU-A-CB (Split System: Heat Pump with Remote Outdoor Unit-Air-Source) | CVH825GKA2* |  |  | EA*4X25L17A*+WALLCON | *80CTL0701412A* | 24400 | 17.5 | 8.5 | 21200 | 16600 | 78.3% | 2.02 | 11 | 11.5 |  |  |  |  | R-410A | 2.0333 | Residential & Commercial | USHP | Ducted CEE Tier 1
211260213 | Central HP <5.4 tons | GRANDAIRE | HRCU-A-CB (Split System: Heat Pump with Remote Outdoor Unit-Air-Source) | WDLCURAH18ABK |  |  | WLA*244AA* | WFAX060A036A* | 18100 | 16 | 9 | 18900 | 18900 | 100% | 2.28 | 0 | 10.5 |  |  |  |  | R-410A | 1.5083 | Residential & Commercial | USHP | Ducted CEE Tier 1
212977717 | Central HP <5.4 tons | GRANDAIRE | HRCU-A-CB (Split System: Heat Pump with Remote Outdoor Unit-Air-Source) | WDLCURAH18ABK |  |  | WLA*194BA* | WFE*045A036C* | 18000 | 16.5 | 8.5 | 17900 | 19500 | 108.9% | 2.34 | 0 | 11 |  |  |  |  | R-410A | 1.5 | Residential & Commercial | USHP | Ducted CEE Tier 1
212977801 | Central HP <5.4 tons | GRANDAIRE | HRCU-A-CB (Split System: Heat Pump with Remote Outdoor Unit-Air-Source) | WDLCURAH18ABK |  |  | WLNC244AA* | WFE*045A036C* | 17500 | 16.5 | 8.5 | 18400 | 19200 | 104.3% | 2.3 | 0 | 11 |  |  |  |  | R-410A | 1.4583 | Residential & Commercial | USHP | Ducted CEE Tier 1
216623425 | Central HP <5.4 tons | MAINLINE | HRCU-A-C (Split System: Heat Pump with Remote Outdoor Unit with No Indoor Fan --Air Source) | ML24HP230LMNT-O |  |  | ML24HP230CC14-I | 0 | 24000 | 16 | 9 | 25000 | 19000 | 76% | 1.8 | 0 | 10 |  |  |  |  | R-454B | 2 | Residential & Commercial | USHP | Ducted CEE Tier 1
216737339 | Central HP <5.4 tons | GRANDAIRE | HRCU-A-CB (Split System: Heat Pump with Remote Outdoor Unit-Air-Source) | WD5CUHAH24AAK |  |  | W5SH30M12XA* | WFET070A036A* | 22600 | 16 | 8.1 | 21000 | 18800 | 89.52% | 1.85 | 0 | 10.5 |  |  |  |  | R-454B | 1.8833 | Residential & Commercial | USHP | Ducted CEE Tier 1
216732774 | Central HP <5.4 tons | GRANDAIRE | HRCU-A-CB (Split System: Heat Pump with Remote Outdoor Unit-Air-Source) | WD5CUHAH24AAK |  |  | W5A*24M17XA* | WFEU060B048B* | 21800 | 16 | 8.5 | 21000 | 19100 | 90.95% | 1.98 | 0 | 10.5 |  |  |  |  | R-454B | 1.8167 | Residential & Commercial | USHP | Ducted CEE Tier 1
213077609 | Central HP <5.4 tons | GRANDAIRE | HRCU-A-CB (Split System: Heat Pump with Remote Outdoor Unit-Air-Source) | WDLCURAH36ABK |  |  | WLA*374CA* | WFST100C060A* | 36200 | 16.5 | 8.5 | 38000 | 35000 | 92.11% | 1.88 | 0 | 10 |  |  |  |  | R-410A | 3.0167 | Residential & Commercial | USHP | Ducted CEE Tier 1
211230414 | Central HP <5.4 tons | GRANDAIRE | HRCU-A-CB (Split System: Heat Pump with Remote Outdoor Unit-Air-Source) | WDLCURAH36ABK |  |  | WLNC484DA* | WFEL070C048B* | 35800 | 16.5 | 8.1 | 38500 | 34800 | 90.39% | 2 | 0 | 10 |  |  |  |  | R-410A | 2.9833 | Residential & Commercial | USHP | Ducted CEE Tier 1
211230679 | Central HP <5.4 tons | GRANDAIRE | HRCU-A-CB (Split System: Heat Pump with Remote Outdoor Unit-Air-Source) | WDLCURAH36ABK |  |  | WLNC484DA* | WFSX120D066A* | 37400 | 15.5 | 8.1 | 39500 | 35000 | 88.61% | 2.08 | 0 | 10.5 |  |  |  |  | R-410A | 3.1167 | Residential & Commercial | USHP | Ducted CEE Tier 1
204456505 | Central HP <5.4 tons | KEEPRITE | HRCU-A-CB (Split System: Heat Pump with Remote Outdoor Unit-Air-Source) | CVH825GKA2* |  |  | EA*4X25L17A*+WALLCON | *80CTL0901716A* | 24400 | 17.5 | 8.5 | 21200 | 16600 | 78.3% | 2.04 | 12 | 11.5 |  |  |  |  | R-410A | 2.0333 | Residential & Commercial | USHP | Ducted CEE Tier 1
206133381 | Central HP <5.4 tons | KEEPRITE | HRCU-A-CB (Split System: Heat Pump with Remote Outdoor Unit-Air-Source) | CVH825GKA2* |  |  | EA*4X36L21A*+WALLCON | *80CSU0401712A* | 23600 | 17 | 8.1 | 21400 | 16600 | 77.57% | 1.94 | 11.5 | 11 |  |  |  |  | R-410A | 1.9667 | Residential & Commercial | USHP | Ducted CEE Tier 1
212977753 | Central HP <5.4 tons | GRANDAIRE | HRCU-A-CB (Split System: Heat Pump with Remote Outdoor Unit-Air-Source) | WDLCURAH18ABK |  |  | WLA*254BA* | WFE*045A036C* | 18000 | 16.5 | 8.5 | 17900 | 18700 | 104.5% | 2.24 | 0 | 11 |  |  |  |  | R-410A | 1.5 | Residential & Commercial | USHP | Ducted CEE Tier 1
206135669 | Central HP <5.4 tons | KEEPRITE | HRCU-A-CB (Split System: Heat Pump with Remote Outdoor Unit-Air-Source) | CVH837GKA** |  |  | EA*4X37L21A*+WALLCON | *80CSU0601716A* | 32800 | 17 | 8.5 | 33000 | 25200 | 76.36% | 1.96 | 12 | 11 |  |  |  |  | R-410A | 2.7333 | Residential & Commercial | USHP | Ducted CEE Tier 1
206135769 | Central HP <5.4 tons | KEEPRITE | HRCU-A-CB (Split System: Heat Pump with Remote Outdoor Unit-Air-Source) | CVH837GKA** |  |  | EA*4X48L21A*+WALLCON | *80CSU0401712A* | 32400 | 17.5 | 8.1 | 32600 | 25000 | 76.69% | 1.96 | 12 | 11 |  |  |  |  | R-410A | 2.7 | Residential & Commercial | USHP | Ducted CEE Tier 1
206136001 | Central HP <5.4 tons | KEEPRITE | HRCU-A-CB (Split System: Heat Pump with Remote Outdoor Unit-Air-Source) | CVH837GKA** |  |  | EHD4X42AAL+WALLCON | *80CSU1002120A* | 32400 | 16 | 8.1 | 33200 | 24800 | 74.7% | 1.94 | 11.5 | 11 |  |  |  |  | R-410A | 2.7 | Residential & Commercial | USHP | Ducted CEE Tier 1
203025011 | Central HP <5.4 tons | BOSCH | HRCU-A-CB (Split System: Heat Pump with Remote Outdoor Unit-Air-Source) | BOVA-36HDN1-M20G |  |  | BMA*2430BNTD | BGH96M080B3A | 24000 | 18.5 | 9 | 24000 | 17400 | 72.5% | 1.9 | 13.5 | 12 |  |  |  |  | R-410A | 2 | Residential & Commercial | USHP | Ducted CEE Tier 1
216735349 | Central HP <5.4 tons | GRANDAIRE | HRCU-A-CB (Split System: Heat Pump with Remote Outdoor Unit-Air-Source) | WD5CUHAH24AAK |  |  | WLA*374BA** | WFST060B048A* | 22800 | 16 | 8.5 | 20600 | 18400 | 89.32% | 1.96 | 0 | 11 |  |  |  |  | R-454B | 1.9 | Residential & Commercial | USHP | Ducted CEE Tier 1
216734819 | Central HP <5.4 tons | GRANDAIRE | HRCU-A-CB (Split System: Heat Pump with Remote Outdoor Unit-Air-Source) | WD5CUHAH24AAK |  |  | W5A*36M17XA* | WFST060B048A* | 22400 | 16 | 8.5 | 20800 | 18700 | 89.9% | 1.96 | 0 | 10.5 |  |  |  |  | R-454B | 1.8667 | Residential & Commercial | USHP | Ducted CEE Tier 1
216735160 | Central HP <5.4 tons | GRANDAIRE | HRCU-A-CB (Split System: Heat Pump with Remote Outdoor Unit-Air-Source) | WD5CUHAH24AAK |  |  | WLA*374BA** | WFAX080B048B* | 23200 | 16 | 8.5 | 20800 | 18500 | 88.94% | 1.96 | 0 | 11 |  |  |  |  | R-454B | 1.9333 | Residential & Commercial | USHP | Ducted CEE Tier 1
216643551 | Central HP <5.4 tons | GRANDAIRE | HRCU-A-CB (Split System: Heat Pump with Remote Outdoor Unit-Air-Source) | WD5CUHAH18AAK |  |  | W5A*25M17XA* | WFEU040B036B* | 18300 | 15.5 | 9.5 | 20000 | 17600 | 88% | 2 | 0 | 11 |  |  |  |  | R-454B | 1.525 | Residential & Commercial | USHP | Ducted CEE Tier 1
202868494 | Central HP <5.4 tons | BOSCH | HRCU-A-CB (Split System: Heat Pump with Remote Outdoor Unit-Air-Source) | BOVA-36HDN1-M20G |  |  | BVA-24WN1-M20 | 0 | 24000 | 20 | 9.5 | 24000 | 17600 | 73.33% | 2 | 14 | 13 |  |  |  |  | R-410A | 2 | Residential & Commercial | USHP | Ducted CEE Tier 1
216735371 | Central HP <5.4 tons | GRANDAIRE | HRCU-A-CB (Split System: Heat Pump with Remote Outdoor Unit-Air-Source) | WD5CUHAH24AAK |  |  | WLA*374BA** | WFJT060B048A* | 22800 | 16 | 8.5 | 20600 | 18400 | 89.32% | 1.96 | 0 | 11 |  |  |  |  | R-454B | 1.9 | Residential & Commercial | USHP | Ducted CEE Tier 1
216737048 | Central HP <5.4 tons | GRANDAIRE | HRCU-A-CB (Split System: Heat Pump with Remote Outdoor Unit-Air-Source) | WD5CUHAH24AAK |  |  | W5SH30M12XA* | WFE*070B036C* | 22600 | 15.5 | 8.1 | 21000 | 18800 | 89.52% | 1.85 | 0 | 10.5 |  |  |  |  | R-454B | 1.8833 | Residential & Commercial | USHP | Ducted CEE Tier 1
216644677 | Central HP <5.4 tons | GRANDAIRE | HRCU-A-CB (Split System: Heat Pump with Remote Outdoor Unit-Air-Source) | WD5CUHAH18AAK |  |  | FM(C,U)5Z30**AL* | 0 | 18500 | 15.5 | 12 | 20600 | 18600 | 90.29% | 2.08 | 0 | 11.5 |  |  |  |  | R-454B | 1.5417 | Residential & Commercial | USHP | Ducted CEE Tier 1
216734386 | Central HP <5.4 tons | GRANDAIRE | HRCU-A-CB (Split System: Heat Pump with Remote Outdoor Unit-Air-Source) | WD5CUHAH24AAK |  |  | W5A*36M17XA* | WFE*070A036C* | 22400 | 16.5 | 8.5 | 20800 | 18700 | 89.9% | 1.96 | 0 | 11 |  |  |  |  | R-454B | 1.8667 | Residential & Commercial | USHP | Ducted CEE Tier 1
216733794 | Central HP <5.4 tons | GRANDAIRE | HRCU-A-CB (Split System: Heat Pump with Remote Outdoor Unit-Air-Source) | WD5CUHAH24AAK |  |  | W5A*30M14XA* | WFST040A030A* | 22000 | 15.5 | 8.1 | 20800 | 18900 | 90.87% | 1.9 | 0 | 10.5 |  |  |  |  | R-454B | 1.8333 | Residential & Commercial | USHP | Ducted CEE Tier 1
216733863 | Central HP <5.4 tons | GRANDAIRE | HRCU-A-CB (Split System: Heat Pump with Remote Outdoor Unit-Air-Source) | WD5CUHAH24AAK |  |  | W5A*30M17XA* | WFE*070B036C* | 22200 | 16.5 | 8.1 | 20800 | 18700 | 89.9% | 1.85 | 0 | 10.5 |  |  |  |  | R-454B | 1.85 | Residential & Commercial | USHP | Ducted CEE Tier 1
216760032 | Central HP <5.4 tons | Multi MFG | HRCU-A-CB (Split System: Heat Pump with Remote Outdoor Unit-Air-Source) | HES-60HD-B |  |  | 60MPHP0-M-B | 0 | 54000 | 15.2 | 8.4 | 54000 | 38000 | 70.37% | 1.8 | 0 | 8.6 |  |  |  |  | R-454B | 4.5 | Residential & Commercial | USHP
213386554 | Central HP <5.4 tons | Multi MFG | HRCU-A-CB (Split System: Heat Pump with Remote Outdoor Unit-Air-Source) | HHS-30HD-A |  |  | 30HSHP-C-M-A | 0 | 28000 | 18.2 | 8.8 | 30000 | 26000 | 86.67% | 1.8 | 0 | 11.7 |  |  |  |  | R-410A | 2.3333 | Residential & Commercial | USHP | Ducted CEE Tier 1
206771880 | Central HP <5.4 tons | KEEPRITE | HRCU-A-CB (Split System: Heat Pump with Remote Outdoor Unit-Air-Source) | CVH837GKA2* |  |  | EA*4X48L21A*+WALLCON | *97CMN0602120A* | 32200 | 17 | 8.1 | 32800 | 25200 | 76.83% | 1.96 | 11.5 | 11 |  |  |  |  | R-410A | 2.6833 | Residential & Commercial | USHP | Ducted CEE Tier 1
206766868 | Central HP <5.4 tons | KEEPRITE | HRCU-A-CB (Split System: Heat Pump with Remote Outdoor Unit-Air-Source) | CVH825GKA3* |  |  | EHD4X30AAL+WALLCON | *80CTL0701412A* | 23800 | 16 | 8.1 | 21800 | 16700 | 76.61% | 1.98 | 11 | 10.5 |  |  |  |  | R-410A | 1.9833 | Residential & Commercial | USHP | Ducted CEE Tier 1
206765732 | Central HP <5.4 tons | KEEPRITE | HRCU-A-CB (Split System: Heat Pump with Remote Outdoor Unit-Air-Source) | CVH825GKA3* |  |  | EA*4X36L21A*+WALLCON | *80CTL0701716A* | 23600 | 16.5 | 8.1 | 21400 | 16600 | 77.57% | 1.94 | 11 | 11 |  |  |  |  | R-410A | 1.9667 | Residential & Commercial | USHP | Ducted CEE Tier 1
206765516 | Central HP <5.4 tons | KEEPRITE | HRCU-A-CB (Split System: Heat Pump with Remote Outdoor Unit-Air-Source) | CVH825GKA3* |  |  | EA*4X25L17A*+WALLCON | *96CTN0601714A* | 24200 | 16.5 | 8.1 | 21400 | 16700 | 78.04% | 2 | 11 | 11 |  |  |  |  | R-410A | 2.0167 | Residential & Commercial | USHP | Ducted CEE Tier 1
216735018 | Central HP <5.4 tons | GRANDAIRE | HRCU-A-CB (Split System: Heat Pump with Remote Outdoor Unit-Air-Source) | WD5CUHAH24AAK |  |  | WLA*374BA** | WFEU060B048B* | 23200 | 17 | 8.5 | 21000 | 18600 | 88.57% | 1.94 | 0 | 11 |  |  |  |  | R-454B | 1.9333 | Residential & Commercial | USHP | Ducted CEE Tier 1
216735213 | Central HP <5.4 tons | GRANDAIRE | HRCU-A-CB (Split System: Heat Pump with Remote Outdoor Unit-Air-Source) | WD5CUHAH24AAK |  |  | WLA*374BA** | WFSX080B048B* | 23000 | 16 | 8.5 | 20800 | 18500 | 88.94% | 1.98 | 0 | 11 |  |  |  |  | R-454B | 1.9167 | Residential & Commercial | USHP | Ducted CEE Tier 1
214229421 | Central HP <5.4 tons | PAYNE HEATING AND COOLING | HRCU-A-CB (Split System: Heat Pump with Remote Outdoor Unit-Air-Source) | 38MURAQ36AB3* |  |  | CAP**4224AL* | PG80MSUA60100C** | 35200 | 16 | 8.5 | 38500 | 35000 | 90.91% | 1.88 | 0 | 9.5 |  |  |  |  | R-410A | 2.9333 | Residential & Commercial | USHP
215864317 | Central HP <5.4 tons | MAINLINE | HRCU-A-CB (Split System: Heat Pump with Remote Outdoor Unit-Air-Source) | ML50HP230LMNTH-O |  |  | ML50HP230LMNTAHU-I | 0 | 48000 | 16.3 | 9 | 56000 | 52000 | 92.86% | 1.8 | 0 | 11.7 |  |  |  |  | R-454B | 4 | Residential & Commercial | USHP | Ducted CEE Tier 1
216644662 | Central HP <5.4 tons | GRANDAIRE | HRCU-A-CB (Split System: Heat Pump with Remote Outdoor Unit-Air-Source) | WD5CUHAH18AAK |  |  | FM(C,U)5Z24**AL* | 0 | 18000 | 15.2 | 12.5 | 21200 | 18800 | 88.68% | 2.08 | 0 | 11 |  |  |  |  | R-454B | 1.5 | Residential & Commercial | USHP | Ducted CEE Tier 1
216734476 | Central HP <5.4 tons | GRANDAIRE | HRCU-A-CB (Split System: Heat Pump with Remote Outdoor Unit-Air-Source) | WD5CUHAH24AAK |  |  | W5A*36M17XA* | WFEU060B048B* | 22400 | 16.5 | 8.5 | 20800 | 18600 | 89.42% | 1.96 | 0 | 11 |  |  |  |  | R-454B | 1.8667 | Residential & Commercial | USHP | Ducted CEE Tier 1
216734683 | Central HP <5.4 tons | GRANDAIRE | HRCU-A-CB (Split System: Heat Pump with Remote Outdoor Unit-Air-Source) | WD5CUHAH24AAK |  |  | W5A*36M17XA* | WFSX080B048B* | 22600 | 16 | 8.5 | 21000 | 18800 | 89.52% | 1.96 | 0 | 10.5 |  |  |  |  | R-454B | 1.8833 | Residential & Commercial | USHP | Ducted CEE Tier 1
211262733 | Central HP <5.4 tons | KEEPRITE | HRCU-A-CB (Split System: Heat Pump with Remote Outdoor Unit-Air-Source) | DLCURAH18ABK |  |  | EN(A,D)4X24L14** | *92ESN0601412A* | 18100 | 16 | 8.5 | 19000 | 18600 | 97.89% | 2.24 | 0 | 11 |  |  |  |  | R-410A | 1.5083 | Residential & Commercial | USHP | Ducted CEE Tier 1
207454632 | Central HP <5.4 tons | BOSCH | HRCU-A-CB (Split System: Heat Pump with Remote Outdoor Unit-Air-Source) | BOVA-36HDN1-M20G |  |  | BMA*2430ANTD | BGH96M060B3B | 23800 | 18 | 9 | 24000 | 17200 | 71.67% | 1.85 | 13 | 12 |  |  |  |  | R-410A | 1.9833 | Residential & Commercial | USHP | Ducted CEE Tier 1
216733204 | Central HP <5.4 tons | GRANDAIRE | HRCU-A-CB (Split System: Heat Pump with Remote Outdoor Unit-Air-Source) | WD5CUHAH24AAK |  |  | W5A*25M17XA* | WFE*070B048C* | 23000 | 16.5 | 8.5 | 20600 | 18400 | 89.32% | 1.98 | 0 | 11 |  |  |  |  | R-454B | 1.9167 | Residential & Commercial | USHP | Ducted CEE Tier 1
216737242 | Central HP <5.4 tons | GRANDAIRE | HRCU-A-CB (Split System: Heat Pump with Remote Outdoor Unit-Air-Source) | WD5CUHAH24AAK |  |  | W5SH30M12XA* | WFEU080C060B* | 22800 | 16 | 8.5 | 21200 | 19000 | 89.62% | 1.96 | 0 | 10.5 |  |  |  |  | R-454B | 1.9 | Residential & Commercial | USHP | Ducted CEE Tier 1
216732821 | Central HP <5.4 tons | GRANDAIRE | HRCU-A-CB (Split System: Heat Pump with Remote Outdoor Unit-Air-Source) | WD5CUHAH24AAK |  |  | W5A*24M17XA* | WFET045A036A* | 22000 | 16 | 8.5 | 21000 | 19100 | 90.95% | 1.96 | 0 | 10.5 |  |  |  |  | R-454B | 1.8333 | Residential & Commercial | USHP | Ducted CEE Tier 1
216733323 | Central HP <5.4 tons | GRANDAIRE | HRCU-A-CB (Split System: Heat Pump with Remote Outdoor Unit-Air-Source) | WD5CUHAH24AAK |  |  | W5A*25M17XA* | WFET070A036A* | 23200 | 17 | 8.5 | 20800 | 18400 | 88.46% | 1.96 | 0 | 11 |  |  |  |  | R-454B | 1.9333 | Residential & Commercial | USHP | Ducted CEE Tier 1
214771714 | Central HP <5.4 tons | BOSCH | HRCU-A-CB (Split System: Heat Pump with Remote Outdoor Unit-Air-Source) | BOVA-36RTB-M20S |  |  | BMAC2430BBTA | BGH96M060B3C | 24000 | 18.5 | 9 | 24000 | 17200 | 71.67% | 1.9 | 0 | 12 |  |  |  |  | R-454B | 2 | Residential & Commercial | USHP | Ducted CEE Tier 1
213546733 | Central HP <5.4 tons | LENNOX | HRCU-A-CB (Split System: Heat Pump with Remote Outdoor Unit-Air-Source) | EL22XPV-024-230A** | ADP |  | L*35/36U9 | ML180UH045XE36A* | 23400 | 21 | 8.5 | 21200 | 14900 | 70.28% | 1.86 | 0 | 13.5 |  |  |  |  | R-410A | 1.95 | Residential & Commercial | USHP | Ducted CEE Tier 1
216735318 | Central HP <5.4 tons | GRANDAIRE | HRCU-A-CB (Split System: Heat Pump with Remote Outdoor Unit-Air-Source) | WD5CUHAH24AAK |  |  | WLA*374BA** | WFST040A030A* | 22600 | 15.5 | 8.1 | 20800 | 18500 | 88.94% | 1.85 | 0 | 10.5 |  |  |  |  | R-454B | 1.8833 | Residential & Commercial | USHP | Ducted CEE Tier 1
216736849 | Central HP <5.4 tons | GRANDAIRE | HRCU-A-CB (Split System: Heat Pump with Remote Outdoor Unit-Air-Source) | WD5CUHAH24AAK |  |  | W5SH24M12XA* | WFST060B048A* | 22400 | 15.2 | 8.1 | 21200 | 19100 | 90.09% | 1.85 | 0 | 10.5 |  |  |  |  | R-454B | 1.8667 | Residential & Commercial | USHP | Ducted CEE Tier 1
216736363 | Central HP <5.4 tons | GRANDAIRE | HRCU-A-CB (Split System: Heat Pump with Remote Outdoor Unit-Air-Source) | WD5CUHAH24AAK |  |  | W5SH24M12XA* | WFEU080C060B* | 22600 | 15.5 | 8.1 | 21200 | 19100 | 90.09% | 1.85 | 0 | 10.5 |  |  |  |  | R-454B | 1.8833 | Residential & Commercial | USHP | Ducted CEE Tier 1
216737701 | Central HP <5.4 tons | GRANDAIRE | HRCU-A-CB (Split System: Heat Pump with Remote Outdoor Unit-Air-Source) | WD5CUHAH24AAK |  |  | W5SH30M12XA* | WFSU040B036B* | 22400 | 15.5 | 8.1 | 21000 | 18900 | 90% | 1.85 | 0 | 10.5 |  |  |  |  | R-454B | 1.8667 | Residential & Commercial | USHP | Ducted CEE Tier 1
216738078 | Central HP <5.4 tons | GRANDAIRE | HRCU-A-CB (Split System: Heat Pump with Remote Outdoor Unit-Air-Source) | WD5CUHAH24AAK |  |  | W5SH36M12XA* | WFE*090C048C* | 22800 | 16 | 8.1 | 20800 | 18600 | 89.42% | 1.85 | 0 | 11 |  |  |  |  | R-454B | 1.9 | Residential & Commercial | USHP | Ducted CEE Tier 1
216738126 | Central HP <5.4 tons | GRANDAIRE | HRCU-A-CB (Split System: Heat Pump with Remote Outdoor Unit-Air-Source) | WD5CUHAH24AAK |  |  | W5SH36M12XA* | WFE*135D060C* | 23200 | 15.2 | 8.1 | 21200 | 18700 | 88.21% | 1.9 | 0 | 11 |  |  |  |  | R-454B | 1.9333 | Residential & Commercial | USHP | Ducted CEE Tier 1
206135929 | Central HP <5.4 tons | KEEPRITE | HRCU-A-CB (Split System: Heat Pump with Remote Outdoor Unit-Air-Source) | CVH837GKA** |  |  | EN(A,D,W)4X48L21**+WALLCON | *80CSU1002120A* | 32400 | 17 | 8.1 | 33000 | 24800 | 75.15% | 1.94 | 12.2 | 11.5 |  |  |  |  | R-410A | 2.7 | Residential & Commercial | USHP | Ducted CEE Tier 1
216735280 | Central HP <5.4 tons | GRANDAIRE | HRCU-A-CB (Split System: Heat Pump with Remote Outdoor Unit-Air-Source) | WD5CUHAH24AAK |  |  | WLA*374BA** | WFSU060B048B* | 22800 | 16.5 | 8.5 | 20600 | 18400 | 89.32% | 1.96 | 0 | 11 |  |  |  |  | R-454B | 1.9 | Residential & Commercial | USHP | Ducted CEE Tier 1
216735360 | Central HP <5.4 tons | GRANDAIRE | HRCU-A-CB (Split System: Heat Pump with Remote Outdoor Unit-Air-Source) | WD5CUHAH24AAK |  |  | WLA*374BA** | WFST080B048A* | 23000 | 16.5 | 8.5 | 20800 | 18500 | 88.94% | 1.96 | 0 | 11 |  |  |  |  | R-454B | 1.9167 | Residential & Commercial | USHP | Ducted CEE Tier 1
216736341 | Central HP <5.4 tons | GRANDAIRE | HRCU-A-CB (Split System: Heat Pump with Remote Outdoor Unit-Air-Source) | WD5CUHAH24AAK |  |  | W5SH24M12XA* | WFEU040B036B* | 22400 | 15.5 | 8.1 | 21200 | 19000 | 89.62% | 1.85 | 0 | 10.5 |  |  |  |  | R-454B | 1.8667 | Residential & Commercial | USHP | Ducted CEE Tier 1
216737018 | Central HP <5.4 tons | GRANDAIRE | HRCU-A-CB (Split System: Heat Pump with Remote Outdoor Unit-Air-Source) | WD5CUHAH24AAK |  |  | W5SH30M12XA* | WFE*045A036C* | 22400 | 15.2 | 8.1 | 21000 | 18800 | 89.52% | 1.9 | 0 | 10.5 |  |  |  |  | R-454B | 1.8667 | Residential & Commercial | USHP | Ducted CEE Tier 1
205750676 | Central HP <5.4 tons | KEEPRITE | HRCU-A-CB (Split System: Heat Pump with Remote Outdoor Unit-Air-Source) | CVH825GKA2* |  |  | EA*4X37L21A*+WALLCON | *96CTN0801714A* | 24400 | 16.5 | 8.1 | 21200 | 16700 | 78.77% | 2.02 | 11 | 11 |  |  |  |  | R-410A | 2.0333 | Residential & Commercial | USHP | Ducted CEE Tier 1
205750692 | Central HP <5.4 tons | KEEPRITE | HRCU-A-CB (Split System: Heat Pump with Remote Outdoor Unit-Air-Source) | CVH825GKA2* |  |  | EA*4X37L21A*+WALLCON | *97CMN0801714A* | 24400 | 16.5 | 8.1 | 21200 | 16700 | 78.77% | 2.02 | 11 | 11 |  |  |  |  | R-410A | 2.0333 | Residential & Commercial | USHP | Ducted CEE Tier 1
216736943 | Central HP <5.4 tons | GRANDAIRE | HRCU-A-CB (Split System: Heat Pump with Remote Outdoor Unit-Air-Source) | WD5CUHAH24AAK |  |  | W5SH24M12XA* | WFJT100C060A* | 22400 | 15.5 | 8.1 | 21200 | 19100 | 90.09% | 1.85 | 0 | 10.5 |  |  |  |  | R-454B | 1.8667 | Residential & Commercial | USHP | Ducted CEE Tier 1
216737059 | Central HP <5.4 tons | GRANDAIRE | HRCU-A-CB (Split System: Heat Pump with Remote Outdoor Unit-Air-Source) | WD5CUHAH24AAK |  |  | W5SH30M12XA* | WFE*070B048C* | 22400 | 15.5 | 8.1 | 21000 | 18800 | 89.52% | 1.85 | 0 | 10.5 |  |  |  |  | R-454B | 1.8667 | Residential & Commercial | USHP | Ducted CEE Tier 1
207658538 | Central HP <5.4 tons | BOSCH | HRCU-A-CB (Split System: Heat Pump with Remote Outdoor Unit-Air-Source) | BOVB-36HDN1-M20G |  |  | BMA*2430ANTD | BGH96M060B3B | 23800 | 18 | 9 | 24000 | 17200 | 71.67% | 1.85 | 13 | 12 |  |  |  |  | R-410A | 1.9833 | Residential & Commercial | USHP | Ducted CEE Tier 1
216737734 | Central HP <5.4 tons | GRANDAIRE | HRCU-A-CB (Split System: Heat Pump with Remote Outdoor Unit-Air-Source) | WD5CUHAH24AAK |  |  | W5SH30M12XA* | WFSU100C060B* | 22400 | 15.5 | 8.1 | 21000 | 18900 | 90% | 1.85 | 0 | 10.5 |  |  |  |  | R-454B | 1.8667 | Residential & Commercial | USHP | Ducted CEE Tier 1
216738911 | Central HP <5.4 tons | GRANDAIRE | HRCU-A-CB (Split System: Heat Pump with Remote Outdoor Unit-Air-Source) | WD5CUHAH24AAK |  |  | W5SH36M12XA* | WFJT080B048A* | 22600 | 16 | 8.1 | 20800 | 18400 | 88.46% | 1.85 | 0 | 11 |  |  |  |  | R-454B | 1.8833 | Residential & Commercial | USHP | Ducted CEE Tier 1
216680837 | Central HP <5.4 tons | GRANDAIRE | HRCU-A-CB (Split System: Heat Pump with Remote Outdoor Unit-Air-Source) | WDLCURAH18ABK |  |  | WLA*194BA* | WFJT080B048A* | 17700 | 16.5 | 8.5 | 17700 | 17700 | 100% | 1.96 | 0 | 10.5 |  |  |  |  | R-410A | 1.475 | Residential & Commercial | USHP | Ducted CEE Tier 1
207658553 | Central HP <5.4 tons | BOSCH | HRCU-A-CB (Split System: Heat Pump with Remote Outdoor Unit-Air-Source) | BOVB-36HDN1-M20G |  |  | BMA*2430BNTD | BGH96M080B3A | 24000 | 18.5 | 9 | 24000 | 17400 | 72.5% | 1.9 | 13.5 | 12 |  |  |  |  | R-410A | 2 | Residential & Commercial | USHP | Ducted CEE Tier 1
206773470 | Central HP <5.4 tons | KEEPRITE | HRCU-A-CB (Split System: Heat Pump with Remote Outdoor Unit-Air-Source) | CVH837GKA2* |  |  | EA*4X42L24A*+WALLCON | *95CSU1002122A* | 31800 | 17.5 | 8.1 | 33000 | 24400 | 73.94% | 1.9 | 11.5 | 11 |  |  |  |  | R-410A | 2.65 | Residential & Commercial | USHP | Ducted CEE Tier 1
206771916 | Central HP <5.4 tons | KEEPRITE | HRCU-A-CB (Split System: Heat Pump with Remote Outdoor Unit-Air-Source) | CVH837GKA2* |  |  | EA*4X48L24A*+WALLCON | *96CTN1202422A* | 32400 | 17.5 | 8.5 | 32400 | 24800 | 76.54% | 2 | 12 | 11.7 |  |  |  |  | R-410A | 2.7 | Residential & Commercial | USHP | Ducted CEE Tier 1
206771934 | Central HP <5.4 tons | KEEPRITE | HRCU-A-CB (Split System: Heat Pump with Remote Outdoor Unit-Air-Source) | CVH837GKA2* |  |  | EA*4X48L24A*+WALLCON | *97CMN1002122A* | 32400 | 17.5 | 8.5 | 32600 | 24800 | 76.07% | 2 | 12 | 11.7 |  |  |  |  | R-410A | 2.7 | Residential & Commercial | USHP | Ducted CEE Tier 1
206772700 | Central HP <5.4 tons | KEEPRITE | HRCU-A-CB (Split System: Heat Pump with Remote Outdoor Unit-Air-Source) | CVH837GKA2* |  |  | EHD4X42AAL+WALLCON | *80CTL0701716A* | 32400 | 16.5 | 8.1 | 33200 | 25000 | 75.3% | 1.94 | 11.5 | 11 |  |  |  |  | R-410A | 2.7 | Residential & Commercial | USHP | Ducted CEE Tier 1
216675815 | Central HP <5.4 tons | KEEPRITE | HRCU-A-CB (Split System: Heat Pump with Remote Outdoor Unit-Air-Source) | D5CURAH24AAK |  |  | ESH5X36M12A* | *80MS(N,L)0701412A* | 24000 | 15.2 | 8.5 | 23600 | 19200 | 81.36% | 1.94 | 0 | 10 |  |  |  |  | R-454B | 2 | Residential & Commercial | USHP | Ducted CEE Tier 1
216734523 | Central HP <5.4 tons | GRANDAIRE | HRCU-A-CB (Split System: Heat Pump with Remote Outdoor Unit-Air-Source) | WD5CUHAH24AAK |  |  | W5A*36M17XA* | WFET045A036A* | 22200 | 16.5 | 8.5 | 20800 | 18700 | 89.9% | 1.94 | 0 | 10.5 |  |  |  |  | R-454B | 1.85 | Residential & Commercial | USHP | Ducted CEE Tier 1
216091291 | Central HP <5.4 tons | KEEPRITE | HRCU-A-CB (Split System: Heat Pump with Remote Outdoor Unit-Air-Source) | DLCSRBH18AAK |  |  | 40MBABQ18XB3 | 0 | 18000 | 17.6 | 9.6 | 19000 | 17000 | 89.47% | 2 | 12.5 | 11.7 |  |  |  |  | R-410A | 1.5 | Residential & Commercial | USHP | Ducted CEE Tier 1
206136191 | Central HP <5.4 tons | KEEPRITE | HRCU-A-CB (Split System: Heat Pump with Remote Outdoor Unit-Air-Source) | CVH837GKA** |  |  | EA*4X48L24A*+WALLCON | *95CSU0802120A* | 32400 | 17.5 | 8.5 | 32400 | 24800 | 76.54% | 2 | 12 | 11.5 |  |  |  |  | R-410A | 2.7 | Residential & Commercial | USHP | Ducted CEE Tier 1
206136291 | Central HP <5.4 tons | KEEPRITE | HRCU-A-CB (Split System: Heat Pump with Remote Outdoor Unit-Air-Source) | CVH837GKA** |  |  | EN(A,D,W)4X48L21**+WALLCON | *95CSU1002122A* | 32400 | 17.5 | 8.1 | 32800 | 24600 | 75% | 1.98 | 12 | 11.7 |  |  |  |  | R-410A | 2.7 | Residential & Commercial | USHP | Ducted CEE Tier 1
206135971 | Central HP <5.4 tons | KEEPRITE | HRCU-A-CB (Split System: Heat Pump with Remote Outdoor Unit-Air-Source) | CVH837GKA** |  |  | EHD4X42AAL+WALLCON | *80CSU0401712A* | 32400 | 16.5 | 8.1 | 33200 | 24800 | 74.7% | 1.94 | 11.5 | 11 |  |  |  |  | R-410A | 2.7 | Residential & Commercial | USHP | Ducted CEE Tier 1
216760053 | Central HP <5.4 tons | Multi MFG | HRCU-A-CB (Split System: Heat Pump with Remote Outdoor Unit-Air-Source) | HHS-24HD-B |  |  | 24HSHP0-C-M-B | 0 | 24000 | 17.5 | 9.2 | 26000 | 20000 | 76.92% | 1.9 | 0 | 10.8 |  |  |  |  | R-454B | 2 | Residential & Commercial | USHP | Ducted CEE Tier 1
211133469 | Central HP <5.4 tons | SAMSUNG | HRCU-A-CB (Split System: Heat Pump with Remote Outdoor Unit-Air-Source) | AC036BXUPCH |  |  | BVRMC3937 | 0 | 36000 | 18.5 | 8.4 | 34600 | 34600 | 100% | 1.8 | 0 | 10.5 |  |  |  |  | R-410A | 3 | Residential & Commercial | USHP | Ducted CEE Tier 1
216734539 | Central HP <5.4 tons | GRANDAIRE | HRCU-A-CB (Split System: Heat Pump with Remote Outdoor Unit-Air-Source) | WD5CUHAH24AAK |  |  | W5A*36M17XA* | WFET090B048A* | 22200 | 16.5 | 8.1 | 20800 | 18700 | 89.9% | 1.85 | 0 | 10.5 |  |  |  |  | R-454B | 1.85 | Residential & Commercial | USHP | Ducted CEE Tier 1
216737849 | Central HP <5.4 tons | GRANDAIRE | HRCU-A-CB (Split System: Heat Pump with Remote Outdoor Unit-Air-Source) | WD5CUHAH24AAK |  |  | W5SH30M12XA* | WFST080B048A* | 22600 | 16 | 8.1 | 21200 | 18900 | 89.15% | 1.85 | 0 | 10.5 |  |  |  |  | R-454B | 1.8833 | Residential & Commercial | USHP | Ducted CEE Tier 1
216737932 | Central HP <5.4 tons | GRANDAIRE | HRCU-A-CB (Split System: Heat Pump with Remote Outdoor Unit-Air-Source) | WD5CUHAH24AAK |  |  | W5SH30M12XA* | WFJT100C060A* | 22800 | 16 | 8.5 | 21200 | 19000 | 89.62% | 1.96 | 0 | 11 |  |  |  |  | R-454B | 1.9 | Residential & Commercial | USHP | Ducted CEE Tier 1
216737712 | Central HP <5.4 tons | GRANDAIRE | HRCU-A-CB (Split System: Heat Pump with Remote Outdoor Unit-Air-Source) | WD5CUHAH24AAK |  |  | W5SH30M12XA* | WFSU060B048B* | 22400 | 16 | 8.1 | 21000 | 18800 | 89.52% | 1.85 | 0 | 10.5 |  |  |  |  | R-454B | 1.8667 | Residential & Commercial | USHP | Ducted CEE Tier 1
216734739 | Central HP <5.4 tons | GRANDAIRE | HRCU-A-CB (Split System: Heat Pump with Remote Outdoor Unit-Air-Source) | WD5CUHAH24AAK |  |  | W5A*36M17XA* | WFSU040B036B* | 22400 | 16 | 8.5 | 21000 | 18800 | 89.52% | 1.96 | 0 | 10.5 |  |  |  |  | R-454B | 1.8667 | Residential & Commercial | USHP | Ducted CEE Tier 1
216736763 | Central HP <5.4 tons | GRANDAIRE | HRCU-A-CB (Split System: Heat Pump with Remote Outdoor Unit-Air-Source) | WD5CUHAH24AAK |  |  | W5SH24M12XA* | WFSU080C060B* | 22400 | 15.2 | 8.1 | 21200 | 19100 | 90.09% | 1.85 | 0 | 10.5 |  |  |  |  | R-454B | 1.8667 | Residential & Commercial | USHP | Ducted CEE Tier 1
216738231 | Central HP <5.4 tons | GRANDAIRE | HRCU-A-CB (Split System: Heat Pump with Remote Outdoor Unit-Air-Source) | WD5CUHAH24AAK |  |  | W5SH36M12XA* | WFEU080C060B* | 22600 | 16 | 8.1 | 20600 | 18400 | 89.32% | 1.85 | 0 | 11 |  |  |  |  | R-454B | 1.8833 | Residential & Commercial | USHP | Ducted CEE Tier 1
209852111 | Central HP <5.4 tons | TEMPSTAR | HRCU-A-CB (Split System: Heat Pump with Remote Outdoor Unit-Air-Source) | DLCURAH24AAK |  |  | DLFUAAH24XAK | 0 | 24000 | 17 | 9.2 | 26000 | 19400 | 74.62% | 2.1 | 11.3 | 10.5 |  |  |  |  | R-410A | 2 | Residential & Commercial | USHP | Ducted CEE Tier 1
206133833 | Central HP <5.4 tons | KEEPRITE | HRCU-A-CB (Split System: Heat Pump with Remote Outdoor Unit-Air-Source) | CVH825GKA2* |  |  | EA*4X37L21A*+WALLCON | *95CSU1002122A* | 24400 | 17 | 8.5 | 21200 | 16600 | 78.3% | 2.04 | 11.5 | 11 |  |  |  |  | R-410A | 2.0333 | Residential & Commercial | USHP | Ducted CEE Tier 1
216738838 | Central HP <5.4 tons | GRANDAIRE | HRCU-A-CB (Split System: Heat Pump with Remote Outdoor Unit-Air-Source) | WD5CUHAH24AAK |  |  | W5SH36M12XA* | WFST060B048A* | 22600 | 16 | 8.1 | 20800 | 18500 | 88.94% | 1.85 | 0 | 11 |  |  |  |  | R-454B | 1.8833 | Residential & Commercial | USHP | Ducted CEE Tier 1
207658522 | Central HP <5.4 tons | BOSCH | HRCU-A-CB (Split System: Heat Pump with Remote Outdoor Unit-Air-Source) | BOVB-36HDN1-M20G |  |  | BVA-24WN1-M20 | 0 | 24000 | 20 | 9.5 | 24000 | 17600 | 73.33% | 2 | 14 | 13 |  |  |  |  | R-410A | 2 | Residential & Commercial | USHP | Ducted CEE Tier 1
216768193 | Central HP <5.4 tons | INNOVAIR | HRCU-A-CB (Split System: Heat Pump with Remote Outdoor Unit-Air-Source) | SHV24H2BA |  |  | SFV24BDA | 0 | 24000 | 17.5 | 9.2 | 26000 | 20000 | 76.92% | 1.9 | 0 | 10.8 |  |  |  |  | R-454B | 2 | Residential & Commercial | USHP | Ducted CEE Tier 1
215864307 | Central HP <5.4 tons | MAINLINE | HRCU-A-CB (Split System: Heat Pump with Remote Outdoor Unit-Air-Source) | ML36HP230LMNT-O |  |  | ML36HP230LMNTAHU-I | 0 | 36000 | 16.1 | 8.7 | 36000 | 27000 | 75% | 2 | 0 | 10 |  |  |  |  | R-454B | 3 | Residential & Commercial | USHP | Ducted CEE Tier 1
216734418 | Central HP <5.4 tons | GRANDAIRE | HRCU-A-CB (Split System: Heat Pump with Remote Outdoor Unit-Air-Source) | WD5CUHAH24AAK |  |  | W5A*36M17XA* | WFE*090B042C* | 22400 | 16 | 8.1 | 20800 | 18700 | 89.9% | 1.9 | 0 | 11 |  |  |  |  | R-454B | 1.8667 | Residential & Commercial | USHP | Ducted CEE Tier 1
216678137 | Central HP <5.4 tons | KEEPRITE | HRCU-A-CB (Split System: Heat Pump with Remote Outdoor Unit-Air-Source) | D5CURAH24AAK |  |  | EA*5X37M17A* | *96VTN0801716B* | 24400 | 15.5 | 8.5 | 23600 | 19300 | 81.78% | 1.94 | 0 | 10 |  |  |  |  | R-454B | 2.0333 | Residential & Commercial | USHP | Ducted CEE Tier 1
206395975 | Central HP <5.4 tons | BOSCH | HRCU-A-CB (Split System: Heat Pump with Remote Outdoor Unit-Air-Source) | BOVB-36HDN1-M18M |  |  | BVA-24WN1-M20 | 0 | 24000 | 17.5 | 8.2 | 24000 | 16800 | 70% | 1.9 | 13 | 11.7 |  |  |  |  | R-410A | 2 | Residential & Commercial | USHP | Ducted CEE Tier 1
215225114 | Central HP <5.4 tons | BOSCH | HRCU-A-CB (Split System: Heat Pump with Remote Outdoor Unit-Air-Source) | BOVA-60RXB-M15S |  |  | BMAC4248DBTA | BGH96M100D5C | 45500 | 16 | 8.5 | 47000 | 33000 | 70.21% | 1.85 | 0 | 10.5 |  |  |  |  | R-454B | 3.7917 | Residential & Commercial | USHP | Ducted CEE Tier 1
211261908 | Central HP <5.4 tons | GRANDAIRE | HRCU-A-CB (Split System: Heat Pump with Remote Outdoor Unit-Air-Source) | WDLCURAH18ABK |  |  | WLA*304BA* | WFSX060A036A* | 18000 | 16 | 8.5 | 18500 | 18500 | 100% | 2.22 | 0 | 10.5 |  |  |  |  | R-410A | 1.5 | Residential & Commercial | USHP | Ducted CEE Tier 1
211262176 | Central HP <5.4 tons | GRANDAIRE | HRCU-A-CB (Split System: Heat Pump with Remote Outdoor Unit-Air-Source) | WDLCURAH18ABK |  |  | WLA*304BA* | WFER070A036A* | 17800 | 16.5 | 8.5 | 18200 | 18500 | 101.6% | 2.22 | 0 | 10.5 |  |  |  |  | R-410A | 1.4833 | Residential & Commercial | USHP | Ducted CEE Tier 1
212977741 | Central HP <5.4 tons | GRANDAIRE | HRCU-A-CB (Split System: Heat Pump with Remote Outdoor Unit-Air-Source) | WDLCURAH18ABK |  |  | WLA*244BA* | WFE*045A036C* | 17500 | 16.5 | 8.5 | 18400 | 17700 | 96.2% | 2.14 | 0 | 10.5 |  |  |  |  | R-410A | 1.4583 | Residential & Commercial | USHP | Ducted CEE Tier 1
212977777 | Central HP <5.4 tons | GRANDAIRE | HRCU-A-CB (Split System: Heat Pump with Remote Outdoor Unit-Air-Source) | WDLCURAH18ABK |  |  | WLA*304BA* | WFE*045A036C* | 17700 | 16.5 | 8.5 | 18200 | 19800 | 108.8% | 2.4 | 0 | 10.5 |  |  |  |  | R-410A | 1.475 | Residential & Commercial | USHP | Ducted CEE Tier 1
216679757 | Central HP <5.4 tons | GRANDAIRE | HRCU-A-CB (Split System: Heat Pump with Remote Outdoor Unit-Air-Source) | WDLCURAH18ABK |  |  | WLSH304AA* | WFJT060B048A* | 17600 | 15.5 | 8.5 | 18100 | 18000 | 99.45% | 1.96 | 0 | 10.5 |  |  |  |  | R-410A | 1.4667 | Residential & Commercial | USHP | Ducted CEE Tier 1
216733014 | Central HP <5.4 tons | GRANDAIRE | HRCU-A-CB (Split System: Heat Pump with Remote Outdoor Unit-Air-Source) | WD5CUHAH24AAK |  |  | W5A*24M17XA* | WFSU060B048B* | 22000 | 16 | 8.5 | 21000 | 19100 | 90.95% | 1.96 | 0 | 10.5 |  |  |  |  | R-454B | 1.8333 | Residential & Commercial | USHP | Ducted CEE Tier 1
203025005 | Central HP <5.4 tons | BOSCH | HRCU-A-CB (Split System: Heat Pump with Remote Outdoor Unit-Air-Source) | BOVA-36HDN1-M20G |  |  | BMA*2430ANTD | BGH96M080B3A | 23800 | 18 | 9 | 24000 | 17200 | 71.67% | 1.85 | 13 | 12 |  |  |  |  | R-410A | 1.9833 | Residential & Commercial | USHP | Ducted CEE Tier 1
216776157 | Central HP <5.4 tons | RUNTRU | HRCU-A-CB (Split System: Heat Pump with Remote Outdoor Unit-Air-Source) | A5HL5036A1 |  |  | A5AHV004A1D3 | 0 | 34000 | 16 | 8.1 | 34000 | 27000 | 79.41% | 1.75 | 0 | 11.7 |  |  |  |  | R-454B | 2.8333 | Residential & Commercial | USHP | Ducted CEE Tier 1
216734130 | Central HP <5.4 tons | GRANDAIRE | HRCU-A-CB (Split System: Heat Pump with Remote Outdoor Unit-Air-Source) | WD5CUHAH24AAK |  |  | W5A*30M17XA* | WFSX060B048B* | 22000 | 15.5 | 8.1 | 20800 | 18800 | 90.38% | 1.9 | 0 | 10.5 |  |  |  |  | R-454B | 1.8333 | Residential & Commercial | USHP | Ducted CEE Tier 1
206133763 | Central HP <5.4 tons | KEEPRITE | HRCU-A-CB (Split System: Heat Pump with Remote Outdoor Unit-Air-Source) | CVH825GKA2* |  |  | EA*4X36L17A*+WALLCON | *95CSU0601716A* | 23400 | 16.5 | 8.1 | 21600 | 16800 | 77.78% | 1.92 | 11 | 10.5 |  |  |  |  | R-410A | 1.95 | Residential & Commercial | USHP | Ducted CEE Tier 1
204456514 | Central HP <5.4 tons | KEEPRITE | HRCU-A-CB (Split System: Heat Pump with Remote Outdoor Unit-Air-Source) | CVH825GKA2* |  |  | EA*4X30L14A*+WALLCON | *80CTL0701412A* | 23400 | 17 | 8.1 | 21600 | 16700 | 77.31% | 1.92 | 11 | 11 |  |  |  |  | R-410A | 1.95 | Residential & Commercial | USHP | Ducted CEE Tier 1
204456415 | Central HP <5.4 tons | KEEPRITE | HRCU-A-CB (Split System: Heat Pump with Remote Outdoor Unit-Air-Source) | CVH825GKA2* |  |  | EA*4X24L17A*+WALLCON | *97CMN0801714A* | 23200 | 16 | 8.1 | 22000 | 16900 | 76.82% | 1.88 | 11 | 10.5 |  |  |  |  | R-410A | 1.9333 | Residential & Commercial | USHP | Ducted CEE Tier 1
213372150 | Central HP <5.4 tons | KEEPRITE | HRCU-A-C (Split System: Heat Pump with Remote Outdoor Unit with No Indoor Fan --Air Source) | DLCURAH24ABK |  |  | DLFULAH24XBX + CI | 0 | 24000 | 16.5 | 9.5 | 25000 | 20000 | 80% | 1.95 | 11 | 10.7 |  |  |  |  | R-410A | 2 | Residential & Commercial | USHP | Ducted CEE Tier 1
206136131 | Central HP <5.4 tons | KEEPRITE | HRCU-A-CB (Split System: Heat Pump with Remote Outdoor Unit-Air-Source) | CVH837GKA** |  |  | EA*4X42L24A*+WALLCON | *95CSU1002122A* | 31800 | 17.5 | 8.1 | 33000 | 24400 | 73.94% | 1.9 | 11.5 | 11 |  |  |  |  | R-410A | 2.65 | Residential & Commercial | USHP | Ducted CEE Tier 1
216677760 | Central HP <5.4 tons | KEEPRITE | HRCU-A-CB (Split System: Heat Pump with Remote Outdoor Unit-Air-Source) | D5CURAH24AAK |  |  | ESH5X36M12A* | *92MSN0801716A* | 24000 | 15.2 | 8.5 | 23600 | 19200 | 81.36% | 1.94 | 0 | 9.8 |  |  |  |  | R-454B | 2 | Residential & Commercial | USHP
216733833 | Central HP <5.4 tons | GRANDAIRE | HRCU-A-CB (Split System: Heat Pump with Remote Outdoor Unit-Air-Source) | WD5CUHAH24AAK |  |  | W5A*30M17XA* | WFE*045A036C* | 22400 | 16 | 8.1 | 20800 | 18800 | 90.38% | 1.9 | 0 | 10.5 |  |  |  |  | R-454B | 1.8667 | Residential & Commercial | USHP | Ducted CEE Tier 1
216734006 | Central HP <5.4 tons | GRANDAIRE | HRCU-A-CB (Split System: Heat Pump with Remote Outdoor Unit-Air-Source) | WD5CUHAH24AAK |  |  | W5A*30M17XA* | WFET090B048A* | 22200 | 16 | 8.1 | 20800 | 18800 | 90.38% | 1.85 | 0 | 10.5 |  |  |  |  | R-454B | 1.85 | Residential & Commercial | USHP | Ducted CEE Tier 1
216734208 | Central HP <5.4 tons | GRANDAIRE | HRCU-A-CB (Split System: Heat Pump with Remote Outdoor Unit-Air-Source) | WD5CUHAH24AAK |  |  | W5A*30M17XA* | WFSU060B048B* | 22200 | 16.5 | 8.5 | 20800 | 18800 | 90.38% | 1.94 | 0 | 10.5 |  |  |  |  | R-454B | 1.85 | Residential & Commercial | USHP | Ducted CEE Tier 1
205751142 | Central HP <5.4 tons | KEEPRITE | HRCU-A-CB (Split System: Heat Pump with Remote Outdoor Unit-Air-Source) | CVH837GKA** |  |  | EA*4X43L21A*+WALLCON | *80CTL0902120A* | 32800 | 17.5 | 8.5 | 33000 | 25200 | 76.36% | 2 | 12 | 11.7 |  |  |  |  | R-410A | 2.7333 | Residential & Commercial | USHP | Ducted CEE Tier 1
206135689 | Central HP <5.4 tons | KEEPRITE | HRCU-A-CB (Split System: Heat Pump with Remote Outdoor Unit-Air-Source) | CVH837GKA** |  |  | EA*4X42L21A*+WALLCON | *80CSU0601716A* | 31800 | 17 | 8.1 | 33200 | 24400 | 73.49% | 1.86 | 11.5 | 11 |  |  |  |  | R-410A | 2.65 | Residential & Commercial | USHP | Ducted CEE Tier 1
216623440 | Central HP <5.4 tons | MAINLINE | HRCU-A-CB (Split System: Heat Pump with Remote Outdoor Unit-Air-Source) | ML48HP230LMNT-O |  |  | ML60HP230LMNTAHU-I | 0 | 48000 | 16 | 8.5 | 48000 | 38000 | 79.17% | 1.85 | 0 | 10 |  |  |  |  | R-454B | 4 | Residential & Commercial | USHP | Ducted CEE Tier 1
214810545 | Central HP <5.4 tons | 1HVAC | HRCU-A-CB (Split System: Heat Pump with Remote Outdoor Unit-Air-Source) | ACIQ-18-HPB |  |  | ACIQ-18-AHB | 0 | 18000 | 18 | 9.3 | 19000 | 16500 | 86.84% | 2.04 | 12.5 | 12.4 |  |  |  |  | R-410A | 1.5 | Residential & Commercial | USHP | Ducted CEE Tier 1
213062289 | Central HP <5.4 tons | Kepler | HRCU-A-CB (Split System: Heat Pump with Remote Outdoor Unit-Air-Source) | AZPN/30WD |  |  | AZPN/30WAH | 0 | 30000 | 16.2 | 8.9 | 33000 | 24000 | 72.73% | 1.8 | 11 | 10 |  |  |  |  | R-410A | 2.5 | Residential & Commercial | USHP | Ducted CEE Tier 1
206773042 | Central HP <5.4 tons | KEEPRITE | HRCU-A-CB (Split System: Heat Pump with Remote Outdoor Unit-Air-Source) | CVH837GKA2* |  |  | EA*4X37L21A*+WALLCON | *80CSU0401712A* | 32800 | 17.5 | 8.5 | 33000 | 25200 | 76.36% | 1.98 | 12 | 11 |  |  |  |  | R-410A | 2.7333 | Residential & Commercial | USHP | Ducted CEE Tier 1
206773069 | Central HP <5.4 tons | KEEPRITE | HRCU-A-CB (Split System: Heat Pump with Remote Outdoor Unit-Air-Source) | CVH837GKA2* |  |  | EA*4X42L21A*+WALLCON | *80CSU0601716A* | 31800 | 17 | 8.1 | 33200 | 24400 | 73.49% | 1.86 | 11.5 | 11 |  |  |  |  | R-410A | 2.65 | Residential & Commercial | USHP | Ducted CEE Tier 1
206773335 | Central HP <5.4 tons | KEEPRITE | HRCU-A-CB (Split System: Heat Pump with Remote Outdoor Unit-Air-Source) | CVH837GKA2* |  |  | EHD4X42AAL+WALLCON | *80CSU0601716A* | 32400 | 16.5 | 8.1 | 33200 | 24800 | 74.7% | 1.94 | 11.5 | 11 |  |  |  |  | R-410A | 2.7 | Residential & Commercial | USHP | Ducted CEE Tier 1
205750724 | Central HP <5.4 tons | KEEPRITE | HRCU-A-CB (Split System: Heat Pump with Remote Outdoor Unit-Air-Source) | CVH825GKA2* |  |  | EA*4X37L21A*+WALLCON | *96CTN1002122A* | 24400 | 16.5 | 8.5 | 21200 | 16600 | 78.3% | 2.04 | 11 | 11 |  |  |  |  | R-410A | 2.0333 | Residential & Commercial | USHP | Ducted CEE Tier 1
206133783 | Central HP <5.4 tons | KEEPRITE | HRCU-A-CB (Split System: Heat Pump with Remote Outdoor Unit-Air-Source) | CVH825GKA2* |  |  | EA*4X36L21A*+WALLCON | *95CSU0802120A* | 23600 | 16.5 | 8.1 | 21400 | 16600 | 77.57% | 1.94 | 11 | 11 |  |  |  |  | R-410A | 1.9667 | Residential & Commercial | USHP | Ducted CEE Tier 1
206771538 | Central HP <5.4 tons | KEEPRITE | HRCU-A-CB (Split System: Heat Pump with Remote Outdoor Unit-Air-Source) | CVH837GKA2* |  |  | EA*4X42L24A*+WALLCON | *80CTL1352422A* | 31800 | 17.5 | 8.1 | 33000 | 24400 | 73.94% | 1.9 | 12 | 11.5 |  |  |  |  | R-410A | 2.65 | Residential & Commercial | USHP | Ducted CEE Tier 1
206771547 | Central HP <5.4 tons | KEEPRITE | HRCU-A-CB (Split System: Heat Pump with Remote Outdoor Unit-Air-Source) | CVH837GKA2* |  |  | EA*4X42L24A*+WALLCON | *96CTN1202422A* | 31800 | 17.5 | 8.1 | 33000 | 24400 | 73.94% | 1.9 | 11 | 11.5 |  |  |  |  | R-410A | 2.65 | Residential & Commercial | USHP | Ducted CEE Tier 1
206771070 | Central HP <5.4 tons | KEEPRITE | HRCU-A-CB (Split System: Heat Pump with Remote Outdoor Unit-Air-Source) | CVH837GKA2* |  |  | EA*4X36L21A*+WALLCON | *80CTL0902120A* | 31600 | 17 | 8.1 | 33200 | 24200 | 72.89% | 1.86 | 11 | 11 |  |  |  |  | R-410A | 2.6333 | Residential & Commercial | USHP | Ducted CEE Tier 1
206771106 | Central HP <5.4 tons | KEEPRITE | HRCU-A-CB (Split System: Heat Pump with Remote Outdoor Unit-Air-Source) | CVH837GKA2* |  |  | EA*4X36L21A*+WALLCON | *97CMN0801714A* | 31400 | 17 | 8.1 | 33400 | 24600 | 73.65% | 1.84 | 11 | 11 |  |  |  |  | R-410A | 2.6167 | Residential & Commercial | USHP | Ducted CEE Tier 1
216734928 | Central HP <5.4 tons | GRANDAIRE | HRCU-A-CB (Split System: Heat Pump with Remote Outdoor Unit-Air-Source) | WD5CUHAH24AAK |  |  | WLA*374BA** | WFE*070A036C* | 22800 | 16.5 | 8.5 | 20600 | 18400 | 89.32% | 1.98 | 0 | 11 |  |  |  |  | R-454B | 1.9 | Residential & Commercial | USHP | Ducted CEE Tier 1
216737352 | Central HP <5.4 tons | GRANDAIRE | HRCU-A-CB (Split System: Heat Pump with Remote Outdoor Unit-Air-Source) | WD5CUHAH24AAK |  |  | W5SH30M12XA* | WFET090B048A* | 22600 | 16 | 8.1 | 21000 | 18900 | 90% | 1.85 | 0 | 10.5 |  |  |  |  | R-454B | 1.8833 | Residential & Commercial | USHP | Ducted CEE Tier 1
216739040 | Central HP <5.4 tons | GRANDAIRE | HRCU-A-CB (Split System: Heat Pump with Remote Outdoor Unit-Air-Source) | WD5CUHAH24AAK |  |  | WCHL245*B* | 0 | 23000 | 15.5 | 8.5 | 21400 | 19200 | 89.72% | 1.98 | 0 | 11 |  |  |  |  | R-454B | 1.9167 | Residential & Commercial | USHP | Ducted CEE Tier 1
216735382 | Central HP <5.4 tons | GRANDAIRE | HRCU-A-CB (Split System: Heat Pump with Remote Outdoor Unit-Air-Source) | WD5CUHAH24AAK |  |  | WLA*374BA** | WFJT080B048A* | 23000 | 16.5 | 8.5 | 20800 | 18500 | 88.94% | 1.96 | 0 | 11 |  |  |  |  | R-454B | 1.9167 | Residential & Commercial | USHP | Ducted CEE Tier 1
213386553 | Central HP <5.4 tons | Multi MFG | HRCU-A-CB (Split System: Heat Pump with Remote Outdoor Unit-Air-Source) | HHS-24HD-A |  |  | 24HSHP-C-M-A | 0 | 24000 | 19 | 9.3 | 27400 | 24000 | 87.59% | 1.91 | 0 | 12 |  |  |  |  | R-410A | 2 | Residential & Commercial | USHP | Ducted CEE Tier 1
213433233 | Central HP <5.4 tons | 1HVAC | HRCU-A-CB (Split System: Heat Pump with Remote Outdoor Unit-Air-Source) | ACIQ-18-HPB |  |  | ACIQ-18W-P | 0 | 18000 | 17 | 9.5 | 19000 | 18000 | 94.74% | 2 | 0 | 12.4 |  |  |  |  | R-410A | 1.5 | Residential & Commercial | USHP | Ducted CEE Tier 1
203025008 | Central HP <5.4 tons | BOSCH | HRCU-A-CB (Split System: Heat Pump with Remote Outdoor Unit-Air-Source) | BOVA-36HDN1-M20G |  |  | BMA*2430BNTD | BGH96M060B3A | 24000 | 18.5 | 9 | 24000 | 17400 | 72.5% | 1.9 | 13.5 | 12 |  |  |  |  | R-410A | 2 | Residential & Commercial | USHP | Ducted CEE Tier 1
212394306 | Central HP <5.4 tons | 1HVAC | HRCU-A-C (Split System: Heat Pump with Remote Outdoor Unit with No Indoor Fan --Air Source) | ACIQ-24-EHPB |  |  | ACIQ-24-ACL | 0 | 24000 | 15.7 | 9.8 | 25600 | 18500 | 72.27% | 2.2 | 10.3 | 10 |  |  |  |  | R-410A | 2 | Residential & Commercial | USHP | Ducted CEE Tier 1
213433229 | Central HP <5.4 tons | 1HVAC | HRCU-A-CB (Split System: Heat Pump with Remote Outdoor Unit-Air-Source) | ACIQ-18-HPB |  |  | ACIQ-18W-WM | 0 | 18000 | 19.3 | 10.8 | 19000 | 18800 | 98.95% | 2.3 | 0 | 12.1 |  |  |  |  | R-410A | 1.5 | Residential & Commercial | USHP | Ducted CEE Tier 1
213492123 | Central HP <5.4 tons | 1HVAC | HRCU-A-C (Split System: Heat Pump with Remote Outdoor Unit with No Indoor Fan --Air Source) | ACIQ-24-HPB |  |  | ACIQ-24-ACL-14 | 0 | 24000 | 16.1 | 9.8 | 25000 | 20000 | 80% | 2 | 0 | 10.7 |  |  |  |  | R-410A | 2 | Residential & Commercial | USHP | Ducted CEE Tier 1
216732763 | Central HP <5.4 tons | GRANDAIRE | HRCU-A-CB (Split System: Heat Pump with Remote Outdoor Unit-Air-Source) | WD5CUHAH24AAK |  |  | W5A*24M17XA* | WFEU040B036B* | 22000 | 16.5 | 8.5 | 21000 | 19100 | 90.95% | 1.94 | 0 | 10.5 |  |  |  |  | R-454B | 1.8333 | Residential & Commercial | USHP | Ducted CEE Tier 1
206136121 | Central HP <5.4 tons | KEEPRITE | HRCU-A-CB (Split System: Heat Pump with Remote Outdoor Unit-Air-Source) | CVH837GKA** |  |  | EA*4X42L24A*+WALLCON | *95CSU0802120A* | 31800 | 17.5 | 8.1 | 33000 | 24400 | 73.94% | 1.9 | 11.5 | 11 |  |  |  |  | R-410A | 2.65 | Residential & Commercial | USHP | Ducted CEE Tier 1
206136171 | Central HP <5.4 tons | KEEPRITE | HRCU-A-CB (Split System: Heat Pump with Remote Outdoor Unit-Air-Source) | CVH837GKA** |  |  | EA*4X48L21A*+WALLCON | *95CSU0802120A* | 32400 | 17.5 | 8.5 | 32600 | 25000 | 76.69% | 1.98 | 12 | 11.5 |  |  |  |  | R-410A | 2.7 | Residential & Commercial | USHP | Ducted CEE Tier 1
216623420 | Central HP <5.4 tons | MAINLINE | HRCU-A-CB (Split System: Heat Pump with Remote Outdoor Unit-Air-Source) | ML24HP230LMNTH-O |  |  | ML24HP230PCAHU-I | 0 | 24000 | 17.5 | 9.2 | 26000 | 20000 | 76.92% | 1.9 | 0 | 10.8 |  |  |  |  | R-454B | 2 | Residential & Commercial | USHP | Ducted CEE Tier 1
216732845 | Central HP <5.4 tons | SMART COMFORT | HRCU-A-CB (Split System: Heat Pump with Remote Outdoor Unit-Air-Source) | D5CUHAH24AAK |  |  | EA*5X24M17A* | *95CSU0601716B* | 22000 | 16 | 8.5 | 21000 | 19100 | 90.95% | 1.96 | 0 | 10.5 |  |  |  |  | R-454B | 1.8333 | Residential & Commercial | USHP | Ducted CEE Tier 1
216733088 | Central HP <5.4 tons | ARCOAIRE | HRCU-A-CB (Split System: Heat Pump with Remote Outdoor Unit-Air-Source) | D5CUHAH24AAK |  |  | EA*5X24M17A* | *96VTN0801716B* | 22200 | 16 | 8.5 | 21200 | 19200 | 90.57% | 1.96 | 0 | 10.5 |  |  |  |  | R-454B | 1.85 | Residential & Commercial | USHP | Ducted CEE Tier 1
215319005 | Central HP <5.4 tons | KEEPRITE | HRCU-A-CB (Split System: Heat Pump with Remote Outdoor Unit-Air-Source) | D5CUHAH60AAK |  |  | D5FUAAH60XAK | 0 | 54000 | 16 | 9 | 56000 | 52000 | 92.86% | 1.8 | 0 | 10 |  |  |  |  | R-454B | 4.5 | Residential & Commercial | USHP | Ducted CEE Tier 1
213492122 | Central HP <5.4 tons | 1HVAC | HRCU-A-C (Split System: Heat Pump with Remote Outdoor Unit with No Indoor Fan --Air Source) | ACIQ-18-HPB |  |  | ACIQ-24-ACL | 0 | 18000 | 16.1 | 9.5 | 19000 | 15000 | 78.95% | 2.2 | 11.6 | 11.7 |  |  |  |  | R-410A | 1.5 | Residential & Commercial | USHP | Ducted CEE Tier 1
216032225 | Central HP <5.4 tons | 1HVAC | HRCU-A-CB (Split System: Heat Pump with Remote Outdoor Unit-Air-Source) | ACIQ-48-EHPD |  |  | ACIQ-48-AHD | 0 | 48000 | 16 | 8.5 | 48000 | 38000 | 79.17% | 1.85 | 0 | 10 |  |  |  |  | R-454B | 4 | Residential & Commercial | USHP | Ducted CEE Tier 1
216738368 | Central HP <5.4 tons | ARCOAIRE | HRCU-A-CB (Split System: Heat Pump with Remote Outdoor Unit-Air-Source) | D5CUHAH24AAK |  |  | ESH5X36M12A* | *95CSU0601716B* | 22600 | 16 | 8.1 | 20800 | 18500 | 88.94% | 1.85 | 0 | 11 |  |  |  |  | R-454B | 1.8833 | Residential & Commercial | USHP | Ducted CEE Tier 1
216738377 | Central HP <5.4 tons | ARCOAIRE | HRCU-A-CB (Split System: Heat Pump with Remote Outdoor Unit-Air-Source) | D5CUHAH24AAK |  |  | ESH5X36M12A* | *95CSU0802120B* | 23200 | 15.2 | 8.1 | 21200 | 18800 | 88.68% | 1.85 | 0 | 10.5 |  |  |  |  | R-454B | 1.9333 | Residential & Commercial | USHP | Ducted CEE Tier 1
216032235 | Central HP <5.4 tons | 1HVAC | HRCU-A-CB (Split System: Heat Pump with Remote Outdoor Unit-Air-Source) | ACIQ-24-HPD |  |  | ACIQ-24-PAH | 0 | 24000 | 18.6 | 10 | 24000 | 20600 | 85.83% | 2.14 | 0 | 12 |  |  |  |  | R-454B | 2 | Residential & Commercial | USHP | Ducted CEE Tier 1
216980808 | Central HP <5.4 tons | 1HVAC | HRCU-A-C (Split System: Heat Pump with Remote Outdoor Unit with No Indoor Fan --Air Source) | ACIQ-24-HPD |  |  | ACIQ-24-ACL-B | 0 | 24000 | 16 | 9.5 | 25000 | 21000 | 84% | 1.8 | 0 | 10 |  |  |  |  | R-454B | 2 | Residential & Commercial | USHP | Ducted CEE Tier 1
216734275 | Central HP <5.4 tons | SMART COMFORT | HRCU-A-CB (Split System: Heat Pump with Remote Outdoor Unit-Air-Source) | D5CUHAH24AAK |  |  | EA*5X30M17A* | *96VTN0601716B* | 22200 | 16 | 8.1 | 20800 | 18800 | 90.38% | 1.85 | 0 | 10.5 |  |  |  |  | R-454B | 1.85 | Residential & Commercial | USHP | Ducted CEE Tier 1
216738112 | Central HP <5.4 tons | ARCOAIRE | HRCU-A-CB (Split System: Heat Pump with Remote Outdoor Unit-Air-Source) | D5CUHAH24AAK |  |  | ESH5X36M12A* | *80MS(N,L)1102420A* | 23000 | 16 | 8.1 | 20800 | 18600 | 89.42% | 1.85 | 0 | 11 |  |  |  |  | R-454B | 1.9167 | Residential & Commercial | USHP | Ducted CEE Tier 1
216737926 | Central HP <5.4 tons | ARCOAIRE | HRCU-A-CB (Split System: Heat Pump with Remote Outdoor Unit-Air-Source) | D5CUHAH24AAK |  |  | ESH5X30M12A* | *97VTN1002120A* | 22800 | 16 | 8.5 | 21200 | 19000 | 89.62% | 1.96 | 0 | 11 |  |  |  |  | R-454B | 1.9 | Residential & Commercial | USHP | Ducted CEE Tier 1
216738603 | Central HP <5.4 tons | ARCOAIRE | HRCU-A-CB (Split System: Heat Pump with Remote Outdoor Unit-Air-Source) | D5CUHAH24AAK |  |  | ESH5X36M12A* | *96MSN1202422A* | 23000 | 15.2 | 8.1 | 21000 | 18700 | 89.05% | 1.9 | 0 | 10.5 |  |  |  |  | R-454B | 1.9167 | Residential & Commercial | USHP | Ducted CEE Tier 1
216738728 | Central HP <5.4 tons | ARCOAIRE | HRCU-A-CB (Split System: Heat Pump with Remote Outdoor Unit-Air-Source) | D5CUHAH24AAK |  |  | ESH5X36M12A* | *95MSU1002120A* | 22800 | 16 | 8.1 | 20800 | 18500 | 88.94% | 1.85 | 0 | 11 |  |  |  |  | R-454B | 1.9 | Residential & Commercial | USHP | Ducted CEE Tier 1
216733648 | Central HP <5.4 tons | ARCOAIRE | HRCU-A-CB (Split System: Heat Pump with Remote Outdoor Unit-Air-Source) | D5CUHAH24AAK |  |  | EA*5X25M17A* | OMV112K14A | 23400 | 16 | 8.5 | 21200 | 18800 | 88.68% | 1.96 | 0 | 11 |  |  |  |  | R-454B | 1.95 | Residential & Commercial | USHP | Ducted CEE Tier 1
216733998 | Central HP <5.4 tons | ARCOAIRE | HRCU-A-CB (Split System: Heat Pump with Remote Outdoor Unit-Air-Source) | D5CUHAH24AAK |  |  | EA*5X30M17A* | *80VTL0701716B* | 22400 | 16 | 8.5 | 21000 | 18800 | 89.52% | 1.96 | 0 | 10.5 |  |  |  |  | R-454B | 1.8667 | Residential & Commercial | USHP | Ducted CEE Tier 1
216733889 | Central HP <5.4 tons | ARCOAIRE | HRCU-A-CB (Split System: Heat Pump with Remote Outdoor Unit-Air-Source) | D5CUHAH24AAK |  |  | EA*5X30M17A* | *80VSL0451412B* | 22200 | 16.5 | 8.1 | 20800 | 18700 | 89.9% | 1.85 | 0 | 10.5 |  |  |  |  | R-454B | 1.85 | Residential & Commercial | USHP | Ducted CEE Tier 1
216733898 | Central HP <5.4 tons | ARCOAIRE | HRCU-A-CB (Split System: Heat Pump with Remote Outdoor Unit-Air-Source) | D5CUHAH24AAK |  |  | EA*5X30M17A* | *80VSL0701412B* | 22400 | 16.5 | 8.5 | 21000 | 18800 | 89.52% | 1.96 | 0 | 11 |  |  |  |  | R-454B | 1.8667 | Residential & Commercial | USHP | Ducted CEE Tier 1
216734123 | Central HP <5.4 tons | ARCOAIRE | HRCU-A-CB (Split System: Heat Pump with Remote Outdoor Unit-Air-Source) | D5CUHAH24AAK |  |  | EA*5X30M17A* | *96MSN0601716A* | 22000 | 15.5 | 8.1 | 20800 | 18800 | 90.38% | 1.9 | 0 | 10.5 |  |  |  |  | R-454B | 1.8333 | Residential & Commercial | USHP | Ducted CEE Tier 1
216734059 | Central HP <5.4 tons | ARCOAIRE | HRCU-A-CB (Split System: Heat Pump with Remote Outdoor Unit-Air-Source) | D5CUHAH24AAK |  |  | EA*5X30M17A* | *92MSN0601412A* | 22400 | 15.5 | 8.5 | 21000 | 18900 | 90% | 1.96 | 0 | 10.5 |  |  |  |  | R-454B | 1.8667 | Residential & Commercial | USHP | Ducted CEE Tier 1
216732720 | Central HP <5.4 tons | ARCOAIRE | HRCU-A-CB (Split System: Heat Pump with Remote Outdoor Unit-Air-Source) | D5CUHAH24AAK |  |  | EA*5X24M17A* | *80VSL0451412B* | 22000 | 16 | 8.5 | 21000 | 19100 | 90.95% | 1.96 | 0 | 10.5 |  |  |  |  | R-454B | 1.8333 | Residential & Commercial | USHP | Ducted CEE Tier 1
216733440 | Central HP <5.4 tons | ARCOAIRE | HRCU-A-CB (Split System: Heat Pump with Remote Outdoor Unit-Air-Source) | D5CUHAH24AAK |  |  | EA*5X25M17A* | *96MSN0601412A* | 23000 | 15.5 | 8.5 | 20800 | 18500 | 88.94% | 1.98 | 0 | 11 |  |  |  |  | R-454B | 1.9167 | Residential & Commercial | USHP | Ducted CEE Tier 1
216733472 | Central HP <5.4 tons | ARCOAIRE | HRCU-A-CB (Split System: Heat Pump with Remote Outdoor Unit-Air-Source) | D5CUHAH24AAK |  |  | EA*5X25M17A* | *96VSN0401410B* | 22800 | 15.5 | 8.5 | 20800 | 18500 | 88.94% | 1.96 | 0 | 11 |  |  |  |  | R-454B | 1.9 | Residential & Commercial | USHP | Ducted CEE Tier 1
216733481 | Central HP <5.4 tons | ARCOAIRE | HRCU-A-CB (Split System: Heat Pump with Remote Outdoor Unit-Air-Source) | D5CUHAH24AAK |  |  | EA*5X25M17A* | *96VSN0401712B* | 23000 | 16 | 8.5 | 20800 | 18600 | 89.42% | 1.98 | 0 | 11 |  |  |  |  | R-454B | 1.9167 | Residential & Commercial | USHP | Ducted CEE Tier 1
216733499 | Central HP <5.4 tons | ARCOAIRE | HRCU-A-CB (Split System: Heat Pump with Remote Outdoor Unit-Air-Source) | D5CUHAH24AAK |  |  | EA*5X25M17A* | *96VSN0601716B* | 23000 | 16.5 | 8.5 | 20600 | 18400 | 89.32% | 1.98 | 0 | 11 |  |  |  |  | R-454B | 1.9167 | Residential & Commercial | USHP | Ducted CEE Tier 1
216733799 | Central HP <5.4 tons | ARCOAIRE | HRCU-A-CB (Split System: Heat Pump with Remote Outdoor Unit-Air-Source) | D5CUHAH24AAK |  |  | EA*5X30M14A* | *96VTN0601412B* | 22000 | 16 | 8.1 | 20800 | 18800 | 90.38% | 1.85 | 0 | 10.5 |  |  |  |  | R-454B | 1.8333 | Residential & Commercial | USHP | Ducted CEE Tier 1
216733965 | Central HP <5.4 tons | ARCOAIRE | HRCU-A-CB (Split System: Heat Pump with Remote Outdoor Unit-Air-Source) | D5CUHAH24AAK |  |  | EA*5X30M17A* | *80CTL0701716B* | 22400 | 16.5 | 8.5 | 21000 | 18800 | 89.52% | 1.96 | 0 | 10.5 |  |  |  |  | R-454B | 1.8667 | Residential & Commercial | USHP | Ducted CEE Tier 1
216734240 | Central HP <5.4 tons | ARCOAIRE | HRCU-A-CB (Split System: Heat Pump with Remote Outdoor Unit-Air-Source) | D5CUHAH24AAK |  |  | EA*5X30M17A* | *96VTN0401410B* | 22000 | 15.5 | 8.1 | 21000 | 18900 | 90% | 1.85 | 0 | 10.5 |  |  |  |  | R-454B | 1.8333 | Residential & Commercial | USHP | Ducted CEE Tier 1
216738514 | Central HP <5.4 tons | GRANDAIRE | HRCU-A-CB (Split System: Heat Pump with Remote Outdoor Unit-Air-Source) | WD5CUHAH24AAK |  |  | W5SH36M12XA* | WFAX120D060B* | 23000 | 15.2 | 8.1 | 21000 | 18700 | 89.05% | 1.9 | 0 | 10.5 |  |  |  |  | R-454B | 1.9167 | Residential & Commercial | USHP | Ducted CEE Tier 1
216739151 | Central HP <5.4 tons | GRANDAIRE | HRCU-A-CB (Split System: Heat Pump with Remote Outdoor Unit-Air-Source) | WD5CUHAH24AAK |  |  | WCGL365*C* | 0 | 23200 | 17 | 8.5 | 21200 | 18900 | 89.15% | 1.96 | 0 | 11 |  |  |  |  | R-454B | 1.9333 | Residential & Commercial | USHP | Ducted CEE Tier 1
216737916 | Central HP <5.4 tons | ARCOAIRE | HRCU-A-CB (Split System: Heat Pump with Remote Outdoor Unit-Air-Source) | D5CUHAH24AAK |  |  | ESH5X30M12A* | *97VTN0802120A* | 22600 | 15.5 | 8.1 | 21000 | 18900 | 90% | 1.85 | 0 | 10.5 |  |  |  |  | R-454B | 1.8833 | Residential & Commercial | USHP | Ducted CEE Tier 1
216737832 | Central HP <5.4 tons | ARCOAIRE | HRCU-A-CB (Split System: Heat Pump with Remote Outdoor Unit-Air-Source) | D5CUHAH24AAK |  |  | ESH5X30M12A* | *96VTN0601716B* | 22400 | 15.5 | 8.1 | 21000 | 18800 | 89.52% | 1.85 | 0 | 10.5 |  |  |  |  | R-454B | 1.8667 | Residential & Commercial | USHP | Ducted CEE Tier 1
216738264 | Central HP <5.4 tons | ARCOAIRE | HRCU-A-CB (Split System: Heat Pump with Remote Outdoor Unit-Air-Source) | D5CUHAH24AAK |  |  | ESH5X36M12A* | *80CTL0701716B* | 22800 | 16 | 8.1 | 20800 | 18500 | 88.94% | 1.85 | 0 | 11 |  |  |  |  | R-454B | 1.9 | Residential & Commercial | USHP | Ducted CEE Tier 1
212972070 | Central HP <5.4 tons | GRANDAIRE | HRCU-A-CB (Split System: Heat Pump with Remote Outdoor Unit-Air-Source) | WDLCURAH36ABK |  |  | WLA*484CA* | WFET090B048A* | 35800 | 16 | 8.5 | 37800 | 35400 | 93.65% | 1.78 | 0 | 10 |  |  |  |  | R-410A | 2.9833 | Residential & Commercial | USHP | Ducted CEE Tier 1
216027609 | Central HP <5.4 tons | INNOVAIR | HRCU-A-CB (Split System: Heat Pump with Remote Outdoor Unit-Air-Source) | SOV24H2BA |  |  | SWV24BDA | 0 | 24000 | 17.4 | 10.4 | 25000 | 19600 | 78.4% | 1.96 | 0 | 10.8 |  |  |  |  | R-454B | 2 | Residential & Commercial | USHP | Ducted CEE Tier 1
216768189 | Central HP <5.4 tons | INNOVAIR | HRCU-A-CB (Split System: Heat Pump with Remote Outdoor Unit-Air-Source) | SOV24H2BA |  |  | SFV24BDA | 0 | 24000 | 16 | 9 | 25000 | 19000 | 76% | 1.8 | 0 | 10 |  |  |  |  | R-454B | 2 | Residential & Commercial | USHP | Ducted CEE Tier 1
216623426 | Central HP <5.4 tons | MAINLINE | HRCU-A-C (Split System: Heat Pump with Remote Outdoor Unit with No Indoor Fan --Air Source) | ML24HP230LMNT-O |  |  | ML24HP230CC17-I | 0 | 24000 | 16 | 9 | 25000 | 19000 | 76% | 1.8 | 0 | 10 |  |  |  |  | R-454B | 2 | Residential & Commercial | USHP | Ducted CEE Tier 1
216734465 | Central HP <5.4 tons | GRANDAIRE | HRCU-A-CB (Split System: Heat Pump with Remote Outdoor Unit-Air-Source) | WD5CUHAH24AAK |  |  | W5A*36M17XA* | WFEU040B036B* | 22400 | 16.5 | 8.5 | 20800 | 18700 | 89.9% | 1.96 | 0 | 11 |  |  |  |  | R-454B | 1.8667 | Residential & Commercial | USHP | Ducted CEE Tier 1
216735065 | Central HP <5.4 tons | GRANDAIRE | HRCU-A-CB (Split System: Heat Pump with Remote Outdoor Unit-Air-Source) | WD5CUHAH24AAK |  |  | WLA*374BA** | WFET045A036A* | 23000 | 16.5 | 8.5 | 20800 | 18500 | 88.94% | 1.96 | 0 | 11 |  |  |  |  | R-454B | 1.9167 | Residential & Commercial | USHP | Ducted CEE Tier 1
216735149 | Central HP <5.4 tons | GRANDAIRE | HRCU-A-CB (Split System: Heat Pump with Remote Outdoor Unit-Air-Source) | WD5CUHAH24AAK |  |  | WLA*374BA** | WFAX060B042B* | 22800 | 16 | 8.5 | 20600 | 18400 | 89.32% | 1.96 | 0 | 11 |  |  |  |  | R-454B | 1.9 | Residential & Commercial | USHP | Ducted CEE Tier 1
216735180 | Central HP <5.4 tons | GRANDAIRE | HRCU-A-CB (Split System: Heat Pump with Remote Outdoor Unit-Air-Source) | WD5CUHAH24AAK |  |  | WLA*374BA** | WFSX040A030B* | 22800 | 15.2 | 8.1 | 20800 | 18500 | 88.94% | 1.9 | 0 | 10.5 |  |  |  |  | R-454B | 1.9 | Residential & Commercial | USHP | Ducted CEE Tier 1
216736169 | Central HP <5.4 tons | GRANDAIRE | HRCU-A-CB (Split System: Heat Pump with Remote Outdoor Unit-Air-Source) | WD5CUHAH24AAK |  |  | W5SH24M12XA* | WFE*070B036C* | 22200 | 15.2 | 8.1 | 21000 | 18900 | 90% | 1.9 | 0 | 10.5 |  |  |  |  | R-454B | 1.85 | Residential & Commercial | USHP | Ducted CEE Tier 1
216737089 | Central HP <5.4 tons | GRANDAIRE | HRCU-A-CB (Split System: Heat Pump with Remote Outdoor Unit-Air-Source) | WD5CUHAH24AAK |  |  | W5SH30M12XA* | WFE*090C048C* | 22600 | 15.2 | 8.1 | 21000 | 18900 | 90% | 1.85 | 0 | 10.5 |  |  |  |  | R-454B | 1.8833 | Residential & Commercial | USHP | Ducted CEE Tier 1
207658566 | Central HP <5.4 tons | BOSCH | HRCU-A-CB (Split System: Heat Pump with Remote Outdoor Unit-Air-Source) | BOVB-36HDN1-M20G |  |  | BMA*2430ANTD | BGH96M080B3B | 23800 | 18 | 9 | 24000 | 17200 | 71.67% | 1.85 | 13 | 12 |  |  |  |  | R-410A | 1.9833 | Residential & Commercial | USHP | Ducted CEE Tier 1
213363368 | Central HP <5.4 tons | INNOVAIR | HRCU-A-CB (Split System: Heat Pump with Remote Outdoor Unit-Air-Source) | SHV18H2R20 |  |  | FEV18H2R19 | 0 | 18000 | 17 | 9.5 | 19000 | 18000 | 94.74% | 2 | 0 | 12.4 |  |  |  |  | R-410A | 1.5 | Residential & Commercial | USHP | Ducted CEE Tier 1
212394311 | Central HP <5.4 tons | 1HVAC | HRCU-A-C (Split System: Heat Pump with Remote Outdoor Unit with No Indoor Fan --Air Source) | ACIQ-18-HPB |  |  | ACIQ-18-ACL | 0 | 18000 | 16.1 | 9.5 | 19000 | 15000 | 78.95% | 2.2 | 11.6 | 11.7 |  |  |  |  | R-410A | 1.5 | Residential & Commercial | USHP | Ducted CEE Tier 1
206765885 | Central HP <5.4 tons | KEEPRITE | HRCU-A-CB (Split System: Heat Pump with Remote Outdoor Unit-Air-Source) | CVH825GKA3* |  |  | EA*4X37L17A*+WALLCON | *96CTN0801714A* | 24200 | 16.5 | 8.1 | 21400 | 16700 | 78.04% | 1.98 | 11.5 | 11 |  |  |  |  | R-410A | 2.0167 | Residential & Commercial | USHP | Ducted CEE Tier 1
216738936 | Central HP <5.4 tons | ARCOAIRE | HRCU-A-CB (Split System: Heat Pump with Remote Outdoor Unit-Air-Source) | D5CUHAH24AAK |  |  | ESH5X36M12A* | *97VTN1002122A* | 23000 | 16 | 8.1 | 21000 | 18600 | 88.57% | 1.85 | 0 | 11 |  |  |  |  | R-454B | 1.9167 | Residential & Commercial | USHP | Ducted CEE Tier 1
216738738 | Central HP <5.4 tons | ARCOAIRE | HRCU-A-CB (Split System: Heat Pump with Remote Outdoor Unit-Air-Source) | D5CUHAH24AAK |  |  | ESH5X36M12A* | *95MSU1002122A* | 23400 | 16 | 8.5 | 21200 | 18800 | 88.68% | 1.94 | 0 | 11 |  |  |  |  | R-454B | 1.95 | Residential & Commercial | USHP | Ducted CEE Tier 1
216738386 | Central HP <5.4 tons | ARCOAIRE | HRCU-A-CB (Split System: Heat Pump with Remote Outdoor Unit-Air-Source) | D5CUHAH24AAK |  |  | ESH5X36M12A* | *95CSU1002122B* | 23400 | 15.2 | 8.1 | 21200 | 18800 | 88.68% | 1.9 | 0 | 11 |  |  |  |  | R-454B | 1.95 | Residential & Commercial | USHP | Ducted CEE Tier 1
216738695 | Central HP <5.4 tons | ARCOAIRE | HRCU-A-CB (Split System: Heat Pump with Remote Outdoor Unit-Air-Source) | D5CUHAH24AAK |  |  | ESH5X36M12A* | *95MSU0401712A* | 22800 | 16 | 8.1 | 20800 | 18600 | 89.42% | 1.85 | 0 | 11 |  |  |  |  | R-454B | 1.9 | Residential & Commercial | USHP | Ducted CEE Tier 1
211263259 | Central HP <5.4 tons | KEEPRITE | HRCU-A-CB (Split System: Heat Pump with Remote Outdoor Unit-Air-Source) | DLCURAH18ABK |  |  | EN(A,D)4X24L17** | *95ESN0261410A* | 18000 | 15.5 | 8.5 | 19000 | 18700 | 98.42% | 2.24 | 0 | 10.5 |  |  |  |  | R-410A | 1.5 | Residential & Commercial | USHP | Ducted CEE Tier 1
206136337 | Central HP <5.4 tons | KEEPRITE | HRCU-A-CB (Split System: Heat Pump with Remote Outdoor Unit-Air-Source) | CVH837GKA** |  |  | EHD4X42AAL+WALLCON | *95CSU0802120A* | 32600 | 17 | 8.1 | 33000 | 24800 | 75.15% | 1.96 | 11.5 | 11 |  |  |  |  | R-410A | 2.7167 | Residential & Commercial | USHP | Ducted CEE Tier 1
206767548 | Central HP <5.4 tons | KEEPRITE | HRCU-A-CB (Split System: Heat Pump with Remote Outdoor Unit-Air-Source) | CVH825GKA3* |  |  | EA*4X37L21A*+WALLCON | *95CSU0802120A* | 24400 | 17 | 8.5 | 21200 | 16600 | 78.3% | 2.04 | 11.5 | 11 |  |  |  |  | R-410A | 2.0333 | Residential & Commercial | USHP | Ducted CEE Tier 1
206767183 | Central HP <5.4 tons | KEEPRITE | HRCU-A-CB (Split System: Heat Pump with Remote Outdoor Unit-Air-Source) | CVH825GKA3* |  |  | EA*4X37L17A*+WALLCON | *80CSU0401712A* | 24200 | 17 | 8.1 | 21400 | 16600 | 77.57% | 2 | 11.5 | 11 |  |  |  |  | R-410A | 2.0167 | Residential & Commercial | USHP | Ducted CEE Tier 1
216675527 | Central HP <5.4 tons | ARCOAIRE | HRCU-A-CB (Split System: Heat Pump with Remote Outdoor Unit-Air-Source) | D5CURAH24AAK |  |  | EA*5X25M17A* | *80CSU0601716A* | 25200 | 16 | 9 | 23600 | 19300 | 81.78% | 2.06 | 0 | 10 |  |  |  |  | R-454B | 2.1 | Residential & Commercial | USHP | Ducted CEE Tier 1
216675577 | Central HP <5.4 tons | ARCOAIRE | HRCU-A-CB (Split System: Heat Pump with Remote Outdoor Unit-Air-Source) | D5CURAH24AAK |  |  | EA*5X37M21A* | *80CSU1002120A* | 25600 | 16 | 9 | 23600 | 19300 | 81.78% | 2.06 | 0 | 10 |  |  |  |  | R-454B | 2.1333 | Residential & Commercial | USHP | Ducted CEE Tier 1
216680657 | Central HP <5.4 tons | GRANDAIRE | HRCU-A-CB (Split System: Heat Pump with Remote Outdoor Unit-Air-Source) | WDLCURAH24ABK |  |  | WLNC364CA* | WFJT080B048A* | 23400 | 16.5 | 9 | 25800 | 23800 | 92.25% | 1.78 | 0 | 10 |  |  |  |  | R-410A | 1.95 | Residential & Commercial | USHP | Ducted CEE Tier 1
212984195 | Central HP <5.4 tons | PAYNE HEATING AND COOLING | HRCU-A-CB (Split System: Heat Pump with Remote Outdoor Unit-Air-Source) | 38MURAQ18AB3* |  |  | CAP**3017AL* | PG92MSAA42060B** | 17700 | 16.5 | 8.5 | 18300 | 18700 | 102.2% | 2.24 | 0 | 10.5 |  |  |  |  | R-410A | 1.475 | Residential & Commercial | USHP | Ducted CEE Tier 1
212586143 | Central HP <5.4 tons | AMERISTAR | HRCU-A-CB (Split System: Heat Pump with Remote Outdoor Unit-Air-Source) | E4HL5036A1000A |  |  | 4TXCB004DS3 | A801X060BM4SCA | 30000 | 15.2 | 8.1 | 25000 | 18000 | 72% | 1.75 | 0 | 9.5 |  |  |  |  | R-410A | 2.5 | Residential & Commercial | USHP
212971986 | Central HP <5.4 tons | GRANDAIRE | HRCU-A-CB (Split System: Heat Pump with Remote Outdoor Unit-Air-Source) | WDLCURAH24ABK |  |  | WLA*304BA* | WFET090B048A* | 23400 | 17 | 8.5 | 26200 | 24200 | 92.37% | 2 | 0 | 10 |  |  |  |  | R-410A | 1.95 | Residential & Commercial | USHP | Ducted CEE Tier 1
212972421 | Central HP <5.4 tons | GRANDAIRE | HRCU-A-CB (Split System: Heat Pump with Remote Outdoor Unit-Air-Source) | WDLCURAH24ABK |  |  | WLA*374CA* | WFET110C066A* | 24400 | 17.5 | 8.5 | 25400 | 24000 | 94.49% | 1.98 | 0 | 10.5 |  |  |  |  | R-410A | 2.0333 | Residential & Commercial | USHP | Ducted CEE Tier 1
212976082 | Central HP <5.4 tons | GRANDAIRE | HRCU-A-CB (Split System: Heat Pump with Remote Outdoor Unit-Air-Source) | WDLCURAH24ABK |  |  | WLA*374CA* | WFST080B048A* | 24600 | 17 | 8.5 | 25200 | 24800 | 98.41% | 2.04 | 0 | 10.5 |  |  |  |  | R-410A | 2.05 | Residential & Commercial | USHP | Ducted CEE Tier 1
212977585 | Central HP <5.4 tons | GRANDAIRE | HRCU-A-CB (Split System: Heat Pump with Remote Outdoor Unit-Air-Source) | WDLCURAH24ABK |  |  | WLA*244BA* | WFE*045A036C* | 23400 | 17 | 9 | 27000 | 21800 | 80.74% | 1.82 | 0 | 10 |  |  |  |  | R-410A | 1.95 | Residential & Commercial | USHP | Ducted CEE Tier 1
212977633 | Central HP <5.4 tons | GRANDAIRE | HRCU-A-CB (Split System: Heat Pump with Remote Outdoor Unit-Air-Source) | WDLCURAH24ABK |  |  | WLA*364BA* | WFE*045A036C* | 23800 | 17 | 8.5 | 26200 | 22000 | 83.97% | 1.84 | 0 | 10 |  |  |  |  | R-410A | 1.9833 | Residential & Commercial | USHP | Ducted CEE Tier 1
212977669 | Central HP <5.4 tons | GRANDAIRE | HRCU-A-CB (Split System: Heat Pump with Remote Outdoor Unit-Air-Source) | WDLCURAH24ABK |  |  | WLNC244BA* | WFE*045A036C* | 23200 | 16.5 | 8.5 | 26800 | 24000 | 89.55% | 2 | 0 | 10 |  |  |  |  | R-410A | 1.9333 | Residential & Commercial | USHP | Ducted CEE Tier 1
212977657 | Central HP <5.4 tons | GRANDAIRE | HRCU-A-CB (Split System: Heat Pump with Remote Outdoor Unit-Air-Source) | WDLCURAH24ABK |  |  | WLNC244AA* | WFE*045A036C* | 23200 | 16.5 | 8.5 | 26800 | 25000 | 93.28% | 2.08 | 0 | 10 |  |  |  |  | R-410A | 1.9333 | Residential & Commercial | USHP | Ducted CEE Tier 1
214279889 | Central HP <5.4 tons | GRANDAIRE | HRCU-A-CB (Split System: Heat Pump with Remote Outdoor Unit-Air-Source) | WDLCURAH24ABK |  |  | WLA*254BA* | WFSX060B048B* | 24400 | 16.5 | 9 | 25400 | 21600 | 85.04% | 1.8 | 0 | 10 |  |  |  |  | R-410A | 2.0333 | Residential & Commercial | USHP | Ducted CEE Tier 1
214279941 | Central HP <5.4 tons | GRANDAIRE | HRCU-A-CB (Split System: Heat Pump with Remote Outdoor Unit-Air-Source) | WDLCURAH24ABK |  |  | WLA*374BA* | WFSX060B048B* | 24200 | 16.5 | 9 | 25400 | 21800 | 85.83% | 1.82 | 0 | 10 |  |  |  |  | R-410A | 2.0167 | Residential & Commercial | USHP | Ducted CEE Tier 1
212499720 | Central HP <5.4 tons | LENNOX | HRCU-A-CB (Split System: Heat Pump with Remote Outdoor Unit-Air-Source) | EL22XPV-024-230A** | ADP |  | LH18/36D9 | EL280UH070XE36A* | 24000 | 21 | 8.45 | 22000 | 15400 | 70% | 1.92 | 0 | 13.5 |  |  |  |  | R-410A | 2 | Residential & Commercial | USHP | Ducted CEE Tier 1
212499804 | Central HP <5.4 tons | LENNOX | HRCU-A-CB (Split System: Heat Pump with Remote Outdoor Unit-Air-Source) | EL22XPV-024-230A** | ADP |  | L*18/36V9 | ML180UH030V36A* | 23600 | 21 | 8.5 | 21400 | 15000 | 70.09% | 1.88 | 0 | 13.5 |  |  |  |  | R-410A | 1.9667 | Residential & Commercial | USHP | Ducted CEE Tier 1
212499806 | Central HP <5.4 tons | LENNOX | HRCU-A-CB (Split System: Heat Pump with Remote Outdoor Unit-Air-Source) | EL22XPV-024-230A** | ADP |  | L*19/36U9 | ML180UH030V36A* | 23600 | 21 | 8.5 | 21400 | 15000 | 70.09% | 1.88 | 0 | 13.5 |  |  |  |  | R-410A | 1.9667 | Residential & Commercial | USHP | Ducted CEE Tier 1
212499820 | Central HP <5.4 tons | LENNOX | HRCU-A-CB (Split System: Heat Pump with Remote Outdoor Unit-Air-Source) | EL22XPV-024-230A** | ADP |  | LP29/36X9 | ML180UH045E36A* | 23400 | 21 | 8.5 | 21200 | 14900 | 70.28% | 1.86 | 0 | 13.5 |  |  |  |  | R-410A | 1.95 | Residential & Commercial | USHP | Ducted CEE Tier 1
212499838 | Central HP <5.4 tons | LENNOX | HRCU-A-CB (Split System: Heat Pump with Remote Outdoor Unit-Air-Source) | EL22XPV-024-230A** | ADP |  | L*18/36T9 | ML180UH045XE36A* | 23400 | 21 | 8.5 | 21200 | 14900 | 70.28% | 1.86 | 0 | 13.5 |  |  |  |  | R-410A | 1.95 | Residential & Commercial | USHP | Ducted CEE Tier 1
214279733 | Central HP <5.4 tons | GRANDAIRE | HRCU-A-CB (Split System: Heat Pump with Remote Outdoor Unit-Air-Source) | WDLCURAH18ABK |  |  | WLA*194BA* | WFSX060B048B* | 17700 | 16.5 | 8.5 | 17700 | 17900 | 101.1% | 2.16 | 0 | 10.5 |  |  |  |  | R-410A | 1.475 | Residential & Commercial | USHP | Ducted CEE Tier 1
206136281 | Central HP <5.4 tons | KEEPRITE | HRCU-A-CB (Split System: Heat Pump with Remote Outdoor Unit-Air-Source) | CVH837GKA** |  |  | EN(A,D,W)4X48L21**+WALLCON | *95CSU0802120A* | 32400 | 17.5 | 8.1 | 32800 | 24800 | 75.61% | 1.96 | 12 | 11.7 |  |  |  |  | R-410A | 2.7 | Residential & Commercial | USHP | Ducted CEE Tier 1
216679409 | Central HP <5.4 tons | GRANDAIRE | HRCU-A-CB (Split System: Heat Pump with Remote Outdoor Unit-Air-Source) | WDLCURAH24ABK |  |  | WLA*304BA* | WFJT060B048A* | 23600 | 16.5 | 9 | 25800 | 23800 | 92.25% | 1.86 | 0 | 10 |  |  |  |  | R-410A | 1.9667 | Residential & Commercial | USHP | Ducted CEE Tier 1
216679493 | Central HP <5.4 tons | GRANDAIRE | HRCU-A-CB (Split System: Heat Pump with Remote Outdoor Unit-Air-Source) | WDLCURAH24ABK |  |  | WLSH364AA* | WFJT060B048A* | 24000 | 16 | 8.5 | 25400 | 22200 | 87.4% | 1.75 | 0 | 10 |  |  |  |  | R-410A | 2 | Residential & Commercial | USHP | Ducted CEE Tier 1
216679541 | Central HP <5.4 tons | GRANDAIRE | HRCU-A-CB (Split System: Heat Pump with Remote Outdoor Unit-Air-Source) | WDLCURAH24ABK |  |  | WLNC364CA* | WFJT060B048A* | 23600 | 16.5 | 9 | 25800 | 23600 | 91.47% | 1.76 | 0 | 10 |  |  |  |  | R-410A | 1.9667 | Residential & Commercial | USHP | Ducted CEE Tier 1
216675455 | Central HP <5.4 tons | ARCOAIRE | HRCU-A-CB (Split System: Heat Pump with Remote Outdoor Unit-Air-Source) | D5CURAH24AAK |  |  | EA*5X37M21A* | *80CSU0401712A* | 25400 | 16.5 | 9 | 23400 | 19200 | 82.05% | 2.06 | 0 | 10 |  |  |  |  | R-454B | 2.1167 | Residential & Commercial | USHP | Ducted CEE Tier 1
216623506 | Central HP <5.4 tons | INNOVAIR | HRCU-A-C (Split System: Heat Pump with Remote Outdoor Unit with No Indoor Fan --Air Source) | SHV24H2BA |  |  | MAC24H1418B | 0 | 24000 | 16 | 9.5 | 25000 | 21000 | 84% | 1.8 | 0 | 10 |  |  |  |  | R-454B | 2 | Residential & Commercial | USHP | Ducted CEE Tier 1
216680537 | Central HP <5.4 tons | GRANDAIRE | HRCU-A-CB (Split System: Heat Pump with Remote Outdoor Unit-Air-Source) | WDLCURAH24ABK |  |  | WLA*364BA* | WFJT080B048A* | 23400 | 17 | 9 | 25600 | 23400 | 91.41% | 1.84 | 0 | 10 |  |  |  |  | R-410A | 1.95 | Residential & Commercial | USHP | Ducted CEE Tier 1
212976687 | Central HP <5.4 tons | GRANDAIRE | HRCU-A-CB (Split System: Heat Pump with Remote Outdoor Unit-Air-Source) | WDLCURAH24ABK |  |  | WLA*374CA* | WFST100C060A* | 24000 | 17.5 | 8.5 | 25200 | 24600 | 97.62% | 2.04 | 0 | 10 |  |  |  |  | R-410A | 2 | Residential & Commercial | USHP | Ducted CEE Tier 1
216680501 | Central HP <5.4 tons | GRANDAIRE | HRCU-A-CB (Split System: Heat Pump with Remote Outdoor Unit-Air-Source) | WDLCURAH24ABK |  |  | WLA*244BA* | WFJT080B048A* | 23600 | 16.5 | 9.5 | 26600 | 24600 | 92.48% | 1.96 | 0 | 10 |  |  |  |  | R-410A | 1.9667 | Residential & Commercial | USHP | Ducted CEE Tier 1
216682332 | Central HP <5.4 tons | GRANDAIRE | HRCU-A-CB (Split System: Heat Pump with Remote Outdoor Unit-Air-Source) | WDLCURAH24ABK |  |  | WLSH244AA* | WFJT100C060A* | 23800 | 16 | 9 | 26200 | 23400 | 89.31% | 1.8 | 0 | 10 |  |  |  |  | R-410A | 1.9833 | Residential & Commercial | USHP | Ducted CEE Tier 1
212499938 | Central HP <5.4 tons | LENNOX | HRCU-A-CB (Split System: Heat Pump with Remote Outdoor Unit-Air-Source) | EL22XPV-024-230A** | ADP |  | LH35/36X9 | ML180UH090V48B* | 24000 | 21 | 8.7 | 22000 | 15400 | 70% | 1.9 | 0 | 13.5 |  |  |  |  | R-410A | 2 | Residential & Commercial | USHP | Ducted CEE Tier 1
215407216 | Central HP <5.4 tons | YORK | HRCU-A-CB (Split System: Heat Pump with Remote Outdoor Unit-Air-Source) | HH836E2S11 | ADP |  | H,YG36*36+TXV | TM9V100C16MP12 | 33400 | 18 | 8.5 | 29400 | 24800 | 84.35% | 2 | 0 | 11 |  |  |  |  | R-454B | 2.7833 | Residential & Commercial | USHP | Ducted CEE Tier 1
216734293 | Central HP <5.4 tons | ARCOAIRE | HRCU-A-CB (Split System: Heat Pump with Remote Outdoor Unit-Air-Source) | D5CUHAH24AAK |  |  | EA*5X30M17A* | *97VTN0601716A* | 22200 | 16 | 8.1 | 20800 | 18800 | 90.38% | 1.85 | 0 | 10.5 |  |  |  |  | R-454B | 1.85 | Residential & Commercial | USHP | Ducted CEE Tier 1
216734202 | Central HP <5.4 tons | ARCOAIRE | HRCU-A-CB (Split System: Heat Pump with Remote Outdoor Unit-Air-Source) | D5CUHAH24AAK |  |  | EA*5X30M17A* | *95MSU0601716A* | 22200 | 16.5 | 8.5 | 20800 | 18800 | 90.38% | 1.94 | 0 | 10.5 |  |  |  |  | R-454B | 1.85 | Residential & Commercial | USHP | Ducted CEE Tier 1
211262454 | Central HP <5.4 tons | KEEPRITE | HRCU-A-CB (Split System: Heat Pump with Remote Outdoor Unit-Air-Source) | DLCURAH18ABK |  |  | EN(A,D)4X18L14** | *92ESN0601412A* | 17800 | 15.5 | 8.5 | 18900 | 19200 | 101.6% | 2.3 | 0 | 10.5 |  |  |  |  | R-410A | 1.4833 | Residential & Commercial | USHP | Ducted CEE Tier 1
212977597 | Central HP <5.4 tons | GRANDAIRE | HRCU-A-CB (Split System: Heat Pump with Remote Outdoor Unit-Air-Source) | WDLCURAH24ABK |  |  | WLA*254BA* | WFE*045A036C* | 24200 | 17 | 8.5 | 25200 | 24600 | 97.62% | 2.04 | 0 | 10 |  |  |  |  | R-410A | 2.0167 | Residential & Commercial | USHP | Ducted CEE Tier 1
212977681 | Central HP <5.4 tons | GRANDAIRE | HRCU-A-CB (Split System: Heat Pump with Remote Outdoor Unit-Air-Source) | WDLCURAH24ABK |  |  | WLNC304AA* | WFE*045A036C* | 23600 | 17 | 8.1 | 26000 | 24200 | 93.08% | 2 | 0 | 10 |  |  |  |  | R-410A | 1.9667 | Residential & Commercial | USHP | Ducted CEE Tier 1
216643275 | Central HP <5.4 tons | GRANDAIRE | HRCU-A-CB (Split System: Heat Pump with Remote Outdoor Unit-Air-Source) | WD5CUHAH18AAK |  |  | W5A*25M17XA* | WFE*070A036C* | 18400 | 15.2 | 10.5 | 19800 | 17600 | 88.89% | 2 | 0 | 11.5 |  |  |  |  | R-454B | 1.5333 | Residential & Commercial | USHP | Ducted CEE Tier 1
216677883 | Central HP <5.4 tons | KEEPRITE | HRCU-A-CB (Split System: Heat Pump with Remote Outdoor Unit-Air-Source) | D5CURAH24AAK |  |  | ESH5X30M12A* | *95MSU0802120A* | 24200 | 15.2 | 8.5 | 24400 | 19600 | 80.33% | 1.9 | 0 | 9.8 |  |  |  |  | R-454B | 2.0167 | Residential & Commercial | USHP
216772742 | Central HP <5.4 tons | GRANDAIRE | HRCU-A-CB (Split System: Heat Pump with Remote Outdoor Unit-Air-Source) | WD5CUHAH48AAK |  |  | WCGL605*D* | 0 | 47500 | 15.2 | 9 | 49000 | 44000 | 89.8% | 1.8 | 0 | 9 |  |  |  |  | R-454B | 3.9583 | Residential & Commercial | USHP
212976004 | Central HP <5.4 tons | GRANDAIRE | HRCU-A-CB (Split System: Heat Pump with Remote Outdoor Unit-Air-Source) | WDLCURAH24ABK |  |  | WLA*244BA* | WFST080B048A* | 23600 | 16.5 | 8.5 | 27000 | 21600 | 80% | 1.8 | 0 | 10 |  |  |  |  | R-410A | 1.9667 | Residential & Commercial | USHP | Ducted CEE Tier 1
212986150 | Central HP <5.4 tons | GRANDAIRE | HRCU-A-CB (Split System: Heat Pump with Remote Outdoor Unit-Air-Source) | WDLCURAH24ABK |  |  | WLA*244BA* | WFSX040A030B* | 23200 | 16 | 8.5 | 27000 | 21800 | 80.74% | 1.82 | 0 | 9.5 |  |  |  |  | R-410A | 1.9333 | Residential & Commercial | USHP
212987470 | Central HP <5.4 tons | GRANDAIRE | HRCU-A-CB (Split System: Heat Pump with Remote Outdoor Unit-Air-Source) | WDLCURAH24ABK |  |  | WLNC304BA* | WFSX080B048B* | 23800 | 17 | 8.5 | 26400 | 24000 | 90.91% | 2 | 0 | 10.5 |  |  |  |  | R-410A | 1.9833 | Residential & Commercial | USHP | Ducted CEE Tier 1
212988756 | Central HP <5.4 tons | GRANDAIRE | HRCU-A-CB (Split System: Heat Pump with Remote Outdoor Unit-Air-Source) | WDLCURAH24ABK |  |  | WLN(C,W)364BA* | WFSU040B036B* | 23600 | 16.5 | 8.1 | 26400 | 24200 | 91.67% | 2 | 0 | 10 |  |  |  |  | R-410A | 1.9667 | Residential & Commercial | USHP | Ducted CEE Tier 1
213088197 | Central HP <5.4 tons | ARCOAIRE | HRCU-A-CB (Split System: Heat Pump with Remote Outdoor Unit-Air-Source) | DLCURAH30ABK | ADP |  | H,GG33936+AEFE3A* | 0 | 29800 | 15.2 | 8.3 | 33400 | 27000 | 80.84% | 1.78 | 0 | 8.5 |  |  |  |  | R-410A | 2.4833 | Residential & Commercial | USHP
216623403 | Central HP <5.4 tons | MAINLINE | HRCU-A-CB (Split System: Heat Pump with Remote Outdoor Unit-Air-Source) | ML48HP230LMNTH-O |  |  | ML48HP230G3AHU-I | 0 | 48000 | 17.5 | 9.5 | 48000 | 48000 | 100% | 2 | 0 | 12 |  |  |  |  | R-454B | 4 | Residential & Commercial | USHP | Ducted CEE Tier 1
211262388 | Central HP <5.4 tons | KEEPRITE | HRCU-A-CB (Split System: Heat Pump with Remote Outdoor Unit-Air-Source) | DLCURAH18ABK |  |  | EN(A,D)4X18L14** | *96VTN0601412A* | 17600 | 15.5 | 8.5 | 18700 | 19300 | 103.2% | 2.32 | 0 | 10.5 |  |  |  |  | R-410A | 1.4667 | Residential & Commercial | USHP | Ducted CEE Tier 1
215225090 | Central HP <5.4 tons | BOSCH | HRCU-A-CB (Split System: Heat Pump with Remote Outdoor Unit-Air-Source) | BOVA-24RXB-M15S |  |  | BMAC2430ABTA | BGH96M080B3C | 23600 | 16 | 8.5 | 24000 | 16800 | 70% | 1.8 | 0 | 10.6 |  |  |  |  | R-454B | 1.9667 | Residential & Commercial | USHP | Ducted CEE Tier 1
216682308 | Central HP <5.4 tons | GRANDAIRE | HRCU-A-CB (Split System: Heat Pump with Remote Outdoor Unit-Air-Source) | WDLCURAH24ABK |  |  | WLA*364CA* | WFJT100C060A* | 23600 | 17 | 9 | 25600 | 23200 | 90.62% | 1.82 | 0 | 10 |  |  |  |  | R-410A | 1.9667 | Residential & Commercial | USHP | Ducted CEE Tier 1
212976752 | Central HP <5.4 tons | GRANDAIRE | HRCU-A-CB (Split System: Heat Pump with Remote Outdoor Unit-Air-Source) | WDLCURAH30ABK |  |  | WLA*424DA* | WFST100C060A* | 30200 | 15.2 | 8.1 | 34200 | 26200 | 76.61% | 1.86 | 0 | 9 |  |  |  |  | R-410A | 2.5167 | Residential & Commercial | USHP
216682092 | Central HP <5.4 tons | GRANDAIRE | HRCU-A-CB (Split System: Heat Pump with Remote Outdoor Unit-Air-Source) | WDLCURAH30ABK |  |  | WLA*424CA* | WFJT100C060A* | 30000 | 15.2 | 8.5 | 34000 | 27000 | 79.41% | 1.75 | 0 | 9 |  |  |  |  | R-410A | 2.5 | Residential & Commercial | USHP
214395031 | Central HP <5.4 tons | GRANDAIRE | HRCU-A-CB (Split System: Heat Pump with Remote Outdoor Unit-Air-Source) | WDLCURAH24ABK |  |  | WLNC304BA* | WFSX060B048B* | 23400 | 16.5 | 9 | 25800 | 24200 | 93.8% | 2 | 0 | 10 |  |  |  |  | R-410A | 1.95 | Residential & Commercial | USHP | Ducted CEE Tier 1
211262520 | Central HP <5.4 tons | KEEPRITE | HRCU-A-CB (Split System: Heat Pump with Remote Outdoor Unit-Air-Source) | DLCURAH18ABK |  |  | EN(A,D)4X24L14** | *80VSL0451412A* | 17700 | 16 | 8.5 | 18600 | 18800 | 101.1% | 2.26 | 0 | 10.5 |  |  |  |  | R-410A | 1.475 | Residential & Commercial | USHP | Ducted CEE Tier 1
214279876 | Central HP <5.4 tons | GRANDAIRE | HRCU-A-CB (Split System: Heat Pump with Remote Outdoor Unit-Air-Source) | WDLCURAH24ABK |  |  | WLA*244BA* | WFSX060B048B* | 23600 | 16.5 | 9.5 | 26600 | 24800 | 93.23% | 2.04 | 0 | 10 |  |  |  |  | R-410A | 1.9667 | Residential & Commercial | USHP | Ducted CEE Tier 1
216620236 | Central HP <5.4 tons | KEEPRITE | HRCU-A-CB (Split System: Heat Pump with Remote Outdoor Unit-Air-Source) | DLCURAH30ABK |  |  | 40MUAAQ30XA3 | 0 | 30000 | 16.2 | 8.9 | 33000 | 24000 | 72.73% | 1.8 | 11 | 10 |  |  |  |  | R-410A | 2.5 | Residential & Commercial | USHP | Ducted CEE Tier 1
216643202 | Central HP <5.4 tons | GRANDAIRE | HRCU-A-CB (Split System: Heat Pump with Remote Outdoor Unit-Air-Source) | WD5CUHAH18AAK |  |  | W5A*25M17XA* | WFE*045A036C* | 18300 | 15.2 | 10.5 | 19800 | 17500 | 88.38% | 2 | 0 | 11.5 |  |  |  |  | R-454B | 1.525 | Residential & Commercial | USHP | Ducted CEE Tier 1
214229243 | Central HP <5.4 tons | GRANDAIRE | HRCU-A-CB (Split System: Heat Pump with Remote Outdoor Unit-Air-Source) | WDLCURAH30ABK |  |  | WLA*374BA* | WFEU060B048B* | 30400 | 15.2 | 8.5 | 33400 | 26800 | 80.24% | 1.82 | 0 | 9 |  |  |  |  | R-410A | 2.5333 | Residential & Commercial | USHP
214771729 | Central HP <5.4 tons | BOSCH | HRCU-A-C (Split System: Heat Pump with Remote Outdoor Unit with No Indoor Fan --Air Source) | BOVA-36RTB-M20S |  |  | BMAC4248BBTA | 0 | 32000 | 15.2 | 9 | 34000 | 23800 | 70% | 1.85 | 0 | 11 |  |  |  |  | R-454B | 2.6667 | Residential & Commercial | USHP | Ducted CEE Tier 1
216091294 | Central HP <5.4 tons | TEMPSTAR | HRCU-A-CB (Split System: Heat Pump with Remote Outdoor Unit-Air-Source) | DLCSRBH18AAK |  |  | 40MBABQ18XB3 | 0 | 18000 | 17.6 | 9.6 | 19000 | 17000 | 89.47% | 2 | 12.5 | 11.7 |  |  |  |  | R-410A | 1.5 | Residential & Commercial | USHP | Ducted CEE Tier 1
211242837 | Central HP <5.4 tons | SMART COMFORT | HRCU-A-CB (Split System: Heat Pump with Remote Outdoor Unit-Air-Source) | DLCURAH24ABK |  |  | EA*4X37L17A* | *80ES(N,L)0701716A* | 25400 | 16 | 8.5 | 26400 | 21000 | 79.55% | 1.76 | 0 | 10 |  |  |  |  | R-410A | 2.1167 | Residential & Commercial | USHP | Ducted CEE Tier 1
216620257 | Central HP <5.4 tons | TEMPSTAR | HRCU-A-CB (Split System: Heat Pump with Remote Outdoor Unit-Air-Source) | DLCURAH24AAK |  |  | 40MUAAQ24XA3 | 0 | 24000 | 17 | 9.2 | 26000 | 19400 | 74.62% | 2.1 | 11.3 | 10.5 |  |  |  |  | R-410A | 2 | Residential & Commercial | USHP | Ducted CEE Tier 1
212977609 | Central HP <5.4 tons | GRANDAIRE | HRCU-A-CB (Split System: Heat Pump with Remote Outdoor Unit-Air-Source) | WDLCURAH24ABK |  |  | WLA*304AA* | WFE*045A036C* | 23600 | 17 | 8.5 | 26400 | 24000 | 90.91% | 2 | 0 | 10 |  |  |  |  | R-410A | 1.9667 | Residential & Commercial | USHP | Ducted CEE Tier 1
212367439 | Central HP <5.4 tons | Bladex | HRCU-A-CB (Split System: Heat Pump with Remote Outdoor Unit-Air-Source) | BX30U-30HPHYHA(X) |  |  | BLA-30HWAHU1 | 0 | 30000 | 16.2 | 8.9 | 33000 | 24000 | 72.73% | 1.8 | 11 | 10 |  |  |  |  | R-410A | 2.5 | Residential & Commercial | USHP | Ducted CEE Tier 1
207454642 | Central HP <5.4 tons | BOSCH | HRCU-A-CB (Split System: Heat Pump with Remote Outdoor Unit-Air-Source) | BOVA-36HDN1-M20G |  |  | BMA*2430ANTD | BGH96M080B3B | 23800 | 18 | 9 | 24000 | 17200 | 71.67% | 1.85 | 13 | 12 |  |  |  |  | R-410A | 1.9833 | Residential & Commercial | USHP | Ducted CEE Tier 1
206767539 | Central HP <5.4 tons | KEEPRITE | HRCU-A-CB (Split System: Heat Pump with Remote Outdoor Unit-Air-Source) | CVH825GKA3* |  |  | EA*4X37L21A*+WALLCON | *95CSU0601716A* | 24400 | 16.5 | 8.1 | 21400 | 16700 | 78.04% | 2.02 | 11.5 | 10.5 |  |  |  |  | R-410A | 2.0333 | Residential & Commercial | USHP | Ducted CEE Tier 1
216623400 | Central HP <5.4 tons | MAINLINE | HRCU-A-CB (Split System: Heat Pump with Remote Outdoor Unit-Air-Source) | ML30HP230LMNTH-O |  |  | ML30HP230G3AHU-I | 0 | 30000 | 17.2 | 10.8 | 33000 | 33200 | 100.6% | 1.97 | 0 | 12 |  |  |  |  | R-454B | 2.5 | Residential & Commercial | USHP | Ducted CEE Tier 1
216032229 | Central HP <5.4 tons | 1HVAC | HRCU-A-CB (Split System: Heat Pump with Remote Outdoor Unit-Air-Source) | ACIQ-30-HPD |  |  | ACIQ-30-AHD | 0 | 30000 | 16.8 | 10 | 34000 | 32600 | 95.88% | 1.96 | 0 | 11.7 |  |  |  |  | R-454B | 2.5 | Residential & Commercial | USHP | Ducted CEE Tier 1
213433226 | Central HP <5.4 tons | 1HVAC | HRCU-A-CB (Split System: Heat Pump with Remote Outdoor Unit-Air-Source) | ACIQ-24-EHPB |  |  | ACIQ-24W-WM | 0 | 24000 | 17 | 10.2 | 26000 | 19400 | 74.62% | 2.33 | 0 | 10.5 |  |  |  |  | R-410A | 2 | Residential & Commercial | USHP | Ducted CEE Tier 1
216738131 | Central HP <5.4 tons | ARCOAIRE | HRCU-A-CB (Split System: Heat Pump with Remote Outdoor Unit-Air-Source) | D5CUHAH24AAK |  |  | ESH5X36M12A* | *80MS(N,L)1552420A* | 22800 | 15.5 | 8.1 | 20800 | 18500 | 88.94% | 1.85 | 0 | 10.5 |  |  |  |  | R-454B | 1.9 | Residential & Commercial | USHP | Ducted CEE Tier 1
212971994 | Central HP <5.4 tons | GRANDAIRE | HRCU-A-CB (Split System: Heat Pump with Remote Outdoor Unit-Air-Source) | WDLCURAH24ABK |  |  | WLA*364CA* | WFET090B048A* | 23600 | 17 | 8.5 | 26200 | 22000 | 83.97% | 1.84 | 0 | 10 |  |  |  |  | R-410A | 1.9667 | Residential & Commercial | USHP | Ducted CEE Tier 1
212976121 | Central HP <5.4 tons | GRANDAIRE | HRCU-A-CB (Split System: Heat Pump with Remote Outdoor Unit-Air-Source) | WDLCURAH24ABK |  |  | WLN(C,W)364BA* | WFST080B048A* | 23400 | 16.5 | 8.1 | 25800 | 24200 | 93.8% | 2 | 0 | 10 |  |  |  |  | R-410A | 1.95 | Residential & Commercial | USHP | Ducted CEE Tier 1
212976674 | Central HP <5.4 tons | GRANDAIRE | HRCU-A-CB (Split System: Heat Pump with Remote Outdoor Unit-Air-Source) | WDLCURAH24ABK |  |  | WLA*364CA* | WFST100C060A* | 23600 | 17.5 | 8.5 | 26200 | 21800 | 83.21% | 1.82 | 0 | 10 |  |  |  |  | R-410A | 1.9667 | Residential & Commercial | USHP | Ducted CEE Tier 1
216027615 | Central HP <5.4 tons | INNOVAIR | HRCU-A-CB (Split System: Heat Pump with Remote Outdoor Unit-Air-Source) | SHV36H2BB |  |  | SWV36BDA | 0 | 36000 | 16.8 | 9.6 | 37000 | 34600 | 93.51% | 1.8 | 0 | 11.2 |  |  |  |  | R-454B | 3 | Residential & Commercial | USHP | Ducted CEE Tier 1
212974949 | Central HP <5.4 tons | GRANDAIRE | HRCU-A-CB (Split System: Heat Pump with Remote Outdoor Unit-Air-Source) | WDLCURAH24ABK |  |  | WLA*254BA* | WFST040A030A* | 24000 | 16 | 8.1 | 25200 | 25000 | 99.21% | 2.08 | 0 | 10 |  |  |  |  | R-410A | 2 | Residential & Commercial | USHP | Ducted CEE Tier 1
212974988 | Central HP <5.4 tons | GRANDAIRE | HRCU-A-CB (Split System: Heat Pump with Remote Outdoor Unit-Air-Source) | WDLCURAH24ABK |  |  | WLA*364BA* | WFST040A030A* | 23400 | 16 | 8.5 | 26200 | 22400 | 85.5% | 1.84 | 0 | 10 |  |  |  |  | R-410A | 1.95 | Residential & Commercial | USHP | Ducted CEE Tier 1
212976017 | Central HP <5.4 tons | GRANDAIRE | HRCU-A-CB (Split System: Heat Pump with Remote Outdoor Unit-Air-Source) | WDLCURAH24ABK |  |  | WLA*254BA* | WFST080B048A* | 24400 | 17 | 8.5 | 25400 | 25000 | 98.43% | 2.08 | 0 | 10 |  |  |  |  | R-410A | 2.0333 | Residential & Commercial | USHP | Ducted CEE Tier 1
216980809 | Central HP <5.4 tons | 1HVAC | HRCU-A-C (Split System: Heat Pump with Remote Outdoor Unit with No Indoor Fan --Air Source) | ACIQ-30-HPD |  |  | ACIQ-36-ACL-14-B | 0 | 30000 | 15.3 | 9.3 | 32000 | 30400 | 95% | 1.78 | 0 | 10 |  |  |  |  | R-454B | 2.5 | Residential & Commercial | USHP | Ducted CEE Tier 1
203377011 | Central HP <5.4 tons | BOSCH | HRCU-A-C (Split System: Heat Pump with Remote Outdoor Unit with No Indoor Fan --Air Source) | BOVA-36HDN1-M20G |  |  | BMA*2430BNTD | 0 | 23400 | 15.2 | 9 | 24000 | 16900 | 70.42% | 1.99 | 11.8 | 12 |  |  |  |  | R-410A | 1.95 | Residential & Commercial | USHP | Ducted CEE Tier 1
216682116 | Central HP <5.4 tons | GRANDAIRE | HRCU-A-CB (Split System: Heat Pump with Remote Outdoor Unit-Air-Source) | WDLCURAH30ABK |  |  | WLA*434CA* | WFJT100C060A* | 30600 | 15.2 | 9 | 33200 | 26000 | 78.31% | 1.8 | 0 | 9 |  |  |  |  | R-410A | 2.55 | Residential & Commercial | USHP
216739088 | Central HP <5.4 tons | ARCOAIRE | HRCU-A-CB (Split System: Heat Pump with Remote Outdoor Unit-Air-Source) | D5CUHAH24AAK |  |  | FM(C,U)5Z24**AL* | 0 | 22800 | 16.5 | 9 | 21600 | 19600 | 90.74% | 2.08 | 0 | 11 |  |  |  |  | R-454B | 1.9 | Residential & Commercial | USHP | Ducted CEE Tier 1
208128227 | Central HP <5.4 tons | BOSCH | HRCU-A-CB (Split System: Heat Pump with Remote Outdoor Unit-Air-Source) | BOVA-36HDN1-M15G |  |  | BVA-24WN1-M20 | 0 | 24000 | 16.1 | 8.5 | 24000 | 16800 | 70% | 1.88 | 12.5 | 11.8 |  |  |  |  | R-410A | 2 | Residential & Commercial | USHP | Ducted CEE Tier 1
208106640 | Central HP <5.4 tons | 1HVAC | HRCU-A-CB (Split System: Heat Pump with Remote Outdoor Unit-Air-Source) | ACIQ-48-HPB |  |  | ACIQ-48-AHB | 0 | 47000 | 15.6 | 9.4 | 50000 | 46000 | 92% | 1.9 | 8.5 | 8.2 |  |  |  |  | R-410A | 3.9167 | Residential & Commercial | USHP
210597409 | Central HP <5.4 tons | KEEPRITE | HRCU-A-CB (Split System: Heat Pump with Remote Outdoor Unit-Air-Source) | CVH837GKA** |  |  | EA*4X61L21A*+WALLCON | *80CSU0401712A* | 33200 | 17.5 | 8.1 | 32000 | 24800 | 77.5% | 1.98 | 0 | 11.5 |  |  |  |  | R-410A | 2.7667 | Residential & Commercial | USHP | Ducted CEE Tier 1
210597514 | Central HP <5.4 tons | KEEPRITE | HRCU-A-CB (Split System: Heat Pump with Remote Outdoor Unit-Air-Source) | CVH837GKA** |  |  | EHD4X60AAL+WALLCON | *80CTL0901716A* | 33000 | 17.5 | 8.1 | 32200 | 24800 | 77.02% | 2.02 | 0 | 11.5 |  |  |  |  | R-410A | 2.75 | Residential & Commercial | USHP | Ducted CEE Tier 1
216980823 | Central HP <5.4 tons | 1HVAC | HRCU-A-CB (Split System: Heat Pump with Remote Outdoor Unit-Air-Source) | ACIQ-30-HPD |  |  | ACIQ-30W-WMB | 0 | 30000 | 17.5 | 10.2 | 32000 | 32000 | 100% | 2 | 0 | 11.7 |  |  |  |  | R-454B | 2.5 | Residential & Commercial | USHP | Ducted CEE Tier 1
213546877 | Central HP <5.4 tons | LENNOX | HRCU-A-CB (Split System: Heat Pump with Remote Outdoor Unit-Air-Source) | EL22XPV-024-230A** | ADP |  | L*35/36U9 | SLP99UH070XV36B* | 23800 | 21 | 8.5 | 22000 | 15400 | 70% | 1.92 | 0 | 13.5 |  |  |  |  | R-410A | 1.9833 | Residential & Commercial | USHP | Ducted CEE Tier 1
216682104 | Central HP <5.4 tons | GRANDAIRE | HRCU-A-CB (Split System: Heat Pump with Remote Outdoor Unit-Air-Source) | WDLCURAH30ABK |  |  | WLA*424DA* | WFJT100C060A* | 30200 | 15.2 | 9 | 34000 | 27200 | 80% | 1.75 | 0 | 9 |  |  |  |  | R-410A | 2.5167 | Residential & Commercial | USHP
213386881 | Central HP <5.4 tons | INNOVAIR | HRCU-A-CB (Split System: Heat Pump with Remote Outdoor Unit-Air-Source) | SEV24H2R19 |  |  | WEV24H2R19 | 0 | 24000 | 17 | 10.2 | 26000 | 19400 | 74.62% | 2.33 | 0 | 10.5 |  |  |  |  | R-410A | 2 | Residential & Commercial | USHP | Ducted CEE Tier 1
211245597 | Central HP <5.4 tons | PAYNE HEATING AND COOLING | HRCU-A-CB (Split System: Heat Pump with Remote Outdoor Unit-Air-Source) | 38MURAQ24AB3* |  |  | CNPV*3621AL* | PG80ES(A,L)A36070B** | 24400 | 16.5 | 8.1 | 26400 | 22600 | 85.61% | 1.88 | 0 | 10.5 |  |  |  |  | R-410A | 2.0333 | Residential & Commercial | USHP | Ducted CEE Tier 1
214655291 | Central HP <5.4 tons | KeplerX | HRCU-A-CB (Split System: Heat Pump with Remote Outdoor Unit-Air-Source) | K18HVH60WD2U |  |  | K18HVH60WD2H | 0 | 55000 | 15.3 | 9.4 | 59000 | 48500 | 82.2% | 1.91 | 9 | 8.8 |  |  |  |  | R-410A | 4.5833 | Residential & Commercial | USHP
216623401 | Central HP <5.4 tons | MAINLINE | HRCU-A-CB (Split System: Heat Pump with Remote Outdoor Unit-Air-Source) | ML33HP230LMNTH-O |  |  | ML36HP230G3AHU-I | 0 | 36000 | 17.7 | 10 | 36000 | 32600 | 90.56% | 2.06 | 0 | 12 |  |  |  |  | R-454B | 3 | Residential & Commercial | USHP | Ducted CEE Tier 1
216623435 | Central HP <5.4 tons | MAINLINE | HRCU-A-C (Split System: Heat Pump with Remote Outdoor Unit with No Indoor Fan --Air Source) | ML36HP230LMNTH-O |  |  | ML36HP230CC21-I | 0 | 36000 | 15.8 | 9.4 | 38000 | 36000 | 94.74% | 1.9 | 0 | 10.7 |  |  |  |  | R-454B | 3 | Residential & Commercial | USHP | Ducted CEE Tier 1
215864302 | Central HP <5.4 tons | MAINLINE | HRCU-A-CB (Split System: Heat Pump with Remote Outdoor Unit-Air-Source) | ML48HP230LCMH-O |  |  | ML48HP230RS485AHU-I | 0 | 48000 | 17 | 10.2 | 50000 | 46000 | 92% | 2 | 0 | 10 |  |  |  |  | R-454B | 4 | Residential & Commercial | USHP | Ducted CEE Tier 1
215735535 | Central HP <5.4 tons | YORK | HRCU-A-CB (Split System: Heat Pump with Remote Outdoor Unit-Air-Source) | HH824E2S11 | ADP |  | H,YE31*30+TXV-BLEED | TM9V060B12MP12 | 21800 | 17 | 8.5 | 21200 | 17200 | 81.13% | 1.9 | 0 | 11 |  |  |  |  | R-454B | 1.8167 | Residential & Commercial | USHP | Ducted CEE Tier 1
214771724 | Central HP <5.4 tons | BOSCH | HRCU-A-C (Split System: Heat Pump with Remote Outdoor Unit with No Indoor Fan --Air Source) | BOVA-36RTB-M20S |  |  | BMAC2430ABTA | 0 | 23000 | 15.2 | 9 | 24000 | 16800 | 70% | 1.9 | 0 | 11.7 |  |  |  |  | R-454B | 1.9167 | Residential & Commercial | USHP | Ducted CEE Tier 1
214771722 | Central HP <5.4 tons | BOSCH | HRCU-A-CB (Split System: Heat Pump with Remote Outdoor Unit-Air-Source) | BOVA-36RTB-M20S |  |  | BMAC4248BBTA | BGH96M080B3C | 33000 | 18 | 9 | 34200 | 24000 | 70.18% | 1.88 | 0 | 11 |  |  |  |  | R-454B | 2.75 | Residential & Commercial | USHP | Ducted CEE Tier 1
211264435 | Central HP <5.4 tons | KEEPRITE | HRCU-A-CB (Split System: Heat Pump with Remote Outdoor Unit-Air-Source) | DLCURAH18ABK |  |  | EN(A,D)4X30L17** | *95ESN0261410A* | 18200 | 15.5 | 8.5 | 18800 | 18400 | 97.87% | 2.2 | 0 | 11 |  |  |  |  | R-410A | 1.5167 | Residential & Commercial | USHP | Ducted CEE Tier 1
212499933 | Central HP <5.4 tons | LENNOX | HRCU-A-CB (Split System: Heat Pump with Remote Outdoor Unit-Air-Source) | EL22XPV-024-230A** | ADP |  | LP36/37R9 | ML180UH090V48B* | 24000 | 21 | 8.7 | 22000 | 15400 | 70% | 1.9 | 0 | 13.5 |  |  |  |  | R-410A | 2 | Residential & Commercial | USHP | Ducted CEE Tier 1
212499935 | Central HP <5.4 tons | LENNOX | HRCU-A-CB (Split System: Heat Pump with Remote Outdoor Unit-Air-Source) | EL22XPV-024-230A** | ADP |  | L*18/36T9 | ML180UH090V48B* | 24000 | 21 | 8.7 | 22000 | 15400 | 70% | 1.9 | 0 | 13.5 |  |  |  |  | R-410A | 2 | Residential & Commercial | USHP | Ducted CEE Tier 1
212500033 | Central HP <5.4 tons | LENNOX | HRCU-A-CB (Split System: Heat Pump with Remote Outdoor Unit-Air-Source) | EL22XPV-024-230A** | ADP |  | L*18/36V9 | ML296UH045XV36B* | 23600 | 20 | 8.5 | 21600 | 15200 | 70.37% | 1.88 | 0 | 13 |  |  |  |  | R-410A | 1.9667 | Residential & Commercial | USHP | Ducted CEE Tier 1
206136021 | Central HP <5.4 tons | KEEPRITE | HRCU-A-CB (Split System: Heat Pump with Remote Outdoor Unit-Air-Source) | CVH837GKA** |  |  | EHD4X48AAL+WALLCON | *80CSU0601716A* | 32600 | 16.5 | 8.1 | 33200 | 25000 | 75.3% | 1.96 | 11.5 | 11 |  |  |  |  | R-410A | 2.7167 | Residential & Commercial | USHP | Ducted CEE Tier 1
210597424 | Central HP <5.4 tons | KEEPRITE | HRCU-A-CB (Split System: Heat Pump with Remote Outdoor Unit-Air-Source) | CVH837GKA** |  |  | EA*4X61L21A*+WALLCON | *80CTL0902120A* | 33200 | 18 | 8.5 | 32000 | 25000 | 78.12% | 2 | 0 | 11.7 |  |  |  |  | R-410A | 2.7667 | Residential & Commercial | USHP | Ducted CEE Tier 1
216032236 | Central HP <5.4 tons | 1HVAC | HRCU-A-CB (Split System: Heat Pump with Remote Outdoor Unit-Air-Source) | ACIQ-30-HPD |  |  | ACIQ-30-PAH | 0 | 30000 | 17.2 | 10.8 | 33000 | 33200 | 100.6% | 1.97 | 0 | 12 |  |  |  |  | R-454B | 2.5 | Residential & Commercial | USHP | Ducted CEE Tier 1
213492124 | Central HP <5.4 tons | 1HVAC | HRCU-A-C (Split System: Heat Pump with Remote Outdoor Unit with No Indoor Fan --Air Source) | ACIQ-30-HPB |  |  | ACIQ-36-ACL | 0 | 30000 | 15.5 | 9.7 | 33000 | 27000 | 81.82% | 1.85 | 10.7 | 10.5 |  |  |  |  | R-410A | 2.5 | Residential & Commercial | USHP | Ducted CEE Tier 1
216738864 | Central HP <5.4 tons | ARCOAIRE | HRCU-A-CB (Split System: Heat Pump with Remote Outdoor Unit-Air-Source) | D5CUHAH24AAK |  |  | ESH5X36M12A* | *96VTN1002120B* | 22600 | 16 | 8.1 | 20800 | 18400 | 88.46% | 1.85 | 0 | 11 |  |  |  |  | R-454B | 1.8833 | Residential & Commercial | USHP | Ducted CEE Tier 1
216738964 | Central HP <5.4 tons | ARCOAIRE | HRCU-A-CB (Split System: Heat Pump with Remote Outdoor Unit-Air-Source) | D5CUHAH24AAK |  |  | ESH5X36M12A* | OMV112K14A | 23200 | 15.2 | 8.1 | 21200 | 18900 | 89.15% | 1.85 | 0 | 10.5 |  |  |  |  | R-454B | 1.9333 | Residential & Commercial | USHP | Ducted CEE Tier 1
216738764 | Central HP <5.4 tons | ARCOAIRE | HRCU-A-CB (Split System: Heat Pump with Remote Outdoor Unit-Air-Source) | D5CUHAH24AAK |  |  | ESH5X36M12A* | *96CTN0801714B* | 22600 | 16 | 8.1 | 20800 | 18400 | 88.46% | 1.85 | 0 | 10.5 |  |  |  |  | R-454B | 1.8833 | Residential & Commercial | USHP | Ducted CEE Tier 1
216623505 | Central HP <5.4 tons | INNOVAIR | HRCU-A-C (Split System: Heat Pump with Remote Outdoor Unit with No Indoor Fan --Air Source) | SHV18H2BA |  |  | MAC24H1718B | 0 | 18000 | 16.1 | 9.5 | 19000 | 18000 | 94.74% | 2.06 | 0 | 11.7 |  |  |  |  | R-454B | 1.5 | Residential & Commercial | USHP | Ducted CEE Tier 1
216682356 | Central HP <5.4 tons | GRANDAIRE | HRCU-A-CB (Split System: Heat Pump with Remote Outdoor Unit-Air-Source) | WDLCURAH24ABK |  |  | WLSH364AA* | WFJT100C060A* | 23800 | 16.5 | 8.5 | 25200 | 22400 | 88.89% | 1.75 | 0 | 10 |  |  |  |  | R-410A | 1.9833 | Residential & Commercial | USHP | Ducted CEE Tier 1
210857353 | Central HP <5.4 tons | 1HVAC | HRCU-A-CB (Split System: Heat Pump with Remote Outdoor Unit-Air-Source) | ACIQ-60HPB |  |  | ACIQ-60AHB | 0 | 55000 | 15.3 | 9.4 | 59000 | 48500 | 82.2% | 1.91 | 9 | 8.8 |  |  |  |  | R-410A | 4.5833 | Residential & Commercial | USHP
216980810 | Central HP <5.4 tons | 1HVAC | HRCU-A-C (Split System: Heat Pump with Remote Outdoor Unit with No Indoor Fan --Air Source) | ACIQ-30-HPD |  |  | ACIQ-36-ACL-17-B | 0 | 29000 | 16 | 9.5 | 32000 | 32000 | 100% | 1.85 | 0 | 10 |  |  |  |  | R-454B | 2.4167 | Residential & Commercial | USHP | Ducted CEE Tier 1
211263768 | Central HP <5.4 tons | KEEPRITE | HRCU-A-CB (Split System: Heat Pump with Remote Outdoor Unit-Air-Source) | DLCURAH18ABK |  |  | EN(A,D)4X30L14** | *95ESN0261410A* | 18100 | 15.5 | 8.5 | 18800 | 18400 | 97.87% | 2.2 | 0 | 11 |  |  |  |  | R-410A | 1.5083 | Residential & Commercial | USHP | Ducted CEE Tier 1
212977621 | Central HP <5.4 tons | GRANDAIRE | HRCU-A-CB (Split System: Heat Pump with Remote Outdoor Unit-Air-Source) | WDLCURAH24ABK |  |  | WLA*304BA* | WFE*045A036C* | 23600 | 17 | 8.5 | 26000 | 23800 | 91.54% | 1.96 | 0 | 10 |  |  |  |  | R-410A | 1.9667 | Residential & Commercial | USHP | Ducted CEE Tier 1
214595730 | Central HP <5.4 tons | GRANDAIRE | HRCU-A-CB (Split System: Heat Pump with Remote Outdoor Unit-Air-Source) | WDLCURAH24ABK |  |  | WLA*304BA* | WFST060B048A* | 23600 | 16.5 | 9 | 26000 | 24000 | 92.31% | 2 | 0 | 10 |  |  |  |  | R-410A | 1.9667 | Residential & Commercial | USHP | Ducted CEE Tier 1
206396001 | Central HP <5.4 tons | BOSCH | HRCU-A-CB (Split System: Heat Pump with Remote Outdoor Unit-Air-Source) | BOVB-60HDN1-M18M |  |  | BVA-36WN1-M20 | 0 | 35200 | 18 | 8.2 | 35200 | 25000 | 71.02% | 2.05 | 12.5 | 12 |  |  |  |  | R-410A | 2.9333 | Residential & Commercial | USHP | Ducted CEE Tier 1
210597415 | Central HP <5.4 tons | KEEPRITE | HRCU-A-CB (Split System: Heat Pump with Remote Outdoor Unit-Air-Source) | CVH837GKA** |  |  | EA*4X61L21A*+WALLCON | *80CSU1002120A* | 33200 | 17 | 8.1 | 32200 | 24800 | 77.02% | 1.98 | 0 | 11.5 |  |  |  |  | R-410A | 2.7667 | Residential & Commercial | USHP | Ducted CEE Tier 1
210597433 | Central HP <5.4 tons | KEEPRITE | HRCU-A-CB (Split System: Heat Pump with Remote Outdoor Unit-Air-Source) | CVH837GKA** |  |  | EA*4X61L21A*+WALLCON | *95CSU1002122A* | 33200 | 18 | 8.5 | 32000 | 24800 | 77.5% | 2 | 0 | 11.5 |  |  |  |  | R-410A | 2.7667 | Residential & Commercial | USHP | Ducted CEE Tier 1
212510777 | Central HP <5.4 tons | AMERISTAR | HRCU-A-CB (Split System: Heat Pump with Remote Outdoor Unit-Air-Source) | E4HL5036A1000A |  |  | 4TXCB006DS3 | A952V080BU4SAD | 30000 | 15.2 | 8.1 | 27000 | 19000 | 70.37% | 1.75 | 0 | 9.8 |  |  |  |  | R-410A | 2.5 | Residential & Commercial | USHP
208128245 | Central HP <5.4 tons | BOSCH | HRCU-A-CB (Split System: Heat Pump with Remote Outdoor Unit-Air-Source) | BOVA-60HDN1-M15G |  |  | BVA-36WN1-M20 | 0 | 34200 | 16.3 | 8.5 | 34200 | 24000 | 70.18% | 2 | 11.5 | 10.4 |  |  |  |  | R-410A | 2.85 | Residential & Commercial | USHP | Ducted CEE Tier 1
214602071 | Central HP <5.4 tons | 1HVAC | HRCU-A-CB (Split System: Heat Pump with Remote Outdoor Unit-Air-Source) | ACIQ-12-EHPB |  |  | ACIQ-12-AHB | 0 | 12000 | 17.5 | 9 | 13000 | 11000 | 84.62% | 2.6 | 0 | 11.7 |  |  |  |  | R-410A | 1 | Residential & Commercial | USHP | Ducted CEE Tier 1
215319103 | Central HP <5.4 tons | TEMPSTAR | HRCU-A-CB (Split System: Heat Pump with Remote Outdoor Unit-Air-Source) | D5CSRAH18AAK |  |  | D5FSAAH18XBK | 0 | 18000 | 18.5 | 9.8 | 18000 | 13000 | 72.22% | 2.3 | 0 | 12.2 |  |  |  |  | R-454B | 1.5 | Residential & Commercial | USHP | Ducted CEE Tier 1
212510771 | Central HP <5.4 tons | AMERISTAR | HRCU-A-CB (Split System: Heat Pump with Remote Outdoor Unit-Air-Source) | E4HL5036A1000A |  |  | 4TXCB004DS3 | A952V060BU4SAD | 30000 | 15.2 | 8.1 | 25000 | 18000 | 72% | 1.75 | 0 | 9.5 |  |  |  |  | R-410A | 2.5 | Residential & Commercial | USHP
216980806 | Central HP <5.4 tons | 1HVAC | HRCU-A-C (Split System: Heat Pump with Remote Outdoor Unit with No Indoor Fan --Air Source) | ACIQ-18-HPD |  |  | ACIQ-24-ACL-B | 0 | 18000 | 16.1 | 9.5 | 19000 | 18000 | 94.74% | 2.06 | 0 | 11.7 |  |  |  |  | R-454B | 1.5 | Residential & Commercial | USHP | Ducted CEE Tier 1
216980821 | Central HP <5.4 tons | 1HVAC | HRCU-A-CB (Split System: Heat Pump with Remote Outdoor Unit-Air-Source) | ACIQ-18-HPD |  |  | ACIQ-18W-WMB | 0 | 18000 | 19.3 | 10.8 | 19000 | 19600 | 103.2% | 2.1 | 0 | 12.1 |  |  |  |  | R-454B | 1.5 | Residential & Commercial | USHP | Ducted CEE Tier 1
212394313 | Central HP <5.4 tons | 1HVAC | HRCU-A-C (Split System: Heat Pump with Remote Outdoor Unit with No Indoor Fan --Air Source) | ACIQ-30-HPB |  |  | ACIQ-30-ACL | 0 | 30000 | 15.5 | 9.7 | 33000 | 27000 | 81.82% | 1.85 | 10.7 | 10.5 |  |  |  |  | R-410A | 2.5 | Residential & Commercial | USHP | Ducted CEE Tier 1
212975014 | Central HP <5.4 tons | GRANDAIRE | HRCU-A-CB (Split System: Heat Pump with Remote Outdoor Unit-Air-Source) | WDLCURAH24ABK |  |  | WLNC244AA* | WFST040A030A* | 23200 | 15.5 | 8.5 | 27000 | 25000 | 92.59% | 2.06 | 0 | 10 |  |  |  |  | R-410A | 1.9333 | Residential & Commercial | USHP | Ducted CEE Tier 1
215402234 | Central HP <5.4 tons | AMERISTAR | HRCU-A-CB (Split System: Heat Pump with Remote Outdoor Unit-Air-Source) | E4HL5060A1000A |  |  | 4TXCD010DS3 | A801X120DM5SD | 47500 | 15.2 | 8.1 | 45000 | 33400 | 74.22% | 1.75 | 0 | 9.5 |  |  |  |  | R-410A | 3.9583 | Residential & Commercial | USHP
206771466 | Central HP <5.4 tons | KEEPRITE | HRCU-A-CB (Split System: Heat Pump with Remote Outdoor Unit-Air-Source) | CVH837GKA2* |  |  | EA*4X42L21A*+WALLCON | *97CMN1002122A* | 31800 | 17 | 8.1 | 33000 | 24400 | 73.94% | 1.9 | 11.5 | 11.5 |  |  |  |  | R-410A | 2.65 | Residential & Commercial | USHP | Ducted CEE Tier 1
216679469 | Central HP <5.4 tons | GRANDAIRE | HRCU-A-CB (Split System: Heat Pump with Remote Outdoor Unit-Air-Source) | WDLCURAH24ABK |  |  | WLSH244AA* | WFJT060B048A* | 23800 | 16 | 9 | 26400 | 23400 | 88.64% | 1.8 | 0 | 10 |  |  |  |  | R-410A | 1.9833 | Residential & Commercial | USHP | Ducted CEE Tier 1
216676277 | Central HP <5.4 tons | KEEPRITE | HRCU-A-CB (Split System: Heat Pump with Remote Outdoor Unit-Air-Source) | D5CURAH24AAK |  |  | EA*5X37M17A* | *80VSL0701716B* | 24800 | 15.5 | 9 | 23600 | 19300 | 81.78% | 2.04 | 0 | 10 |  |  |  |  | R-454B | 2.0667 | Residential & Commercial | USHP | Ducted CEE Tier 1
216675861 | Central HP <5.4 tons | KEEPRITE | HRCU-A-CB (Split System: Heat Pump with Remote Outdoor Unit-Air-Source) | D5CURAH24AAK |  |  | EA*5X36M17A* | *80MS(N,L)0701712A* | 23600 | 15.5 | 8.5 | 23800 | 19300 | 81.09% | 1.92 | 0 | 9.8 |  |  |  |  | R-454B | 1.9667 | Residential & Commercial | USHP
216675943 | Central HP <5.4 tons | KEEPRITE | HRCU-A-CB (Split System: Heat Pump with Remote Outdoor Unit-Air-Source) | D5CURAH24AAK |  |  | EA*5X37M21A* | *80MS(N,L)0701716A* | 24400 | 15.5 | 8.5 | 23000 | 19000 | 82.61% | 1.96 | 0 | 10 |  |  |  |  | R-454B | 2.0333 | Residential & Commercial | USHP | Ducted CEE Tier 1
216676147 | Central HP <5.4 tons | KEEPRITE | HRCU-A-CB (Split System: Heat Pump with Remote Outdoor Unit-Air-Source) | D5CURAH24AAK |  |  | EA*5X36M17A* | *80VSL0451412B* | 23600 | 15.5 | 8.5 | 24000 | 19300 | 80.42% | 1.92 | 0 | 9.8 |  |  |  |  | R-454B | 1.9667 | Residential & Commercial | USHP
216680609 | Central HP <5.4 tons | GRANDAIRE | HRCU-A-CB (Split System: Heat Pump with Remote Outdoor Unit-Air-Source) | WDLCURAH24ABK |  |  | WLSH364AA* | WFJT080B048A* | 23800 | 16 | 8.5 | 25200 | 22400 | 88.89% | 1.75 | 0 | 10 |  |  |  |  | R-410A | 1.9833 | Residential & Commercial | USHP | Ducted CEE Tier 1
212977693 | Central HP <5.4 tons | GRANDAIRE | HRCU-A-CB (Split System: Heat Pump with Remote Outdoor Unit-Air-Source) | WDLCURAH24ABK |  |  | WLNC304BA* | WFE*045A036C* | 23600 | 17 | 8.5 | 26400 | 24200 | 91.67% | 2 | 0 | 10.5 |  |  |  |  | R-410A | 1.9667 | Residential & Commercial | USHP | Ducted CEE Tier 1
212976739 | Central HP <5.4 tons | GRANDAIRE | HRCU-A-CB (Split System: Heat Pump with Remote Outdoor Unit-Air-Source) | WDLCURAH30ABK |  |  | WLA*424CA* | WFST100C060A* | 30200 | 15.2 | 8.5 | 34200 | 27400 | 80.12% | 1.8 | 0 | 9 |  |  |  |  | R-410A | 2.5167 | Residential & Commercial | USHP
216643624 | Central HP <5.4 tons | GRANDAIRE | HRCU-A-CB (Split System: Heat Pump with Remote Outdoor Unit-Air-Source) | WD5CUHAH18AAK |  |  | W5A*30M17XA* | WFEU060B048B* | 18000 | 15.2 | 9.5 | 20200 | 18200 | 90.1% | 1.92 | 0 | 11 |  |  |  |  | R-454B | 1.5 | Residential & Commercial | USHP | Ducted CEE Tier 1
210597448 | Central HP <5.4 tons | KEEPRITE | HRCU-A-CB (Split System: Heat Pump with Remote Outdoor Unit-Air-Source) | CVH837GKA** |  |  | EA*4X61L24A*+WALLCON | *80CSU1002120A* | 33200 | 17.5 | 8.1 | 32000 | 24800 | 77.5% | 1.98 | 0 | 11.5 |  |  |  |  | R-410A | 2.7667 | Residential & Commercial | USHP | Ducted CEE Tier 1
210597475 | Central HP <5.4 tons | KEEPRITE | HRCU-A-CB (Split System: Heat Pump with Remote Outdoor Unit-Air-Source) | CVH837GKA** |  |  | EA*4X61L24A*+WALLCON | *97CMN0602120A* | 33000 | 17.5 | 8.5 | 32400 | 25200 | 77.78% | 1.98 | 0 | 11.7 |  |  |  |  | R-410A | 2.75 | Residential & Commercial | USHP | Ducted CEE Tier 1
210597391 | Central HP <5.4 tons | KEEPRITE | HRCU-A-CB (Split System: Heat Pump with Remote Outdoor Unit-Air-Source) | CVH837GKA** |  |  | EA*4X60L24A*+WALLCON | *96CTN1002122A* | 32800 | 17.5 | 8.5 | 31800 | 24800 | 77.99% | 2 | 0 | 11.7 |  |  |  |  | R-410A | 2.7333 | Residential & Commercial | USHP | Ducted CEE Tier 1
216439108 | Central HP <5.4 tons | AMERISTAR | HRCU-A-CB (Split System: Heat Pump with Remote Outdoor Unit-Air-Source) | A5HL5036A1000AA |  |  | A5AHV004A1D3 | 0 | 34000 | 16 | 8.1 | 34000 | 27000 | 79.41% | 1.75 | 0 | 11.7 |  |  |  |  | R-454B | 2.8333 | Residential & Commercial | USHP | Ducted CEE Tier 1
210597451 | Central HP <5.4 tons | KEEPRITE | HRCU-A-CB (Split System: Heat Pump with Remote Outdoor Unit-Air-Source) | CVH837GKA** |  |  | EA*4X61L24A*+WALLCON | *80CTL0902120A* | 33200 | 18 | 8.5 | 32000 | 24800 | 77.5% | 2 | 0 | 12 |  |  |  |  | R-410A | 2.7667 | Residential & Commercial | USHP | Ducted CEE Tier 1
210597508 | Central HP <5.4 tons | KEEPRITE | HRCU-A-CB (Split System: Heat Pump with Remote Outdoor Unit-Air-Source) | CVH837GKA** |  |  | EHD4X60AAL+WALLCON | *80CTL0701412A* | 32800 | 17 | 8.1 | 32400 | 25000 | 77.16% | 2 | 0 | 11 |  |  |  |  | R-410A | 2.7333 | Residential & Commercial | USHP | Ducted CEE Tier 1
210597358 | Central HP <5.4 tons | KEEPRITE | HRCU-A-CB (Split System: Heat Pump with Remote Outdoor Unit-Air-Source) | CVH837GKA** |  |  | EA*4X36L21A*+WALLCON | *95CSU1002122A* | 31600 | 17.5 | 8.1 | 33000 | 24200 | 73.33% | 1.86 | 0 | 11 |  |  |  |  | R-410A | 2.6333 | Residential & Commercial | USHP | Ducted CEE Tier 1
210597406 | Central HP <5.4 tons | KEEPRITE | HRCU-A-CB (Split System: Heat Pump with Remote Outdoor Unit-Air-Source) | CVH837GKA** |  |  | EA*4X60L24A*+WALLCON | *97CMN1202422A* | 32800 | 17.5 | 8.5 | 32000 | 24800 | 77.5% | 1.98 | 0 | 11.7 |  |  |  |  | R-410A | 2.7333 | Residential & Commercial | USHP | Ducted CEE Tier 1
206133810 | Central HP <5.4 tons | ARCOAIRE | HRCU-A-CB (Split System: Heat Pump with Remote Outdoor Unit-Air-Source) | HVH825GKA2* |  |  | EA*4X37L21A*+WALLCON | *95CSU0601716A* | 24400 | 16.5 | 8.1 | 21400 | 16700 | 78.04% | 2.02 | 11.5 | 10.5 |  |  |  |  | R-410A | 2.0333 | Residential & Commercial | USHP | Ducted CEE Tier 1
212510770 | Central HP <5.4 tons | AMERISTAR | HRCU-A-CB (Split System: Heat Pump with Remote Outdoor Unit-Air-Source) | E4HL5036A1000A |  |  | 4TXCB004DS3 | A951X060BU4SAB | 30000 | 15.2 | 8.1 | 25000 | 18000 | 72% | 1.75 | 0 | 9.5 |  |  |  |  | R-410A | 2.5 | Residential & Commercial | USHP
214279902 | Central HP <5.4 tons | GRANDAIRE | HRCU-A-CB (Split System: Heat Pump with Remote Outdoor Unit-Air-Source) | WDLCURAH24ABK |  |  | WLA*304BA* | WFSX060B048B* | 23400 | 16.5 | 9 | 25800 | 24400 | 94.57% | 2.02 | 0 | 10 |  |  |  |  | R-410A | 1.95 | Residential & Commercial | USHP | Ducted CEE Tier 1
213942112 | Central HP <5.4 tons | GRANDAIRE | HRCU-A-CB (Split System: Heat Pump with Remote Outdoor Unit-Air-Source) | WDLCURAH24ABK |  |  | WLN(C,W)364BA* | WFST060B048A* | 24000 | 16.5 | 9 | 26000 | 23200 | 89.23% | 1.92 | 0 | 10.5 |  |  |  |  | R-410A | 2 | Residential & Commercial | USHP | Ducted CEE Tier 1
213607643 | Central HP <5.4 tons | GRANDAIRE | HRCU-A-CB (Split System: Heat Pump with Remote Outdoor Unit-Air-Source) | WDLCURAH24ABK |  |  | WBGL364BC | 0 | 24600 | 17.5 | 9 | 25800 | 22400 | 86.82% | 1.86 | 0 | 10.5 |  |  |  |  | R-410A | 2.05 | Residential & Commercial | USHP | Ducted CEE Tier 1
206395999 | Central HP <5.4 tons | BOSCH | HRCU-A-CB (Split System: Heat Pump with Remote Outdoor Unit-Air-Source) | BOVB-60HDN1-M18M |  |  | BVA-48WN1-M20 | 0 | 45000 | 17.5 | 9 | 47000 | 33000 | 70.21% | 1.9 | 12.5 | 11.7 |  |  |  |  | R-410A | 3.75 | Residential & Commercial | USHP | Ducted CEE Tier 1
215402210 | Central HP <5.4 tons | AMERISTAR | HRCU-A-CB (Split System: Heat Pump with Remote Outdoor Unit-Air-Source) | E4HL5036A1000A |  |  | 4TXCB004DS3 | A952V080BU4SB | 30000 | 15.2 | 8.1 | 25000 | 18000 | 72% | 1.75 | 0 | 9.5 |  |  |  |  | R-410A | 2.5 | Residential & Commercial | USHP
210597601 | Central HP <5.4 tons | KEEPRITE | HRCU-A-CB (Split System: Heat Pump with Remote Outdoor Unit-Air-Source) | CVH837GKA** |  |  | EN(A,D,W)4X48L21**+WALLCON | *80CSU0601716A* | 32400 | 17 | 8.1 | 33000 | 24800 | 75.15% | 1.94 | 0 | 11.7 |  |  |  |  | R-410A | 2.7 | Residential & Commercial | USHP | Ducted CEE Tier 1
216734310 | Central HP <5.4 tons | GRANDAIRE | HRCU-A-CB (Split System: Heat Pump with Remote Outdoor Unit-Air-Source) | WD5CUHAH24AAK |  |  | W5A*30M17XA* | WFJT080B048A* | 22000 | 16 | 8.1 | 20800 | 18800 | 90.38% | 1.85 | 0 | 10.5 |  |  |  |  | R-454B | 1.8333 | Residential & Commercial | USHP | Ducted CEE Tier 1
216981000 | Central HP <5.4 tons | YORK | HRCU-A-CB (Split System: Heat Pump with Remote Outdoor Unit-Air-Source) | HH824E2S11 | ADP |  | H,YG8J*36+TXV-BLEED | Y82E080B12LMPS1 | 23000 | 18 | 9.5 | 21400 | 18000 | 84.11% | 2 | 0 | 12 |  |  |  |  | R-454B | 1.9167 | Residential & Commercial | USHP | Ducted CEE Tier 1
212500149 | Central HP <5.4 tons | LENNOX | HRCU-A-CB (Split System: Heat Pump with Remote Outdoor Unit-Air-Source) | EL22XPV-024-230A** | ADP |  | LH35/36X9 | SL297UH060NV36B* | 23800 | 20 | 8.5 | 22000 | 15400 | 70% | 1.9 | 0 | 13.5 |  |  |  |  | R-410A | 1.9833 | Residential & Commercial | USHP | Ducted CEE Tier 1
213156952 | Central HP <5.4 tons | Multi MFG | HRCU-A-CB (Split System: Heat Pump with Remote Outdoor Unit-Air-Source) | HHS-18HD-A |  |  | 18MUC0-HP-A | 0 | 18000 | 19.3 | 10.8 | 19000 | 18800 | 98.95% | 2.3 | 0 | 12.1 |  |  |  |  | R-410A | 1.5 | Residential & Commercial | USHP | Ducted CEE Tier 1
216738667 | Central HP <5.4 tons | ARCOAIRE | HRCU-A-CB (Split System: Heat Pump with Remote Outdoor Unit-Air-Source) | D5CUHAH24AAK |  |  | ESH5X36M12A* | *96VSN0802120B* | 22800 | 16 | 8.1 | 21000 | 18600 | 88.57% | 1.85 | 0 | 11 |  |  |  |  | R-454B | 1.9 | Residential & Commercial | USHP | Ducted CEE Tier 1
216738884 | Central HP <5.4 tons | ARCOAIRE | HRCU-A-CB (Split System: Heat Pump with Remote Outdoor Unit-Air-Source) | D5CUHAH24AAK |  |  | ESH5X36M12A* | *96VTN1202422B* | 22400 | 15.2 | 8.1 | 20800 | 18400 | 88.46% | 1.85 | 0 | 10.5 |  |  |  |  | R-454B | 1.8667 | Residential & Commercial | USHP | Ducted CEE Tier 1
211265000 | Central HP <5.4 tons | KEEPRITE | HRCU-A-CB (Split System: Heat Pump with Remote Outdoor Unit-Air-Source) | DLCURAH18ABK |  |  | FM(C,U)4Z24**AL* | 0 | 17800 | 17 | 9 | 18700 | 19800 | 105.9% | 2.4 | 0 | 11 |  |  |  |  | R-410A | 1.4833 | Residential & Commercial | USHP | Ducted CEE Tier 1
211264095 | Central HP <5.4 tons | KEEPRITE | HRCU-A-CB (Split System: Heat Pump with Remote Outdoor Unit-Air-Source) | DLCURAH18ABK |  |  | EN(A,D)4X30L17** | *80ESU0401712A* | 18600 | 16.5 | 8.5 | 19000 | 18200 | 95.79% | 2.2 | 0 | 11 |  |  |  |  | R-410A | 1.55 | Residential & Commercial | USHP | Ducted CEE Tier 1
211264414 | Central HP <5.4 tons | KEEPRITE | HRCU-A-CB (Split System: Heat Pump with Remote Outdoor Unit-Air-Source) | DLCURAH18ABK |  |  | EN(A,D)4X30L17** | *96VTN0601412A* | 18000 | 16 | 8.5 | 18600 | 18400 | 98.92% | 2.22 | 0 | 11 |  |  |  |  | R-410A | 1.5 | Residential & Commercial | USHP | Ducted CEE Tier 1
211262778 | Central HP <5.4 tons | KEEPRITE | HRCU-A-CB (Split System: Heat Pump with Remote Outdoor Unit-Air-Source) | DLCURAH18ABK |  |  | EN(A,D)4X24L14** | *80ES(N,L)0701412A* | 17500 | 16 | 8.5 | 18400 | 18800 | 102.2% | 2.26 | 0 | 11 |  |  |  |  | R-410A | 1.4583 | Residential & Commercial | USHP | Ducted CEE Tier 1
211263062 | Central HP <5.4 tons | KEEPRITE | HRCU-A-CB (Split System: Heat Pump with Remote Outdoor Unit-Air-Source) | DLCURAH18ABK |  |  | EN(A,D)4X24L17** | *80VTL0451412A* | 17600 | 16 | 8.5 | 18500 | 18800 | 101.6% | 2.26 | 0 | 11 |  |  |  |  | R-410A | 1.4667 | Residential & Commercial | USHP | Ducted CEE Tier 1
216678821 | Central HP <5.4 tons | GRANDAIRE | HRCU-A-CB (Split System: Heat Pump with Remote Outdoor Unit-Air-Source) | WDLCURAH36ABK |  |  | WLNC424BA* | WFJT060B048A* | 35400 | 15.5 | 8.5 | 38500 | 34600 | 89.87% | 1.78 | 0 | 10 |  |  |  |  | R-410A | 2.95 | Residential & Commercial | USHP | Ducted CEE Tier 1
206771430 | Central HP <5.4 tons | KEEPRITE | HRCU-A-CB (Split System: Heat Pump with Remote Outdoor Unit-Air-Source) | CVH837GKA2* |  |  | EA*4X42L21A*+WALLCON | *96CTN0801714A* | 31600 | 17 | 8.1 | 33400 | 24800 | 74.25% | 1.86 | 11.5 | 11 |  |  |  |  | R-410A | 2.6333 | Residential & Commercial | USHP | Ducted CEE Tier 1
211749856 | Central HP <5.4 tons | AMERISTAR | HRCU-A-CB (Split System: Heat Pump with Remote Outdoor Unit-Air-Source) | E4HL5018A1000A |  |  | E4AH5E24A1J30A | 0 | 20000 | 15.2 | 8.5 | 20000 | 18000 | 90% | 1.9 | 0 | 9.8 |  |  |  |  | R-410A | 1.6667 | Residential & Commercial | USHP
212510760 | Central HP <5.4 tons | AMERISTAR | HRCU-A-CB (Split System: Heat Pump with Remote Outdoor Unit-Air-Source) | E4HL5018A1000A |  |  | 4TXCB003DS3 | A951X040BU3SAB | 20000 | 15.2 | 8.5 | 20000 | 18000 | 90% | 1.85 | 0 | 9 |  |  |  |  | R-410A | 1.6667 | Residential & Commercial | USHP
216680525 | Central HP <5.4 tons | GRANDAIRE | HRCU-A-CB (Split System: Heat Pump with Remote Outdoor Unit-Air-Source) | WDLCURAH24ABK |  |  | WLA*304BA* | WFJT080B048A* | 23400 | 16.5 | 9 | 25800 | 24000 | 93.02% | 1.9 | 0 | 10 |  |  |  |  | R-410A | 1.95 | Residential & Commercial | USHP | Ducted CEE Tier 1
211262925 | Central HP <5.4 tons | KEEPRITE | HRCU-A-CB (Split System: Heat Pump with Remote Outdoor Unit-Air-Source) | DLCURAH18ABK |  |  | EN(A,D)4X24L17** | *95ESU0401712A* | 17600 | 16 | 8.5 | 18500 | 18800 | 101.6% | 2.26 | 0 | 11 |  |  |  |  | R-410A | 1.4667 | Residential & Commercial | USHP | Ducted CEE Tier 1
216980813 | Central HP <5.4 tons | 1HVAC | HRCU-A-C (Split System: Heat Pump with Remote Outdoor Unit with No Indoor Fan --Air Source) | ACIQ-36-HPD |  |  | ACIQ-36-ACL-B | 0 | 36000 | 15.8 | 9.4 | 38000 | 36000 | 94.74% | 1.9 | 0 | 10.7 |  |  |  |  | R-454B | 3 | Residential & Commercial | USHP | Ducted CEE Tier 1
216738465 | Central HP <5.4 tons | GRANDAIRE | HRCU-A-CB (Split System: Heat Pump with Remote Outdoor Unit-Air-Source) | WD5CUHAH24AAK |  |  | W5SH36M12XA* | WFAX060B042B* | 22800 | 16 | 8.1 | 20800 | 18500 | 88.94% | 1.85 | 0 | 11 |  |  |  |  | R-454B | 1.9 | Residential & Commercial | USHP | Ducted CEE Tier 1
216738701 | Central HP <5.4 tons | GRANDAIRE | HRCU-A-CB (Split System: Heat Pump with Remote Outdoor Unit-Air-Source) | WD5CUHAH24AAK |  |  | W5SH36M12XA* | WFSU040B036B* | 22800 | 16 | 8.1 | 20800 | 18600 | 89.42% | 1.85 | 0 | 11 |  |  |  |  | R-454B | 1.9 | Residential & Commercial | USHP | Ducted CEE Tier 1
216738900 | Central HP <5.4 tons | GRANDAIRE | HRCU-A-CB (Split System: Heat Pump with Remote Outdoor Unit-Air-Source) | WD5CUHAH24AAK |  |  | W5SH36M12XA* | WFJT060B048A* | 22600 | 16 | 8.1 | 20800 | 18500 | 88.94% | 1.85 | 0 | 11 |  |  |  |  | R-454B | 1.8833 | Residential & Commercial | USHP | Ducted CEE Tier 1
215323732 | Central HP <5.4 tons | TEMPSTAR | HRCU-A-CB (Split System: Heat Pump with Remote Outdoor Unit-Air-Source) | D5CUHAH36AAK |  |  | D5FUHAH36XAK | 0 | 36000 | 18 | 10 | 37000 | 37400 | 101.1% | 1.9 | 0 | 12 |  |  |  |  | R-454B | 3 | Residential & Commercial | USHP | Ducted CEE Tier 1
216980854 | Central HP <5.4 tons | 1HVAC | HRCU-A-CB (Split System: Heat Pump with Remote Outdoor Unit-Air-Source) | EZ-36-HPB |  |  | EZ-36-AHB | 0 | 36000 | 17.4 | 10.3 | 37000 | 39000 | 105.4% | 1.9 | 0 | 11.7 |  |  |  |  | R-454B | 3 | Residential & Commercial | USHP | Ducted CEE Tier 1
206773648 | Central HP <5.4 tons | KEEPRITE | HRCU-A-CB (Split System: Heat Pump with Remote Outdoor Unit-Air-Source) | CVH837GKA2* |  |  | EHD4X36AAL+WALLCON | *95CSU1002122A* | 32200 | 16.5 | 8.1 | 33200 | 24600 | 74.1% | 1.94 | 11.5 | 11 |  |  |  |  | R-410A | 2.6833 | Residential & Commercial | USHP | Ducted CEE Tier 1
206773132 | Central HP <5.4 tons | KEEPRITE | HRCU-A-CB (Split System: Heat Pump with Remote Outdoor Unit-Air-Source) | CVH837GKA2* |  |  | EA*4X43L21A*+WALLCON | *80CSU1002120A* | 32800 | 17 | 8.5 | 33000 | 25200 | 76.36% | 1.98 | 12 | 11 |  |  |  |  | R-410A | 2.7333 | Residential & Commercial | USHP | Ducted CEE Tier 1
216623411 | Central HP <5.4 tons | MAINLINE | HRCU-A-CB (Split System: Heat Pump with Remote Outdoor Unit-Air-Source) | ML36HP230LMNT-O |  |  | ML36HP230WMAHU-I | 0 | 36000 | 16.7 | 9.3 | 37000 | 29200 | 78.92% | 1.99 | 0 | 10.2 |  |  |  |  | R-454B | 3 | Residential & Commercial | USHP | Ducted CEE Tier 1
216776161 | Central HP <5.4 tons | AMERISTAR | HRCU-A-CB (Split System: Heat Pump with Remote Outdoor Unit-Air-Source) | A5HL5036A1 |  |  | A5AHV004A1D3 | 0 | 34000 | 16 | 8.1 | 34000 | 27000 | 79.41% | 1.75 | 0 | 11.7 |  |  |  |  | R-454B | 2.8333 | Residential & Commercial | USHP | Ducted CEE Tier 1
213492126 | Central HP <5.4 tons | 1HVAC | HRCU-A-C (Split System: Heat Pump with Remote Outdoor Unit with No Indoor Fan --Air Source) | ACIQ-30-HPB |  |  | ACIQ-36-ACL-17 | 0 | 29000 | 15.2 | 8.5 | 31000 | 22600 | 72.9% | 1.8 | 0 | 10 |  |  |  |  | R-410A | 2.4167 | Residential & Commercial | USHP | Ducted CEE Tier 1
213433231 | Central HP <5.4 tons | 1HVAC | HRCU-A-CB (Split System: Heat Pump with Remote Outdoor Unit-Air-Source) | ACIQ-30-HPB |  |  | ACIQ-30W-WM | 0 | 30000 | 16.9 | 9 | 31000 | 25000 | 80.65% | 1.8 | 0 | 10 |  |  |  |  | R-410A | 2.5 | Residential & Commercial | USHP | Ducted CEE Tier 1
213433235 | Central HP <5.4 tons | 1HVAC | HRCU-A-CB (Split System: Heat Pump with Remote Outdoor Unit-Air-Source) | ACIQ-30-HPB |  |  | ACIQ-30W-P | 0 | 28000 | 18.2 | 8.8 | 30000 | 26000 | 86.67% | 1.8 | 0 | 11.7 |  |  |  |  | R-410A | 2.3333 | Residential & Commercial | USHP | Ducted CEE Tier 1
216032541 | Central HP <5.4 tons | MRCOOL | HRCU-A-CB (Split System: Heat Pump with Remote Outdoor Unit-Air-Source) | DIY-24-HP-C-230D25-O |  |  | DIY-24-HP-MUAH-230D00-O | 0 | 24000 | 19.4 | 9.1 | 24000 | 18000 | 75% | 2.1 | 0 | 11.7 |  |  |  |  | R-454B | 2 | Residential & Commercial | USHP | Ducted CEE Tier 1
212437267 | Central HP <5.4 tons | BOSCH | HRCU-A-CB (Split System: Heat Pump with Remote Outdoor Unit-Air-Source) | BOVA-24HDN1-M15G |  |  | BWA-18WN1-M16 | 0 | 18000 | 16.1 | 9 | 18000 | 12900 | 71.67% | 1.81 | 0 | 11.7 |  |  |  |  | R-410A | 1.5 | Residential & Commercial | USHP | Ducted CEE Tier 1
216032233 | Central HP <5.4 tons | 1HVAC | HRCU-A-CB (Split System: Heat Pump with Remote Outdoor Unit-Air-Source) | ACIQ-60-HPD |  |  | ACIQ-60-AHD | 0 | 54000 | 16 | 9 | 56000 | 52000 | 92.86% | 1.8 | 0 | 10 |  |  |  |  | R-454B | 4.5 | Residential & Commercial | USHP | Ducted CEE Tier 1
206133773 | Central HP <5.4 tons | KEEPRITE | HRCU-A-CB (Split System: Heat Pump with Remote Outdoor Unit-Air-Source) | CVH825GKA2* |  |  | EA*4X36L21A*+WALLCON | *95CSU0601716A* | 23600 | 16.5 | 8.1 | 21600 | 16700 | 77.31% | 1.92 | 11 | 10.5 |  |  |  |  | R-410A | 1.9667 | Residential & Commercial | USHP | Ducted CEE Tier 1
216738712 | Central HP <5.4 tons | GRANDAIRE | HRCU-A-CB (Split System: Heat Pump with Remote Outdoor Unit-Air-Source) | WD5CUHAH24AAK |  |  | W5SH36M12XA* | WFSU060B048B* | 22600 | 16 | 8.1 | 20800 | 18500 | 88.94% | 1.85 | 0 | 11 |  |  |  |  | R-454B | 1.8833 | Residential & Commercial | USHP | Ducted CEE Tier 1
207658536 | Central HP <5.4 tons | BOSCH | HRCU-A-CB (Split System: Heat Pump with Remote Outdoor Unit-Air-Source) | BOVB-36HDN1-M20G |  |  | BMA*2430ANTD | BGH96M060B3A | 23800 | 18 | 9 | 24000 | 17200 | 71.67% | 1.85 | 13 | 12 |  |  |  |  | R-410A | 1.9833 | Residential & Commercial | USHP | Ducted CEE Tier 1
215402224 | Central HP <5.4 tons | AMERISTAR | HRCU-A-CB (Split System: Heat Pump with Remote Outdoor Unit-Air-Source) | E4HL5036A1000A |  |  | 4TXCB004DS3 | A801X060BM4SD | 30000 | 15.2 | 8.1 | 25000 | 18000 | 72% | 1.75 | 0 | 9.5 |  |  |  |  | R-410A | 2.5 | Residential & Commercial | USHP
214279915 | Central HP <5.4 tons | GRANDAIRE | HRCU-A-CB (Split System: Heat Pump with Remote Outdoor Unit-Air-Source) | WDLCURAH24ABK |  |  | WLA*364BA* | WFSX060B048B* | 23400 | 16.5 | 9 | 25600 | 23800 | 92.97% | 1.96 | 0 | 10 |  |  |  |  | R-410A | 1.95 | Residential & Commercial | USHP | Ducted CEE Tier 1
203377010 | Central HP <5.4 tons | BOSCH | HRCU-A-C (Split System: Heat Pump with Remote Outdoor Unit with No Indoor Fan --Air Source) | BOVA-36HDN1-M20G |  |  | BMA*2430ANTD | 0 | 23200 | 15.2 | 9 | 24000 | 16900 | 70.42% | 1.98 | 11.8 | 12 |  |  |  |  | R-410A | 1.9333 | Residential & Commercial | USHP | Ducted CEE Tier 1
211133468 | Central HP <5.4 tons | SAMSUNG | HRCU-A-CB (Split System: Heat Pump with Remote Outdoor Unit-Air-Source) | AC036BXUDCH |  |  | BVRMC3937 | 0 | 36000 | 17 | 8.1 | 34600 | 31600 | 91.33% | 1.8 | 0 | 9 |  |  |  |  | R-410A | 3 | Residential & Commercial | USHP
212510774 | Central HP <5.4 tons | AMERISTAR | HRCU-A-CB (Split System: Heat Pump with Remote Outdoor Unit-Air-Source) | E4HL5036A1000A |  |  | 4TXCB004DS3 | A952V080BU4SAD | 30000 | 15.2 | 8.1 | 25000 | 18000 | 72% | 1.75 | 0 | 9.5 |  |  |  |  | R-410A | 2.5 | Residential & Commercial | USHP
206771898 | Central HP <5.4 tons | KEEPRITE | HRCU-A-CB (Split System: Heat Pump with Remote Outdoor Unit-Air-Source) | CVH837GKA2* |  |  | EA*4X48L24A*+WALLCON | *80CTL0902120A* | 32400 | 17.5 | 8.5 | 32600 | 25000 | 76.69% | 1.98 | 12 | 11.7 |  |  |  |  | R-410A | 2.7 | Residential & Commercial | USHP | Ducted CEE Tier 1
206772375 | Central HP <5.4 tons | KEEPRITE | HRCU-A-CB (Split System: Heat Pump with Remote Outdoor Unit-Air-Source) | CVH837GKA2* |  |  | EN(A,D)4X48L24**+WALLCON | *80CTL1352422A* | 32400 | 17.5 | 8.1 | 32800 | 24800 | 75.61% | 1.98 | 12 | 11.7 |  |  |  |  | R-410A | 2.7 | Residential & Commercial | USHP | Ducted CEE Tier 1
216733105 | Central HP <5.4 tons | GRANDAIRE | HRCU-A-CB (Split System: Heat Pump with Remote Outdoor Unit-Air-Source) | WD5CUHAH24AAK |  |  | W5A*24M17XA* | WFJT060B048A* | 22000 | 16 | 8.5 | 21000 | 19100 | 90.95% | 1.96 | 0 | 10.5 |  |  |  |  | R-454B | 1.8333 | Residential & Commercial | USHP | Ducted CEE Tier 1
206133959 | Central HP <5.4 tons | KEEPRITE | HRCU-A-CB (Split System: Heat Pump with Remote Outdoor Unit-Air-Source) | CVH825GKA2* |  |  | EHD4X30AAL+WALLCON | *95CSU0802120A* | 23800 | 16 | 8.1 | 21800 | 16700 | 76.61% | 1.98 | 11 | 10.5 |  |  |  |  | R-410A | 1.9833 | Residential & Commercial | USHP | Ducted CEE Tier 1
216679889 | Central HP <5.4 tons | GRANDAIRE | HRCU-A-CB (Split System: Heat Pump with Remote Outdoor Unit-Air-Source) | WDLCURAH36ABK |  |  | WLA*484CA* | WFJT080B048A* | 35400 | 16 | 8.5 | 37400 | 34200 | 91.44% | 1.94 | 0 | 9.5 |  |  |  |  | R-410A | 2.95 | Residential & Commercial | USHP
216733535 | Central HP <5.4 tons | GRANDAIRE | HRCU-A-CB (Split System: Heat Pump with Remote Outdoor Unit-Air-Source) | WD5CUHAH24AAK |  |  | W5A*25M17XA* | WFSU060B048B* | 23000 | 16.5 | 8.5 | 20600 | 18400 | 89.32% | 1.96 | 0 | 11 |  |  |  |  | R-454B | 1.9167 | Residential & Commercial | USHP | Ducted CEE Tier 1
204456858 | Central HP <5.4 tons | KEEPRITE | HRCU-A-CB (Split System: Heat Pump with Remote Outdoor Unit-Air-Source) | CVH825GKA2* |  |  | EA*4X37L17A*+WALLCON | *97CMN0601714A* | 24000 | 16 | 8.1 | 21600 | 16900 | 78.24% | 1.98 | 11 | 10.5 |  |  |  |  | R-410A | 2 | Residential & Commercial | USHP | Ducted CEE Tier 1
206133321 | Central HP <5.4 tons | KEEPRITE | HRCU-A-CB (Split System: Heat Pump with Remote Outdoor Unit-Air-Source) | CVH825GKA2* |  |  | EA*4X25L17A*+WALLCON | *80CSU0401712A* | 24400 | 17 | 8.1 | 21200 | 16600 | 78.3% | 2.02 | 11.5 | 11 |  |  |  |  | R-410A | 2.0333 | Residential & Commercial | USHP | Ducted CEE Tier 1
204456658 | Central HP <5.4 tons | KEEPRITE | HRCU-A-CB (Split System: Heat Pump with Remote Outdoor Unit-Air-Source) | CVH825GKA2* |  |  | EA*4X36L17A*+WALLCON | *80CTL0901716A* | 23600 | 17 | 8.1 | 21400 | 16600 | 77.57% | 1.94 | 11.5 | 11 |  |  |  |  | R-410A | 1.9667 | Residential & Commercial | USHP | Ducted CEE Tier 1
206773060 | Central HP <5.4 tons | KEEPRITE | HRCU-A-CB (Split System: Heat Pump with Remote Outdoor Unit-Air-Source) | CVH837GKA2* |  |  | EA*4X37L21A*+WALLCON | *80CSU1002120A* | 32800 | 17 | 8.5 | 33000 | 25200 | 76.36% | 1.96 | 12 | 11 |  |  |  |  | R-410A | 2.7333 | Residential & Commercial | USHP | Ducted CEE Tier 1
212510766 | Central HP <5.4 tons | AMERISTAR | HRCU-A-CB (Split System: Heat Pump with Remote Outdoor Unit-Air-Source) | E4HL5024A1000A |  |  | 4TXCB003DS3 | A951X040BU3SAB | 24000 | 15.2 | 8.5 | 24000 | 21000 | 87.5% | 1.85 | 0 | 9 |  |  |  |  | R-410A | 2 | Residential & Commercial | USHP
206773285 | Central HP <5.4 tons | KEEPRITE | HRCU-A-CB (Split System: Heat Pump with Remote Outdoor Unit-Air-Source) | CVH837GKA2* |  |  | EN(A,D,W)4X48L21**+WALLCON | *80CSU1002120A* | 32400 | 17 | 8.1 | 33000 | 24800 | 75.15% | 1.94 | 12.2 | 11.5 |  |  |  |  | R-410A | 2.7 | Residential & Commercial | USHP | Ducted CEE Tier 1
206772583 | Central HP <5.4 tons | KEEPRITE | HRCU-A-CB (Split System: Heat Pump with Remote Outdoor Unit-Air-Source) | CVH837GKA2* |  |  | EHD4X36AAL+WALLCON | *96CTN1202422A* | 32200 | 16.5 | 8.1 | 33200 | 24600 | 74.1% | 1.94 | 11 | 11 |  |  |  |  | R-410A | 2.6833 | Residential & Commercial | USHP | Ducted CEE Tier 1
208480448 | Central HP <5.4 tons | Honeywell | HRCU-A-CB (Split System: Heat Pump with Remote Outdoor Unit-Air-Source) | HSH17S-60AAA |  |  | HVTAN-48SA | 0 | 48000 | 17 | 9 | 48000 | 39000 | 81.25% | 1.8 | 11.5 | 11 |  |  |  |  | R-410A | 4 | Residential & Commercial | USHP | Ducted CEE Tier 1
211644118 | Central HP <5.4 tons | MRCOOL | HRCU-A-CB (Split System: Heat Pump with Remote Outdoor Unit-Air-Source) | MVP-24-HP-C-230-25 |  |  | MVP-24-HP-MUAH-230-25 | 0 | 24000 | 16.7 | 9.1 | 24000 | 18100 | 75.42% | 2.29 | 12.5 | 11.7 |  |  |  |  | R-410A | 2 | Residential & Commercial | USHP | Ducted CEE Tier 1
206136327 | Central HP <5.4 tons | KEEPRITE | HRCU-A-CB (Split System: Heat Pump with Remote Outdoor Unit-Air-Source) | CVH837GKA** |  |  | EHD4X36AAL+WALLCON | *95CSU1002122A* | 32200 | 16.5 | 8.1 | 33200 | 24600 | 74.1% | 1.94 | 11.5 | 11 |  |  |  |  | R-410A | 2.6833 | Residential & Commercial | USHP | Ducted CEE Tier 1
210597385 | Central HP <5.4 tons | KEEPRITE | HRCU-A-CB (Split System: Heat Pump with Remote Outdoor Unit-Air-Source) | CVH837GKA** |  |  | EA*4X60L24A*+WALLCON | *95CSU1002122A* | 32800 | 18 | 8.5 | 31800 | 24800 | 77.99% | 2 | 0 | 11.5 |  |  |  |  | R-410A | 2.7333 | Residential & Commercial | USHP | Ducted CEE Tier 1
210597472 | Central HP <5.4 tons | KEEPRITE | HRCU-A-CB (Split System: Heat Pump with Remote Outdoor Unit-Air-Source) | CVH837GKA** |  |  | EA*4X61L24A*+WALLCON | *96CTN1202422A* | 33200 | 18 | 8.5 | 32000 | 24800 | 77.5% | 2 | 0 | 12 |  |  |  |  | R-410A | 2.7667 | Residential & Commercial | USHP | Ducted CEE Tier 1
210597553 | Central HP <5.4 tons | KEEPRITE | HRCU-A-CB (Split System: Heat Pump with Remote Outdoor Unit-Air-Source) | CVH837GKA** |  |  | EHD4X60AAL+WALLCON | *97CMN1002122A* | 33000 | 17 | 8.1 | 32200 | 24800 | 77.02% | 2.02 | 0 | 11.5 |  |  |  |  | R-410A | 2.75 | Residential & Commercial | USHP | Ducted CEE Tier 1
206133421 | Central HP <5.4 tons | KEEPRITE | HRCU-A-CB (Split System: Heat Pump with Remote Outdoor Unit-Air-Source) | CVH825GKA2* |  |  | EA*4X37L17A*+WALLCON | *80CSU0401712A* | 24200 | 17 | 8.1 | 21400 | 16700 | 78.04% | 2 | 11.5 | 11 |  |  |  |  | R-410A | 2.0167 | Residential & Commercial | USHP | Ducted CEE Tier 1
210596847 | Central HP <5.4 tons | KEEPRITE | HRCU-A-CB (Split System: Heat Pump with Remote Outdoor Unit-Air-Source) | CVH825GKA2* |  |  | EA*4X48L21A*+WALLCON | *97CMN0602120A* | 24000 | 16.5 | 8.1 | 21000 | 16600 | 79.05% | 2 | 0 | 11 |  |  |  |  | R-410A | 2 | Residential & Commercial | USHP | Ducted CEE Tier 1
210596874 | Central HP <5.4 tons | KEEPRITE | HRCU-A-CB (Split System: Heat Pump with Remote Outdoor Unit-Air-Source) | CVH825GKA2* |  |  | EA*4X48L24A*+WALLCON | *97CMN0602120A* | 24000 | 16.5 | 8.1 | 21000 | 16600 | 79.05% | 2 | 0 | 11 |  |  |  |  | R-410A | 2 | Residential & Commercial | USHP | Ducted CEE Tier 1
216980831 | Central HP <5.4 tons | 1HVAC | HRCU-A-CB (Split System: Heat Pump with Remote Outdoor Unit-Air-Source) | ACIQ-30-HPD |  |  | ACIQ-30W-PB | 0 | 30000 | 16.3 | 9.5 | 31000 | 31000 | 100% | 1.86 | 0 | 11 |  |  |  |  | R-454B | 2.5 | Residential & Commercial | USHP | Ducted CEE Tier 1
216032531 | Central HP <5.4 tons | MRCOOL | HRCU-A-CB (Split System: Heat Pump with Remote Outdoor Unit-Air-Source) | CENTRAL-30-HP-C-230B00-O |  |  | MVP-30-HP-MUAH-230A00-O | 0 | 30000 | 16.8 | 10 | 34000 | 32600 | 95.88% | 1.96 | 0 | 11.7 |  |  |  |  | R-454B | 2.5 | Residential & Commercial | USHP | Ducted CEE Tier 1
216738567 | Central HP <5.4 tons | GRANDAIRE | HRCU-A-CB (Split System: Heat Pump with Remote Outdoor Unit-Air-Source) | WD5CUHAH24AAK |  |  | W5SH36M12XA* | WFSX080B048B* | 22800 | 15.2 | 8.1 | 20800 | 18600 | 89.42% | 1.9 | 0 | 10.5 |  |  |  |  | R-454B | 1.9 | Residential & Commercial | USHP | Ducted CEE Tier 1
216739018 | Central HP <5.4 tons | GRANDAIRE | HRCU-A-CB (Split System: Heat Pump with Remote Outdoor Unit-Air-Source) | WD5CUHAH24AAK |  |  | FEVB0036**+NAVA53601CK | 0 | 24000 | 15.2 | 8.5 | 21800 | 19200 | 88.07% | 1.98 | 0 | 11 |  |  |  |  | R-454B | 2 | Residential & Commercial | USHP | Ducted CEE Tier 1
206773506 | Central HP <5.4 tons | KEEPRITE | HRCU-A-CB (Split System: Heat Pump with Remote Outdoor Unit-Air-Source) | CVH837GKA2* |  |  | EA*4X48L21A*+WALLCON | *95CSU0802120A* | 32400 | 17.5 | 8.5 | 32600 | 25000 | 76.69% | 1.98 | 12 | 11.5 |  |  |  |  | R-410A | 2.7 | Residential & Commercial | USHP | Ducted CEE Tier 1
210596661 | Central HP <5.4 tons | KEEPRITE | HRCU-A-CB (Split System: Heat Pump with Remote Outdoor Unit-Air-Source) | CVH825GKA2* |  |  | EA*4X42L21A*+WALLCON | *80CTL0451712A* | 23600 | 16.5 | 8.1 | 21600 | 16800 | 77.78% | 1.94 | 0 | 10.5 |  |  |  |  | R-410A | 1.9667 | Residential & Commercial | USHP | Ducted CEE Tier 1
215402196 | Central HP <5.4 tons | AMERISTAR | HRCU-A-CB (Split System: Heat Pump with Remote Outdoor Unit-Air-Source) | E4HL5024A1000A |  |  | 4TXCB003DS3 | A952V040BU3SB | 24000 | 15.2 | 8.5 | 24000 | 21000 | 87.5% | 1.85 | 0 | 9 |  |  |  |  | R-410A | 2 | Residential & Commercial | USHP
214771718 | Central HP <5.4 tons | BOSCH | HRCU-A-CB (Split System: Heat Pump with Remote Outdoor Unit-Air-Source) | BOVA-36RTB-M20S |  |  | BMAC3036BBTA | BGH96M060B3C | 33600 | 17.5 | 9 | 34200 | 24000 | 70.18% | 1.88 | 0 | 11 |  |  |  |  | R-454B | 2.8 | Residential & Commercial | USHP | Ducted CEE Tier 1
205750748 | Central HP <5.4 tons | KEEPRITE | HRCU-A-CB (Split System: Heat Pump with Remote Outdoor Unit-Air-Source) | CVH825GKA2* |  |  | EA*4X37L21A*+WALLCON | *97CMN0602120A* | 24400 | 16.5 | 8.1 | 21200 | 16700 | 78.77% | 2.02 | 11 | 11 |  |  |  |  | R-410A | 2.0333 | Residential & Commercial | USHP | Ducted CEE Tier 1
216734788 | Central HP <5.4 tons | GRANDAIRE | HRCU-A-CB (Split System: Heat Pump with Remote Outdoor Unit-Air-Source) | WD5CUHAH24AAK |  |  | W5A*36M17XA* | WFST040A030A* | 22200 | 15.5 | 8.1 | 20800 | 18800 | 90.38% | 1.85 | 0 | 10.5 |  |  |  |  | R-454B | 1.85 | Residential & Commercial | USHP | Ducted CEE Tier 1
216980832 | Central HP <5.4 tons | 1HVAC | HRCU-A-CB (Split System: Heat Pump with Remote Outdoor Unit-Air-Source) | ACIQ-36-HPD |  |  | ACIQ-36W-PB | 0 | 36000 | 15.4 | 9.8 | 37000 | 36000 | 97.3% | 1.9 | 0 | 10.2 |  |  |  |  | R-454B | 3 | Residential & Commercial | USHP | Ducted CEE Tier 1
216032230 | Central HP <5.4 tons | 1HVAC | HRCU-A-CB (Split System: Heat Pump with Remote Outdoor Unit-Air-Source) | ACIQ-36-HPD |  |  | ACIQ-36-AHD | 0 | 36000 | 17.4 | 10.3 | 37000 | 39000 | 105.4% | 1.9 | 0 | 11.7 |  |  |  |  | R-454B | 3 | Residential & Commercial | USHP | Ducted CEE Tier 1
212989491 | Central HP <5.4 tons | PAYNE HEATING AND COOLING | HRCU-A-CB (Split System: Heat Pump with Remote Outdoor Unit-Air-Source) | 38MURAQ36AB3* |  |  | CAP**4821AL* | PG95MSUA60080C** | 35600 | 16.5 | 8.5 | 37800 | 34600 | 91.53% | 2.02 | 0 | 10 |  |  |  |  | R-410A | 2.9667 | Residential & Commercial | USHP | Ducted CEE Tier 1
212510775 | Central HP <5.4 tons | AMERISTAR | HRCU-A-CB (Split System: Heat Pump with Remote Outdoor Unit-Air-Source) | E4HL5036A1000A |  |  | 4TXCB006DS3 | A801X080BM4SCA | 30000 | 15.2 | 8.1 | 27000 | 19000 | 70.37% | 1.75 | 0 | 9.8 |  |  |  |  | R-410A | 2.5 | Residential & Commercial | USHP
206772817 | Central HP <5.4 tons | KEEPRITE | HRCU-A-CB (Split System: Heat Pump with Remote Outdoor Unit-Air-Source) | CVH837GKA2* |  |  | EHD4X42AAL+WALLCON | *96CTN1002122A* | 32600 | 16.5 | 8.1 | 33000 | 24800 | 75.15% | 1.96 | 12 | 11 |  |  |  |  | R-410A | 2.7167 | Residential & Commercial | USHP | Ducted CEE Tier 1
206773605 | Central HP <5.4 tons | KEEPRITE | HRCU-A-CB (Split System: Heat Pump with Remote Outdoor Unit-Air-Source) | CVH837GKA2* |  |  | EN(A,D,W)4X48L21**+WALLCON | *95CSU0802120A* | 32400 | 17.5 | 8.1 | 32800 | 24800 | 75.61% | 1.96 | 12 | 11.7 |  |  |  |  | R-410A | 2.7 | Residential & Commercial | USHP | Ducted CEE Tier 1
216032227 | Central HP <5.4 tons | 1HVAC | HRCU-A-CB (Split System: Heat Pump with Remote Outdoor Unit-Air-Source) | ACIQ-18-HPD |  |  | ACIQ-18-AHD | 0 | 18000 | 19 | 9.7 | 19000 | 18000 | 94.74% | 2 | 0 | 12.5 |  |  |  |  | R-454B | 1.5 | Residential & Commercial | USHP | Ducted CEE Tier 1
216776163 | Central HP <5.4 tons | AMERISTAR | HRCU-A-CB (Split System: Heat Pump with Remote Outdoor Unit-Air-Source) | A5HL5060A1 |  |  | A5AHV007A1D3 | 0 | 53000 | 16 | 8.1 | 54000 | 42000 | 77.78% | 1.75 | 0 | 10 |  |  |  |  | R-454B | 4.4167 | Residential & Commercial | USHP | Ducted CEE Tier 1
211749864 | Central HP <5.4 tons | AMERISTAR | HRCU-A-CB (Split System: Heat Pump with Remote Outdoor Unit-Air-Source) | E4HL5060A1000A |  |  | E4AH5E48A1K30A | 0 | 48000 | 15.2 | 8.1 | 48000 | 34000 | 70.83% | 1.75 | 0 | 8.6 |  |  |  |  | R-410A | 4 | Residential & Commercial | USHP
207658527 | Central HP <5.4 tons | BOSCH | HRCU-A-C (Split System: Heat Pump with Remote Outdoor Unit with No Indoor Fan --Air Source) | BOVB-36HDN1-M20G |  |  | BMA*2430BNTD | 0 | 23400 | 15.2 | 9 | 24000 | 16900 | 70.42% | 1.99 | 11.8 | 12 |  |  |  |  | R-410A | 1.95 | Residential & Commercial | USHP | Ducted CEE Tier 1
206136091 | Central HP <5.4 tons | KEEPRITE | HRCU-A-CB (Split System: Heat Pump with Remote Outdoor Unit-Air-Source) | CVH837GKA** |  |  | EA*4X37L21A*+WALLCON | *95CSU1002122A* | 33000 | 17.5 | 8.5 | 32800 | 25000 | 76.22% | 2 | 12 | 11.5 |  |  |  |  | R-410A | 2.75 | Residential & Commercial | USHP | Ducted CEE Tier 1
216980805 | Central HP <5.4 tons | 1HVAC | HRCU-A-C (Split System: Heat Pump with Remote Outdoor Unit with No Indoor Fan --Air Source) | ACIQ-18-HPD |  |  | ACIQ-24-ACL-14-B | 0 | 18000 | 16.1 | 9.5 | 19000 | 18000 | 94.74% | 2.06 | 0 | 11.7 |  |  |  |  | R-454B | 1.5 | Residential & Commercial | USHP | Ducted CEE Tier 1
212976030 | Central HP <5.4 tons | GRANDAIRE | HRCU-A-CB (Split System: Heat Pump with Remote Outdoor Unit-Air-Source) | WDLCURAH24ABK |  |  | WLA*304BA* | WFST080B048A* | 23400 | 17 | 8.5 | 26200 | 24200 | 92.37% | 2.02 | 0 | 10 |  |  |  |  | R-410A | 1.95 | Residential & Commercial | USHP | Ducted CEE Tier 1
214570702 | Central HP <5.4 tons | ARCOAIRE | HRCU-A-CB (Split System: Heat Pump with Remote Outdoor Unit-Air-Source) | HVH825GKA3* |  |  | EA*4X48L21A*+WALLCON | *97CMN0602120B* | 24000 | 16.5 | 8.5 | 21000 | 16600 | 79.05% | 2 | 0 | 10.5 |  |  |  |  | R-410A | 2 | Residential & Commercial | USHP | Ducted CEE Tier 1
214572672 | Central HP <5.4 tons | ARCOAIRE | HRCU-A-CB (Split System: Heat Pump with Remote Outdoor Unit-Air-Source) | HVH837GKA** |  |  | EA*4X42L24A*+WALLCON | *95CSU1002122B* | 31800 | 17.5 | 8.5 | 32800 | 24400 | 74.39% | 1.9 | 0 | 11 |  |  |  |  | R-410A | 2.65 | Residential & Commercial | USHP | Ducted CEE Tier 1
216738007 | Central HP <5.4 tons | GRANDAIRE | HRCU-A-CB (Split System: Heat Pump with Remote Outdoor Unit-Air-Source) | WD5CUHAH24AAK |  |  | W5SH36M12XA* | WFE*045A036C* | 22800 | 15.5 | 8.1 | 20800 | 18500 | 88.94% | 1.9 | 0 | 10.5 |  |  |  |  | R-454B | 1.9 | Residential & Commercial | USHP | Ducted CEE Tier 1
216738242 | Central HP <5.4 tons | GRANDAIRE | HRCU-A-CB (Split System: Heat Pump with Remote Outdoor Unit-Air-Source) | WD5CUHAH24AAK |  |  | W5SH36M12XA* | WFEU100C060B* | 22800 | 16 | 8.1 | 21000 | 18600 | 88.57% | 1.85 | 0 | 11 |  |  |  |  | R-454B | 1.9 | Residential & Commercial | USHP | Ducted CEE Tier 1
216623428 | Central HP <5.4 tons | MAINLINE | HRCU-A-C (Split System: Heat Pump with Remote Outdoor Unit with No Indoor Fan --Air Source) | ML24HP230LMNTH-O |  |  | ML24HP230CC14-I | 0 | 24000 | 16 | 9.5 | 25000 | 21000 | 84% | 1.8 | 0 | 10 |  |  |  |  | R-454B | 2 | Residential & Commercial | USHP | Ducted CEE Tier 1
213739486 | Central HP <5.4 tons | DAY & NIGHT | HRCU-A-CB (Split System: Heat Pump with Remote Outdoor Unit-Air-Source) | DLCURAH18ABK | ADP |  | FG33936 | *80MS(N,L)0451412A* | 17400 | 16 | 8.5 | 16800 | 18800 | 111.9% | 2.3 | 0 | 11 |  |  |  |  | R-410A | 1.45 | Residential & Commercial | USHP | Ducted CEE Tier 1
213739502 | Central HP <5.4 tons | DAY & NIGHT | HRCU-A-CB (Split System: Heat Pump with Remote Outdoor Unit-Air-Source) | DLCURAH18ABK | ADP |  | PL36H210P299 | *80MS(N,L)0701712A* | 18000 | 17 | 8.5 | 16200 | 17300 | 106.8% | 2.14 | 0 | 11 |  |  |  |  | R-410A | 1.5 | Residential & Commercial | USHP | Ducted CEE Tier 1
210597481 | Central HP <5.4 tons | KEEPRITE | HRCU-A-CB (Split System: Heat Pump with Remote Outdoor Unit-Air-Source) | CVH837GKA** |  |  | EA*4X61L24A*+WALLCON | *97CMN1002122A* | 33200 | 18 | 8.5 | 32000 | 24800 | 77.5% | 2 | 0 | 12 |  |  |  |  | R-410A | 2.7667 | Residential & Commercial | USHP | Ducted CEE Tier 1
212510759 | Central HP <5.4 tons | AMERISTAR | HRCU-A-CB (Split System: Heat Pump with Remote Outdoor Unit-Air-Source) | E4HL5018A1000A |  |  | 4TXCB003DS3 | A801X040BM2SCA | 20000 | 15.2 | 8.5 | 20000 | 18000 | 90% | 1.85 | 0 | 9 |  |  |  |  | R-410A | 1.6667 | Residential & Commercial | USHP
213739545 | Central HP <5.4 tons | DAY & NIGHT | HRCU-A-CB (Split System: Heat Pump with Remote Outdoor Unit-Air-Source) | DLCURAH18ABK | ADP |  | FG80936 | *92MSN0401712A* | 17200 | 15.2 | 8.1 | 16700 | 18900 | 113.2% | 2.3 | 0 | 10.5 |  |  |  |  | R-410A | 1.4333 | Residential & Commercial | USHP | Ducted CEE Tier 1
213739552 | Central HP <5.4 tons | DAY & NIGHT | HRCU-A-CB (Split System: Heat Pump with Remote Outdoor Unit-Air-Source) | DLCURAH18ABK | ADP |  | FG35936 | *92MSN0601412A* | 17500 | 16 | 8.5 | 16900 | 18800 | 111.2% | 2.3 | 0 | 11 |  |  |  |  | R-410A | 1.4583 | Residential & Commercial | USHP | Ducted CEE Tier 1
215864314 | Central HP <5.4 tons | MAINLINE | HRCU-A-CB (Split System: Heat Pump with Remote Outdoor Unit-Air-Source) | ML36HP230LMNTH-O |  |  | ML36HP230LMNTAHU-I | 0 | 36000 | 17.4 | 10.3 | 37000 | 39000 | 105.4% | 1.9 | 0 | 11.7 |  |  |  |  | R-454B | 3 | Residential & Commercial | USHP | Ducted CEE Tier 1
206773614 | Central HP <5.4 tons | KEEPRITE | HRCU-A-CB (Split System: Heat Pump with Remote Outdoor Unit-Air-Source) | CVH837GKA2* |  |  | EN(A,D,W)4X48L21**+WALLCON | *95CSU1002122A* | 32400 | 17.5 | 8.1 | 32800 | 24600 | 75% | 1.98 | 12 | 11.7 |  |  |  |  | R-410A | 2.7 | Residential & Commercial | USHP | Ducted CEE Tier 1
206773666 | Central HP <5.4 tons | KEEPRITE | HRCU-A-CB (Split System: Heat Pump with Remote Outdoor Unit-Air-Source) | CVH837GKA2* |  |  | EHD4X42AAL+WALLCON | *95CSU1002122A* | 32600 | 17 | 8.1 | 33000 | 24800 | 75.15% | 1.96 | 11.5 | 11 |  |  |  |  | R-410A | 2.7167 | Residential & Commercial | USHP | Ducted CEE Tier 1
206773684 | Central HP <5.4 tons | KEEPRITE | HRCU-A-CB (Split System: Heat Pump with Remote Outdoor Unit-Air-Source) | CVH837GKA2* |  |  | EHD4X48AAL+WALLCON | *95CSU1002122A* | 32600 | 17 | 8.1 | 32800 | 24800 | 75.61% | 1.98 | 11.5 | 11 |  |  |  |  | R-410A | 2.7167 | Residential & Commercial | USHP | Ducted CEE Tier 1
206772646 | Central HP <5.4 tons | KEEPRITE | HRCU-A-CB (Split System: Heat Pump with Remote Outdoor Unit-Air-Source) | CVH837GKA2* |  |  | EHD4X36AAL+WALLCON | *96CTN1002122A* | 32200 | 16.5 | 8.1 | 33200 | 24800 | 74.7% | 1.94 | 11.5 | 11 |  |  |  |  | R-410A | 2.6833 | Residential & Commercial | USHP | Ducted CEE Tier 1
215402192 | Central HP <5.4 tons | AMERISTAR | HRCU-A-CB (Split System: Heat Pump with Remote Outdoor Unit-Air-Source) | E4HL5018A1000A |  |  | 4TXCB003DS3 | A801X040BM2SD | 20000 | 15.2 | 8.5 | 20000 | 18000 | 90% | 1.85 | 0 | 9 |  |  |  |  | R-410A | 1.6667 | Residential & Commercial | USHP
216737900 | Central HP <5.4 tons | GRANDAIRE | HRCU-A-CB (Split System: Heat Pump with Remote Outdoor Unit-Air-Source) | WD5CUHAH24AAK |  |  | W5SH30M12XA* | WFJT060B048A* | 22400 | 15.5 | 8.1 | 21000 | 18800 | 89.52% | 1.85 | 0 | 10.5 |  |  |  |  | R-454B | 1.8667 | Residential & Commercial | USHP | Ducted CEE Tier 1
216980850 | Central HP <5.4 tons | 1HVAC | HRCU-A-CB (Split System: Heat Pump with Remote Outdoor Unit-Air-Source) | EZ-36-EHPB |  |  | EZ-36-AHB | 0 | 36000 | 16.2 | 8.7 | 36000 | 27000 | 75% | 2 | 0 | 10 |  |  |  |  | R-454B | 3 | Residential & Commercial | USHP | Ducted CEE Tier 1
210295926 | Central HP <5.4 tons | MRCOOL | HRCU-A-CB (Split System: Heat Pump with Remote Outdoor Unit-Air-Source) | DIYH-18-HP-C-230C25 |  |  | DIYH-18-HP-MUAH-230C25 | 0 | 18000 | 17.5 | 10 | 20000 | 18000 | 90% | 2.13 | 12.5 | 11.7 |  |  |  |  | R-410A | 1.5 | Residential & Commercial | USHP | Ducted CEE Tier 1
216739050 | Central HP <5.4 tons | ARCOAIRE | HRCU-A-CB (Split System: Heat Pump with Remote Outdoor Unit-Air-Source) | D5CUHAH24AAK |  |  | FHMA5*30L*B* | 0 | 23400 | 16 | 8.5 | 21200 | 18800 | 88.68% | 1.96 | 0 | 11 |  |  |  |  | R-454B | 1.95 | Residential & Commercial | USHP | Ducted CEE Tier 1
216739051 | Central HP <5.4 tons | ARCOAIRE | HRCU-A-CB (Split System: Heat Pump with Remote Outdoor Unit-Air-Source) | D5CUHAH24AAK |  |  | F5MA5*30L*B* | 0 | 23400 | 16 | 8.5 | 21200 | 18800 | 88.68% | 1.96 | 0 | 11 |  |  |  |  | R-454B | 1.95 | Residential & Commercial | USHP | Ducted CEE Tier 1
214771713 | Central HP <5.4 tons | BOSCH | HRCU-A-CB (Split System: Heat Pump with Remote Outdoor Unit-Air-Source) | BOVA-36RTB-M20S |  |  | BMAC2430ABTA | BGH96M080B3C | 23800 | 18 | 9 | 24000 | 16800 | 70% | 1.85 | 0 | 11.7 |  |  |  |  | R-454B | 1.9833 | Residential & Commercial | USHP | Ducted CEE Tier 1
216623532 | Central HP <5.4 tons | MIDEA | HRCU-A-CB (Split System: Heat Pump with Remote Outdoor Unit-Air-Source) | MO1BE-H36B-2A |  |  | MAPHE-H36B-2A | 0 | 36000 | 15.4 | 8.7 | 37000 | 28400 | 76.76% | 1.86 | 0 | 9.2 |  |  |  |  | R-454B | 3 | Residential & Commercial | USHP
216734407 | Central HP <5.4 tons | GRANDAIRE | HRCU-A-CB (Split System: Heat Pump with Remote Outdoor Unit-Air-Source) | WD5CUHAH24AAK |  |  | W5A*36M17XA* | WFE*070B048C* | 22400 | 16 | 8.1 | 20800 | 18700 | 89.9% | 1.9 | 0 | 11 |  |  |  |  | R-454B | 1.8667 | Residential & Commercial | USHP | Ducted CEE Tier 1
216734852 | Central HP <5.4 tons | GRANDAIRE | HRCU-A-CB (Split System: Heat Pump with Remote Outdoor Unit-Air-Source) | WD5CUHAH24AAK |  |  | W5A*36M17XA* | WFJT080B048A* | 22200 | 16 | 8.1 | 20800 | 18700 | 89.9% | 1.85 | 0 | 10.5 |  |  |  |  | R-454B | 1.85 | Residential & Commercial | USHP | Ducted CEE Tier 1
216735202 | Central HP <5.4 tons | GRANDAIRE | HRCU-A-CB (Split System: Heat Pump with Remote Outdoor Unit-Air-Source) | WD5CUHAH24AAK |  |  | WLA*374BA** | WFSX060B048B* | 23000 | 15.5 | 8.5 | 20800 | 18600 | 89.42% | 1.98 | 0 | 11 |  |  |  |  | R-454B | 1.9167 | Residential & Commercial | USHP | Ducted CEE Tier 1
212510761 | Central HP <5.4 tons | AMERISTAR | HRCU-A-CB (Split System: Heat Pump with Remote Outdoor Unit-Air-Source) | E4HL5018A1000A |  |  | 4TXCB003DS3 | A952V040BU3SAD | 20000 | 15.2 | 8.5 | 20000 | 18000 | 90% | 1.85 | 0 | 9 |  |  |  |  | R-410A | 1.6667 | Residential & Commercial | USHP
210596940 | Central HP <5.4 tons | KEEPRITE | HRCU-A-CB (Split System: Heat Pump with Remote Outdoor Unit-Air-Source) | CVH825GKA2* |  |  | EHD4X42AAL+WALLCON | *97CMN1202422A* | 24200 | 16 | 8.1 | 21400 | 16700 | 78.04% | 2 | 0 | 10.5 |  |  |  |  | R-410A | 2.0167 | Residential & Commercial | USHP | Ducted CEE Tier 1
210596699 | Central HP <5.4 tons | KEEPRITE | HRCU-A-CB (Split System: Heat Pump with Remote Outdoor Unit-Air-Source) | CVH825GKA2* |  |  | EA*4X42L21A*+WALLCON | *97CMN0601714A* | 23600 | 16 | 8.1 | 21600 | 16800 | 77.78% | 1.94 | 0 | 10.5 |  |  |  |  | R-410A | 1.9667 | Residential & Commercial | USHP | Ducted CEE Tier 1
208480447 | Central HP <5.4 tons | Honeywell | HRCU-A-CB (Split System: Heat Pump with Remote Outdoor Unit-Air-Source) | HSH17S-36AAA |  |  | HVTAN-36SA | 0 | 34000 | 16 | 9 | 35000 | 28000 | 80% | 1.8 | 10 | 10 |  |  |  |  | R-410A | 2.8333 | Residential & Commercial | USHP | Ducted CEE Tier 1
216738341 | Central HP <5.4 tons | GRANDAIRE | HRCU-A-CB (Split System: Heat Pump with Remote Outdoor Unit-Air-Source) | WD5CUHAH24AAK |  |  | W5SH36M12XA* | WFET090B048A* | 22600 | 15.5 | 8.1 | 20600 | 18400 | 89.32% | 1.85 | 0 | 10.5 |  |  |  |  | R-454B | 1.8833 | Residential & Commercial | USHP | Ducted CEE Tier 1
216738556 | Central HP <5.4 tons | GRANDAIRE | HRCU-A-CB (Split System: Heat Pump with Remote Outdoor Unit-Air-Source) | WD5CUHAH24AAK |  |  | W5SH36M12XA* | WFSX060B048B* | 22400 | 15.2 | 8.1 | 20800 | 18400 | 88.46% | 1.85 | 0 | 10.5 |  |  |  |  | R-454B | 1.8667 | Residential & Commercial | USHP | Ducted CEE Tier 1
214572722 | Central HP <5.4 tons | ARCOAIRE | HRCU-A-CB (Split System: Heat Pump with Remote Outdoor Unit-Air-Source) | HVH837GKA** |  |  | EA*4X43L21A*+WALLCON | *95CSU0802120B* | 32800 | 17.5 | 8.5 | 32800 | 25200 | 76.83% | 2 | 0 | 11 |  |  |  |  | R-410A | 2.7333 | Residential & Commercial | USHP | Ducted CEE Tier 1
214573022 | Central HP <5.4 tons | ARCOAIRE | HRCU-A-CB (Split System: Heat Pump with Remote Outdoor Unit-Air-Source) | HVH837GKA** |  |  | EA*4X61L24A*+WALLCON | *95CSU0802120B* | 33200 | 17.5 | 8.5 | 32000 | 24800 | 77.5% | 2 | 0 | 11.5 |  |  |  |  | R-410A | 2.7667 | Residential & Commercial | USHP | Ducted CEE Tier 1
216738723 | Central HP <5.4 tons | GRANDAIRE | HRCU-A-CB (Split System: Heat Pump with Remote Outdoor Unit-Air-Source) | WD5CUHAH24AAK |  |  | W5SH36M12XA* | WFSU080C060B* | 22600 | 16 | 8.1 | 20800 | 18400 | 88.46% | 1.85 | 0 | 11 |  |  |  |  | R-454B | 1.8833 | Residential & Commercial | USHP | Ducted CEE Tier 1
216739094 | Central HP <5.4 tons | GRANDAIRE | HRCU-A-CB (Split System: Heat Pump with Remote Outdoor Unit-Air-Source) | WD5CUHAH24AAK |  |  | FM(C,U)5Z24**AL* | 0 | 22800 | 16.5 | 9 | 21600 | 19600 | 90.74% | 2.08 | 0 | 11 |  |  |  |  | R-454B | 1.9 | Residential & Commercial | USHP | Ducted CEE Tier 1
216678746 | Central HP <5.4 tons | KEEPRITE | HRCU-A-CB (Split System: Heat Pump with Remote Outdoor Unit-Air-Source) | DLCURAH36ABK |  |  | EA*4X48L21A* | *97VTN0601716A* | 35600 | 15.5 | 8.5 | 38000 | 34400 | 90.53% | 1.96 | 0 | 9.8 |  |  |  |  | R-410A | 2.9667 | Residential & Commercial | USHP
216739083 | Central HP <5.4 tons | GRANDAIRE | HRCU-A-CB (Split System: Heat Pump with Remote Outdoor Unit-Air-Source) | WD5CUHAH24AAK |  |  | WCHL365*B* | 0 | 24000 | 15.2 | 8.5 | 21800 | 19200 | 88.07% | 1.98 | 0 | 11 |  |  |  |  | R-454B | 2 | Residential & Commercial | USHP | Ducted CEE Tier 1
216737231 | Central HP <5.4 tons | GRANDAIRE | HRCU-A-CB (Split System: Heat Pump with Remote Outdoor Unit-Air-Source) | WD5CUHAH24AAK |  |  | W5SH30M12XA* | WFEU060B048B* | 22800 | 16 | 8.5 | 21200 | 19000 | 89.62% | 1.96 | 0 | 10.5 |  |  |  |  | R-454B | 1.9 | Residential & Commercial | USHP | Ducted CEE Tier 1
216736911 | Central HP <5.4 tons | GRANDAIRE | HRCU-A-CB (Split System: Heat Pump with Remote Outdoor Unit-Air-Source) | WD5CUHAH24AAK |  |  | W5SH24M12XA* | WFJT060B048A* | 22400 | 15.2 | 8.1 | 21200 | 19100 | 90.09% | 1.85 | 0 | 10.5 |  |  |  |  | R-454B | 1.8667 | Residential & Commercial | USHP | Ducted CEE Tier 1
216734841 | Central HP <5.4 tons | GRANDAIRE | HRCU-A-CB (Split System: Heat Pump with Remote Outdoor Unit-Air-Source) | WD5CUHAH24AAK |  |  | W5A*36M17XA* | WFJT060B048A* | 22400 | 16 | 8.5 | 20800 | 18700 | 89.9% | 1.96 | 0 | 10.5 |  |  |  |  | R-454B | 1.8667 | Residential & Commercial | USHP | Ducted CEE Tier 1
216734938 | Central HP <5.4 tons | GRANDAIRE | HRCU-A-CB (Split System: Heat Pump with Remote Outdoor Unit-Air-Source) | WD5CUHAH24AAK |  |  | WLA*374BA** | WFE*070B036C* | 23000 | 16.5 | 8.5 | 20800 | 18500 | 88.94% | 1.98 | 0 | 11 |  |  |  |  | R-454B | 1.9167 | Residential & Commercial | USHP | Ducted CEE Tier 1
216980812 | Central HP <5.4 tons | 1HVAC | HRCU-A-C (Split System: Heat Pump with Remote Outdoor Unit with No Indoor Fan --Air Source) | ACIQ-36-HPD |  |  | ACIQ-36-ACL-17-B | 0 | 36000 | 15.8 | 9.4 | 38000 | 36000 | 94.74% | 1.9 | 0 | 10.7 |  |  |  |  | R-454B | 3 | Residential & Commercial | USHP | Ducted CEE Tier 1
206133743 | Central HP <5.4 tons | KEEPRITE | HRCU-A-CB (Split System: Heat Pump with Remote Outdoor Unit-Air-Source) | CVH825GKA2* |  |  | EA*4X25L17A*+WALLCON | *95CSU0601716A* | 24200 | 16.5 | 8.1 | 21400 | 16700 | 78.04% | 2 | 11 | 10.5 |  |  |  |  | R-410A | 2.0167 | Residential & Commercial | USHP | Ducted CEE Tier 1
210596805 | Central HP <5.4 tons | KEEPRITE | HRCU-A-CB (Split System: Heat Pump with Remote Outdoor Unit-Air-Source) | CVH825GKA2* |  |  | EA*4X43L21A*+WALLCON | *97CMN1002122A* | 24400 | 16.5 | 8.5 | 21200 | 16600 | 78.3% | 2.04 | 0 | 11 |  |  |  |  | R-410A | 2.0333 | Residential & Commercial | USHP | Ducted CEE Tier 1
210596871 | Central HP <5.4 tons | KEEPRITE | HRCU-A-CB (Split System: Heat Pump with Remote Outdoor Unit-Air-Source) | CVH825GKA2* |  |  | EA*4X48L24A*+WALLCON | *96CTN1202422A* | 24200 | 17 | 8.1 | 21000 | 16500 | 78.57% | 2.02 | 0 | 11 |  |  |  |  | R-410A | 2.0167 | Residential & Commercial | USHP | Ducted CEE Tier 1
210596982 | Central HP <5.4 tons | KEEPRITE | HRCU-A-CB (Split System: Heat Pump with Remote Outdoor Unit-Air-Source) | CVH825GKA2* |  |  | EHD4X48AAL+WALLCON | *96CTN1002122A* | 24200 | 16 | 8.1 | 21200 | 16700 | 78.77% | 2.04 | 0 | 11 |  |  |  |  | R-410A | 2.0167 | Residential & Commercial | USHP | Ducted CEE Tier 1
207454643 | Central HP <5.4 tons | BOSCH | HRCU-A-CB (Split System: Heat Pump with Remote Outdoor Unit-Air-Source) | BOVA-36HDN1-M20G |  |  | BMA*2430BNTD | BGH96M060B3B | 24000 | 18.5 | 9 | 24000 | 17400 | 72.5% | 1.9 | 13.5 | 12 |  |  |  |  | R-410A | 2 | Residential & Commercial | USHP | Ducted CEE Tier 1
206773657 | Central HP <5.4 tons | KEEPRITE | HRCU-A-CB (Split System: Heat Pump with Remote Outdoor Unit-Air-Source) | CVH837GKA2* |  |  | EHD4X42AAL+WALLCON | *95CSU0802120A* | 32600 | 17 | 8.1 | 33000 | 24800 | 75.15% | 1.96 | 11.5 | 11 |  |  |  |  | R-410A | 2.7167 | Residential & Commercial | USHP | Ducted CEE Tier 1
206773024 | Central HP <5.4 tons | KEEPRITE | HRCU-A-CB (Split System: Heat Pump with Remote Outdoor Unit-Air-Source) | CVH837GKA2* |  |  | EHD4X48AAL+WALLCON | *97CMN0602120A* | 32400 | 16.5 | 8.1 | 33200 | 25200 | 75.9% | 1.94 | 11.5 | 11 |  |  |  |  | R-410A | 2.7 | Residential & Commercial | USHP | Ducted CEE Tier 1
216980815 | Central HP <5.4 tons | 1HVAC | HRCU-A-C (Split System: Heat Pump with Remote Outdoor Unit with No Indoor Fan --Air Source) | ACIQ-60-HPD |  |  | ACIQ-48-ACL-B | 0 | 52000 | 16 | 8.5 | 56000 | 45000 | 80.36% | 1.8 | 0 | 10 |  |  |  |  | R-454B | 4.3333 | Residential & Commercial | USHP | Ducted CEE Tier 1
211497151 | Central HP <5.4 tons | MRCOOL | HRCU-A-CB (Split System: Heat Pump with Remote Outdoor Unit-Air-Source) | CENTRAL-24-HP-C-230A00 |  |  | CENTRAL-24-HP-MUAH230A00 | 0 | 24000 | 17.4 | 10 | 24000 | 22600 | 94.17% | 1.91 | 0 | 11.7 |  |  |  |  | R-410A | 2 | Residential & Commercial | USHP | Ducted CEE Tier 1
206772961 | Central HP <5.4 tons | KEEPRITE | HRCU-A-CB (Split System: Heat Pump with Remote Outdoor Unit-Air-Source) | CVH837GKA2* |  |  | EHD4X48AAL+WALLCON | *97CMN1002122A* | 32600 | 17 | 8.1 | 33000 | 24800 | 75.15% | 1.98 | 12 | 11 |  |  |  |  | R-410A | 2.7167 | Residential & Commercial | USHP | Ducted CEE Tier 1
206772718 | Central HP <5.4 tons | KEEPRITE | HRCU-A-CB (Split System: Heat Pump with Remote Outdoor Unit-Air-Source) | CVH837GKA2* |  |  | EHD4X42AAL+WALLCON | *80CTL0902120A* | 32400 | 16.5 | 8.1 | 33200 | 24800 | 74.7% | 1.96 | 12 | 11 |  |  |  |  | R-410A | 2.7 | Residential & Commercial | USHP | Ducted CEE Tier 1
215864292 | Central HP <5.4 tons | MAINLINE | HRCU-A-CB (Split System: Heat Pump with Remote Outdoor Unit-Air-Source) | ML24HP230NEX-O |  |  | ML24HP230AHU-I | 0 | 24000 | 19.7 | 9 | 25000 | 18000 | 72% | 2.2 | 0 | 11.7 |  |  |  |  | R-454B | 2 | Residential & Commercial | USHP | Ducted CEE Tier 1
206772799 | Central HP <5.4 tons | KEEPRITE | HRCU-A-CB (Split System: Heat Pump with Remote Outdoor Unit-Air-Source) | CVH837GKA2* |  |  | EHD4X42AAL+WALLCON | *97CMN1202422A* | 32400 | 16.5 | 8.1 | 33200 | 25000 | 75.3% | 1.96 | 11.5 | 11 |  |  |  |  | R-410A | 2.7 | Residential & Commercial | USHP | Ducted CEE Tier 1
206772826 | Central HP <5.4 tons | KEEPRITE | HRCU-A-CB (Split System: Heat Pump with Remote Outdoor Unit-Air-Source) | CVH837GKA2* |  |  | EHD4X42AAL+WALLCON | *80CTL0701412A* | 32400 | 17 | 8.1 | 33200 | 25000 | 75.3% | 1.94 | 11.5 | 11 |  |  |  |  | R-410A | 2.7 | Residential & Commercial | USHP | Ducted CEE Tier 1
212920478 | Central HP <5.4 tons | Multi MFG | HRCU-A-CB (Split System: Heat Pump with Remote Outdoor Unit-Air-Source) | HHS-18HD-A |  |  | 18MPHP0-M-A | 0 | 18000 | 18 | 9.3 | 19000 | 16500 | 86.84% | 2.04 | 12.5 | 12.4 |  |  |  |  | R-410A | 1.5 | Residential & Commercial | USHP | Ducted CEE Tier 1
207658526 | Central HP <5.4 tons | BOSCH | HRCU-A-C (Split System: Heat Pump with Remote Outdoor Unit with No Indoor Fan --Air Source) | BOVB-36HDN1-M20G |  |  | BMA*2430ANTD | 0 | 23200 | 15.2 | 9 | 24000 | 16900 | 70.42% | 1.98 | 11.8 | 12 |  |  |  |  | R-410A | 1.9333 | Residential & Commercial | USHP | Ducted CEE Tier 1
216032540 | Central HP <5.4 tons | MRCOOL | HRCU-A-CB (Split System: Heat Pump with Remote Outdoor Unit-Air-Source) | MVP-60-HP-C-230A00-O |  |  | MVP-60-HP-MUAH-230A00-O | 0 | 54000 | 15.2 | 8.4 | 54000 | 38000 | 70.37% | 1.8 | 0 | 8.6 |  |  |  |  | R-454B | 4.5 | Residential & Commercial | USHP
216737220 | Central HP <5.4 tons | GRANDAIRE | HRCU-A-CB (Split System: Heat Pump with Remote Outdoor Unit-Air-Source) | WD5CUHAH24AAK |  |  | W5SH30M12XA* | WFEU040B036B* | 22400 | 16 | 8.1 | 21000 | 18800 | 89.52% | 1.85 | 0 | 10.5 |  |  |  |  | R-454B | 1.8667 | Residential & Commercial | USHP | Ducted CEE Tier 1
214280292 | Central HP <5.4 tons | GRANDAIRE | HRCU-A-CB (Split System: Heat Pump with Remote Outdoor Unit-Air-Source) | WDLCURAH36ABK |  |  | WLA*424CA* | WFSX060B048B* | 35200 | 15.5 | 8.5 | 38500 | 35200 | 91.43% | 1.88 | 0 | 9.5 |  |  |  |  | R-410A | 2.9333 | Residential & Commercial | USHP
216738037 | Central HP <5.4 tons | GRANDAIRE | HRCU-A-CB (Split System: Heat Pump with Remote Outdoor Unit-Air-Source) | WD5CUHAH24AAK |  |  | W5SH36M12XA* | WFE*070B036C* | 22600 | 16 | 8.1 | 20600 | 18400 | 89.32% | 1.85 | 0 | 10.5 |  |  |  |  | R-454B | 1.8833 | Residential & Commercial | USHP | Ducted CEE Tier 1
216738362 | Central HP <5.4 tons | GRANDAIRE | HRCU-A-CB (Split System: Heat Pump with Remote Outdoor Unit-Air-Source) | WD5CUHAH24AAK |  |  | W5SH36M12XA* | WFET110C066A* | 22800 | 15.2 | 8.1 | 21000 | 18600 | 88.57% | 1.85 | 0 | 10.5 |  |  |  |  | R-454B | 1.9 | Residential & Commercial | USHP | Ducted CEE Tier 1
216739105 | Central HP <5.4 tons | GRANDAIRE | HRCU-A-CB (Split System: Heat Pump with Remote Outdoor Unit-Air-Source) | WD5CUHAH24AAK |  |  | FM(C,U)5Z30**AL* | 0 | 23200 | 17 | 9 | 21400 | 19300 | 90.19% | 2.08 | 0 | 11 |  |  |  |  | R-454B | 1.9333 | Residential & Commercial | USHP | Ducted CEE Tier 1
216738496 | Central HP <5.4 tons | GRANDAIRE | HRCU-A-CB (Split System: Heat Pump with Remote Outdoor Unit-Air-Source) | WD5CUHAH24AAK |  |  | W5SH36M12XA* | WFAX100C060B* | 22800 | 16 | 8.1 | 20800 | 18500 | 88.94% | 1.85 | 0 | 11 |  |  |  |  | R-454B | 1.9 | Residential & Commercial | USHP | Ducted CEE Tier 1
212510764 | Central HP <5.4 tons | AMERISTAR | HRCU-A-CB (Split System: Heat Pump with Remote Outdoor Unit-Air-Source) | E4HL5024A1000A |  |  | 4TXCB003DS3 | A952V060BU4SAD | 24000 | 15.2 | 8.5 | 24000 | 21000 | 87.5% | 1.85 | 0 | 9 |  |  |  |  | R-410A | 2 | Residential & Commercial | USHP
213492118 | Central HP <5.4 tons | 1HVAC | HRCU-A-C (Split System: Heat Pump with Remote Outdoor Unit with No Indoor Fan --Air Source) | ACIQ-36-HPC |  |  | ACIQ-36-ACL-17 | 0 | 35000 | 15.2 | 8.5 | 36000 | 30000 | 83.33% | 1.8 | 0 | 10 |  |  |  |  | R-410A | 2.9167 | Residential & Commercial | USHP | Ducted CEE Tier 1
210597087 | Central HP <5.4 tons | KEEPRITE | HRCU-A-CB (Split System: Heat Pump with Remote Outdoor Unit-Air-Source) | CVH825GKA2* |  |  | EN(A,D,W)4X48L21**+WALLCON | *80CTL0451712A* | 24000 | 16.5 | 8.1 | 21400 | 16700 | 78.04% | 2 | 0 | 11 |  |  |  |  | R-410A | 2 | Residential & Commercial | USHP | Ducted CEE Tier 1
210596669 | Central HP <5.4 tons | KEEPRITE | HRCU-A-CB (Split System: Heat Pump with Remote Outdoor Unit-Air-Source) | CVH825GKA2* |  |  | EA*4X42L21A*+WALLCON | *80CTL0901716A* | 23800 | 17.5 | 8.1 | 21400 | 16500 | 77.1% | 1.98 | 0 | 11 |  |  |  |  | R-410A | 1.9833 | Residential & Commercial | USHP | Ducted CEE Tier 1
210596753 | Central HP <5.4 tons | KEEPRITE | HRCU-A-CB (Split System: Heat Pump with Remote Outdoor Unit-Air-Source) | CVH825GKA2* |  |  | EA*4X43L21A*+WALLCON | *80CSU0401712A* | 24400 | 17 | 8.5 | 21200 | 16600 | 78.3% | 2.04 | 0 | 11 |  |  |  |  | R-410A | 2.0333 | Residential & Commercial | USHP | Ducted CEE Tier 1
206772664 | Central HP <5.4 tons | KEEPRITE | HRCU-A-CB (Split System: Heat Pump with Remote Outdoor Unit-Air-Source) | CVH837GKA2* |  |  | EHD4X36AAL+WALLCON | *80CTL0901716A* | 32400 | 17 | 8.1 | 33200 | 24600 | 74.1% | 1.94 | 12 | 11 |  |  |  |  | R-410A | 2.7 | Residential & Commercial | USHP | Ducted CEE Tier 1
206772330 | Central HP <5.4 tons | KEEPRITE | HRCU-A-CB (Split System: Heat Pump with Remote Outdoor Unit-Air-Source) | CVH837GKA2* |  |  | EN(A,D,W)4X48L21**+WALLCON | *80CTL0901716A* | 32400 | 18 | 8.1 | 32800 | 24800 | 75.61% | 1.98 | 12.5 | 11.7 |  |  |  |  | R-410A | 2.7 | Residential & Commercial | USHP | Ducted CEE Tier 1
206771727 | Central HP <5.4 tons | KEEPRITE | HRCU-A-CB (Split System: Heat Pump with Remote Outdoor Unit-Air-Source) | CVH837GKA2* |  |  | EA*4X43L21A*+WALLCON | *80CTL0901716A* | 33000 | 18 | 8.5 | 32800 | 25000 | 76.22% | 2 | 12 | 11.7 |  |  |  |  | R-410A | 2.75 | Residential & Commercial | USHP | Ducted CEE Tier 1
216680897 | Central HP <5.4 tons | GRANDAIRE | HRCU-A-CB (Split System: Heat Pump with Remote Outdoor Unit-Air-Source) | WDLCURAH18ABK |  |  | WLSH304AA* | WFJT080B048A* | 17500 | 15.5 | 8.1 | 18000 | 18100 | 100.6% | 2 | 0 | 10.5 |  |  |  |  | R-410A | 1.4583 | Residential & Commercial | USHP | Ducted CEE Tier 1
210597382 | Central HP <5.4 tons | KEEPRITE | HRCU-A-CB (Split System: Heat Pump with Remote Outdoor Unit-Air-Source) | CVH837GKA** |  |  | EA*4X60L24A*+WALLCON | *95CSU0802120A* | 32800 | 17.5 | 8.5 | 31800 | 24800 | 77.99% | 2 | 0 | 11.5 |  |  |  |  | R-410A | 2.7333 | Residential & Commercial | USHP | Ducted CEE Tier 1
210597439 | Central HP <5.4 tons | KEEPRITE | HRCU-A-CB (Split System: Heat Pump with Remote Outdoor Unit-Air-Source) | CVH837GKA** |  |  | EA*4X61L21A*+WALLCON | *96CTN1002122A* | 33200 | 17.5 | 8.5 | 32000 | 24800 | 77.5% | 2 | 0 | 12 |  |  |  |  | R-410A | 2.7667 | Residential & Commercial | USHP | Ducted CEE Tier 1
210597541 | Central HP <5.4 tons | KEEPRITE | HRCU-A-CB (Split System: Heat Pump with Remote Outdoor Unit-Air-Source) | CVH837GKA** |  |  | EHD4X60AAL+WALLCON | *96CTN1202422A* | 33000 | 17 | 8.1 | 32200 | 24800 | 77.02% | 2.02 | 0 | 11.5 |  |  |  |  | R-410A | 2.75 | Residential & Commercial | USHP | Ducted CEE Tier 1
210597607 | Central HP <5.4 tons | KEEPRITE | HRCU-A-CB (Split System: Heat Pump with Remote Outdoor Unit-Air-Source) | CVH837GKA** |  |  | EN(A,D,W)4X60L24**+WALLCON | *80CTL0902120A* | 32800 | 18 | 8.1 | 32200 | 24800 | 77.02% | 1.98 | 0 | 12 |  |  |  |  | R-410A | 2.7333 | Residential & Commercial | USHP | Ducted CEE Tier 1
206133813 | Central HP <5.4 tons | KEEPRITE | HRCU-A-CB (Split System: Heat Pump with Remote Outdoor Unit-Air-Source) | CVH825GKA2* |  |  | EA*4X37L21A*+WALLCON | *95CSU0601716A* | 24400 | 16.5 | 8.1 | 21400 | 16700 | 78.04% | 2.02 | 11.5 | 10.5 |  |  |  |  | R-410A | 2.0333 | Residential & Commercial | USHP | Ducted CEE Tier 1
210596817 | Central HP <5.4 tons | KEEPRITE | HRCU-A-CB (Split System: Heat Pump with Remote Outdoor Unit-Air-Source) | CVH825GKA2* |  |  | EA*4X48L21A*+WALLCON | *80CTL0451712A* | 24000 | 16.5 | 8.1 | 21000 | 16700 | 79.52% | 2 | 0 | 11 |  |  |  |  | R-410A | 2 | Residential & Commercial | USHP | Ducted CEE Tier 1
210596835 | Central HP <5.4 tons | KEEPRITE | HRCU-A-CB (Split System: Heat Pump with Remote Outdoor Unit-Air-Source) | CVH825GKA2* |  |  | EA*4X48L21A*+WALLCON | *96CTN0601714A* | 24000 | 16.5 | 8.1 | 21000 | 16600 | 79.05% | 2 | 0 | 11 |  |  |  |  | R-410A | 2 | Residential & Commercial | USHP | Ducted CEE Tier 1
210596970 | Central HP <5.4 tons | KEEPRITE | HRCU-A-CB (Split System: Heat Pump with Remote Outdoor Unit-Air-Source) | CVH825GKA2* |  |  | EHD4X48AAL+WALLCON | *95CSU0802120A* | 24200 | 16.5 | 8.1 | 21200 | 16600 | 78.3% | 2.02 | 0 | 11 |  |  |  |  | R-410A | 2.0167 | Residential & Commercial | USHP | Ducted CEE Tier 1
210597000 | Central HP <5.4 tons | KEEPRITE | HRCU-A-CB (Split System: Heat Pump with Remote Outdoor Unit-Air-Source) | CVH825GKA2* |  |  | EHD4X48AAL+WALLCON | *97CMN1202422A* | 24200 | 16 | 8.1 | 21200 | 16600 | 78.3% | 2.02 | 0 | 10.5 |  |  |  |  | R-410A | 2.0167 | Residential & Commercial | USHP | Ducted CEE Tier 1
213739568 | Central HP <5.4 tons | DAY & NIGHT | HRCU-A-CB (Split System: Heat Pump with Remote Outdoor Unit-Air-Source) | DLCURAH18ABK | ADP |  | PL36H175P159 | *96MSN0261410A* | 17300 | 20 | 8.1 | 16700 | 18800 | 112.6% | 2.3 | 0 | 10.5 |  |  |  |  | R-410A | 1.4417 | Residential & Commercial | USHP | Ducted CEE Tier 1
213739595 | Central HP <5.4 tons | DAY & NIGHT | HRCU-A-CB (Split System: Heat Pump with Remote Outdoor Unit-Air-Source) | DLCURAH18ABK | ADP |  | PL36H175P159 | *96MSN0601412A* | 17400 | 16 | 8.1 | 16400 | 18200 | 111% | 2.24 | 0 | 11 |  |  |  |  | R-410A | 1.45 | Residential & Commercial | USHP | Ducted CEE Tier 1
213739843 | Central HP <5.4 tons | DAY & NIGHT | HRCU-A-CB (Split System: Heat Pump with Remote Outdoor Unit-Air-Source) | DLCURAH24ABK | ADP |  | FG32936 | *80MS(N,L)0701412A* | 23400 | 17 | 9 | 25200 | 26000 | 103.2% | 2.24 | 0 | 10 |  |  |  |  | R-410A | 1.95 | Residential & Commercial | USHP | Ducted CEE Tier 1
213739886 | Central HP <5.4 tons | DAY & NIGHT | HRCU-A-CB (Split System: Heat Pump with Remote Outdoor Unit-Air-Source) | DLCURAH24ABK | ADP |  | V,G36H***P449 | *80VTL0451412B* | 23600 | 17 | 8.5 | 24600 | 24200 | 98.37% | 2.04 | 0 | 10.5 |  |  |  |  | R-410A | 1.9667 | Residential & Commercial | USHP | Ducted CEE Tier 1
213739902 | Central HP <5.4 tons | DAY & NIGHT | HRCU-A-CB (Split System: Heat Pump with Remote Outdoor Unit-Air-Source) | DLCURAH24ABK | ADP |  | PL36H175P159 | *92MSN0601412A* | 23800 | 17 | 8.5 | 24800 | 23400 | 94.35% | 1.98 | 0 | 10.5 |  |  |  |  | R-410A | 1.9833 | Residential & Commercial | USHP | Ducted CEE Tier 1
216732684 | Central HP <5.4 tons | GRANDAIRE | HRCU-A-CB (Split System: Heat Pump with Remote Outdoor Unit-Air-Source) | WD5CUHAH24AAK |  |  | W5A*24M17XA* | WFE*070A036C* | 22000 | 16 | 8.5 | 21000 | 19100 | 90.95% | 1.96 | 0 | 10.5 |  |  |  |  | R-454B | 1.8333 | Residential & Commercial | USHP | Ducted CEE Tier 1
216732716 | Central HP <5.4 tons | GRANDAIRE | HRCU-A-CB (Split System: Heat Pump with Remote Outdoor Unit-Air-Source) | WD5CUHAH24AAK |  |  | W5A*24M17XA* | WFE*090B042C* | 22000 | 16 | 8.5 | 21000 | 19100 | 90.95% | 1.98 | 0 | 10.5 |  |  |  |  | R-454B | 1.8333 | Residential & Commercial | USHP | Ducted CEE Tier 1
216732936 | Central HP <5.4 tons | GRANDAIRE | HRCU-A-CB (Split System: Heat Pump with Remote Outdoor Unit-Air-Source) | WD5CUHAH24AAK |  |  | W5A*24M17XA* | WFSX060B048B* | 22200 | 15.2 | 8.5 | 21200 | 19300 | 91.04% | 1.98 | 0 | 10.5 |  |  |  |  | R-454B | 1.85 | Residential & Commercial | USHP | Ducted CEE Tier 1
216733468 | Central HP <5.4 tons | GRANDAIRE | HRCU-A-CB (Split System: Heat Pump with Remote Outdoor Unit-Air-Source) | WD5CUHAH24AAK |  |  | W5A*25M17XA* | WFSX080B048B* | 23000 | 16 | 8.5 | 20800 | 18500 | 88.94% | 1.98 | 0 | 11 |  |  |  |  | R-454B | 1.9167 | Residential & Commercial | USHP | Ducted CEE Tier 1
216733885 | Central HP <5.4 tons | GRANDAIRE | HRCU-A-CB (Split System: Heat Pump with Remote Outdoor Unit-Air-Source) | WD5CUHAH24AAK |  |  | W5A*30M17XA* | WFE*090B042C* | 22200 | 16 | 8.1 | 20800 | 18800 | 90.38% | 1.85 | 0 | 10.5 |  |  |  |  | R-454B | 1.85 | Residential & Commercial | USHP | Ducted CEE Tier 1
216734288 | Central HP <5.4 tons | GRANDAIRE | HRCU-A-CB (Split System: Heat Pump with Remote Outdoor Unit-Air-Source) | WD5CUHAH24AAK |  |  | W5A*30M17XA* | WFST080B048A* | 22000 | 16 | 8.1 | 20800 | 18800 | 90.38% | 1.85 | 0 | 10.5 |  |  |  |  | R-454B | 1.8333 | Residential & Commercial | USHP | Ducted CEE Tier 1
210596707 | Central HP <5.4 tons | KEEPRITE | HRCU-A-CB (Split System: Heat Pump with Remote Outdoor Unit-Air-Source) | CVH825GKA2* |  |  | EA*4X42L21A*+WALLCON | *97CMN0801714A* | 23600 | 16.5 | 8.1 | 21400 | 16700 | 78.04% | 1.96 | 0 | 11 |  |  |  |  | R-410A | 1.9667 | Residential & Commercial | USHP | Ducted CEE Tier 1
210596732 | Central HP <5.4 tons | KEEPRITE | HRCU-A-CB (Split System: Heat Pump with Remote Outdoor Unit-Air-Source) | CVH825GKA2* |  |  | EA*4X42L24A*+WALLCON | *96CTN1002122A* | 23800 | 16.5 | 8.1 | 21400 | 16600 | 77.57% | 1.96 | 0 | 11 |  |  |  |  | R-410A | 1.9833 | Residential & Commercial | USHP | Ducted CEE Tier 1
210596814 | Central HP <5.4 tons | KEEPRITE | HRCU-A-CB (Split System: Heat Pump with Remote Outdoor Unit-Air-Source) | CVH825GKA2* |  |  | EA*4X48L21A*+WALLCON | *80CSU1002120A* | 24000 | 16.5 | 8.1 | 21000 | 16600 | 79.05% | 2.02 | 0 | 11 |  |  |  |  | R-410A | 2 | Residential & Commercial | USHP | Ducted CEE Tier 1
210596823 | Central HP <5.4 tons | KEEPRITE | HRCU-A-CB (Split System: Heat Pump with Remote Outdoor Unit-Air-Source) | CVH825GKA2* |  |  | EA*4X48L21A*+WALLCON | *80CTL0901716A* | 24200 | 17.5 | 8.1 | 20800 | 16500 | 79.33% | 2.04 | 0 | 11.5 |  |  |  |  | R-410A | 2.0167 | Residential & Commercial | USHP | Ducted CEE Tier 1
214771717 | Central HP <5.4 tons | BOSCH | HRCU-A-CB (Split System: Heat Pump with Remote Outdoor Unit-Air-Source) | BOVA-36RTB-M20S |  |  | BMAC3036ABTA | BGH96M080B3C | 32800 | 17 | 9 | 34000 | 23800 | 70% | 1.85 | 0 | 10.6 |  |  |  |  | R-454B | 2.7333 | Residential & Commercial | USHP | Ducted CEE Tier 1
214771719 | Central HP <5.4 tons | BOSCH | HRCU-A-CB (Split System: Heat Pump with Remote Outdoor Unit-Air-Source) | BOVA-36RTB-M20S |  |  | BMAC3036BBTA | BGH96M080B3C | 33600 | 17.5 | 9 | 34200 | 24000 | 70.18% | 1.9 | 0 | 11 |  |  |  |  | R-454B | 2.8 | Residential & Commercial | USHP | Ducted CEE Tier 1
216623407 | Central HP <5.4 tons | MAINLINE | HRCU-A-CB (Split System: Heat Pump with Remote Outdoor Unit-Air-Source) | ML48HP230LMNTH-O |  |  | ML60HP230G3AHU-I | 0 | 48000 | 17.5 | 9.5 | 48000 | 48000 | 100% | 2 | 0 | 12 |  |  |  |  | R-454B | 4 | Residential & Commercial | USHP | Ducted CEE Tier 1
216737567 | Central HP <5.4 tons | GRANDAIRE | HRCU-A-CB (Split System: Heat Pump with Remote Outdoor Unit-Air-Source) | WD5CUHAH24AAK |  |  | W5SH30M12XA* | WFSX080B048B* | 22400 | 15.2 | 8.1 | 21000 | 18900 | 90% | 1.9 | 0 | 10.5 |  |  |  |  | R-454B | 1.8667 | Residential & Commercial | USHP | Ducted CEE Tier 1
206133441 | Central HP <5.4 tons | KEEPRITE | HRCU-A-CB (Split System: Heat Pump with Remote Outdoor Unit-Air-Source) | CVH825GKA2* |  |  | EA*4X37L21A*+WALLCON | *80CSU0401712A* | 24400 | 17 | 8.5 | 21200 | 16600 | 78.3% | 2.04 | 11.5 | 11 |  |  |  |  | R-410A | 2.0333 | Residential & Commercial | USHP | Ducted CEE Tier 1
216980828 | Central HP <5.4 tons | 1HVAC | HRCU-A-CB (Split System: Heat Pump with Remote Outdoor Unit-Air-Source) | ACIQ-36-EHPD |  |  | ACIQ-36W-PB | 0 | 36000 | 15.4 | 8.7 | 37000 | 28400 | 76.76% | 1.86 | 0 | 9.2 |  |  |  |  | R-454B | 3 | Residential & Commercial | USHP
205750732 | Central HP <5.4 tons | KEEPRITE | HRCU-A-CB (Split System: Heat Pump with Remote Outdoor Unit-Air-Source) | CVH825GKA2* |  |  | EA*4X37L21A*+WALLCON | *80CTL0901716A* | 24600 | 17.5 | 8.5 | 21000 | 16500 | 78.57% | 2.04 | 12 | 11.7 |  |  |  |  | R-410A | 2.05 | Residential & Commercial | USHP | Ducted CEE Tier 1
205750684 | Central HP <5.4 tons | KEEPRITE | HRCU-A-CB (Split System: Heat Pump with Remote Outdoor Unit-Air-Source) | CVH825GKA2* |  |  | EA*4X37L21A*+WALLCON | *97CMN0601714A* | 24200 | 16 | 8.1 | 21200 | 16800 | 79.25% | 2 | 11 | 11 |  |  |  |  | R-410A | 2.0167 | Residential & Commercial | USHP | Ducted CEE Tier 1
206771124 | Central HP <5.4 tons | KEEPRITE | HRCU-A-CB (Split System: Heat Pump with Remote Outdoor Unit-Air-Source) | CVH837GKA2* |  |  | EA*4X36L21A*+WALLCON | *97CMN1002122A* | 31600 | 17 | 8.1 | 33200 | 24200 | 72.89% | 1.86 | 11.5 | 11 |  |  |  |  | R-410A | 2.6333 | Residential & Commercial | USHP | Ducted CEE Tier 1
211261432 | Central HP <5.4 tons | ARCOAIRE | HRCU-A-CB (Split System: Heat Pump with Remote Outdoor Unit-Air-Source) | DLCURAH18ABK |  |  | EA*4X30L14A* | *80ES(N,L)0451412A* | 18200 | 16.5 | 8.5 | 18600 | 18400 | 98.92% | 2.22 | 0 | 10.5 |  |  |  |  | R-410A | 1.5167 | Residential & Commercial | USHP | Ducted CEE Tier 1
211261933 | Central HP <5.4 tons | ARCOAIRE | HRCU-A-CB (Split System: Heat Pump with Remote Outdoor Unit-Air-Source) | DLCURAH18ABK |  |  | EA*4X30L17A* | *96VTN0601412A* | 18000 | 16 | 8.5 | 18600 | 18500 | 99.46% | 2.22 | 0 | 10.5 |  |  |  |  | R-410A | 1.5 | Residential & Commercial | USHP | Ducted CEE Tier 1
211262051 | Central HP <5.4 tons | ARCOAIRE | HRCU-A-CB (Split System: Heat Pump with Remote Outdoor Unit-Air-Source) | DLCURAH18ABK |  |  | EA*4X30L17A* | *80ES(N,L)0701712A* | 18200 | 16.5 | 8.5 | 18700 | 18400 | 98.4% | 2.22 | 0 | 10.5 |  |  |  |  | R-410A | 1.5167 | Residential & Commercial | USHP | Ducted CEE Tier 1
210596880 | Central HP <5.4 tons | KEEPRITE | HRCU-A-CB (Split System: Heat Pump with Remote Outdoor Unit-Air-Source) | CVH825GKA2* |  |  | EA*4X48L24A*+WALLCON | *97CMN1202422A* | 24000 | 16.5 | 8.1 | 21000 | 16600 | 79.05% | 2.02 | 0 | 11 |  |  |  |  | R-410A | 2 | Residential & Commercial | USHP | Ducted CEE Tier 1
210596964 | Central HP <5.4 tons | KEEPRITE | HRCU-A-CB (Split System: Heat Pump with Remote Outdoor Unit-Air-Source) | CVH825GKA2* |  |  | EHD4X48AAL+WALLCON | *80CTL1352422A* | 24200 | 16 | 8.1 | 21200 | 16600 | 78.3% | 2.02 | 0 | 11 |  |  |  |  | R-410A | 2.0167 | Residential & Commercial | USHP | Ducted CEE Tier 1
210596973 | Central HP <5.4 tons | KEEPRITE | HRCU-A-CB (Split System: Heat Pump with Remote Outdoor Unit-Air-Source) | CVH825GKA2* |  |  | EHD4X48AAL+WALLCON | *95CSU1002122A* | 24200 | 16.5 | 8.1 | 21200 | 16600 | 78.3% | 2.02 | 0 | 11 |  |  |  |  | R-410A | 2.0167 | Residential & Commercial | USHP | Ducted CEE Tier 1
210597123 | Central HP <5.4 tons | KEEPRITE | HRCU-A-CB (Split System: Heat Pump with Remote Outdoor Unit-Air-Source) | CVH825GKA2* |  |  | EN(A,D,W)4X48L21**+WALLCON | *97CMN1002122A* | 24200 | 17 | 8.1 | 21400 | 16600 | 77.57% | 2.02 | 0 | 11.5 |  |  |  |  | R-410A | 2.0167 | Residential & Commercial | USHP | Ducted CEE Tier 1
216623512 | Central HP <5.4 tons | INNOVAIR | HRCU-A-C (Split System: Heat Pump with Remote Outdoor Unit with No Indoor Fan --Air Source) | SHV60H2BA |  |  | MMC60H2128B | 0 | 52000 | 16 | 8.5 | 56000 | 45000 | 80.36% | 1.8 | 0 | 10 |  |  |  |  | R-454B | 4.3333 | Residential & Commercial | USHP | Ducted CEE Tier 1
213739927 | Central HP <5.4 tons | DAY & NIGHT | HRCU-A-CB (Split System: Heat Pump with Remote Outdoor Unit-Air-Source) | DLCURAH24ABK | ADP |  | PL36H175P069 | *96MSN0401410A* | 23600 | 16 | 8.5 | 24600 | 23600 | 95.93% | 1.98 | 0 | 10 |  |  |  |  | R-410A | 1.9667 | Residential & Commercial | USHP | Ducted CEE Tier 1
211717283 | Central HP <5.4 tons | 1HVAC | HRCU-A-CB (Split System: Heat Pump with Remote Outdoor Unit-Air-Source) | SC-4860-HP |  |  | SC-48-AH | 0 | 48000 | 17 | 9 | 48000 | 39000 | 81.25% | 1.8 | 11.5 | 11 |  |  |  |  | R-410A | 4 | Residential & Commercial | USHP | Ducted CEE Tier 1
211749857 | Central HP <5.4 tons | AMERISTAR | HRCU-A-CB (Split System: Heat Pump with Remote Outdoor Unit-Air-Source) | E4HL5024A1000A |  |  | E4AH5E24A1J30A | 0 | 24000 | 15.2 | 8.1 | 24000 | 18000 | 75% | 1.94 | 0 | 9.2 |  |  |  |  | R-410A | 2 | Residential & Commercial | USHP
216738870 | Central HP <5.4 tons | GRANDAIRE | HRCU-A-CB (Split System: Heat Pump with Remote Outdoor Unit-Air-Source) | WD5CUHAH24AAK |  |  | W5SH36M12XA* | WFST100C060A* | 22600 | 16 | 8.1 | 20800 | 18400 | 88.46% | 1.85 | 0 | 11 |  |  |  |  | R-454B | 1.8833 | Residential & Commercial | USHP | Ducted CEE Tier 1
210596695 | Central HP <5.4 tons | KEEPRITE | HRCU-A-CB (Split System: Heat Pump with Remote Outdoor Unit-Air-Source) | CVH825GKA2* |  |  | EA*4X42L21A*+WALLCON | *96CTN1002122A* | 23800 | 16.5 | 8.1 | 21400 | 16600 | 77.57% | 1.96 | 0 | 11 |  |  |  |  | R-410A | 1.9833 | Residential & Commercial | USHP | Ducted CEE Tier 1
210596749 | Central HP <5.4 tons | KEEPRITE | HRCU-A-CB (Split System: Heat Pump with Remote Outdoor Unit-Air-Source) | CVH825GKA2* |  |  | EA*4X42L24A*+WALLCON | *97CMN1202422A* | 23800 | 16.5 | 8.1 | 21400 | 16700 | 78.04% | 1.96 | 0 | 11 |  |  |  |  | R-410A | 1.9833 | Residential & Commercial | USHP | Ducted CEE Tier 1
216623399 | Central HP <5.4 tons | MAINLINE | HRCU-A-CB (Split System: Heat Pump with Remote Outdoor Unit-Air-Source) | ML24HP230LMNTH-O |  |  | ML24HP230G3AHU-I | 0 | 24000 | 18.6 | 10 | 24000 | 20600 | 85.83% | 2.14 | 0 | 12 |  |  |  |  | R-454B | 2 | Residential & Commercial | USHP | Ducted CEE Tier 1
216980830 | Central HP <5.4 tons | 1HVAC | HRCU-A-CB (Split System: Heat Pump with Remote Outdoor Unit-Air-Source) | ACIQ-24-HPD |  |  | ACIQ-24W-PB | 0 | 24000 | 17.5 | 9.2 | 26000 | 20000 | 76.92% | 1.9 | 0 | 10.8 |  |  |  |  | R-454B | 2 | Residential & Commercial | USHP | Ducted CEE Tier 1
211749862 | Central HP <5.4 tons | AMERISTAR | HRCU-A-CB (Split System: Heat Pump with Remote Outdoor Unit-Air-Source) | E4HL5060A1000A |  |  | E4AH5E60A1K30A | 0 | 54000 | 15.2 | 8.1 | 54000 | 38000 | 70.37% | 1.84 | 0 | 8.2 |  |  |  |  | R-410A | 4.5 | Residential & Commercial | USHP
211264816 | Central HP <5.4 tons | KEEPRITE | HRCU-A-CB (Split System: Heat Pump with Remote Outdoor Unit-Air-Source) | DLCURAH18ABK |  |  | FEM4X18**BL | 0 | 17400 | 16 | 8.5 | 18300 | 19400 | 106% | 2.34 | 0 | 10.5 |  |  |  |  | R-410A | 1.45 | Residential & Commercial | USHP | Ducted CEE Tier 1
204456595 | Central HP <5.4 tons | KEEPRITE | HRCU-A-CB (Split System: Heat Pump with Remote Outdoor Unit-Air-Source) | CVH825GKA2* |  |  | EA*4X36L17A*+WALLCON | *80CTL0451712A* | 23400 | 16 | 8.1 | 21600 | 16800 | 77.78% | 1.92 | 11 | 10.5 |  |  |  |  | R-410A | 1.95 | Residential & Commercial | USHP | Ducted CEE Tier 1
212977981 | Central HP <5.4 tons | GRANDAIRE | HRCU-A-CB (Split System: Heat Pump with Remote Outdoor Unit-Air-Source) | WDLCURAH24AAK |  |  | WLN(C,W)364BA* | WFE*070A036C* | 23800 | 16 | 8.1 | 24800 | 35200 | 141.9% | 1.82 | 0 | 9.5 |  |  |  |  | R-410A | 1.9833 | Residential & Commercial | USHP
216678773 | Central HP <5.4 tons | GRANDAIRE | HRCU-A-CB (Split System: Heat Pump with Remote Outdoor Unit-Air-Source) | WDLCURAH36ABK |  |  | WLSH424AA* | WFJT060B048A* | 35800 | 15.2 | 8.5 | 38500 | 34600 | 89.87% | 1.82 | 0 | 9.8 |  |  |  |  | R-410A | 2.9833 | Residential & Commercial | USHP
216679961 | Central HP <5.4 tons | GRANDAIRE | HRCU-A-CB (Split System: Heat Pump with Remote Outdoor Unit-Air-Source) | WDLCURAH36ABK |  |  | WLNC424BA* | WFJT080B048A* | 35600 | 15.2 | 8.5 | 39000 | 34600 | 88.72% | 1.8 | 0 | 10 |  |  |  |  | R-410A | 2.9667 | Residential & Commercial | USHP | Ducted CEE Tier 1
215389823 | Central HP <5.4 tons | GRANDAIRE | HRCU-A-CB (Split System: Heat Pump with Remote Outdoor Unit-Air-Source) | WDLCURAH36ABK |  |  | WLNC424BA* | WFST060B048A* | 35400 | 15.5 | 8.5 | 38500 | 35000 | 90.91% | 1.94 | 0 | 10 |  |  |  |  | R-410A | 2.95 | Residential & Commercial | USHP | Ducted CEE Tier 1
214574142 | Central HP <5.4 tons | ARCOAIRE | HRCU-A-CB (Split System: Heat Pump with Remote Outdoor Unit-Air-Source) | HVH837GKA2* |  |  | EA*4X61L21A*+WALLCON | *96CTN0802120B* | 33200 | 18.5 | 8.5 | 31800 | 24800 | 77.99% | 2 | 0 | 11.5 |  |  |  |  | R-410A | 2.7667 | Residential & Commercial | USHP | Ducted CEE Tier 1
214574192 | Central HP <5.4 tons | ARCOAIRE | HRCU-A-CB (Split System: Heat Pump with Remote Outdoor Unit-Air-Source) | HVH837GKA2* |  |  | EA*4X61L24A*+WALLCON | *97CMN0802120B* | 33200 | 17.5 | 8.5 | 31800 | 24800 | 77.99% | 2 | 0 | 11.5 |  |  |  |  | R-410A | 2.7667 | Residential & Commercial | USHP | Ducted CEE Tier 1
210596997 | Central HP <5.4 tons | KEEPRITE | HRCU-A-CB (Split System: Heat Pump with Remote Outdoor Unit-Air-Source) | CVH825GKA2* |  |  | EHD4X48AAL+WALLCON | *97CMN1002122A* | 24200 | 16 | 8.1 | 21200 | 16700 | 78.77% | 2.04 | 0 | 11 |  |  |  |  | R-410A | 2.0167 | Residential & Commercial | USHP | Ducted CEE Tier 1
210597015 | Central HP <5.4 tons | KEEPRITE | HRCU-A-CB (Split System: Heat Pump with Remote Outdoor Unit-Air-Source) | CVH825GKA2* |  |  | EN(A,D)4X48L24**+WALLCON | *96CTN1002122A* | 24200 | 17 | 8.1 | 21400 | 16600 | 77.57% | 2.02 | 0 | 11.5 |  |  |  |  | R-410A | 2.0167 | Residential & Commercial | USHP | Ducted CEE Tier 1
210597081 | Central HP <5.4 tons | KEEPRITE | HRCU-A-CB (Split System: Heat Pump with Remote Outdoor Unit-Air-Source) | CVH825GKA2* |  |  | EN(A,D,W)4X48L21**+WALLCON | *80CSU0601716A* | 24200 | 17 | 8.1 | 21400 | 16600 | 77.57% | 2.02 | 0 | 11 |  |  |  |  | R-410A | 2.0167 | Residential & Commercial | USHP | Ducted CEE Tier 1
210596674 | Central HP <5.4 tons | KEEPRITE | HRCU-A-CB (Split System: Heat Pump with Remote Outdoor Unit-Air-Source) | CVH825GKA2* |  |  | EA*4X42L21A*+WALLCON | *95CSU0601716A* | 23600 | 16.5 | 8.1 | 21400 | 16700 | 78.04% | 1.94 | 0 | 10.5 |  |  |  |  | R-410A | 1.9667 | Residential & Commercial | USHP | Ducted CEE Tier 1
210596715 | Central HP <5.4 tons | KEEPRITE | HRCU-A-CB (Split System: Heat Pump with Remote Outdoor Unit-Air-Source) | CVH825GKA2* |  |  | EA*4X42L24A*+WALLCON | *80CSU1002120A* | 23800 | 16.5 | 8.1 | 21400 | 16700 | 78.04% | 1.96 | 0 | 10.5 |  |  |  |  | R-410A | 1.9833 | Residential & Commercial | USHP | Ducted CEE Tier 1
210596765 | Central HP <5.4 tons | KEEPRITE | HRCU-A-CB (Split System: Heat Pump with Remote Outdoor Unit-Air-Source) | CVH825GKA2* |  |  | EA*4X43L21A*+WALLCON | *80CTL0451712A* | 24200 | 16.5 | 8.1 | 21600 | 16800 | 77.78% | 2 | 0 | 11 |  |  |  |  | R-410A | 2.0167 | Residential & Commercial | USHP | Ducted CEE Tier 1
210597523 | Central HP <5.4 tons | KEEPRITE | HRCU-A-CB (Split System: Heat Pump with Remote Outdoor Unit-Air-Source) | CVH837GKA** |  |  | EHD4X60AAL+WALLCON | *80CTL1352422A* | 33000 | 17 | 8.1 | 32200 | 24800 | 77.02% | 2.02 | 0 | 11.5 |  |  |  |  | R-410A | 2.75 | Residential & Commercial | USHP | Ducted CEE Tier 1
216980824 | Central HP <5.4 tons | 1HVAC | HRCU-A-CB (Split System: Heat Pump with Remote Outdoor Unit-Air-Source) | ACIQ-36-HPD |  |  | ACIQ-36W-WMB | 0 | 36000 | 16.8 | 9.6 | 37000 | 34600 | 93.51% | 1.8 | 0 | 11.2 |  |  |  |  | R-454B | 3 | Residential & Commercial | USHP | Ducted CEE Tier 1
214810546 | Central HP <5.4 tons | 1HVAC | HRCU-A-CB (Split System: Heat Pump with Remote Outdoor Unit-Air-Source) | EZ-24-HP |  |  | EZ-24-AH | 0 | 24000 | 17.4 | 10 | 24000 | 22600 | 94.17% | 1.91 | 0 | 11.7 |  |  |  |  | R-410A | 2 | Residential & Commercial | USHP | Ducted CEE Tier 1
206133411 | Central HP <5.4 tons | KEEPRITE | HRCU-A-CB (Split System: Heat Pump with Remote Outdoor Unit-Air-Source) | CVH825GKA2* |  |  | EA*4X36L21A*+WALLCON | *80CSU1002120A* | 23600 | 16.5 | 8.1 | 21400 | 16700 | 78.04% | 1.94 | 11.5 | 10.5 |  |  |  |  | R-410A | 1.9667 | Residential & Commercial | USHP | Ducted CEE Tier 1
213500936 | Central HP <5.4 tons | 1HVAC | HRCU-A-CB (Split System: Heat Pump with Remote Outdoor Unit-Air-Source) | ACIQ-36-HPC |  |  | ACIQ-36-AHB* | 0 | 35000 | 16.3 | 9.5 | 39000 | 38000 | 97.44% | 1.8 | 0 | 11.7 |  |  |  |  | R-410A | 2.9167 | Residential & Commercial | USHP | Ducted CEE Tier 1
213492127 | Central HP <5.4 tons | 1HVAC | HRCU-A-C (Split System: Heat Pump with Remote Outdoor Unit with No Indoor Fan --Air Source) | ACIQ-36-HPB |  |  | ACIQ-36-ACL-17 | 0 | 35000 | 15.5 | 8.6 | 38000 | 31600 | 83.16% | 1.85 | 0 | 10 |  |  |  |  | R-410A | 2.9167 | Residential & Commercial | USHP | Ducted CEE Tier 1
211717281 | Central HP <5.4 tons | 1HVAC | HRCU-A-CB (Split System: Heat Pump with Remote Outdoor Unit-Air-Source) | SC-2436-HP |  |  | SC-24-AH | 0 | 24000 | 17 | 9 | 24000 | 22000 | 91.67% | 1.8 | 12.5 | 12 |  |  |  |  | R-410A | 2 | Residential & Commercial | USHP | Ducted CEE Tier 1
212976069 | Central HP <5.4 tons | GRANDAIRE | HRCU-A-CB (Split System: Heat Pump with Remote Outdoor Unit-Air-Source) | WDLCURAH24ABK |  |  | WLA*374BA* | WFST080B048A* | 24200 | 17 | 8.5 | 25800 | 21200 | 82.17% | 1.78 | 0 | 10 |  |  |  |  | R-410A | 2.0167 | Residential & Commercial | USHP | Ducted CEE Tier 1
212977573 | Central HP <5.4 tons | GRANDAIRE | HRCU-A-CB (Split System: Heat Pump with Remote Outdoor Unit-Air-Source) | WDLCURAH24ABK |  |  | WLA*244AA* | WFE*045A036C* | 23400 | 17 | 8.5 | 27000 | 26200 | 97.04% | 2.2 | 0 | 10 |  |  |  |  | R-410A | 1.95 | Residential & Commercial | USHP | Ducted CEE Tier 1
212500156 | Central HP <5.4 tons | LENNOX | HRCU-A-CB (Split System: Heat Pump with Remote Outdoor Unit-Air-Source) | EL22XPV-024-230A** | ADP |  | L*18/36V9 | SLP99UH070XV36B* | 23800 | 21 | 8.5 | 22000 | 15400 | 70% | 1.92 | 0 | 13.5 |  |  |  |  | R-410A | 1.9833 | Residential & Commercial | USHP | Ducted CEE Tier 1
214771712 | Central HP <5.4 tons | BOSCH | HRCU-A-CB (Split System: Heat Pump with Remote Outdoor Unit-Air-Source) | BOVA-36RTB-M20S |  |  | BMAC2430ABTA | BGH96M060B3C | 23800 | 18 | 9 | 24000 | 16800 | 70% | 1.85 | 0 | 11.7 |  |  |  |  | R-454B | 1.9833 | Residential & Commercial | USHP | Ducted CEE Tier 1
216980811 | Central HP <5.4 tons | 1HVAC | HRCU-A-C (Split System: Heat Pump with Remote Outdoor Unit with No Indoor Fan --Air Source) | ACIQ-30-HPD |  |  | ACIQ-36-ACL-B | 0 | 29000 | 16 | 9.5 | 32000 | 32000 | 100% | 1.85 | 0 | 10 |  |  |  |  | R-454B | 2.4167 | Residential & Commercial | USHP | Ducted CEE Tier 1
212586147 | Central HP <5.4 tons | AMERISTAR | HRCU-A-CB (Split System: Heat Pump with Remote Outdoor Unit-Air-Source) | E4HL5060A1000A |  |  | 4TXCD010DS3 | A801X120DM5SCA | 47500 | 15.2 | 8.1 | 45000 | 33400 | 74.22% | 1.75 | 0 | 9.5 |  |  |  |  | R-410A | 3.9583 | Residential & Commercial | USHP
215588586 | Central HP <5.4 tons | AMERISTAR | HRCU-A-CB (Split System: Heat Pump with Remote Outdoor Unit-Air-Source) | E4HL5024A1000A |  |  | A4AH5V36A1C3 | 0 | 24000 | 15.2 | 8.1 | 24000 | 17000 | 70.83% | 1.8 | 0 | 9 |  |  |  |  | R-410A | 2 | Residential & Commercial | USHP
215387236 | Central HP <5.4 tons | 1HVAC | HRCU-A-CB (Split System: Heat Pump with Remote Outdoor Unit-Air-Source) | ACIQ-48-HP32 |  |  | ACIQ-48-AH32 | 0 | 48000 | 19 | 10 | 48000 | 48000 | 100% | 2 | 0 | 12 |  |  |  |  | R-32 | 4 | Residential & Commercial | USHP | Ducted CEE Tier 1
216990753 | Central HP <5.4 tons | BRYANT HEATING AND COOLING SYSTEMS | HRCU-A-CB (Split System: Heat Pump with Remote Outdoor Unit-Air-Source) | 290VAN024**AA* | ADP |  | PL36H175P15*+TXV | 88*TB36045C17*** | 23200 | 17 | 9 | 22000 | 16200 | 73.64% | 1.98 | 0 | 9.5 |  |  |  |  | R-454B | 1.9333 | Residential & Commercial | USHP
207454644 | Central HP <5.4 tons | BOSCH | HRCU-A-CB (Split System: Heat Pump with Remote Outdoor Unit-Air-Source) | BOVA-36HDN1-M20G |  |  | BMA*2430BNTD | BGH96M080B3B | 24000 | 18.5 | 9 | 24000 | 17400 | 72.5% | 1.9 | 13.5 | 12 |  |  |  |  | R-410A | 2 | Residential & Commercial | USHP | Ducted CEE Tier 1
216991428 | Central HP <5.4 tons | BRYANT HEATING AND COOLING SYSTEMS | HRCU-A-CB (Split System: Heat Pump with Remote Outdoor Unit-Air-Source) | 37MURAQ24AA3 | ADP |  | PL36H175P14*+TXV | 912SE36060M14*** | 24000 | 15.2 | 8.5 | 22400 | 19000 | 84.82% | 1.92 | 0 | 10 |  |  |  |  | R-454B | 2 | Residential & Commercial | USHP | Ducted CEE Tier 1
204459238 | Central HP <5.4 tons | KEEPRITE | HRCU-A-CB (Split System: Heat Pump with Remote Outdoor Unit-Air-Source) | CVH825GKA2* |  |  | EHD4X30AAL+WALLCON | *80CTL0701412A* | 23800 | 16 | 8.1 | 21800 | 16700 | 76.61% | 1.98 | 11 | 10.5 |  |  |  |  | R-410A | 1.9833 | Residential & Commercial | USHP | Ducted CEE Tier 1
216032224 | Central HP <5.4 tons | 1HVAC | HRCU-A-CB (Split System: Heat Pump with Remote Outdoor Unit-Air-Source) | ACIQ-36-EHPD |  |  | ACIQ-36-AHD | 0 | 36000 | 16.1 | 8.7 | 36000 | 27000 | 75% | 2 | 0 | 10 |  |  |  |  | R-454B | 3 | Residential & Commercial | USHP | Ducted CEE Tier 1
206773434 | Central HP <5.4 tons | KEEPRITE | HRCU-A-CB (Split System: Heat Pump with Remote Outdoor Unit-Air-Source) | CVH837GKA2* |  |  | EA*4X37L21A*+WALLCON | *95CSU1002122A* | 33000 | 17.5 | 8.5 | 32800 | 25000 | 76.22% | 2 | 12 | 11.5 |  |  |  |  | R-410A | 2.75 | Residential & Commercial | USHP | Ducted CEE Tier 1
206773096 | Central HP <5.4 tons | KEEPRITE | HRCU-A-CB (Split System: Heat Pump with Remote Outdoor Unit-Air-Source) | CVH837GKA2* |  |  | EA*4X42L24A*+WALLCON | *80CSU1002120A* | 31800 | 17 | 8.1 | 33200 | 24400 | 73.49% | 1.88 | 11.5 | 11 |  |  |  |  | R-410A | 2.65 | Residential & Commercial | USHP | Ducted CEE Tier 1
206772429 | Central HP <5.4 tons | KEEPRITE | HRCU-A-CB (Split System: Heat Pump with Remote Outdoor Unit-Air-Source) | CVH837GKA2* |  |  | EN(A,D)4X48L24**+WALLCON | *96CTN1002122A* | 32400 | 17.5 | 8.1 | 33000 | 24800 | 75.15% | 1.96 | 12 | 11.7 |  |  |  |  | R-410A | 2.7 | Residential & Commercial | USHP | Ducted CEE Tier 1
206772547 | Central HP <5.4 tons | KEEPRITE | HRCU-A-CB (Split System: Heat Pump with Remote Outdoor Unit-Air-Source) | CVH837GKA2* |  |  | EHD4X36AAL+WALLCON | *80CTL0902120A* | 32200 | 16.5 | 8.1 | 33200 | 24800 | 74.7% | 1.92 | 11.5 | 11 |  |  |  |  | R-410A | 2.6833 | Residential & Commercial | USHP | Ducted CEE Tier 1
206773326 | Central HP <5.4 tons | KEEPRITE | HRCU-A-CB (Split System: Heat Pump with Remote Outdoor Unit-Air-Source) | CVH837GKA2* |  |  | EHD4X42AAL+WALLCON | *80CSU0401712A* | 32400 | 16.5 | 8.1 | 33200 | 24800 | 74.7% | 1.94 | 11.5 | 11 |  |  |  |  | R-410A | 2.7 | Residential & Commercial | USHP | Ducted CEE Tier 1
208480449 | Central HP <5.4 tons | Honeywell | HRCU-A-CB (Split System: Heat Pump with Remote Outdoor Unit-Air-Source) | HSH17S-60AAA |  |  | HVTAN-60SA | 0 | 54000 | 16 | 9 | 54000 | 41000 | 75.93% | 1.8 | 10.5 | 10 |  |  |  |  | R-410A | 4.5 | Residential & Commercial | USHP | Ducted CEE Tier 1
214771721 | Central HP <5.4 tons | BOSCH | HRCU-A-CB (Split System: Heat Pump with Remote Outdoor Unit-Air-Source) | BOVA-36RTB-M20S |  |  | BMAC3036CBTA | BGH96M100C5C | 33200 | 17.5 | 9 | 34200 | 24000 | 70.18% | 1.88 | 0 | 11 |  |  |  |  | R-454B | 2.7667 | Residential & Commercial | USHP | Ducted CEE Tier 1
206773353 | Central HP <5.4 tons | KEEPRITE | HRCU-A-CB (Split System: Heat Pump with Remote Outdoor Unit-Air-Source) | CVH837GKA2* |  |  | EHD4X42AAL+WALLCON | *80CSU1002120A* | 32400 | 16 | 8.1 | 33200 | 24800 | 74.7% | 1.94 | 11.5 | 11 |  |  |  |  | R-410A | 2.7 | Residential & Commercial | USHP | Ducted CEE Tier 1
206773371 | Central HP <5.4 tons | KEEPRITE | HRCU-A-CB (Split System: Heat Pump with Remote Outdoor Unit-Air-Source) | CVH837GKA2* |  |  | EHD4X48AAL+WALLCON | *80CSU0601716A* | 32600 | 16.5 | 8.1 | 33200 | 25000 | 75.3% | 1.96 | 11.5 | 11 |  |  |  |  | R-410A | 2.7167 | Residential & Commercial | USHP | Ducted CEE Tier 1
216752109 | Central HP <5.4 tons | YORK | HRCU-A-CB (Split System: Heat Pump with Remote Outdoor Unit-Air-Source) | HH824E2S11 | ADP |  | H,YG7J*24+TXV-BLEED | Y91E060A10SMPS1 | 22400 | 18 | 8.8 | 21400 | 18100 | 84.58% | 1.96 | 0 | 11.5 |  |  |  |  | R-454B | 1.8667 | Residential & Commercial | USHP | Ducted CEE Tier 1
206772727 | Central HP <5.4 tons | KEEPRITE | HRCU-A-CB (Split System: Heat Pump with Remote Outdoor Unit-Air-Source) | CVH837GKA2* |  |  | EHD4X42AAL+WALLCON | *80CTL1352422A* | 32600 | 17 | 8.1 | 33000 | 24800 | 75.15% | 1.96 | 11 | 11 |  |  |  |  | R-410A | 2.7167 | Residential & Commercial | USHP | Ducted CEE Tier 1
215402189 | Central HP <5.4 tons | AMERISTAR | HRCU-A-CB (Split System: Heat Pump with Remote Outdoor Unit-Air-Source) | E4HL5018A1000A |  |  | 4TXCB003DS3 | A952V040BU3SB | 20000 | 15.2 | 8.5 | 20000 | 18000 | 90% | 1.85 | 0 | 9 |  |  |  |  | R-410A | 1.6667 | Residential & Commercial | USHP
212972397 | Central HP <5.4 tons | GRANDAIRE | HRCU-A-CB (Split System: Heat Pump with Remote Outdoor Unit-Air-Source) | WDLCURAH24AAK |  |  | WLNC364CA* | WFET110C066A* | 24000 | 16 | 8.1 | 25000 | 23200 | 92.8% | 1.94 | 0 | 9.5 |  |  |  |  | R-410A | 2 | Residential & Commercial | USHP
216682080 | Central HP <5.4 tons | GRANDAIRE | HRCU-A-CB (Split System: Heat Pump with Remote Outdoor Unit-Air-Source) | WDLCURAH30ABK |  |  | WLA*374CA* | WFJT100C060A* | 30600 | 15.2 | 9 | 33200 | 26000 | 78.31% | 1.8 | 0 | 9 |  |  |  |  | R-410A | 2.55 | Residential & Commercial | USHP
208960636 | Central HP <5.4 tons | MRCOOL | HRCU-A-CB (Split System: Heat Pump with Remote Outdoor Unit-Air-Source) | CENTRAL-24-HP-C-23025 |  |  | CENTRAL-24-HP-MUAH-23025 | 0 | 24000 | 16.7 | 9.1 | 24000 | 18100 | 75.42% | 2.29 | 12.5 | 11.7 |  |  |  |  | R-410A | 2 | Residential & Commercial | USHP | Ducted CEE Tier 1
206772871 | Central HP <5.4 tons | KEEPRITE | HRCU-A-CB (Split System: Heat Pump with Remote Outdoor Unit-Air-Source) | CVH837GKA2* |  |  | EHD4X48AAL+WALLCON | *80CTL0701716A* | 32600 | 17 | 8.1 | 33200 | 25000 | 75.3% | 1.96 | 11.5 | 11 |  |  |  |  | R-410A | 2.7167 | Residential & Commercial | USHP | Ducted CEE Tier 1
206773141 | Central HP <5.4 tons | KEEPRITE | HRCU-A-CB (Split System: Heat Pump with Remote Outdoor Unit-Air-Source) | CVH837GKA2* |  |  | EA*4X48L21A*+WALLCON | *80CSU0401712A* | 32400 | 17.5 | 8.1 | 32600 | 25000 | 76.69% | 1.96 | 12 | 11 |  |  |  |  | R-410A | 2.7 | Residential & Commercial | USHP | Ducted CEE Tier 1
206773389 | Central HP <5.4 tons | KEEPRITE | HRCU-A-CB (Split System: Heat Pump with Remote Outdoor Unit-Air-Source) | CVH837GKA2* |  |  | EHD4X48AAL+WALLCON | *80CSU1002120A* | 32600 | 16.5 | 8.1 | 33000 | 25000 | 75.76% | 1.96 | 11.5 | 11 |  |  |  |  | R-410A | 2.7167 | Residential & Commercial | USHP | Ducted CEE Tier 1
206773425 | Central HP <5.4 tons | KEEPRITE | HRCU-A-CB (Split System: Heat Pump with Remote Outdoor Unit-Air-Source) | CVH837GKA2* |  |  | EA*4X37L21A*+WALLCON | *95CSU0802120A* | 33000 | 17.5 | 8.5 | 32800 | 25000 | 76.22% | 2 | 12 | 11.5 |  |  |  |  | R-410A | 2.75 | Residential & Commercial | USHP | Ducted CEE Tier 1
216738982 | Central HP <5.4 tons | ARCOAIRE | HRCU-A-CB (Split System: Heat Pump with Remote Outdoor Unit-Air-Source) | D5CUHAH24AAK |  |  | FCMA5B36L0C*+WALLCON | 0 | 23000 | 16.5 | 8.5 | 21000 | 18800 | 89.52% | 1.96 | 0 | 11 |  |  |  |  | R-454B | 1.9167 | Residential & Commercial | USHP | Ducted CEE Tier 1
212510762 | Central HP <5.4 tons | AMERISTAR | HRCU-A-CB (Split System: Heat Pump with Remote Outdoor Unit-Air-Source) | E4HL5024A1000A |  |  | 4TXCB003DS3 | A801X060BM4SCA | 24000 | 15.2 | 8.5 | 24000 | 21000 | 87.5% | 1.85 | 0 | 9 |  |  |  |  | R-410A | 2 | Residential & Commercial | USHP
212510763 | Central HP <5.4 tons | AMERISTAR | HRCU-A-CB (Split System: Heat Pump with Remote Outdoor Unit-Air-Source) | E4HL5024A1000A |  |  | 4TXCB003DS3 | A951X060BU4SAB | 24000 | 15.2 | 8.5 | 24000 | 21000 | 87.5% | 1.85 | 0 | 9 |  |  |  |  | R-410A | 2 | Residential & Commercial | USHP
216681840 | Central HP <5.4 tons | GRANDAIRE | HRCU-A-CB (Split System: Heat Pump with Remote Outdoor Unit-Air-Source) | WDLCURAH36ABK |  |  | WLSH364AA* | WFJT100C060A* | 35600 | 15.5 | 8.5 | 38500 | 34600 | 89.87% | 1.78 | 0 | 9.8 |  |  |  |  | R-410A | 2.9667 | Residential & Commercial | USHP
213433236 | Central HP <5.4 tons | 1HVAC | HRCU-A-CB (Split System: Heat Pump with Remote Outdoor Unit-Air-Source) | ACIQ-36-HPB |  |  | ACIQ-36W-P | 0 | 36000 | 17 | 9.9 | 36000 | 36000 | 100% | 1.9 | 0 | 10 |  |  |  |  | R-410A | 3 | Residential & Commercial | USHP | Ducted CEE Tier 1
216014862 | Central HP <5.4 tons | FRIEDRICH | HRCU-A-CB (Split System: Heat Pump with Remote Outdoor Unit-Air-Source) | WFPU17Z243C |  |  | DRAH2TA2417STANN | 0 | 21400 | 15.8 | 8.4 | 23200 | 17700 | 76.29% | 1.98 | 0 | 10 |  |  |  |  | R-410A | 1.7833 | Residential & Commercial | USHP | Ducted CEE Tier 1
210597634 | Central HP <5.4 tons | KEEPRITE | HRCU-A-CB (Split System: Heat Pump with Remote Outdoor Unit-Air-Source) | CVH837GKA** |  |  | EN(A,D,W)4X60L24**+WALLCON | *97CMN1002122A* | 32800 | 18 | 8.1 | 32200 | 24600 | 76.4% | 1.98 | 0 | 12 |  |  |  |  | R-410A | 2.7333 | Residential & Commercial | USHP | Ducted CEE Tier 1
206136367 | Central HP <5.4 tons | KEEPRITE | HRCU-A-CB (Split System: Heat Pump with Remote Outdoor Unit-Air-Source) | CVH837GKA** |  |  | EHD4X48AAL+WALLCON | *95CSU1002122A* | 32600 | 17 | 8.1 | 32800 | 24800 | 75.61% | 1.98 | 11.5 | 11 |  |  |  |  | R-410A | 2.7167 | Residential & Commercial | USHP | Ducted CEE Tier 1
206135799 | Central HP <5.4 tons | KEEPRITE | HRCU-A-CB (Split System: Heat Pump with Remote Outdoor Unit-Air-Source) | CVH837GKA** |  |  | EA*4X48L21A*+WALLCON | *80CSU1002120A* | 32200 | 17 | 8.1 | 32600 | 25000 | 76.69% | 1.96 | 11.5 | 11 |  |  |  |  | R-410A | 2.6833 | Residential & Commercial | USHP | Ducted CEE Tier 1
206136081 | Central HP <5.4 tons | KEEPRITE | HRCU-A-CB (Split System: Heat Pump with Remote Outdoor Unit-Air-Source) | CVH837GKA** |  |  | EA*4X37L21A*+WALLCON | *95CSU0802120A* | 33000 | 17.5 | 8.5 | 32800 | 25000 | 76.22% | 2 | 12 | 11.5 |  |  |  |  | R-410A | 2.75 | Residential & Commercial | USHP | Ducted CEE Tier 1
213795618 | Central HP <5.4 tons | FRIEDRICH | HRCU-A-CB (Split System: Heat Pump with Remote Outdoor Unit-Air-Source) | WFPU18Z483C |  |  | WFH48Z223C | 0 | 48000 | 17.5 | 8.5 | 47000 | 33000 | 70.21% | 1.9 | 10.2 | 10.1 |  |  |  |  | R-410A | 4 | Residential & Commercial | USHP | Ducted CEE Tier 1
214279746 | Central HP <5.4 tons | GRANDAIRE | HRCU-A-CB (Split System: Heat Pump with Remote Outdoor Unit-Air-Source) | WDLCURAH18ABK |  |  | WLA*244BA* | WFSX060B048B* | 17200 | 16 | 8.5 | 18100 | 19400 | 107.2% | 2.32 | 0 | 10.5 |  |  |  |  | R-410A | 1.4333 | Residential & Commercial | USHP | Ducted CEE Tier 1
214061913 | Central HP <5.4 tons | FRIEDRICH | HRCU-A-C (Split System: Heat Pump with Remote Outdoor Unit with No Indoor Fan --Air Source) | WFPU18Z363C |  |  | DC37A44-210L | 0 | 30000 | 15.5 | 9.4 | 30000 | 24200 | 80.67% | 2.08 | 0 | 11.3 |  |  |  |  | R-410A | 2.5 | Residential & Commercial | USHP | Ducted CEE Tier 1
210596665 | Central HP <5.4 tons | KEEPRITE | HRCU-A-CB (Split System: Heat Pump with Remote Outdoor Unit-Air-Source) | CVH825GKA2* |  |  | EA*4X42L21A*+WALLCON | *80CTL0701716A* | 23800 | 16.5 | 8.1 | 21400 | 16600 | 77.57% | 1.96 | 0 | 11 |  |  |  |  | R-410A | 1.9833 | Residential & Commercial | USHP | Ducted CEE Tier 1
210596690 | Central HP <5.4 tons | KEEPRITE | HRCU-A-CB (Split System: Heat Pump with Remote Outdoor Unit-Air-Source) | CVH825GKA2* |  |  | EA*4X42L21A*+WALLCON | *96CTN0801714A* | 23600 | 16.5 | 8.1 | 21400 | 16700 | 78.04% | 1.96 | 0 | 11 |  |  |  |  | R-410A | 1.9667 | Residential & Commercial | USHP | Ducted CEE Tier 1
206772231 | Central HP <5.4 tons | KEEPRITE | HRCU-A-CB (Split System: Heat Pump with Remote Outdoor Unit-Air-Source) | CVH837GKA2* |  |  | EN(A,D,W)4X48L21**+WALLCON | *80CTL0701716A* | 32400 | 17.5 | 8.1 | 33000 | 25000 | 75.76% | 1.94 | 12 | 11.5 |  |  |  |  | R-410A | 2.7 | Residential & Commercial | USHP | Ducted CEE Tier 1
206771799 | Central HP <5.4 tons | KEEPRITE | HRCU-A-CB (Split System: Heat Pump with Remote Outdoor Unit-Air-Source) | CVH837GKA2* |  |  | EA*4X48L21A*+WALLCON | *96CTN0801714A* | 32200 | 17 | 8.1 | 32800 | 25200 | 76.83% | 1.96 | 11.5 | 11 |  |  |  |  | R-410A | 2.6833 | Residential & Commercial | USHP | Ducted CEE Tier 1
210596781 | Central HP <5.4 tons | KEEPRITE | HRCU-A-CB (Split System: Heat Pump with Remote Outdoor Unit-Air-Source) | CVH825GKA2* |  |  | EA*4X43L21A*+WALLCON | *95CSU0802120A* | 24400 | 17 | 8.5 | 21200 | 16600 | 78.3% | 2.04 | 0 | 11 |  |  |  |  | R-410A | 2.0333 | Residential & Commercial | USHP | Ducted CEE Tier 1
210596799 | Central HP <5.4 tons | KEEPRITE | HRCU-A-CB (Split System: Heat Pump with Remote Outdoor Unit-Air-Source) | CVH825GKA2* |  |  | EA*4X43L21A*+WALLCON | *97CMN0602120A* | 24400 | 16.5 | 8.1 | 21200 | 16700 | 78.77% | 2.02 | 0 | 11 |  |  |  |  | R-410A | 2.0333 | Residential & Commercial | USHP | Ducted CEE Tier 1
208106639 | Central HP <5.4 tons | 1HVAC | HRCU-A-CB (Split System: Heat Pump with Remote Outdoor Unit-Air-Source) | ACIQ-36-HPB |  |  | ACIQ-36-AHB | 0 | 36000 | 16 | 9.5 | 40000 | 34400 | 86% | 1.97 | 10.5 | 10 |  |  |  |  | R-410A | 3 | Residential & Commercial | USHP | Ducted CEE Tier 1
215588605 | Central HP <5.4 tons | AMERISTAR | HRCU-A-CB (Split System: Heat Pump with Remote Outdoor Unit-Air-Source) | E4HL5036A1000A |  |  | A4AH5V30A1B3 | 0 | 28000 | 15.2 | 8.5 | 28000 | 21000 | 75% | 1.9 | 0 | 9.8 |  |  |  |  | R-410A | 2.3333 | Residential & Commercial | USHP
206773524 | Central HP <5.4 tons | KEEPRITE | HRCU-A-CB (Split System: Heat Pump with Remote Outdoor Unit-Air-Source) | CVH837GKA2* |  |  | EA*4X48L24A*+WALLCON | *95CSU0802120A* | 32400 | 17.5 | 8.5 | 32400 | 24800 | 76.54% | 2 | 12 | 11.5 |  |  |  |  | R-410A | 2.7 | Residential & Commercial | USHP | Ducted CEE Tier 1
206771718 | Central HP <5.4 tons | KEEPRITE | HRCU-A-CB (Split System: Heat Pump with Remote Outdoor Unit-Air-Source) | CVH837GKA2* |  |  | EA*4X43L21A*+WALLCON | *96CTN1002122A* | 33000 | 17.5 | 8.5 | 33000 | 25200 | 76.36% | 2 | 12 | 11.7 |  |  |  |  | R-410A | 2.75 | Residential & Commercial | USHP | Ducted CEE Tier 1
206771835 | Central HP <5.4 tons | KEEPRITE | HRCU-A-CB (Split System: Heat Pump with Remote Outdoor Unit-Air-Source) | CVH837GKA2* |  |  | EA*4X48L21A*+WALLCON | *97CMN1002122A* | 32400 | 17.5 | 8.5 | 32600 | 25000 | 76.69% | 1.98 | 12 | 11.7 |  |  |  |  | R-410A | 2.7 | Residential & Commercial | USHP | Ducted CEE Tier 1
206771853 | Central HP <5.4 tons | KEEPRITE | HRCU-A-CB (Split System: Heat Pump with Remote Outdoor Unit-Air-Source) | CVH837GKA2* |  |  | EA*4X48L21A*+WALLCON | *96CTN1002122A* | 32400 | 17.5 | 8.5 | 32600 | 25000 | 76.69% | 1.98 | 12 | 11.7 |  |  |  |  | R-410A | 2.7 | Residential & Commercial | USHP | Ducted CEE Tier 1
216679985 | Central HP <5.4 tons | GRANDAIRE | HRCU-A-CB (Split System: Heat Pump with Remote Outdoor Unit-Air-Source) | WDLCURAH36ABK |  |  | WLN(C,W)484CA* | WFJT080B048A* | 35600 | 16 | 8.5 | 38500 | 34400 | 89.35% | 1.8 | 0 | 10 |  |  |  |  | R-410A | 2.9667 | Residential & Commercial | USHP | Ducted CEE Tier 1
210596790 | Central HP <5.4 tons | KEEPRITE | HRCU-A-CB (Split System: Heat Pump with Remote Outdoor Unit-Air-Source) | CVH825GKA2* |  |  | EA*4X43L21A*+WALLCON | *96CTN0801714A* | 24400 | 16.5 | 8.1 | 21200 | 16700 | 78.77% | 2.02 | 0 | 11 |  |  |  |  | R-410A | 2.0333 | Residential & Commercial | USHP | Ducted CEE Tier 1
210596865 | Central HP <5.4 tons | KEEPRITE | HRCU-A-CB (Split System: Heat Pump with Remote Outdoor Unit-Air-Source) | CVH825GKA2* |  |  | EA*4X48L24A*+WALLCON | *95CSU1002122A* | 24200 | 17 | 8.1 | 21000 | 16500 | 78.57% | 2.02 | 0 | 11 |  |  |  |  | R-410A | 2.0167 | Residential & Commercial | USHP | Ducted CEE Tier 1
210596949 | Central HP <5.4 tons | KEEPRITE | HRCU-A-CB (Split System: Heat Pump with Remote Outdoor Unit-Air-Source) | CVH825GKA2* |  |  | EHD4X48AAL+WALLCON | *80CSU1002120A* | 24200 | 16 | 8.1 | 21200 | 16600 | 78.3% | 2 | 0 | 10.5 |  |  |  |  | R-410A | 2.0167 | Residential & Commercial | USHP | Ducted CEE Tier 1
206772078 | Central HP <5.4 tons | KEEPRITE | HRCU-A-CB (Split System: Heat Pump with Remote Outdoor Unit-Air-Source) | CVH837GKA2* |  |  | END4X42L17**+WALLCON | *80CTL0901716A* | 32200 | 17.5 | 8.1 | 33000 | 24600 | 74.55% | 1.92 | 11 | 11.7 |  |  |  |  | R-410A | 2.6833 | Residential & Commercial | USHP | Ducted CEE Tier 1
206771862 | Central HP <5.4 tons | KEEPRITE | HRCU-A-CB (Split System: Heat Pump with Remote Outdoor Unit-Air-Source) | CVH837GKA2* |  |  | EA*4X48L21A*+WALLCON | *80CTL0901716A* | 32400 | 18 | 8.5 | 32600 | 24800 | 76.07% | 2 | 12 | 11.7 |  |  |  |  | R-410A | 2.7 | Residential & Commercial | USHP | Ducted CEE Tier 1
206771142 | Central HP <5.4 tons | KEEPRITE | HRCU-A-CB (Split System: Heat Pump with Remote Outdoor Unit-Air-Source) | CVH837GKA2* |  |  | EA*4X36L21A*+WALLCON | *96CTN1002122A* | 31600 | 17 | 8.1 | 33200 | 24200 | 72.89% | 1.86 | 11 | 11 |  |  |  |  | R-410A | 2.6333 | Residential & Commercial | USHP | Ducted CEE Tier 1
213433232 | Central HP <5.4 tons | 1HVAC | HRCU-A-CB (Split System: Heat Pump with Remote Outdoor Unit-Air-Source) | ACIQ-36-HPB |  |  | ACIQ-36W-WM | 0 | 36000 | 17.6 | 9.2 | 38000 | 33400 | 87.89% | 1.81 | 0 | 10.2 |  |  |  |  | R-410A | 3 | Residential & Commercial | USHP | Ducted CEE Tier 1
210288098 | Central HP <5.4 tons | MRCOOL | HRCU-A-CB (Split System: Heat Pump with Remote Outdoor Unit-Air-Source) | DIYH-24-HP-C-230C25 |  |  | DIYH-24-HP-MUAH-230C25 | 0 | 23000 | 18 | 9.7 | 24000 | 23600 | 98.33% | 1.95 | 11.7 | 11.7 |  |  |  |  | R-410A | 1.9167 | Residential & Commercial | USHP | Ducted CEE Tier 1
214574712 | Central HP <5.4 tons | ARCOAIRE | HRCU-A-CB (Split System: Heat Pump with Remote Outdoor Unit-Air-Source) | HVH837GKA2* |  |  | EN(A,D,W)4X60L24**+WALLCON | *95CSU1002122B* | 32800 | 19 | 8.5 | 32200 | 24600 | 76.4% | 1.98 | 0 | 12 |  |  |  |  | R-410A | 2.7333 | Residential & Commercial | USHP | Ducted CEE Tier 1
213739839 | Central HP <5.4 tons | DAY & NIGHT | HRCU-A-CB (Split System: Heat Pump with Remote Outdoor Unit-Air-Source) | DLCURAH24ABK | ADP |  | V,G36H***P449 | *80MS(N,L)0451412A* | 23600 | 17 | 8.5 | 24800 | 23800 | 95.97% | 2 | 0 | 10.5 |  |  |  |  | R-410A | 1.9667 | Residential & Commercial | USHP | Ducted CEE Tier 1
212555744 | Central HP <5.4 tons | DAY & NIGHT | HRCU-A-CB (Split System: Heat Pump with Remote Outdoor Unit-Air-Source) | CVH848GKA2* | ADP |  | FG49960 | *80CTL1102120A* | 46000 | 17 | 8.1 | 44000 | 31600 | 71.82% | 2.26 | 0 | 10 |  |  |  |  | R-410A | 3.8333 | Residential & Commercial | USHP | Ducted CEE Tier 1
212555745 | Central HP <5.4 tons | DAY & NIGHT | HRCU-A-CB (Split System: Heat Pump with Remote Outdoor Unit-Air-Source) | CVH848GKA2* | ADP |  | FG36960 | *80CTL1352422A* | 45000 | 17 | 8.5 | 44500 | 34600 | 77.75% | 2 | 0 | 10 |  |  |  |  | R-410A | 3.75 | Residential & Commercial | USHP | Ducted CEE Tier 1
211713201 | Central HP <5.4 tons | ARCOAIRE | HRCU-A-CB (Split System: Heat Pump with Remote Outdoor Unit-Air-Source) | DLCURAH30ABK |  |  | EA*4X43L21A* | *96VTN0802120A* | 30400 | 15.2 | 8.1 | 33000 | 26200 | 79.39% | 1.84 | 0 | 9 |  |  |  |  | R-410A | 2.5333 | Residential & Commercial | USHP
206771907 | Central HP <5.4 tons | KEEPRITE | HRCU-A-CB (Split System: Heat Pump with Remote Outdoor Unit-Air-Source) | CVH837GKA2* |  |  | EA*4X48L24A*+WALLCON | *80CTL1352422A* | 32400 | 17.5 | 8.5 | 32400 | 24800 | 76.54% | 2 | 12 | 11.7 |  |  |  |  | R-410A | 2.7 | Residential & Commercial | USHP | Ducted CEE Tier 1
206771412 | Central HP <5.4 tons | KEEPRITE | HRCU-A-CB (Split System: Heat Pump with Remote Outdoor Unit-Air-Source) | CVH837GKA2* |  |  | EA*4X42L21A*+WALLCON | *80CTL0902120A* | 31800 | 17.5 | 8.1 | 33200 | 24400 | 73.49% | 1.9 | 11 | 11.5 |  |  |  |  | R-410A | 2.65 | Residential & Commercial | USHP | Ducted CEE Tier 1
216032228 | Central HP <5.4 tons | 1HVAC | HRCU-A-CB (Split System: Heat Pump with Remote Outdoor Unit-Air-Source) | ACIQ-24-HPD |  |  | ACIQ-24-AHD | 0 | 23000 | 18.3 | 10 | 24000 | 21600 | 90% | 1.87 | 0 | 11.7 |  |  |  |  | R-454B | 1.9167 | Residential & Commercial | USHP | Ducted CEE Tier 1
206771484 | Central HP <5.4 tons | KEEPRITE | HRCU-A-CB (Split System: Heat Pump with Remote Outdoor Unit-Air-Source) | CVH837GKA2* |  |  | EA*4X42L21A*+WALLCON | *96CTN1002122A* | 31800 | 17 | 8.1 | 33000 | 24400 | 73.94% | 1.9 | 11 | 11.5 |  |  |  |  | R-410A | 2.65 | Residential & Commercial | USHP | Ducted CEE Tier 1
206771034 | Central HP <5.4 tons | KEEPRITE | HRCU-A-CB (Split System: Heat Pump with Remote Outdoor Unit-Air-Source) | CVH837GKA2* |  |  | EA*4X36L17A*+WALLCON | *80CTL0901716A* | 31600 | 17.5 | 8.1 | 33200 | 24200 | 72.89% | 1.86 | 11 | 11 |  |  |  |  | R-410A | 2.6333 | Residential & Commercial | USHP | Ducted CEE Tier 1
215726324 | Central HP <5.4 tons | YORK | HRCU-A-CB (Split System: Heat Pump with Remote Outdoor Unit-Air-Source) | HH836E2S11 | ADP |  | H,YG81*36+TXV-BLEED | TM8V080C16MP12 | 33600 | 18 | 8.5 | 29600 | 25000 | 84.46% | 2 | 0 | 11 |  |  |  |  | R-454B | 2.8 | Residential & Commercial | USHP | Ducted CEE Tier 1
214061412 | Central HP <5.4 tons | YORK | HRCU-A-CB (Split System: Heat Pump with Remote Outdoor Unit-Air-Source) | HMH72B341 | ADP |  | AD-35(P,U)*****1+TXV | Y82E080B12LMPS1 | 33200 | 18 | 8.5 | 31400 | 23000 | 73.25% | 2.04 | 0 | 9.5 |  |  |  |  | R-410A | 2.7667 | Residential & Commercial | USHP
210596958 | Central HP <5.4 tons | KEEPRITE | HRCU-A-CB (Split System: Heat Pump with Remote Outdoor Unit-Air-Source) | CVH825GKA2* |  |  | EHD4X48AAL+WALLCON | *80CTL0701716A* | 24200 | 16.5 | 8.1 | 21200 | 16600 | 78.3% | 2.02 | 0 | 10.5 |  |  |  |  | R-410A | 2.0167 | Residential & Commercial | USHP | Ducted CEE Tier 1
210597024 | Central HP <5.4 tons | KEEPRITE | HRCU-A-CB (Split System: Heat Pump with Remote Outdoor Unit-Air-Source) | CVH825GKA2* |  |  | EN(A,D)4X48L24**+WALLCON | *97CMN1002122A* | 24200 | 17 | 8.1 | 21400 | 16600 | 77.57% | 2.02 | 0 | 11.5 |  |  |  |  | R-410A | 2.0167 | Residential & Commercial | USHP | Ducted CEE Tier 1
210597090 | Central HP <5.4 tons | KEEPRITE | HRCU-A-CB (Split System: Heat Pump with Remote Outdoor Unit-Air-Source) | CVH825GKA2* |  |  | EN(A,D,W)4X48L21**+WALLCON | *80CTL0701716A* | 24200 | 17 | 8.1 | 21400 | 16600 | 77.57% | 2.02 | 0 | 11 |  |  |  |  | R-410A | 2.0167 | Residential & Commercial | USHP | Ducted CEE Tier 1
210597099 | Central HP <5.4 tons | KEEPRITE | HRCU-A-CB (Split System: Heat Pump with Remote Outdoor Unit-Air-Source) | CVH825GKA2* |  |  | EN(A,D,W)4X48L21**+WALLCON | *95CSU0802120A* | 24200 | 17 | 8.1 | 21200 | 16600 | 78.3% | 2.02 | 0 | 11.5 |  |  |  |  | R-410A | 2.0167 | Residential & Commercial | USHP | Ducted CEE Tier 1
213739938 | Central HP <5.4 tons | DAY & NIGHT | HRCU-A-CB (Split System: Heat Pump with Remote Outdoor Unit-Air-Source) | DLCURAH24ABK | ADP |  | FG33936 | *96MSN0401712A* | 23000 | 16 | 8.5 | 24600 | 24000 | 97.56% | 2 | 0 | 9 |  |  |  |  | R-410A | 1.9167 | Residential & Commercial | USHP
213739922 | Central HP <5.4 tons | DAY & NIGHT | HRCU-A-CB (Split System: Heat Pump with Remote Outdoor Unit-Air-Source) | DLCURAH24ABK | ADP |  | PL36H175P789 | *96MSN0261410A* | 23400 | 16 | 8.5 | 25400 | 25800 | 101.6% | 2.2 | 0 | 10 |  |  |  |  | R-410A | 1.95 | Residential & Commercial | USHP | Ducted CEE Tier 1
213739923 | Central HP <5.4 tons | DAY & NIGHT | HRCU-A-CB (Split System: Heat Pump with Remote Outdoor Unit-Air-Source) | DLCURAH24ABK | ADP |  | FG35936 | *96MSN0261410A* | 23400 | 16 | 8.5 | 25400 | 25800 | 101.6% | 2.2 | 0 | 10 |  |  |  |  | R-410A | 1.95 | Residential & Commercial | USHP | Ducted CEE Tier 1
214573192 | Central HP <5.4 tons | ARCOAIRE | HRCU-A-CB (Split System: Heat Pump with Remote Outdoor Unit-Air-Source) | HVH837GKA** |  |  | EHD4X48AAL+WALLCON | *80CTL0702120B* | 32600 | 17.5 | 8.5 | 32800 | 25000 | 76.22% | 1.98 | 0 | 11 |  |  |  |  | R-410A | 2.7167 | Residential & Commercial | USHP | Ducted CEE Tier 1
214573292 | Central HP <5.4 tons | ARCOAIRE | HRCU-A-CB (Split System: Heat Pump with Remote Outdoor Unit-Air-Source) | HVH837GKA** |  |  | EHD4X60AAL+WALLCON | *97CMN0802120B* | 33000 | 17 | 8.5 | 32200 | 24800 | 77.02% | 2 | 0 | 11.5 |  |  |  |  | R-410A | 2.75 | Residential & Commercial | USHP | Ducted CEE Tier 1
214574492 | Central HP <5.4 tons | ARCOAIRE | HRCU-A-CB (Split System: Heat Pump with Remote Outdoor Unit-Air-Source) | HVH837GKA2* |  |  | EN(A,D)4X36L21**+WALLCON | *97CMN0802120B* | 31400 | 17 | 8.1 | 33200 | 24200 | 72.89% | 1.82 | 0 | 11 |  |  |  |  | R-410A | 2.6167 | Residential & Commercial | USHP | Ducted CEE Tier 1
215588581 | Central HP <5.4 tons | AMERISTAR | HRCU-A-CB (Split System: Heat Pump with Remote Outdoor Unit-Air-Source) | E4HL5060A1000A |  |  | A4AH5V60A1C3 | 0 | 54000 | 15.2 | 8.1 | 54000 | 38000 | 70.37% | 1.85 | 0 | 8.2 |  |  |  |  | R-410A | 4.5 | Residential & Commercial | USHP
210597021 | Central HP <5.4 tons | KEEPRITE | HRCU-A-CB (Split System: Heat Pump with Remote Outdoor Unit-Air-Source) | CVH825GKA2* |  |  | EN(A,D)4X48L24**+WALLCON | *97CMN0602120A* | 24000 | 16.5 | 8.1 | 21400 | 16700 | 78.04% | 2 | 0 | 11 |  |  |  |  | R-410A | 2 | Residential & Commercial | USHP | Ducted CEE Tier 1
210597105 | Central HP <5.4 tons | KEEPRITE | HRCU-A-CB (Split System: Heat Pump with Remote Outdoor Unit-Air-Source) | CVH825GKA2* |  |  | EN(A,D,W)4X48L21**+WALLCON | *96CTN0601714A* | 24000 | 16.5 | 8.1 | 21400 | 16700 | 78.04% | 2 | 0 | 11 |  |  |  |  | R-410A | 2 | Residential & Commercial | USHP | Ducted CEE Tier 1
210596655 | Central HP <5.4 tons | KEEPRITE | HRCU-A-CB (Split System: Heat Pump with Remote Outdoor Unit-Air-Source) | CVH825GKA2* |  |  | EA*4X42L21A*+WALLCON | *80CSU0601716A* | 23800 | 16.5 | 8.1 | 21400 | 16600 | 77.57% | 1.96 | 0 | 10.5 |  |  |  |  | R-410A | 1.9833 | Residential & Commercial | USHP | Ducted CEE Tier 1
210596682 | Central HP <5.4 tons | KEEPRITE | HRCU-A-CB (Split System: Heat Pump with Remote Outdoor Unit-Air-Source) | CVH825GKA2* |  |  | EA*4X42L21A*+WALLCON | *95CSU1002122A* | 23800 | 16.5 | 8.1 | 21400 | 16600 | 77.57% | 1.96 | 0 | 11 |  |  |  |  | R-410A | 1.9833 | Residential & Commercial | USHP | Ducted CEE Tier 1
214280279 | Central HP <5.4 tons | GRANDAIRE | HRCU-A-CB (Split System: Heat Pump with Remote Outdoor Unit-Air-Source) | WDLCURAH36ABK |  |  | WLA*374CA* | WFSX060B048B* | 36000 | 15.5 | 8.5 | 38000 | 35000 | 92.11% | 2.06 | 0 | 10 |  |  |  |  | R-410A | 3 | Residential & Commercial | USHP | Ducted CEE Tier 1
213739952 | Central HP <5.4 tons | DAY & NIGHT | HRCU-A-CB (Split System: Heat Pump with Remote Outdoor Unit-Air-Source) | DLCURAH24ABK | ADP |  | V,G36H***P449 | *96MSN0601412A* | 23600 | 16 | 8.5 | 24600 | 23400 | 95.12% | 1.98 | 0 | 10 |  |  |  |  | R-410A | 1.9667 | Residential & Commercial | USHP | Ducted CEE Tier 1
213739963 | Central HP <5.4 tons | DAY & NIGHT | HRCU-A-CB (Split System: Heat Pump with Remote Outdoor Unit-Air-Source) | DLCURAH24ABK | ADP |  | PL36H175P069 | *96VSN0401712B* | 23400 | 16 | 8.5 | 24600 | 23800 | 96.75% | 2 | 0 | 10 |  |  |  |  | R-410A | 1.95 | Residential & Commercial | USHP | Ducted CEE Tier 1
213739968 | Central HP <5.4 tons | DAY & NIGHT | HRCU-A-CB (Split System: Heat Pump with Remote Outdoor Unit-Air-Source) | DLCURAH24ABK | ADP |  | V,G36H175P159 | *96VSN0401712B* | 23400 | 16 | 8.5 | 24600 | 23800 | 96.75% | 2 | 0 | 10 |  |  |  |  | R-410A | 1.95 | Residential & Commercial | USHP | Ducted CEE Tier 1
213739977 | Central HP <5.4 tons | DAY & NIGHT | HRCU-A-CB (Split System: Heat Pump with Remote Outdoor Unit-Air-Source) | DLCURAH24ABK | ADP |  | PL36H175P159 | *96VSN0601412B* | 23600 | 17 | 8.5 | 24600 | 23600 | 95.93% | 2 | 0 | 10 |  |  |  |  | R-410A | 1.9667 | Residential & Commercial | USHP | Ducted CEE Tier 1
213739979 | Central HP <5.4 tons | DAY & NIGHT | HRCU-A-CB (Split System: Heat Pump with Remote Outdoor Unit-Air-Source) | DLCURAH24ABK | ADP |  | FG35936 | *96VSN0601412B* | 23600 | 17 | 8.5 | 24600 | 23600 | 95.93% | 2 | 0 | 10 |  |  |  |  | R-410A | 1.9667 | Residential & Commercial | USHP | Ducted CEE Tier 1
213739602 | Central HP <5.4 tons | DAY & NIGHT | HRCU-A-CB (Split System: Heat Pump with Remote Outdoor Unit-Air-Source) | DLCURAH18ABK | ADP |  | FG32936 | *96VSN0401410B* | 16900 | 17 | 8.5 | 16600 | 19000 | 114.5% | 2.34 | 0 | 10 |  |  |  |  | R-410A | 1.4083 | Residential & Commercial | USHP | Ducted CEE Tier 1
213739620 | Central HP <5.4 tons | DAY & NIGHT | HRCU-A-CB (Split System: Heat Pump with Remote Outdoor Unit-Air-Source) | DLCURAH18ABK | ADP |  | FG32936 | *96VSN0601412B* | 17200 | 16 | 8.5 | 16900 | 19400 | 114.8% | 2.38 | 0 | 10.5 |  |  |  |  | R-410A | 1.4333 | Residential & Commercial | USHP | Ducted CEE Tier 1
213739988 | Central HP <5.4 tons | DAY & NIGHT | HRCU-A-CB (Split System: Heat Pump with Remote Outdoor Unit-Air-Source) | DLCURAH24ABK | ADP |  | FG35936 | *96VTN0401410B* | 23400 | 16 | 8.5 | 24600 | 23800 | 96.75% | 2 | 0 | 10 |  |  |  |  | R-410A | 1.95 | Residential & Commercial | USHP | Ducted CEE Tier 1
214279895 | Central HP <5.4 tons | ARCOAIRE | HRCU-A-CB (Split System: Heat Pump with Remote Outdoor Unit-Air-Source) | DLCURAH24ABK |  |  | EA*4X30L17A* | *96MSN0601716A* | 23400 | 16.5 | 9 | 25800 | 24400 | 94.57% | 2.02 | 0 | 10 |  |  |  |  | R-410A | 1.95 | Residential & Commercial | USHP | Ducted CEE Tier 1
214279947 | Central HP <5.4 tons | ARCOAIRE | HRCU-A-CB (Split System: Heat Pump with Remote Outdoor Unit-Air-Source) | DLCURAH24ABK |  |  | EA*4X37L21A* | *96MSN0601716A* | 24600 | 17 | 9 | 25400 | 21200 | 83.46% | 1.78 | 0 | 10 |  |  |  |  | R-410A | 2.05 | Residential & Commercial | USHP | Ducted CEE Tier 1
213739993 | Central HP <5.4 tons | DAY & NIGHT | HRCU-A-CB (Split System: Heat Pump with Remote Outdoor Unit-Air-Source) | DLCURAH24ABK | ADP |  | FG32936 | *96VTN0401712B* | 23400 | 16 | 8.5 | 25400 | 25800 | 101.6% | 2.18 | 0 | 9.5 |  |  |  |  | R-410A | 1.95 | Residential & Commercial | USHP
216439107 | Central HP <5.4 tons | AMERISTAR | HRCU-A-CB (Split System: Heat Pump with Remote Outdoor Unit-Air-Source) | A5HL5024A1000AA |  |  | A5AHV002A1B3 | 0 | 23000 | 16 | 8.1 | 23000 | 18000 | 78.26% | 1.75 | 0 | 11.7 |  |  |  |  | R-454B | 1.9167 | Residential & Commercial | USHP | Ducted CEE Tier 1
216014854 | Central HP <5.4 tons | FRIEDRICH | HRCU-A-CB (Split System: Heat Pump with Remote Outdoor Unit-Air-Source) | WFPU18Z483C |  |  | DRAH2TA4821ASTANN | 0 | 44000 | 17 | 8.7 | 44000 | 33000 | 75% | 1.95 | 0 | 9.89 |  |  |  |  | R-410A | 3.6667 | Residential & Commercial | USHP
216014872 | Central HP <5.4 tons | FRIEDRICH | HRCU-A-C (Split System: Heat Pump with Remote Outdoor Unit with No Indoor Fan --Air Source) | WFPU18Z483C |  |  | FRCFZ4821STANM | 0 | 44500 | 15.8 | 8.3 | 44000 | 33000 | 75% | 1.91 | 0 | 9.5 |  |  |  |  | R-410A | 3.7083 | Residential & Commercial | USHP
206136141 | Central HP <5.4 tons | KEEPRITE | HRCU-A-CB (Split System: Heat Pump with Remote Outdoor Unit-Air-Source) | CVH837GKA** |  |  | EA*4X43L21A*+WALLCON | *95CSU0802120A* | 33000 | 17.5 | 8.5 | 32800 | 25000 | 76.22% | 2 | 12 | 11.5 |  |  |  |  | R-410A | 2.75 | Residential & Commercial | USHP | Ducted CEE Tier 1
206136041 | Central HP <5.4 tons | KEEPRITE | HRCU-A-CB (Split System: Heat Pump with Remote Outdoor Unit-Air-Source) | CVH837GKA** |  |  | EHD4X48AAL+WALLCON | *80CSU1002120A* | 32600 | 16.5 | 8.1 | 33000 | 25000 | 75.76% | 1.96 | 11.5 | 11 |  |  |  |  | R-410A | 2.7167 | Residential & Commercial | USHP | Ducted CEE Tier 1
216032234 | Central HP <5.4 tons | 1HVAC | HRCU-A-CB (Split System: Heat Pump with Remote Outdoor Unit-Air-Source) | ACIQ-18-HPD |  |  | ACIQ-18-PAH | 0 | 18000 | 19 | 10.1 | 18000 | 18600 | 103.3% | 2.12 | 0 | 12.5 |  |  |  |  | R-454B | 1.5 | Residential & Commercial | USHP | Ducted CEE Tier 1
216675827 | Central HP <5.4 tons | KEEPRITE | HRCU-A-CB (Split System: Heat Pump with Remote Outdoor Unit-Air-Source) | D5CURAH24AAK |  |  | EA*5X25M17A* | *80MS(N,L)0701412A* | 24400 | 16 | 8.5 | 23200 | 19100 | 82.33% | 1.96 | 0 | 10 |  |  |  |  | R-454B | 2.0333 | Residential & Commercial | USHP | Ducted CEE Tier 1
207826608 | Central HP <5.4 tons | TEMPSTAR | HRCU-A-CB (Split System: Heat Pump with Remote Outdoor Unit-Air-Source) | DLCSRBH24AAK |  |  | DLFSABH24XBK | 0 | 23000 | 18.4 | 9.3 | 26000 | 21200 | 81.54% | 1.9 | 12.5 | 11.7 |  |  |  |  | R-410A | 1.9167 | Residential & Commercial | USHP | Ducted CEE Tier 1
213546717 | Central HP <5.4 tons | LENNOX | HRCU-A-CB (Split System: Heat Pump with Remote Outdoor Unit-Air-Source) | EL22XPV-024-230A** | ADP |  | L*35/36U9 | ML180UH045E36A* | 23400 | 21 | 8.5 | 21200 | 14900 | 70.28% | 1.86 | 0 | 13.5 |  |  |  |  | R-410A | 1.95 | Residential & Commercial | USHP | Ducted CEE Tier 1
213546721 | Central HP <5.4 tons | LENNOX | HRCU-A-CB (Split System: Heat Pump with Remote Outdoor Unit-Air-Source) | EL22XPV-024-230A** | ADP |  | LH18/37D9 | ML180UH045E36A* | 23400 | 21 | 8.5 | 21200 | 14900 | 70.28% | 1.86 | 0 | 13.5 |  |  |  |  | R-410A | 1.95 | Residential & Commercial | USHP | Ducted CEE Tier 1
204456676 | Central HP <5.4 tons | KEEPRITE | HRCU-A-CB (Split System: Heat Pump with Remote Outdoor Unit-Air-Source) | CVH825GKA2* |  |  | EA*4X36L21A*+WALLCON | *80CTL0701716A* | 23600 | 16.5 | 8.1 | 21400 | 16600 | 77.57% | 1.94 | 11 | 11 |  |  |  |  | R-410A | 1.9667 | Residential & Commercial | USHP | Ducted CEE Tier 1
204456424 | Central HP <5.4 tons | KEEPRITE | HRCU-A-CB (Split System: Heat Pump with Remote Outdoor Unit-Air-Source) | CVH825GKA2* |  |  | EA*4X24L17A*+WALLCON | *80CTL0701412A* | 23400 | 17 | 8.1 | 22000 | 16700 | 75.91% | 1.9 | 11 | 11 |  |  |  |  | R-410A | 1.95 | Residential & Commercial | USHP | Ducted CEE Tier 1
216644291 | Central HP <5.4 tons | GRANDAIRE | HRCU-A-CB (Split System: Heat Pump with Remote Outdoor Unit-Air-Source) | WD5CUHAH18AAK |  |  | W5A*25M17XA* | WFSU060B048B* | 18100 | 15.2 | 9 | 19700 | 17600 | 89.34% | 1.9 | 0 | 11 |  |  |  |  | R-454B | 1.5083 | Residential & Commercial | USHP | Ducted CEE Tier 1
212977825 | Central HP <5.4 tons | GRANDAIRE | HRCU-A-CB (Split System: Heat Pump with Remote Outdoor Unit-Air-Source) | WDLCURAH18ABK |  |  | WLNC304AA* | WFE*045A036C* | 17700 | 16.5 | 8.1 | 18200 | 18600 | 102.2% | 2.24 | 0 | 11 |  |  |  |  | R-410A | 1.475 | Residential & Commercial | USHP | Ducted CEE Tier 1
216682464 | Central HP <5.4 tons | GRANDAIRE | HRCU-A-CB (Split System: Heat Pump with Remote Outdoor Unit-Air-Source) | WDLCURAH18ABK |  |  | WLSH304AA* | WFJT100C060A* | 17700 | 15.5 | 8.5 | 18200 | 18000 | 98.9% | 1.94 | 0 | 10.5 |  |  |  |  | R-410A | 1.475 | Residential & Commercial | USHP | Ducted CEE Tier 1
215319025 | Central HP <5.4 tons | KEEPRITE | HRCU-A-CB (Split System: Heat Pump with Remote Outdoor Unit-Air-Source) | D5CLRAH48AAK |  |  | D5FLAAH48XAK | 0 | 48000 | 17.8 | 10 | 50000 | 35200 | 70.4% | 1.9 | 0 | 10 |  |  |  |  | R-454B | 4 | Residential & Commercial | USHP | Ducted CEE Tier 1
212394312 | Central HP <5.4 tons | 1HVAC | HRCU-A-C (Split System: Heat Pump with Remote Outdoor Unit with No Indoor Fan --Air Source) | ACIQ-24-HPB |  |  | ACIQ-24-ACL | 0 | 24000 | 16.5 | 9.5 | 25000 | 20000 | 80% | 1.95 | 11 | 10.7 |  |  |  |  | R-410A | 2 | Residential & Commercial | USHP | Ducted CEE Tier 1
216760025 | Central HP <5.4 tons | Multi MFG | HRCU-A-CB (Split System: Heat Pump with Remote Outdoor Unit-Air-Source) | 18MSZ-M-B |  |  | 18MPHP0-S-B | 0 | 18000 | 18.5 | 9.8 | 18000 | 13000 | 72.22% | 2.3 | 0 | 12.1 |  |  |  |  | R-454B | 1.5 | Residential & Commercial | USHP | Ducted CEE Tier 1
211749863 | Central HP <5.4 tons | AMERISTAR | HRCU-A-CB (Split System: Heat Pump with Remote Outdoor Unit-Air-Source) | E4HL5036A1000A |  |  | E4AH5E24A1J30A | 0 | 24000 | 15.2 | 8.5 | 24000 | 18000 | 75% | 1.9 | 0 | 11 |  |  |  |  | R-410A | 2 | Residential & Commercial | USHP | Ducted CEE Tier 1
206765804 | Central HP <5.4 tons | KEEPRITE | HRCU-A-CB (Split System: Heat Pump with Remote Outdoor Unit-Air-Source) | CVH825GKA3* |  |  | EA*4X36L21A*+WALLCON | *97CMN1002122A* | 23600 | 16.5 | 8.1 | 21400 | 16600 | 77.57% | 1.94 | 11 | 11 |  |  |  |  | R-410A | 1.9667 | Residential & Commercial | USHP | Ducted CEE Tier 1
216032538 | Central HP <5.4 tons | MRCOOL | HRCU-A-CB (Split System: Heat Pump with Remote Outdoor Unit-Air-Source) | MVP-36-HP-C-230A00-O |  |  | MVP-36-HP-MUAH-230A00-O | 0 | 36000 | 16.2 | 8.7 | 36000 | 27000 | 75% | 2 | 0 | 10 |  |  |  |  | R-454B | 3 | Residential & Commercial | USHP | Ducted CEE Tier 1
216776160 | Central HP <5.4 tons | AMERISTAR | HRCU-A-CB (Split System: Heat Pump with Remote Outdoor Unit-Air-Source) | A5HL5024A1 |  |  | A5AHV002A1B3 | 0 | 23000 | 16 | 8.1 | 23000 | 18000 | 78.26% | 1.75 | 0 | 11.7 |  |  |  |  | R-454B | 1.9167 | Residential & Commercial | USHP | Ducted CEE Tier 1
216678761 | Central HP <5.4 tons | GRANDAIRE | HRCU-A-CB (Split System: Heat Pump with Remote Outdoor Unit-Air-Source) | WDLCURAH36ABK |  |  | WLSH364AA* | WFJT060B048A* | 35600 | 15.2 | 8.5 | 38500 | 34600 | 89.87% | 1.8 | 0 | 9.5 |  |  |  |  | R-410A | 2.9667 | Residential & Commercial | USHP
216681804 | Central HP <5.4 tons | GRANDAIRE | HRCU-A-CB (Split System: Heat Pump with Remote Outdoor Unit-Air-Source) | WDLCURAH36ABK |  |  | WLA*434CA* | WFJT100C060A* | 36200 | 16.5 | 9 | 38000 | 34400 | 90.53% | 1.96 | 0 | 10 |  |  |  |  | R-410A | 3.0167 | Residential & Commercial | USHP | Ducted CEE Tier 1
206765651 | Central HP <5.4 tons | KEEPRITE | HRCU-A-CB (Split System: Heat Pump with Remote Outdoor Unit-Air-Source) | CVH825GKA3* |  |  | EA*4X36L17A*+WALLCON | *80CTL0451712A* | 23400 | 16 | 8.1 | 21600 | 16800 | 77.78% | 1.92 | 11 | 10.5 |  |  |  |  | R-410A | 1.95 | Residential & Commercial | USHP | Ducted CEE Tier 1
206765669 | Central HP <5.4 tons | KEEPRITE | HRCU-A-CB (Split System: Heat Pump with Remote Outdoor Unit-Air-Source) | CVH825GKA3* |  |  | EA*4X36L17A*+WALLCON | *96CTN0601714A* | 23400 | 16 | 8.1 | 21600 | 16800 | 77.78% | 1.92 | 11 | 10.5 |  |  |  |  | R-410A | 1.95 | Residential & Commercial | USHP | Ducted CEE Tier 1
213546819 | Central HP <5.4 tons | LENNOX | HRCU-A-CB (Split System: Heat Pump with Remote Outdoor Unit-Air-Source) | EL22XPV-024-230A** | ADP |  | L*35/36U9 | ML196UH070XE48B* | 24000 | 16 | 8.2 | 22400 | 15700 | 70.09% | 1.88 | 0 | 12.5 |  |  |  |  | R-410A | 2 | Residential & Commercial | USHP | Ducted CEE Tier 1
207658568 | Central HP <5.4 tons | BOSCH | HRCU-A-CB (Split System: Heat Pump with Remote Outdoor Unit-Air-Source) | BOVB-36HDN1-M20G |  |  | BMA*2430BNTD | BGH96M080B3B | 24000 | 18.5 | 9 | 24000 | 17400 | 72.5% | 1.9 | 13.5 | 12 |  |  |  |  | R-410A | 2 | Residential & Commercial | USHP | Ducted CEE Tier 1
215588585 | Central HP <5.4 tons | AMERISTAR | HRCU-A-CB (Split System: Heat Pump with Remote Outdoor Unit-Air-Source) | E4HL5018A1000A |  |  | A4AH5V24A1B3 | 0 | 18000 | 15.2 | 8.5 | 18000 | 16000 | 88.89% | 1.9 | 0 | 9.8 |  |  |  |  | R-410A | 1.5 | Residential & Commercial | USHP
216739062 | Central HP <5.4 tons | GRANDAIRE | HRCU-A-CB (Split System: Heat Pump with Remote Outdoor Unit-Air-Source) | WD5CUHAH24AAK |  |  | WCHL305*B* | 0 | 23400 | 16 | 8.5 | 21200 | 18800 | 88.68% | 1.96 | 0 | 11 |  |  |  |  | R-454B | 1.95 | Residential & Commercial | USHP | Ducted CEE Tier 1
216097078 | Central HP <5.4 tons | COMFORT-AIRE | HRCU-A-CB (Split System: Heat Pump with Remote Outdoor Unit-Air-Source) | A-VXP48TA-1 |  |  | B-VXP48TA-1 | 0 | 48000 | 16.5 | 9.5 | 50000 | 46000 | 92% | 1.9 | 0 | 10.5 |  |  |  |  | R-454B | 4 | Residential & Commercial | USHP | Ducted CEE Tier 1
216675781 | Central HP <5.4 tons | GRANDAIRE | HRCU-A-CB (Split System: Heat Pump with Remote Outdoor Unit-Air-Source) | WD5CURAH24AAK |  |  | W5A*24M17XA* | WFE*070A036C* | 23400 | 15.2 | 8.5 | 24600 | 19600 | 79.67% | 1.9 | 0 | 9.8 |  |  |  |  | R-454B | 1.95 | Residential & Commercial | USHP
216738812 | Central HP <5.4 tons | ARCOAIRE | HRCU-A-CB (Split System: Heat Pump with Remote Outdoor Unit-Air-Source) | D5CUHAH24AAK |  |  | ESH5X36M12A* | *96VTN0401712B* | 22600 | 15.5 | 8.1 | 21000 | 18600 | 88.57% | 1.85 | 0 | 10.5 |  |  |  |  | R-454B | 1.8833 | Residential & Commercial | USHP | Ducted CEE Tier 1
216738203 | Central HP <5.4 tons | ARCOAIRE | HRCU-A-CB (Split System: Heat Pump with Remote Outdoor Unit-Air-Source) | D5CUHAH24AAK |  |  | ESH5X36M12A* | *80MSU0401712A* | 22800 | 16 | 8.1 | 20800 | 18500 | 88.94% | 1.85 | 0 | 10.5 |  |  |  |  | R-454B | 1.9 | Residential & Commercial | USHP | Ducted CEE Tier 1
216738246 | Central HP <5.4 tons | ARCOAIRE | HRCU-A-CB (Split System: Heat Pump with Remote Outdoor Unit-Air-Source) | D5CUHAH24AAK |  |  | ESH5X36M12A* | *80CTL0451712B* | 22600 | 15.2 | 8.1 | 20800 | 18500 | 88.94% | 1.85 | 0 | 10.5 |  |  |  |  | R-454B | 1.8833 | Residential & Commercial | USHP | Ducted CEE Tier 1
216738946 | Central HP <5.4 tons | ARCOAIRE | HRCU-A-CB (Split System: Heat Pump with Remote Outdoor Unit-Air-Source) | D5CUHAH24AAK |  |  | ESH5X36M12A* | *97VTN1202422A* | 22400 | 15.2 | 8.1 | 20800 | 18400 | 88.46% | 1.85 | 0 | 10.5 |  |  |  |  | R-454B | 1.8667 | Residential & Commercial | USHP | Ducted CEE Tier 1
216738849 | Central HP <5.4 tons | GRANDAIRE | HRCU-A-CB (Split System: Heat Pump with Remote Outdoor Unit-Air-Source) | WD5CUHAH24AAK |  |  | W5SH36M12XA* | WFST080B048A* | 22600 | 16 | 8.1 | 20800 | 18400 | 88.46% | 1.85 | 0 | 11 |  |  |  |  | R-454B | 1.8833 | Residential & Commercial | USHP | Ducted CEE Tier 1
213492120 | Central HP <5.4 tons | 1HVAC | HRCU-A-C (Split System: Heat Pump with Remote Outdoor Unit with No Indoor Fan --Air Source) | ACIQ-36-HPC |  |  | ACIQ-36-ACL | 0 | 35000 | 15.2 | 8.5 | 36000 | 30000 | 83.33% | 1.8 | 0 | 10 |  |  |  |  | R-410A | 2.9167 | Residential & Commercial | USHP | Ducted CEE Tier 1
206773675 | Central HP <5.4 tons | KEEPRITE | HRCU-A-CB (Split System: Heat Pump with Remote Outdoor Unit-Air-Source) | CVH837GKA2* |  |  | EHD4X48AAL+WALLCON | *95CSU0802120A* | 32600 | 17 | 8.1 | 33000 | 24800 | 75.15% | 1.98 | 11.5 | 11 |  |  |  |  | R-410A | 2.7167 | Residential & Commercial | USHP | Ducted CEE Tier 1
206772754 | Central HP <5.4 tons | KEEPRITE | HRCU-A-CB (Split System: Heat Pump with Remote Outdoor Unit-Air-Source) | CVH837GKA2* |  |  | EHD4X42AAL+WALLCON | *96CTN1202422A* | 32600 | 17 | 8.1 | 33000 | 24800 | 75.15% | 1.96 | 11 | 11 |  |  |  |  | R-410A | 2.7167 | Residential & Commercial | USHP | Ducted CEE Tier 1
206772988 | Central HP <5.4 tons | KEEPRITE | HRCU-A-CB (Split System: Heat Pump with Remote Outdoor Unit-Air-Source) | CVH837GKA2* |  |  | EHD4X48AAL+WALLCON | *96CTN1002122A* | 32600 | 17 | 8.1 | 33000 | 24800 | 75.15% | 1.98 | 12 | 11 |  |  |  |  | R-410A | 2.7167 | Residential & Commercial | USHP | Ducted CEE Tier 1
206772303 | Central HP <5.4 tons | KEEPRITE | HRCU-A-CB (Split System: Heat Pump with Remote Outdoor Unit-Air-Source) | CVH837GKA2* |  |  | EN(A,D,W)4X48L21**+WALLCON | *97CMN1002122A* | 32400 | 17.5 | 8.1 | 33000 | 24800 | 75.15% | 1.96 | 12 | 11.7 |  |  |  |  | R-410A | 2.7 | Residential & Commercial | USHP | Ducted CEE Tier 1
206772321 | Central HP <5.4 tons | KEEPRITE | HRCU-A-CB (Split System: Heat Pump with Remote Outdoor Unit-Air-Source) | CVH837GKA2* |  |  | EN(A,D,W)4X48L21**+WALLCON | *96CTN1002122A* | 32400 | 17.5 | 8.1 | 33000 | 24800 | 75.15% | 1.96 | 11.5 | 11.7 |  |  |  |  | R-410A | 2.7 | Residential & Commercial | USHP | Ducted CEE Tier 1
210597460 | Central HP <5.4 tons | KEEPRITE | HRCU-A-CB (Split System: Heat Pump with Remote Outdoor Unit-Air-Source) | CVH837GKA** |  |  | EA*4X61L24A*+WALLCON | *95CSU0802120A* | 33200 | 18 | 8.5 | 32000 | 24800 | 77.5% | 2 | 0 | 11.5 |  |  |  |  | R-410A | 2.7667 | Residential & Commercial | USHP | Ducted CEE Tier 1
216439102 | Central HP <5.4 tons | AMERISTAR | HRCU-A-CB (Split System: Heat Pump with Remote Outdoor Unit-Air-Source) | E4HL5030A1000A |  |  | TEM6A0B30H21SC | 0 | 28000 | 15.2 | 8.5 | 28000 | 21000 | 75% | 1.9 | 0 | 9.8 |  |  |  |  | R-410A | 2.3333 | Residential & Commercial | USHP
210597463 | Central HP <5.4 tons | KEEPRITE | HRCU-A-CB (Split System: Heat Pump with Remote Outdoor Unit-Air-Source) | CVH837GKA** |  |  | EA*4X61L24A*+WALLCON | *95CSU1002122A* | 33200 | 18 | 8.5 | 32000 | 24800 | 77.5% | 2.02 | 0 | 11.5 |  |  |  |  | R-410A | 2.7667 | Residential & Commercial | USHP | Ducted CEE Tier 1
210597361 | Central HP <5.4 tons | KEEPRITE | HRCU-A-CB (Split System: Heat Pump with Remote Outdoor Unit-Air-Source) | CVH837GKA** |  |  | EA*4X42L21A*+WALLCON | *80CSU0401712A* | 31800 | 17 | 8.1 | 33200 | 24400 | 73.49% | 1.88 | 0 | 11 |  |  |  |  | R-410A | 2.65 | Residential & Commercial | USHP | Ducted CEE Tier 1
215588587 | Central HP <5.4 tons | AMERISTAR | HRCU-A-CB (Split System: Heat Pump with Remote Outdoor Unit-Air-Source) | E4HL5042A1000A |  |  | A4AH5V42A1C3 | 0 | 42000 | 15.2 | 8.1 | 42000 | 30000 | 71.43% | 1.75 | 0 | 8.5 |  |  |  |  | R-410A | 3.5 | Residential & Commercial | USHP
216032231 | Central HP <5.4 tons | 1HVAC | HRCU-A-CB (Split System: Heat Pump with Remote Outdoor Unit-Air-Source) | ACIQ-42-HPD |  |  | ACIQ-42-AHD | 0 | 42000 | 16.7 | 9.5 | 50000 | 46000 | 92% | 1.9 | 0 | 11.7 |  |  |  |  | R-454B | 3.5 | Residential & Commercial | USHP | Ducted CEE Tier 1
216739116 | Central HP <5.4 tons | GRANDAIRE | HRCU-A-CB (Split System: Heat Pump with Remote Outdoor Unit-Air-Source) | WD5CUHAH24AAK |  |  | FM(C,U)5Z36**AL* | 0 | 23200 | 17 | 9 | 21400 | 19300 | 90.19% | 2.08 | 0 | 11 |  |  |  |  | R-454B | 1.9333 | Residential & Commercial | USHP | Ducted CEE Tier 1
206135759 | Central HP <5.4 tons | KEEPRITE | HRCU-A-CB (Split System: Heat Pump with Remote Outdoor Unit-Air-Source) | CVH837GKA** |  |  | EA*4X43L21A*+WALLCON | *80CSU1002120A* | 32800 | 17 | 8.5 | 33000 | 25200 | 76.36% | 1.98 | 12 | 11 |  |  |  |  | R-410A | 2.7333 | Residential & Commercial | USHP | Ducted CEE Tier 1
215588583 | Central HP <5.4 tons | AMERISTAR | HRCU-A-CB (Split System: Heat Pump with Remote Outdoor Unit-Air-Source) | E4HL5030A1000A |  |  | A4AH5V30A1B3 | 0 | 28000 | 15.2 | 8.5 | 28000 | 21000 | 75% | 1.9 | 0 | 9.8 |  |  |  |  | R-410A | 2.3333 | Residential & Commercial | USHP
210596652 | Central HP <5.4 tons | KEEPRITE | HRCU-A-CB (Split System: Heat Pump with Remote Outdoor Unit-Air-Source) | CVH825GKA2* |  |  | EA*4X42L21A*+WALLCON | *80CSU0401712A* | 23800 | 17 | 8.1 | 21400 | 16600 | 77.57% | 1.96 | 0 | 11 |  |  |  |  | R-410A | 1.9833 | Residential & Commercial | USHP | Ducted CEE Tier 1
210597394 | Central HP <5.4 tons | KEEPRITE | HRCU-A-CB (Split System: Heat Pump with Remote Outdoor Unit-Air-Source) | CVH837GKA** |  |  | EA*4X60L24A*+WALLCON | *96CTN1202422A* | 32800 | 18 | 8.5 | 31800 | 24800 | 77.99% | 2 | 0 | 11.7 |  |  |  |  | R-410A | 2.7333 | Residential & Commercial | USHP | Ducted CEE Tier 1
210597430 | Central HP <5.4 tons | KEEPRITE | HRCU-A-CB (Split System: Heat Pump with Remote Outdoor Unit-Air-Source) | CVH837GKA** |  |  | EA*4X61L21A*+WALLCON | *95CSU0802120A* | 33200 | 18 | 8.5 | 32000 | 24800 | 77.5% | 2 | 0 | 11.5 |  |  |  |  | R-410A | 2.7667 | Residential & Commercial | USHP | Ducted CEE Tier 1
210596859 | Central HP <5.4 tons | KEEPRITE | HRCU-A-CB (Split System: Heat Pump with Remote Outdoor Unit-Air-Source) | CVH825GKA2* |  |  | EA*4X48L24A*+WALLCON | *80CTL1352422A* | 24200 | 17 | 8.1 | 21000 | 16500 | 78.57% | 2.02 | 0 | 11 |  |  |  |  | R-410A | 2.0167 | Residential & Commercial | USHP | Ducted CEE Tier 1
210597108 | Central HP <5.4 tons | KEEPRITE | HRCU-A-CB (Split System: Heat Pump with Remote Outdoor Unit-Air-Source) | CVH825GKA2* |  |  | EN(A,D,W)4X48L21**+WALLCON | *96CTN0801714A* | 24000 | 16.5 | 8.1 | 21400 | 16600 | 77.57% | 2 | 0 | 11 |  |  |  |  | R-410A | 2 | Residential & Commercial | USHP | Ducted CEE Tier 1
215935558 | Central HP <5.4 tons | ARCOAIRE | HRCU-A-CB (Split System: Heat Pump with Remote Outdoor Unit-Air-Source) | H5H3V36*K*AAA* |  |  | EVD5X31M17A*+WALLCON | *96CTN0601714B* | 34800 | 21 | 8.5 | 38000 | 27800 | 73.16% | 2.06 | 0 | 11 |  |  |  |  | R-454B | 2.9 | Residential & Commercial | USHP | Ducted CEE Tier 1
215936328 | Central HP <5.4 tons | ARCOAIRE | HRCU-A-CB (Split System: Heat Pump with Remote Outdoor Unit-Air-Source) | H5H3V36*K*AAA* |  |  | EVD5X48M24A*+WALLCON | *80CTL1102120B* | 35200 | 21.5 | 8.5 | 38000 | 28200 | 74.21% | 2.04 | 0 | 12 |  |  |  |  | R-454B | 2.9333 | Residential & Commercial | USHP | Ducted CEE Tier 1
215936408 | Central HP <5.4 tons | ARCOAIRE | HRCU-A-CB (Split System: Heat Pump with Remote Outdoor Unit-Air-Source) | H5H3V36*K*AAA* |  |  | EVD5X48M24A*+WALLCON | *96CTN1002122B* | 35000 | 21.5 | 8.5 | 38000 | 28200 | 74.21% | 2.02 | 0 | 12 |  |  |  |  | R-454B | 2.9167 | Residential & Commercial | USHP | Ducted CEE Tier 1
215936158 | Central HP <5.4 tons | ARCOAIRE | HRCU-A-CB (Split System: Heat Pump with Remote Outdoor Unit-Air-Source) | H5H3V36*K*AAA* |  |  | EVD5X42M24A*+WALLCON | *80CTL0702120B* | 35400 | 21.5 | 8.5 | 38000 | 28600 | 75.26% | 2.04 | 0 | 12 |  |  |  |  | R-454B | 2.95 | Residential & Commercial | USHP | Ducted CEE Tier 1
215936208 | Central HP <5.4 tons | ARCOAIRE | HRCU-A-CB (Split System: Heat Pump with Remote Outdoor Unit-Air-Source) | H5H3V36*K*AAA* |  |  | EVD5X42M24A*+WALLCON | *95CSU1002122B* | 35600 | 22 | 8.5 | 38000 | 28400 | 74.74% | 2.06 | 0 | 12.5 |  |  |  |  | R-454B | 2.9667 | Residential & Commercial | USHP | Ducted CEE Tier 1
215936458 | Central HP <5.4 tons | ARCOAIRE | HRCU-A-CB (Split System: Heat Pump with Remote Outdoor Unit-Air-Source) | H5H3V36*K*AAA* |  |  | EVD5X49M24A*+WALLCON | *80CTL1102120B* | 35600 | 22 | 8.5 | 38000 | 28400 | 74.74% | 2.04 | 0 | 12.5 |  |  |  |  | R-454B | 2.9667 | Residential & Commercial | USHP | Ducted CEE Tier 1
216032232 | Central HP <5.4 tons | 1HVAC | HRCU-A-CB (Split System: Heat Pump with Remote Outdoor Unit-Air-Source) | ACIQ-48-HPD |  |  | ACIQ-48-AHD | 0 | 48000 | 16.5 | 9.5 | 50000 | 46000 | 92% | 1.9 | 0 | 10.5 |  |  |  |  | R-454B | 4 | Residential & Commercial | USHP | Ducted CEE Tier 1
214771982 | Central HP <5.4 tons | GE | HRCU-A-CB (Split System: Heat Pump with Remote Outdoor Unit-Air-Source) | NS18H36MA4-** | ADP |  | HG9J936 | NF96D045S3B-* | 24000 | 18 | 8.5 | 22400 | 16200 | 72.32% | 2.16 | 0 | 12 |  |  |  |  | R-410A | 2 | Residential & Commercial | USHP | Ducted CEE Tier 1
211243777 | Central HP <5.4 tons | KEEPRITE | HRCU-A-CB (Split System: Heat Pump with Remote Outdoor Unit-Air-Source) | DLCURAH24ABK |  |  | EN(A,D)4X24L14** | *96VTN0601412A* | 23200 | 16 | 8.5 | 26400 | 24600 | 93.18% | 2.04 | 0 | 10 |  |  |  |  | R-410A | 1.9333 | Residential & Commercial | USHP | Ducted CEE Tier 1
216676983 | Central HP <5.4 tons | KEEPRITE | HRCU-A-CB (Split System: Heat Pump with Remote Outdoor Unit-Air-Source) | D5CURAH24AAK |  |  | EA*5X37M17A* | *92MSN0801716A* | 24600 | 15.5 | 9 | 23600 | 19200 | 81.36% | 2.06 | 0 | 10 |  |  |  |  | R-454B | 2.05 | Residential & Commercial | USHP | Ducted CEE Tier 1
212977477 | Central HP <5.4 tons | GRANDAIRE | HRCU-A-CB (Split System: Heat Pump with Remote Outdoor Unit-Air-Source) | WDLCURAH24AAK |  |  | WLN(C,W)364BA* | WFE*045A036C* | 23800 | 16 | 8.1 | 25000 | 35200 | 140.8% | 1.82 | 0 | 9.5 |  |  |  |  | R-410A | 1.9833 | Residential & Commercial | USHP
211244341 | Central HP <5.4 tons | KEEPRITE | HRCU-A-CB (Split System: Heat Pump with Remote Outdoor Unit-Air-Source) | DLCURAH24ABK |  |  | EN(A,D)4X30L14** | *96VTN0401410A* | 23600 | 15.5 | 8.1 | 26200 | 23600 | 90.08% | 1.92 | 0 | 10 |  |  |  |  | R-410A | 1.9667 | Residential & Commercial | USHP | Ducted CEE Tier 1
211243104 | Central HP <5.4 tons | KEEPRITE | HRCU-A-CB (Split System: Heat Pump with Remote Outdoor Unit-Air-Source) | DLCURAH24ABK |  |  | EA*4X37L17A* | *95ESN0601714A* | 25200 | 16 | 8.5 | 26200 | 21200 | 80.92% | 1.76 | 0 | 10 |  |  |  |  | R-410A | 2.1 | Residential & Commercial | USHP | Ducted CEE Tier 1
211243291 | Central HP <5.4 tons | KEEPRITE | HRCU-A-CB (Split System: Heat Pump with Remote Outdoor Unit-Air-Source) | DLCURAH24ABK |  |  | EA*4X37L21A* | *96VTN1002122A* | 24200 | 17 | 8.1 | 25000 | 21400 | 85.6% | 1.8 | 0 | 10 |  |  |  |  | R-410A | 2.0167 | Residential & Commercial | USHP | Ducted CEE Tier 1
211243523 | Central HP <5.4 tons | KEEPRITE | HRCU-A-CB (Split System: Heat Pump with Remote Outdoor Unit-Air-Source) | DLCURAH24ABK |  |  | EA*4X37L21A* | *80ES(N,L)0702116A* | 25000 | 17 | 8.5 | 25600 | 20800 | 81.25% | 1.76 | 0 | 10.5 |  |  |  |  | R-410A | 2.0833 | Residential & Commercial | USHP | Ducted CEE Tier 1
214779540 | Central HP <5.4 tons | FRIEDRICH | HRCU-A-CB (Split System: Heat Pump with Remote Outdoor Unit-Air-Source) | WFPU17Z243C |  |  | RH2TZ2417STANN | 0 | 21400 | 15.8 | 8.4 | 23200 | 17700 | 76.29% | 1.98 | 0 | 10 |  |  |  |  | R-410A | 1.7833 | Residential & Commercial | USHP | Ducted CEE Tier 1
210470580 | Central HP <5.4 tons | KEEPRITE | HRCU-A-CB (Split System: Heat Pump with Remote Outdoor Unit-Air-Source) | CVH837GKA2* |  |  | EA*4X61L24A*+WALLCON | *96CTN1202422A* | 33200 | 18 | 8.5 | 32000 | 24800 | 77.5% | 2 | 0 | 12 |  |  |  |  | R-410A | 2.7667 | Residential & Commercial | USHP | Ducted CEE Tier 1
216014870 | Central HP <5.4 tons | FRIEDRICH | HRCU-A-C (Split System: Heat Pump with Remote Outdoor Unit with No Indoor Fan --Air Source) | WFPU18Z483C |  |  | DRAEF4821STANM | 0 | 44500 | 15.8 | 8.3 | 44000 | 33000 | 75% | 1.91 | 0 | 9.5 |  |  |  |  | R-410A | 3.7083 | Residential & Commercial | USHP
216980852 | Central HP <5.4 tons | 1HVAC | HRCU-A-CB (Split System: Heat Pump with Remote Outdoor Unit-Air-Source) | EZ-60-EHPB |  |  | EZ-60-AHB | 0 | 54000 | 15.2 | 8.4 | 54000 | 38000 | 70.37% | 1.8 | 0 | 8.6 |  |  |  |  | R-454B | 4.5 | Residential & Commercial | USHP
214574742 | Central HP <5.4 tons | ARCOAIRE | HRCU-A-CB (Split System: Heat Pump with Remote Outdoor Unit-Air-Source) | HVH837GKA2* |  |  | EN(A,D,W)4X60L24**+WALLCON | *96CTN0802120B* | 32800 | 19 | 8.5 | 32200 | 24600 | 76.4% | 1.98 | 0 | 12 |  |  |  |  | R-410A | 2.7333 | Residential & Commercial | USHP | Ducted CEE Tier 1
214574322 | Central HP <5.4 tons | ARCOAIRE | HRCU-A-CB (Split System: Heat Pump with Remote Outdoor Unit-Air-Source) | HVH837GKA2* |  |  | EHD4X42AAL+WALLCON | *96CTN0802120B* | 32600 | 17.5 | 8.5 | 32800 | 24800 | 75.61% | 1.96 | 0 | 11 |  |  |  |  | R-410A | 2.7167 | Residential & Commercial | USHP | Ducted CEE Tier 1
214574372 | Central HP <5.4 tons | ARCOAIRE | HRCU-A-CB (Split System: Heat Pump with Remote Outdoor Unit-Air-Source) | HVH837GKA2* |  |  | EHD4X48AAL+WALLCON | *97CMN0802120B* | 32600 | 17 | 8.5 | 32800 | 25000 | 76.22% | 1.98 | 0 | 11 |  |  |  |  | R-410A | 2.7167 | Residential & Commercial | USHP | Ducted CEE Tier 1
214574172 | Central HP <5.4 tons | ARCOAIRE | HRCU-A-CB (Split System: Heat Pump with Remote Outdoor Unit-Air-Source) | HVH837GKA2* |  |  | EA*4X61L24A*+WALLCON | *95CSU1002122B* | 33200 | 18.5 | 8.5 | 31800 | 24800 | 77.99% | 2 | 0 | 11.5 |  |  |  |  | R-410A | 2.7667 | Residential & Commercial | USHP | Ducted CEE Tier 1
212394375 | Central HP <5.4 tons | AMERISTAR | HRCU-A-C (Split System: Heat Pump with Remote Outdoor Unit with No Indoor Fan --Air Source) | E4HL5030A1000A |  |  | 4TXCB003DS3 | 0 | 24000 | 15.2 | 8.1 | 24000 | 19500 | 81.25% | 1.75 | 0 | 10 |  |  |  |  | R-410A | 2 | Residential & Commercial | USHP | Ducted CEE Tier 1
212586142 | Central HP <5.4 tons | AMERISTAR | HRCU-A-CB (Split System: Heat Pump with Remote Outdoor Unit-Air-Source) | E4HL5030A1000A |  |  | 4TXCB004DS3 | A801X060BM4SCA | 30000 | 15.2 | 8.1 | 25000 | 18000 | 72% | 1.75 | 0 | 9.5 |  |  |  |  | R-410A | 2.5 | Residential & Commercial | USHP
206136357 | Central HP <5.4 tons | KEEPRITE | HRCU-A-CB (Split System: Heat Pump with Remote Outdoor Unit-Air-Source) | CVH837GKA** |  |  | EHD4X48AAL+WALLCON | *95CSU0802120A* | 32600 | 17 | 8.1 | 33000 | 24800 | 75.15% | 1.98 | 11.5 | 11 |  |  |  |  | R-410A | 2.7167 | Residential & Commercial | USHP | Ducted CEE Tier 1
214279882 | Central HP <5.4 tons | ARCOAIRE | HRCU-A-CB (Split System: Heat Pump with Remote Outdoor Unit-Air-Source) | DLCURAH24ABK |  |  | EA*4X25L17A* | *96MSN0601716A* | 24400 | 16.5 | 9 | 25400 | 21600 | 85.04% | 1.8 | 0 | 10 |  |  |  |  | R-410A | 2.0333 | Residential & Commercial | USHP | Ducted CEE Tier 1
210857354 | Central HP <5.4 tons | 1HVAC | HRCU-A-CB (Split System: Heat Pump with Remote Outdoor Unit-Air-Source) | ACIQ-18ZPL-HP230B |  |  | ACIQ-18AHB-HH-M | 0 | 18000 | 17.6 | 9.6 | 19000 | 17000 | 89.47% | 2 | 12.5 | 11.7 |  |  |  |  | R-410A | 1.5 | Residential & Commercial | USHP | Ducted CEE Tier 1
214826546 | Central HP <5.4 tons | FRIEDRICH | HRCU-A-CB (Split System: Heat Pump with Remote Outdoor Unit-Air-Source) | WFPU18Z483C |  |  | RH2TZ4821STANN | 0 | 44000 | 17 | 8.7 | 44000 | 33000 | 75% | 1.95 | 0 | 9.89 |  |  |  |  | R-410A | 3.6667 | Residential & Commercial | USHP
213433219 | Central HP <5.4 tons | 1HVAC | HRCU-A-CB (Split System: Heat Pump with Remote Outdoor Unit-Air-Source) | ACIQ-24-EHPB |  |  | ACIQ-24-AHB | 0 | 24000 | 17 | 9.2 | 26000 | 19400 | 74.62% | 2.1 | 11.3 | 10.5 |  |  |  |  | R-410A | 2 | Residential & Commercial | USHP | Ducted CEE Tier 1
214574382 | Central HP <5.4 tons | ARCOAIRE | HRCU-A-CB (Split System: Heat Pump with Remote Outdoor Unit-Air-Source) | HVH837GKA2* |  |  | EHD4X48AAL+WALLCON | *96CTN0802120B* | 32600 | 17.5 | 8.5 | 32600 | 24800 | 76.07% | 1.98 | 0 | 11 |  |  |  |  | R-410A | 2.7167 | Residential & Commercial | USHP | Ducted CEE Tier 1
214574162 | Central HP <5.4 tons | ARCOAIRE | HRCU-A-CB (Split System: Heat Pump with Remote Outdoor Unit-Air-Source) | HVH837GKA2* |  |  | EA*4X61L24A*+WALLCON | *95CSU0802120B* | 33200 | 17.5 | 8.5 | 32000 | 24800 | 77.5% | 2 | 0 | 11.5 |  |  |  |  | R-410A | 2.7667 | Residential & Commercial | USHP | Ducted CEE Tier 1
210470613 | Central HP <5.4 tons | KEEPRITE | HRCU-A-CB (Split System: Heat Pump with Remote Outdoor Unit-Air-Source) | CVH837GKA2* |  |  | EA*4X61L24A*+WALLCON | *97CMN1202422A* | 33200 | 17.5 | 8.5 | 32000 | 25000 | 78.12% | 2 | 0 | 11.7 |  |  |  |  | R-410A | 2.7667 | Residential & Commercial | USHP | Ducted CEE Tier 1
210471251 | Central HP <5.4 tons | KEEPRITE | HRCU-A-CB (Split System: Heat Pump with Remote Outdoor Unit-Air-Source) | CVH837GKA2* |  |  | EHD4X60AAL+WALLCON | *97CMN1002122A* | 33000 | 17 | 8.1 | 32200 | 24800 | 77.02% | 2.02 | 0 | 11.5 |  |  |  |  | R-410A | 2.75 | Residential & Commercial | USHP | Ducted CEE Tier 1
211242649 | Central HP <5.4 tons | KEEPRITE | HRCU-A-CB (Split System: Heat Pump with Remote Outdoor Unit-Air-Source) | DLCURAH24ABK |  |  | EA*4X36L21A* | *92ESN0802120A* | 25000 | 17 | 8.5 | 26600 | 21800 | 81.95% | 1.82 | 0 | 10.5 |  |  |  |  | R-410A | 2.0833 | Residential & Commercial | USHP | Ducted CEE Tier 1
211242660 | Central HP <5.4 tons | KEEPRITE | HRCU-A-CB (Split System: Heat Pump with Remote Outdoor Unit-Air-Source) | DLCURAH24ABK |  |  | EA*4X36L21A* | *92ESN1002120A* | 25000 | 17 | 8.5 | 26600 | 21800 | 81.95% | 1.82 | 0 | 10.5 |  |  |  |  | R-410A | 2.0833 | Residential & Commercial | USHP | Ducted CEE Tier 1
211242883 | Central HP <5.4 tons | KEEPRITE | HRCU-A-CB (Split System: Heat Pump with Remote Outdoor Unit-Air-Source) | DLCURAH24ABK |  |  | EA*4X37L17A* | *95ESU0601716A* | 24800 | 17 | 8.5 | 25600 | 21400 | 83.59% | 1.8 | 0 | 10.5 |  |  |  |  | R-410A | 2.0667 | Residential & Commercial | USHP | Ducted CEE Tier 1
211243035 | Central HP <5.4 tons | KEEPRITE | HRCU-A-CB (Split System: Heat Pump with Remote Outdoor Unit-Air-Source) | DLCURAH24ABK |  |  | EA*4X37L17A* | *80ES(N,L)0451712A* | 24600 | 16.5 | 8.5 | 25600 | 21600 | 84.38% | 1.8 | 0 | 10 |  |  |  |  | R-410A | 2.05 | Residential & Commercial | USHP | Ducted CEE Tier 1
211242115 | Central HP <5.4 tons | KEEPRITE | HRCU-A-CB (Split System: Heat Pump with Remote Outdoor Unit-Air-Source) | DLCURAH24ABK |  |  | EA*4X36L17A* | *80ES(N,L)0901714A* | 24600 | 17 | 8.5 | 26400 | 22200 | 84.09% | 1.84 | 0 | 10 |  |  |  |  | R-410A | 2.05 | Residential & Commercial | USHP | Ducted CEE Tier 1
211241713 | Central HP <5.4 tons | KEEPRITE | HRCU-A-CB (Split System: Heat Pump with Remote Outdoor Unit-Air-Source) | DLCURAH24ABK |  |  | EA*4X30L17A* | *92ESN0801716A* | 24200 | 17 | 8.5 | 26400 | 22800 | 86.36% | 1.9 | 0 | 10 |  |  |  |  | R-410A | 2.0167 | Residential & Commercial | USHP | Ducted CEE Tier 1
211241549 | Central HP <5.4 tons | KEEPRITE | HRCU-A-CB (Split System: Heat Pump with Remote Outdoor Unit-Air-Source) | DLCURAH24ABK |  |  | EA*4X30L17A* | *96VTN0801716A* | 24200 | 16.5 | 8.5 | 26400 | 23000 | 87.12% | 1.9 | 0 | 10 |  |  |  |  | R-410A | 2.0167 | Residential & Commercial | USHP | Ducted CEE Tier 1
211244297 | Central HP <5.4 tons | KEEPRITE | HRCU-A-CB (Split System: Heat Pump with Remote Outdoor Unit-Air-Source) | DLCURAH24ABK |  |  | EN(A,D)4X30L14** | *96VSN0601412A* | 23400 | 16.5 | 8.1 | 25800 | 24000 | 93.02% | 1.98 | 0 | 10 |  |  |  |  | R-410A | 1.95 | Residential & Commercial | USHP | Ducted CEE Tier 1
211244406 | Central HP <5.4 tons | KEEPRITE | HRCU-A-CB (Split System: Heat Pump with Remote Outdoor Unit-Air-Source) | DLCURAH24ABK |  |  | EN(A,D)4X30L14** | *80ES(N,L)0701412A* | 24200 | 16.5 | 8.1 | 26200 | 23000 | 87.79% | 1.9 | 0 | 10.5 |  |  |  |  | R-410A | 2.0167 | Residential & Commercial | USHP | Ducted CEE Tier 1
211243511 | Central HP <5.4 tons | KEEPRITE | HRCU-A-CB (Split System: Heat Pump with Remote Outdoor Unit-Air-Source) | DLCURAH24ABK |  |  | EA*4X37L21A* | *80ES(N,L)0701712A* | 25000 | 16.5 | 8.5 | 25600 | 20800 | 81.25% | 1.76 | 0 | 10.5 |  |  |  |  | R-410A | 2.0833 | Residential & Commercial | USHP | Ducted CEE Tier 1
214574582 | Central HP <5.4 tons | ARCOAIRE | HRCU-A-CB (Split System: Heat Pump with Remote Outdoor Unit-Air-Source) | HVH837GKA2* |  |  | EN(A,D,W)4X48L21**+WALLCON | *95CSU0802120B* | 32400 | 17.5 | 8.1 | 32800 | 24800 | 75.61% | 1.96 | 0 | 11.5 |  |  |  |  | R-410A | 2.7 | Residential & Commercial | USHP | Ducted CEE Tier 1
214574682 | Central HP <5.4 tons | ARCOAIRE | HRCU-A-CB (Split System: Heat Pump with Remote Outdoor Unit-Air-Source) | HVH837GKA2* |  |  | EN(A,D)4X48L24**+WALLCON | *96CTN0802120B* | 32400 | 17.5 | 8.5 | 32600 | 24800 | 76.07% | 1.98 | 0 | 11.5 |  |  |  |  | R-410A | 2.7 | Residential & Commercial | USHP | Ducted CEE Tier 1
211243093 | Central HP <5.4 tons | KEEPRITE | HRCU-A-CB (Split System: Heat Pump with Remote Outdoor Unit-Air-Source) | DLCURAH24ABK |  |  | EA*4X37L17A* | *92ESN0801716A* | 24800 | 17 | 8.5 | 25600 | 21400 | 83.59% | 1.8 | 0 | 10.5 |  |  |  |  | R-410A | 2.0667 | Residential & Commercial | USHP | Ducted CEE Tier 1
211242484 | Central HP <5.4 tons | KEEPRITE | HRCU-A-CB (Split System: Heat Pump with Remote Outdoor Unit-Air-Source) | DLCURAH24ABK |  |  | EA*4X36L21A* | *96VTN0801716A* | 24400 | 16.5 | 8.5 | 26200 | 22400 | 85.5% | 1.86 | 0 | 10 |  |  |  |  | R-410A | 2.0333 | Residential & Commercial | USHP | Ducted CEE Tier 1
211243723 | Central HP <5.4 tons | KEEPRITE | HRCU-A-CB (Split System: Heat Pump with Remote Outdoor Unit-Air-Source) | DLCURAH24ABK |  |  | EN(A,D)4X24L14** | *96VSN0601412A* | 23200 | 16 | 8.5 | 26400 | 24600 | 93.18% | 2.04 | 0 | 10 |  |  |  |  | R-410A | 1.9333 | Residential & Commercial | USHP | Ducted CEE Tier 1
211243756 | Central HP <5.4 tons | KEEPRITE | HRCU-A-CB (Split System: Heat Pump with Remote Outdoor Unit-Air-Source) | DLCURAH24ABK |  |  | EN(A,D)4X24L14** | *95ESN0601412A* | 24000 | 15.2 | 8.5 | 27200 | 23000 | 84.56% | 1.88 | 0 | 10 |  |  |  |  | R-410A | 2 | Residential & Commercial | USHP | Ducted CEE Tier 1
211243810 | Central HP <5.4 tons | KEEPRITE | HRCU-A-CB (Split System: Heat Pump with Remote Outdoor Unit-Air-Source) | DLCURAH24ABK |  |  | EN(A,D)4X24L14** | *92ESN0601412A* | 24200 | 15.5 | 8.5 | 27200 | 22600 | 83.09% | 1.86 | 0 | 10 |  |  |  |  | R-410A | 2.0167 | Residential & Commercial | USHP | Ducted CEE Tier 1
211241853 | Central HP <5.4 tons | KEEPRITE | HRCU-A-CB (Split System: Heat Pump with Remote Outdoor Unit-Air-Source) | DLCURAH24ABK |  |  | EA*4X36L17A* | *96VSN0401712A* | 23400 | 16 | 8.5 | 25800 | 23600 | 91.47% | 1.96 | 0 | 10 |  |  |  |  | R-410A | 1.95 | Residential & Commercial | USHP | Ducted CEE Tier 1
211241252 | Central HP <5.4 tons | KEEPRITE | HRCU-A-CB (Split System: Heat Pump with Remote Outdoor Unit-Air-Source) | DLCURAH24ABK |  |  | EA*4X30L14A* | *96VSN0401410A* | 23600 | 15.5 | 8.5 | 26200 | 23600 | 90.08% | 1.94 | 0 | 10 |  |  |  |  | R-410A | 1.9667 | Residential & Commercial | USHP | Ducted CEE Tier 1
211240233 | Central HP <5.4 tons | KEEPRITE | HRCU-A-CB (Split System: Heat Pump with Remote Outdoor Unit-Air-Source) | DLCURAH24ABK |  |  | EA*4X24L14A* | *80VSL0451412A* | 24000 | 16 | 8.5 | 27000 | 23800 | 88.15% | 1.96 | 0 | 10 |  |  |  |  | R-410A | 2 | Residential & Commercial | USHP | Ducted CEE Tier 1
211242682 | Central HP <5.4 tons | KEEPRITE | HRCU-A-CB (Split System: Heat Pump with Remote Outdoor Unit-Air-Source) | DLCURAH24ABK |  |  | EA*4X36L21A* | *95ESN0801716A* | 24800 | 15.5 | 8.5 | 26800 | 22000 | 82.09% | 1.8 | 0 | 10 |  |  |  |  | R-410A | 2.0667 | Residential & Commercial | USHP | Ducted CEE Tier 1
211242182 | Central HP <5.4 tons | KEEPRITE | HRCU-A-CB (Split System: Heat Pump with Remote Outdoor Unit-Air-Source) | DLCURAH24ABK |  |  | EA*4X36L17A* | *92ESN0401410A* | 24200 | 15.2 | 8.5 | 26400 | 22600 | 85.61% | 1.84 | 0 | 10 |  |  |  |  | R-410A | 2.0167 | Residential & Commercial | USHP | Ducted CEE Tier 1
211242193 | Central HP <5.4 tons | KEEPRITE | HRCU-A-CB (Split System: Heat Pump with Remote Outdoor Unit-Air-Source) | DLCURAH24ABK |  |  | EA*4X36L17A* | *92ESN0401712A* | 23800 | 16 | 8.5 | 26000 | 23200 | 89.23% | 1.9 | 0 | 10 |  |  |  |  | R-410A | 1.9833 | Residential & Commercial | USHP | Ducted CEE Tier 1
211242316 | Central HP <5.4 tons | KEEPRITE | HRCU-A-CB (Split System: Heat Pump with Remote Outdoor Unit-Air-Source) | DLCURAH24ABK |  |  | EA*4X36L21A* | *96VSN0801716A* | 24400 | 16.5 | 8.5 | 26200 | 22400 | 85.5% | 1.86 | 0 | 10 |  |  |  |  | R-410A | 2.0333 | Residential & Commercial | USHP | Ducted CEE Tier 1
211241950 | Central HP <5.4 tons | KEEPRITE | HRCU-A-CB (Split System: Heat Pump with Remote Outdoor Unit-Air-Source) | DLCURAH24ABK |  |  | EA*4X36L17A* | *80ESU0401712A* | 24000 | 17.5 | 8.5 | 26000 | 22800 | 87.69% | 1.9 | 0 | 10 |  |  |  |  | R-410A | 2 | Residential & Commercial | USHP | Ducted CEE Tier 1
211241975 | Central HP <5.4 tons | KEEPRITE | HRCU-A-CB (Split System: Heat Pump with Remote Outdoor Unit-Air-Source) | DLCURAH24ABK |  |  | EA*4X36L17A* | *96VTN0401712A* | 23400 | 16 | 8.5 | 25800 | 23600 | 91.47% | 1.96 | 0 | 10 |  |  |  |  | R-410A | 1.95 | Residential & Commercial | USHP | Ducted CEE Tier 1
211242048 | Central HP <5.4 tons | KEEPRITE | HRCU-A-CB (Split System: Heat Pump with Remote Outdoor Unit-Air-Source) | DLCURAH24ABK |  |  | EA*4X36L17A* | *96VTN0601412A* | 23600 | 16.5 | 8.5 | 25800 | 23400 | 90.7% | 1.94 | 0 | 10 |  |  |  |  | R-410A | 1.9667 | Residential & Commercial | USHP | Ducted CEE Tier 1
211241655 | Central HP <5.4 tons | KEEPRITE | HRCU-A-CB (Split System: Heat Pump with Remote Outdoor Unit-Air-Source) | DLCURAH24ABK |  |  | EA*4X30L17A* | *80ES(N,L)0451712A* | 24000 | 16.5 | 8.5 | 26200 | 23200 | 88.55% | 1.9 | 0 | 10 |  |  |  |  | R-410A | 2 | Residential & Commercial | USHP | Ducted CEE Tier 1
215387234 | Central HP <5.4 tons | 1HVAC | HRCU-A-CB (Split System: Heat Pump with Remote Outdoor Unit-Air-Source) | ACIQ-24-HP32 |  |  | ACIQ-24-AH32 | 0 | 24000 | 18 | 10 | 25000 | 25000 | 100% | 2 | 0 | 12.5 |  |  |  |  | R-32 | 2 | Residential & Commercial | USHP | Ducted CEE Tier 1
211241315 | Central HP <5.4 tons | KEEPRITE | HRCU-A-CB (Split System: Heat Pump with Remote Outdoor Unit-Air-Source) | DLCURAH24ABK |  |  | EA*4X30L14A* | *96VTN0601412A* | 23400 | 16.5 | 8.5 | 25800 | 24200 | 93.8% | 2 | 0 | 10 |  |  |  |  | R-410A | 1.95 | Residential & Commercial | USHP | Ducted CEE Tier 1
208106859 | Central HP <5.4 tons | INNOVAIR | HRCU-A-CB (Split System: Heat Pump with Remote Outdoor Unit-Air-Source) | SEV24H2R19 |  |  | DEV24H2R19 | 0 | 24000 | 17 | 9.2 | 26000 | 19400 | 74.62% | 2.1 | 11.3 | 10.5 |  |  |  |  | R-410A | 2 | Residential & Commercial | USHP | Ducted CEE Tier 1
216736415 | Central HP <5.4 tons | ARCOAIRE | HRCU-A-CB (Split System: Heat Pump with Remote Outdoor Unit-Air-Source) | D5CUHAH24AAK |  |  | ESH5X24M12A* | *80VTL0451412B* | 22200 | 15.2 | 8.1 | 21000 | 19000 | 90.48% | 1.85 | 0 | 10.5 |  |  |  |  | R-454B | 1.85 | Residential & Commercial | USHP | Ducted CEE Tier 1
216736031 | Central HP <5.4 tons | ARCOAIRE | HRCU-A-CB (Split System: Heat Pump with Remote Outdoor Unit-Air-Source) | D5CUHAH24AAK |  |  | EA*5X37M21A* | *96VTN1002120B* | 22800 | 16.5 | 8.5 | 20400 | 18300 | 89.71% | 1.98 | 0 | 11 |  |  |  |  | R-454B | 1.9 | Residential & Commercial | USHP | Ducted CEE Tier 1
216735293 | Central HP <5.4 tons | ARCOAIRE | HRCU-A-CB (Split System: Heat Pump with Remote Outdoor Unit-Air-Source) | D5CUHAH24AAK |  |  | EA*5X37M17A* | *96CTN0601714B* | 23000 | 16.5 | 8.5 | 20800 | 18500 | 88.94% | 1.96 | 0 | 11 |  |  |  |  | R-454B | 1.9167 | Residential & Commercial | USHP | Ducted CEE Tier 1
214573972 | Central HP <5.4 tons | ARCOAIRE | HRCU-A-CB (Split System: Heat Pump with Remote Outdoor Unit-Air-Source) | HVH837GKA2* |  |  | EA*4X48L24A*+WALLCON | *80CTL0702120B* | 32400 | 17.5 | 8.5 | 32400 | 25000 | 77.16% | 1.98 | 0 | 11 |  |  |  |  | R-410A | 2.7 | Residential & Commercial | USHP | Ducted CEE Tier 1
214574022 | Central HP <5.4 tons | ARCOAIRE | HRCU-A-CB (Split System: Heat Pump with Remote Outdoor Unit-Air-Source) | HVH837GKA2* |  |  | EA*4X48L24A*+WALLCON | *96CTN0802120B* | 32400 | 17.5 | 8.5 | 32200 | 24800 | 77.02% | 2 | 0 | 11.5 |  |  |  |  | R-410A | 2.7 | Residential & Commercial | USHP | Ducted CEE Tier 1
210596862 | Central HP <5.4 tons | KEEPRITE | HRCU-A-CB (Split System: Heat Pump with Remote Outdoor Unit-Air-Source) | CVH825GKA2* |  |  | EA*4X48L24A*+WALLCON | *95CSU0802120A* | 24200 | 17 | 8.1 | 21000 | 16500 | 78.57% | 2.02 | 0 | 11 |  |  |  |  | R-410A | 2.0167 | Residential & Commercial | USHP | Ducted CEE Tier 1
210596976 | Central HP <5.4 tons | KEEPRITE | HRCU-A-CB (Split System: Heat Pump with Remote Outdoor Unit-Air-Source) | CVH825GKA2* |  |  | EHD4X48AAL+WALLCON | *96CTN0601714A* | 24200 | 16 | 8.1 | 21400 | 16700 | 78.04% | 2 | 0 | 10.5 |  |  |  |  | R-410A | 2.0167 | Residential & Commercial | USHP | Ducted CEE Tier 1
216980807 | Central HP <5.4 tons | 1HVAC | HRCU-A-C (Split System: Heat Pump with Remote Outdoor Unit with No Indoor Fan --Air Source) | ACIQ-24-HPD |  |  | ACIQ-24-ACL-14-B | 0 | 24000 | 16 | 9.5 | 25000 | 21000 | 84% | 1.8 | 0 | 10 |  |  |  |  | R-454B | 2 | Residential & Commercial | USHP | Ducted CEE Tier 1
214779539 | Central HP <5.4 tons | FRIEDRICH | HRCU-A-CB (Split System: Heat Pump with Remote Outdoor Unit-Air-Source) | WFPU18Z363C |  |  | FRH2TZ3617STANN | 0 | 28200 | 17 | 8.5 | 29000 | 23200 | 80% | 2.07 | 0 | 10.1 |  |  |  |  | R-410A | 2.35 | Residential & Commercial | USHP | Ducted CEE Tier 1
216776162 | Central HP <5.4 tons | AMERISTAR | HRCU-A-CB (Split System: Heat Pump with Remote Outdoor Unit-Air-Source) | A5HL5048A1 |  |  | A5AHV006A1D3 | 0 | 46000 | 16 | 8.1 | 48000 | 38000 | 79.17% | 1.75 | 0 | 11.7 |  |  |  |  | R-454B | 3.8333 | Residential & Commercial | USHP | Ducted CEE Tier 1
216644298 | Central HP <5.4 tons | ARCOAIRE | HRCU-A-CB (Split System: Heat Pump with Remote Outdoor Unit-Air-Source) | D5CUHAH18AAK |  |  | EA*5X19M17A* | *95MSU0601716A* | 17900 | 15.2 | 9.5 | 19800 | 17700 | 89.39% | 1.98 | 0 | 11 |  |  |  |  | R-454B | 1.4917 | Residential & Commercial | USHP | Ducted CEE Tier 1
216644569 | Central HP <5.4 tons | ARCOAIRE | HRCU-A-CB (Split System: Heat Pump with Remote Outdoor Unit-Air-Source) | D5CUHAH18AAK |  |  | EA*5X19M17A* | OLV098A12* | 18800 | 15.5 | 9.5 | 20400 | 18000 | 88.24% | 2 | 0 | 11 |  |  |  |  | R-454B | 1.5667 | Residential & Commercial | USHP | Ducted CEE Tier 1
216643616 | Central HP <5.4 tons | ARCOAIRE | HRCU-A-CB (Split System: Heat Pump with Remote Outdoor Unit-Air-Source) | D5CUHAH18AAK |  |  | EA*5X30M17A* | *80MSU0601716A* | 18000 | 15.2 | 9.5 | 20200 | 18200 | 90.1% | 1.92 | 0 | 11 |  |  |  |  | R-454B | 1.5 | Residential & Commercial | USHP | Ducted CEE Tier 1
211241691 | Central HP <5.4 tons | KEEPRITE | HRCU-A-CB (Split System: Heat Pump with Remote Outdoor Unit-Air-Source) | DLCURAH24ABK |  |  | EA*4X30L17A* | *92ESN0601412A* | 23400 | 17 | 8.5 | 25800 | 24200 | 93.8% | 2.02 | 0 | 10 |  |  |  |  | R-410A | 1.95 | Residential & Commercial | USHP | Ducted CEE Tier 1
211241271 | Central HP <5.4 tons | KEEPRITE | HRCU-A-CB (Split System: Heat Pump with Remote Outdoor Unit-Air-Source) | DLCURAH24ABK |  |  | EA*4X30L14A* | *80VTL0451412A* | 24000 | 16.5 | 8.5 | 26200 | 23000 | 87.79% | 1.9 | 0 | 10 |  |  |  |  | R-410A | 2 | Residential & Commercial | USHP | Ducted CEE Tier 1
211241305 | Central HP <5.4 tons | KEEPRITE | HRCU-A-CB (Split System: Heat Pump with Remote Outdoor Unit-Air-Source) | DLCURAH24ABK |  |  | EA*4X30L14A* | *96VTN0401410A* | 23600 | 15.5 | 8.5 | 26200 | 23600 | 90.08% | 1.94 | 0 | 10 |  |  |  |  | R-410A | 1.9667 | Residential & Commercial | USHP | Ducted CEE Tier 1
211241028 | Central HP <5.4 tons | KEEPRITE | HRCU-A-CB (Split System: Heat Pump with Remote Outdoor Unit-Air-Source) | DLCURAH24ABK |  |  | EA*4X25L17A* | *96VTN0401410A* | 24400 | 16 | 8.5 | 25600 | 21600 | 84.38% | 1.78 | 0 | 10 |  |  |  |  | R-410A | 2.0333 | Residential & Commercial | USHP | Ducted CEE Tier 1
211240371 | Central HP <5.4 tons | KEEPRITE | HRCU-A-CB (Split System: Heat Pump with Remote Outdoor Unit-Air-Source) | DLCURAH24ABK |  |  | EA*4X24L17A* | *80VSL0451412A* | 24000 | 16 | 8.5 | 27000 | 23800 | 88.15% | 1.96 | 0 | 10 |  |  |  |  | R-410A | 2 | Residential & Commercial | USHP | Ducted CEE Tier 1
214573812 | Central HP <5.4 tons | ARCOAIRE | HRCU-A-CB (Split System: Heat Pump with Remote Outdoor Unit-Air-Source) | HVH837GKA2* |  |  | EA*4X42L24A*+WALLCON | *95CSU1002122B* | 31800 | 17.5 | 8.5 | 32800 | 24400 | 74.39% | 1.9 | 0 | 11 |  |  |  |  | R-410A | 2.65 | Residential & Commercial | USHP | Ducted CEE Tier 1
214574032 | Central HP <5.4 tons | ARCOAIRE | HRCU-A-CB (Split System: Heat Pump with Remote Outdoor Unit-Air-Source) | HVH837GKA2* |  |  | EA*4X60L24A*+WALLCON | *80CTL0702120B* | 32800 | 17.5 | 8.5 | 31600 | 24800 | 78.48% | 1.98 | 0 | 11.5 |  |  |  |  | R-410A | 2.7333 | Residential & Commercial | USHP | Ducted CEE Tier 1
214574062 | Central HP <5.4 tons | ARCOAIRE | HRCU-A-CB (Split System: Heat Pump with Remote Outdoor Unit-Air-Source) | HVH837GKA2* |  |  | EA*4X60L24A*+WALLCON | *97CMN0602120B* | 32600 | 17.5 | 8.5 | 31800 | 25000 | 78.62% | 1.96 | 0 | 11 |  |  |  |  | R-410A | 2.7167 | Residential & Commercial | USHP | Ducted CEE Tier 1
214573862 | Central HP <5.4 tons | ARCOAIRE | HRCU-A-CB (Split System: Heat Pump with Remote Outdoor Unit-Air-Source) | HVH837GKA2* |  |  | EA*4X43L21A*+WALLCON | *95CSU0802120B* | 32800 | 17.5 | 8.5 | 32800 | 25200 | 76.83% | 2 | 0 | 11 |  |  |  |  | R-410A | 2.7333 | Residential & Commercial | USHP | Ducted CEE Tier 1
214573512 | Central HP <5.4 tons | ARCOAIRE | HRCU-A-CB (Split System: Heat Pump with Remote Outdoor Unit-Air-Source) | HVH837GKA** |  |  | EN(A,D)4X48L24**+WALLCON | *95CSU1002122B* | 32400 | 17.5 | 8.5 | 32600 | 24800 | 76.07% | 1.98 | 0 | 11.5 |  |  |  |  | R-410A | 2.7 | Residential & Commercial | USHP | Ducted CEE Tier 1
216623503 | Central HP <5.4 tons | INNOVAIR | HRCU-A-C (Split System: Heat Pump with Remote Outdoor Unit with No Indoor Fan --Air Source) | SOV24H2BA |  |  | MAC24H1718B | 0 | 24000 | 16 | 9 | 25000 | 19000 | 76% | 1.8 | 0 | 10 |  |  |  |  | R-454B | 2 | Residential & Commercial | USHP | Ducted CEE Tier 1
210470415 | Central HP <5.4 tons | KEEPRITE | HRCU-A-CB (Split System: Heat Pump with Remote Outdoor Unit-Air-Source) | CVH837GKA2* |  |  | EA*4X61L21A*+WALLCON | *80CSU0601716A* | 33200 | 17.5 | 8.1 | 32200 | 25000 | 77.64% | 1.98 | 0 | 11.5 |  |  |  |  | R-410A | 2.7667 | Residential & Commercial | USHP | Ducted CEE Tier 1
215402212 | Central HP <5.4 tons | AMERISTAR | HRCU-A-CB (Split System: Heat Pump with Remote Outdoor Unit-Air-Source) | E4HL5036A1000A |  |  | 4TXCB006DS3 | A952V080BU4SB | 30000 | 15.2 | 8.1 | 27000 | 19000 | 70.37% | 1.75 | 0 | 9.8 |  |  |  |  | R-410A | 2.5 | Residential & Commercial | USHP
214573612 | Central HP <5.4 tons | ARCOAIRE | HRCU-A-CB (Split System: Heat Pump with Remote Outdoor Unit-Air-Source) | HVH837GKA2* |  |  | EA*4X36L21A*+WALLCON | *80CTL0702120B* | 31400 | 17 | 8.1 | 33000 | 24200 | 73.33% | 1.86 | 0 | 11 |  |  |  |  | R-410A | 2.6167 | Residential & Commercial | USHP | Ducted CEE Tier 1
211240435 | Central HP <5.4 tons | KEEPRITE | HRCU-A-CB (Split System: Heat Pump with Remote Outdoor Unit-Air-Source) | DLCURAH24ABK |  |  | EA*4X24L17A* | *95ESU0401712A* | 23400 | 16.5 | 8.5 | 26400 | 25200 | 95.45% | 2.1 | 0 | 10 |  |  |  |  | R-410A | 1.95 | Residential & Commercial | USHP | Ducted CEE Tier 1
211240326 | Central HP <5.4 tons | KEEPRITE | HRCU-A-CB (Split System: Heat Pump with Remote Outdoor Unit-Air-Source) | DLCURAH24ABK |  |  | EA*4X24L14A* | *80ES(N,L)0451412A* | 24200 | 16 | 8.5 | 27200 | 23400 | 86.03% | 1.9 | 0 | 10 |  |  |  |  | R-410A | 2.0167 | Residential & Commercial | USHP | Ducted CEE Tier 1
214280311 | Central HP <5.4 tons | ARCOAIRE | HRCU-A-CB (Split System: Heat Pump with Remote Outdoor Unit-Air-Source) | DLCURAH36ABK |  |  | EA*4X48L21A* | *96MSN0601716A* | 35600 | 15.5 | 8.5 | 38000 | 34800 | 91.58% | 2.04 | 0 | 9.5 |  |  |  |  | R-410A | 2.9667 | Residential & Commercial | USHP
210470657 | Central HP <5.4 tons | KEEPRITE | HRCU-A-CB (Split System: Heat Pump with Remote Outdoor Unit-Air-Source) | CVH837GKA2* |  |  | EA*4X61L24A*+WALLCON | *97CMN0602120A* | 33000 | 17.5 | 8.5 | 32400 | 25200 | 77.78% | 1.98 | 0 | 11.7 |  |  |  |  | R-410A | 2.75 | Residential & Commercial | USHP | Ducted CEE Tier 1
216644425 | Central HP <5.4 tons | ARCOAIRE | HRCU-A-CB (Split System: Heat Pump with Remote Outdoor Unit-Air-Source) | D5CUHAH18AAK |  |  | EA*5X25M17A* | *96VTN0601412B* | 18000 | 15.2 | 9 | 19700 | 17600 | 89.34% | 1.88 | 0 | 11 |  |  |  |  | R-454B | 1.5 | Residential & Commercial | USHP | Ducted CEE Tier 1
210470806 | Central HP <5.4 tons | KEEPRITE | HRCU-A-CB (Split System: Heat Pump with Remote Outdoor Unit-Air-Source) | CVH837GKA2* |  |  | EN(A,D,W)4X48L21**+WALLCON | *80CSU0401712A* | 32400 | 17.5 | 8.1 | 33000 | 24800 | 75.15% | 1.94 | 0 | 11.7 |  |  |  |  | R-410A | 2.7 | Residential & Commercial | USHP | Ducted CEE Tier 1
214838770 | Central HP <5.4 tons | ECOER | HRCU-A-CB (Split System: Heat Pump with Remote Outdoor Unit-Air-Source) | EODA19H-2436AA* |  |  | GNC2430BPT | FG7SA-090C-T24B* | 24000 | 17.5 | 8.5 | 24000 | 19400 | 80.83% | 2.1 | 0 | 12 |  |  |  |  | R-410A | 2 | Residential & Commercial | USHP | Ducted CEE Tier 1
211244435 | Central HP <5.4 tons | KEEPRITE | HRCU-A-CB (Split System: Heat Pump with Remote Outdoor Unit-Air-Source) | DLCURAH24ABK |  |  | EN(A,D)4X30L17** | *96VSN0601714A* | 23400 | 16.5 | 8.1 | 25800 | 24000 | 93.02% | 2 | 0 | 10 |  |  |  |  | R-410A | 1.95 | Residential & Commercial | USHP | Ducted CEE Tier 1
211243233 | Central HP <5.4 tons | KEEPRITE | HRCU-A-CB (Split System: Heat Pump with Remote Outdoor Unit-Air-Source) | DLCURAH24ABK |  |  | EA*4X37L21A* | *96VSN0802120A* | 24600 | 17 | 8.5 | 25200 | 21000 | 83.33% | 1.78 | 0 | 10.5 |  |  |  |  | R-410A | 2.05 | Residential & Commercial | USHP | Ducted CEE Tier 1
211243499 | Central HP <5.4 tons | KEEPRITE | HRCU-A-CB (Split System: Heat Pump with Remote Outdoor Unit-Air-Source) | DLCURAH24ABK |  |  | EA*4X37L21A* | *80ES(N,L)0451712A* | 24800 | 17 | 8.5 | 25400 | 21000 | 82.68% | 1.76 | 0 | 10.5 |  |  |  |  | R-410A | 2.0667 | Residential & Commercial | USHP | Ducted CEE Tier 1
211243582 | Central HP <5.4 tons | KEEPRITE | HRCU-A-CB (Split System: Heat Pump with Remote Outdoor Unit-Air-Source) | DLCURAH24ABK |  |  | EA*4X37L21A* | *92ESN0801716A* | 25000 | 17.5 | 8.5 | 25600 | 20800 | 81.25% | 1.76 | 0 | 10.5 |  |  |  |  | R-410A | 2.0833 | Residential & Commercial | USHP | Ducted CEE Tier 1
211243148 | Central HP <5.4 tons | KEEPRITE | HRCU-A-CB (Split System: Heat Pump with Remote Outdoor Unit-Air-Source) | DLCURAH24ABK |  |  | EA*4X37L17A* | *80ES(N,L)0701412A* | 24800 | 17 | 8.5 | 25800 | 21400 | 82.95% | 1.8 | 0 | 10.5 |  |  |  |  | R-410A | 2.0667 | Residential & Commercial | USHP | Ducted CEE Tier 1
211242864 | Central HP <5.4 tons | KEEPRITE | HRCU-A-CB (Split System: Heat Pump with Remote Outdoor Unit-Air-Source) | DLCURAH24ABK |  |  | EA*4X37L17A* | *80VSL0451716A* | 24600 | 16.5 | 8.5 | 25600 | 21400 | 83.59% | 1.8 | 0 | 10 |  |  |  |  | R-410A | 2.05 | Residential & Commercial | USHP | Ducted CEE Tier 1
211241929 | Central HP <5.4 tons | KEEPRITE | HRCU-A-CB (Split System: Heat Pump with Remote Outdoor Unit-Air-Source) | DLCURAH24ABK |  |  | EA*4X36L17A* | *80VSL0701716A* | 24000 | 16.5 | 8.5 | 26000 | 22800 | 87.69% | 1.9 | 0 | 10 |  |  |  |  | R-410A | 2 | Residential & Commercial | USHP | Ducted CEE Tier 1
214570652 | Central HP <5.4 tons | ARCOAIRE | HRCU-A-CB (Split System: Heat Pump with Remote Outdoor Unit-Air-Source) | HVH825GKA3* |  |  | EA*4X43L21A*+WALLCON | *97CMN0802120B* | 24400 | 16.5 | 8.5 | 21200 | 16600 | 78.3% | 2.04 | 0 | 11 |  |  |  |  | R-410A | 2.0333 | Residential & Commercial | USHP | Ducted CEE Tier 1
206772889 | Central HP <5.4 tons | KEEPRITE | HRCU-A-CB (Split System: Heat Pump with Remote Outdoor Unit-Air-Source) | CVH837GKA2* |  |  | EHD4X48AAL+WALLCON | *80CTL0902120A* | 32600 | 17 | 8.1 | 33000 | 25000 | 75.76% | 1.98 | 12 | 11 |  |  |  |  | R-410A | 2.7167 | Residential & Commercial | USHP | Ducted CEE Tier 1
206773006 | Central HP <5.4 tons | KEEPRITE | HRCU-A-CB (Split System: Heat Pump with Remote Outdoor Unit-Air-Source) | CVH837GKA2* |  |  | EHD4X48AAL+WALLCON | *80CTL0901716A* | 32800 | 17.5 | 8.1 | 33000 | 24800 | 75.15% | 1.98 | 12 | 11.5 |  |  |  |  | R-410A | 2.7333 | Residential & Commercial | USHP | Ducted CEE Tier 1
213795616 | Central HP <5.4 tons | FRIEDRICH | HRCU-A-CB (Split System: Heat Pump with Remote Outdoor Unit-Air-Source) | WFPU17Z243C |  |  | WFH24Z193C | 0 | 22000 | 16.5 | 9 | 23000 | 16900 | 73.48% | 2.05 | 10.9 | 10.1 |  |  |  |  | R-410A | 1.8333 | Residential & Commercial | USHP | Ducted CEE Tier 1
207658550 | Central HP <5.4 tons | BOSCH | HRCU-A-CB (Split System: Heat Pump with Remote Outdoor Unit-Air-Source) | BOVB-60HDN1-M20G |  |  | BMA*4248CNTF | BGH96M080C4A | 42500 | 17 | 8.8 | 44500 | 31400 | 70.56% | 1.9 | 12 | 11.7 |  |  |  |  | R-410A | 3.5417 | Residential & Commercial | USHP | Ducted CEE Tier 1
203024995 | Central HP <5.4 tons | BOSCH | HRCU-A-CB (Split System: Heat Pump with Remote Outdoor Unit-Air-Source) | BOVA-60HDN1-M20G |  |  | BMA*4248BNTF | BGH96M080B3A | 42500 | 17 | 8.8 | 43500 | 31000 | 71.26% | 1.9 | 11.2 | 11.7 |  |  |  |  | R-410A | 3.5417 | Residential & Commercial | USHP | Ducted CEE Tier 1
214573212 | Central HP <5.4 tons | ARCOAIRE | HRCU-A-CB (Split System: Heat Pump with Remote Outdoor Unit-Air-Source) | HVH837GKA** |  |  | EHD4X48AAL+WALLCON | *95CSU1002122B* | 32600 | 17.5 | 8.5 | 32600 | 24800 | 76.07% | 1.98 | 0 | 11 |  |  |  |  | R-410A | 2.7167 | Residential & Commercial | USHP | Ducted CEE Tier 1
216735302 | Central HP <5.4 tons | ARCOAIRE | HRCU-A-CB (Split System: Heat Pump with Remote Outdoor Unit-Air-Source) | D5CUHAH24AAK |  |  | EA*5X37M17A* | *96CTN0801714B* | 22800 | 16.5 | 8.5 | 20800 | 18400 | 88.46% | 1.98 | 0 | 11 |  |  |  |  | R-454B | 1.9 | Residential & Commercial | USHP | Ducted CEE Tier 1
216735897 | Central HP <5.4 tons | ARCOAIRE | HRCU-A-CB (Split System: Heat Pump with Remote Outdoor Unit-Air-Source) | D5CUHAH24AAK |  |  | EA*5X37M21A* | *96VSN1002120B* | 23400 | 16.5 | 8.5 | 20800 | 18500 | 88.94% | 1.96 | 0 | 11 |  |  |  |  | R-454B | 1.95 | Residential & Commercial | USHP | Ducted CEE Tier 1
216735454 | Central HP <5.4 tons | ARCOAIRE | HRCU-A-CB (Split System: Heat Pump with Remote Outdoor Unit-Air-Source) | D5CUHAH24AAK |  |  | EA*5X37M21A* | *80MS(N,L)0451714A* | 23000 | 15.5 | 8.5 | 20600 | 18400 | 89.32% | 1.98 | 0 | 11 |  |  |  |  | R-454B | 1.9167 | Residential & Commercial | USHP | Ducted CEE Tier 1
216735472 | Central HP <5.4 tons | ARCOAIRE | HRCU-A-CB (Split System: Heat Pump with Remote Outdoor Unit-Air-Source) | D5CUHAH24AAK |  |  | EA*5X37M21A* | *80MS(N,L)0701716A* | 23000 | 16.5 | 8.5 | 20600 | 18400 | 89.32% | 1.98 | 0 | 11 |  |  |  |  | R-454B | 1.9167 | Residential & Commercial | USHP | Ducted CEE Tier 1
216734943 | Central HP <5.4 tons | ARCOAIRE | HRCU-A-CB (Split System: Heat Pump with Remote Outdoor Unit-Air-Source) | D5CUHAH24AAK |  |  | EA*5X37M17A* | *80MS(N,L)0701716A* | 22800 | 16 | 8.5 | 20600 | 18400 | 89.32% | 1.96 | 0 | 11 |  |  |  |  | R-454B | 1.9 | Residential & Commercial | USHP | Ducted CEE Tier 1
210597012 | Central HP <5.4 tons | KEEPRITE | HRCU-A-CB (Split System: Heat Pump with Remote Outdoor Unit-Air-Source) | CVH825GKA2* |  |  | EN(A,D)4X48L24**+WALLCON | *95CSU1002122A* | 24200 | 17 | 8.1 | 21200 | 16600 | 78.3% | 2.02 | 0 | 11.5 |  |  |  |  | R-410A | 2.0167 | Residential & Commercial | USHP | Ducted CEE Tier 1
210597093 | Central HP <5.4 tons | KEEPRITE | HRCU-A-CB (Split System: Heat Pump with Remote Outdoor Unit-Air-Source) | CVH825GKA2* |  |  | EN(A,D,W)4X48L21**+WALLCON | *80CTL0901716A* | 24200 | 17.5 | 8.1 | 21200 | 16500 | 77.83% | 2.02 | 0 | 11.7 |  |  |  |  | R-410A | 2.0167 | Residential & Commercial | USHP | Ducted CEE Tier 1
211242715 | Central HP <5.4 tons | KEEPRITE | HRCU-A-CB (Split System: Heat Pump with Remote Outdoor Unit-Air-Source) | DLCURAH24ABK |  |  | EA*4X36L21A* | *80ESU0601716A | 25000 | 17 | 8.5 | 26600 | 21800 | 81.95% | 1.82 | 0 | 10.5 |  |  |  |  | R-410A | 2.0833 | Residential & Commercial | USHP | Ducted CEE Tier 1
203025026 | Central HP <5.4 tons | BOSCH | HRCU-A-CB (Split System: Heat Pump with Remote Outdoor Unit-Air-Source) | BOVA-60HDN1-M20G |  |  | BMA*4248DNTF | BGH96M120D5A | 45500 | 17.5 | 9 | 47000 | 33200 | 70.64% | 1.9 | 12.5 | 11.7 |  |  |  |  | R-410A | 3.7917 | Residential & Commercial | USHP | Ducted CEE Tier 1
211242280 | Central HP <5.4 tons | KEEPRITE | HRCU-A-CB (Split System: Heat Pump with Remote Outdoor Unit-Air-Source) | DLCURAH24ABK |  |  | EA*4X36L21A* | *96VSN0601714A* | 23600 | 16.5 | 8.5 | 25600 | 23600 | 92.19% | 1.96 | 0 | 10 |  |  |  |  | R-410A | 1.9667 | Residential & Commercial | USHP | Ducted CEE Tier 1
211242347 | Central HP <5.4 tons | KEEPRITE | HRCU-A-CB (Split System: Heat Pump with Remote Outdoor Unit-Air-Source) | DLCURAH24ABK |  |  | EA*4X36L21A* | *96VTN1002122A* | 23800 | 17 | 8.5 | 25800 | 23200 | 89.92% | 1.92 | 0 | 10 |  |  |  |  | R-410A | 1.9833 | Residential & Commercial | USHP | Ducted CEE Tier 1
207454649 | Central HP <5.4 tons | BOSCH | HRCU-A-CB (Split System: Heat Pump with Remote Outdoor Unit-Air-Source) | BOVA-60HDN1-M20G |  |  | BMA*4248DNTF | BGH96M120D5B | 45500 | 17.5 | 9 | 47000 | 33200 | 70.64% | 1.9 | 12.5 | 11.7 |  |  |  |  | R-410A | 3.7917 | Residential & Commercial | USHP | Ducted CEE Tier 1
211240416 | Central HP <5.4 tons | KEEPRITE | HRCU-A-CB (Split System: Heat Pump with Remote Outdoor Unit-Air-Source) | DLCURAH24ABK |  |  | EA*4X24L17A* | *96VSN0601412A* | 23200 | 16.5 | 8.5 | 26400 | 25600 | 96.97% | 2.14 | 0 | 10 |  |  |  |  | R-410A | 1.9333 | Residential & Commercial | USHP | Ducted CEE Tier 1
211240483 | Central HP <5.4 tons | KEEPRITE | HRCU-A-CB (Split System: Heat Pump with Remote Outdoor Unit-Air-Source) | DLCURAH24ABK |  |  | EA*4X24L17A* | *80VSL0701716A* | 23600 | 16.5 | 8.5 | 26600 | 24600 | 92.48% | 2.04 | 0 | 10 |  |  |  |  | R-410A | 1.9667 | Residential & Commercial | USHP | Ducted CEE Tier 1
214574652 | Central HP <5.4 tons | ARCOAIRE | HRCU-A-CB (Split System: Heat Pump with Remote Outdoor Unit-Air-Source) | HVH837GKA2* |  |  | EN(A,D)4X48L24**+WALLCON | *95CSU1002122B* | 32400 | 17.5 | 8.5 | 32600 | 24800 | 76.07% | 1.98 | 0 | 11.5 |  |  |  |  | R-410A | 2.7 | Residential & Commercial | USHP | Ducted CEE Tier 1
208480450 | Central HP <5.4 tons | Honeywell | HRCU-A-CB (Split System: Heat Pump with Remote Outdoor Unit-Air-Source) | HSH17S-36AAA |  |  | HVTAN-24SA | 0 | 24000 | 17 | 9 | 24000 | 22000 | 91.67% | 1.8 | 12.5 | 12 |  |  |  |  | R-410A | 2 | Residential & Commercial | USHP | Ducted CEE Tier 1
216732829 | Central HP <5.4 tons | ARCOAIRE | HRCU-A-CB (Split System: Heat Pump with Remote Outdoor Unit-Air-Source) | D5CUHAH24AAK |  |  | EA*5X24M17A* | *80VTL0701716B* | 22000 | 16 | 8.5 | 21000 | 19200 | 91.43% | 1.96 | 0 | 10.5 |  |  |  |  | R-454B | 1.8333 | Residential & Commercial | USHP | Ducted CEE Tier 1
216445240 | Central HP <5.4 tons | ECOER | HRCU-A-CB (Split System: Heat Pump with Remote Outdoor Unit-Air-Source) | EODA19H-2436AB* |  |  | EAHDEN-36AB* | 0 | 34200 | 19 | 10 | 36000 | 25200 | 70% | 2 | 0 | 12 |  |  |  |  | R-454B | 2.85 | Residential & Commercial | USHP | Ducted CEE Tier 1
203024998 | Central HP <5.4 tons | BOSCH | HRCU-A-CB (Split System: Heat Pump with Remote Outdoor Unit-Air-Source) | BOVA-60HDN1-M20G |  |  | BMA*4248CNTF | BGH96M080C4A | 42500 | 17 | 8.8 | 44500 | 31400 | 70.56% | 1.9 | 12 | 11.7 |  |  |  |  | R-410A | 3.5417 | Residential & Commercial | USHP | Ducted CEE Tier 1
214660543 | Central HP <5.4 tons | ECOER | HRCU-A-C (Split System: Heat Pump with Remote Outdoor Unit with No Indoor Fan --Air Source) | EODA19H-2436AA* |  |  | GNC2430APT+DK | 0 | 22800 | 15.2 | 8.6 | 23000 | 18600 | 80.87% | 1.9 | 0 | 11.7 |  |  |  |  | R-410A | 1.9 | Residential & Commercial | USHP | Ducted CEE Tier 1
214303522 | Central HP <5.4 tons | ECOER | HRCU-A-CB (Split System: Heat Pump with Remote Outdoor Unit-Air-Source) | EODA19H-2436A |  |  | GNC3036BPT | MGH96M080B3A | 33000 | 18 | 9 | 34600 | 24400 | 70.52% | 1.95 | 0 | 11 |  |  |  |  | R-410A | 2.75 | Residential & Commercial | USHP | Ducted CEE Tier 1
214574402 | Central HP <5.4 tons | ARCOAIRE | HRCU-A-CB (Split System: Heat Pump with Remote Outdoor Unit-Air-Source) | HVH837GKA2* |  |  | EHD4X60AAL+WALLCON | *95CSU0802120B* | 33000 | 17 | 8.5 | 32200 | 25000 | 77.64% | 2 | 0 | 11 |  |  |  |  | R-410A | 2.75 | Residential & Commercial | USHP | Ducted CEE Tier 1
214574552 | Central HP <5.4 tons | ARCOAIRE | HRCU-A-CB (Split System: Heat Pump with Remote Outdoor Unit-Air-Source) | HVH837GKA2* |  |  | EN(A,D,W)4X42L21**+WALLCON | *97CMN0802120B* | 31800 | 17 | 8.1 | 33000 | 24400 | 73.94% | 1.88 | 0 | 11 |  |  |  |  | R-410A | 2.65 | Residential & Commercial | USHP | Ducted CEE Tier 1
210470470 | Central HP <5.4 tons | KEEPRITE | HRCU-A-CB (Split System: Heat Pump with Remote Outdoor Unit-Air-Source) | CVH837GKA2* |  |  | EA*4X61L21A*+WALLCON | *97CMN1002122A* | 33200 | 17.5 | 8.5 | 32000 | 24800 | 77.5% | 2 | 0 | 12 |  |  |  |  | R-410A | 2.7667 | Residential & Commercial | USHP | Ducted CEE Tier 1
212977729 | Central HP <5.4 tons | GRANDAIRE | HRCU-A-CB (Split System: Heat Pump with Remote Outdoor Unit-Air-Source) | WDLCURAH18ABK |  |  | WLA*244AA* | WFE*045A036C* | 17500 | 16.5 | 8.5 | 18400 | 19400 | 105.4% | 2.34 | 0 | 10.5 |  |  |  |  | R-410A | 1.4583 | Residential & Commercial | USHP | Ducted CEE Tier 1
216439110 | Central HP <5.4 tons | AMERISTAR | HRCU-A-CB (Split System: Heat Pump with Remote Outdoor Unit-Air-Source) | A5HL5048A1000AA |  |  | A5AHV006A1D3 | 0 | 46000 | 16 | 8.1 | 48000 | 38000 | 79.17% | 1.75 | 0 | 11.7 |  |  |  |  | R-454B | 3.8333 | Residential & Commercial | USHP | Ducted CEE Tier 1
214303531 | Central HP <5.4 tons | ECOER | HRCU-A-CB (Split System: Heat Pump with Remote Outdoor Unit-Air-Source) | EODA19H-4860A |  |  | GNC4860DPT | MGH96M120D5A | 52000 | 18 | 8.7 | 54000 | 37800 | 70% | 1.9 | 0 | 11.7 |  |  |  |  | R-410A | 4.3333 | Residential & Commercial | USHP | Ducted CEE Tier 1
203025023 | Central HP <5.4 tons | BOSCH | HRCU-A-CB (Split System: Heat Pump with Remote Outdoor Unit-Air-Source) | BOVA-60HDN1-M20G |  |  | BMA*4248DNTF | BGH96M100D5A | 45500 | 17.5 | 9 | 47000 | 33200 | 70.64% | 1.9 | 12.5 | 11.7 |  |  |  |  | R-410A | 3.7917 | Residential & Commercial | USHP | Ducted CEE Tier 1
216755695 | Central HP <5.4 tons | GRANDAIRE | HRCU-A-CB (Split System: Heat Pump with Remote Outdoor Unit-Air-Source) | WD5CUHAH30AAK |  |  | W5A*43M21XA* | WFEU080C060B* | 31200 | 15.5 | 9 | 34200 | 30000 | 87.72% | 1.8 | 0 | 9.5 |  |  |  |  | R-454B | 2.6 | Residential & Commercial | USHP
216014873 | Central HP <5.4 tons | FRIEDRICH | HRCU-A-C (Split System: Heat Pump with Remote Outdoor Unit with No Indoor Fan --Air Source) | WFPU18Z483C |  |  | RCFZ4821STANM | 0 | 44500 | 15.8 | 8.3 | 44000 | 33000 | 75% | 1.91 | 0 | 9.5 |  |  |  |  | R-410A | 3.7083 | Residential & Commercial | USHP
207658559 | Central HP <5.4 tons | BOSCH | HRCU-A-CB (Split System: Heat Pump with Remote Outdoor Unit-Air-Source) | BOVB-60HDN1-M20G |  |  | BMA*4860DNTF | BGH96M100D5A | 52000 | 18 | 8.5 | 54000 | 37800 | 70% | 1.85 | 12.5 | 11.7 |  |  |  |  | R-410A | 4.3333 | Residential & Commercial | USHP | Ducted CEE Tier 1
211262182 | Central HP <5.4 tons | ARCOAIRE | HRCU-A-CB (Split System: Heat Pump with Remote Outdoor Unit-Air-Source) | DLCURAH18ABK |  |  | EA*4X30L17A* | OMV098J12* | 18300 | 16 | 8.5 | 18900 | 18400 | 97.35% | 2.22 | 0 | 10.5 |  |  |  |  | R-410A | 1.525 | Residential & Commercial | USHP | Ducted CEE Tier 1
213778899 | Central HP <5.4 tons | ARCOAIRE | HRCU-A-CB (Split System: Heat Pump with Remote Outdoor Unit-Air-Source) | HVH837GKA** |  |  | EA*4X36L21A*+WALLCON | *97CMN1002122B* | 31600 | 17 | 8.1 | 32800 | 24200 | 73.78% | 1.86 | 0 | 11 |  |  |  |  | R-410A | 2.6333 | Residential & Commercial | USHP | Ducted CEE Tier 1
202868495 | Central HP <5.4 tons | BOSCH | HRCU-A-CB (Split System: Heat Pump with Remote Outdoor Unit-Air-Source) | BOVA-60HDN1-M20G |  |  | BVA-48WN1-M20 | 0 | 47000 | 18.5 | 9.5 | 48000 | 33600 | 70% | 2 | 13.5 | 12 |  |  |  |  | R-410A | 3.9167 | Residential & Commercial | USHP | Ducted CEE Tier 1
203025032 | Central HP <5.4 tons | BOSCH | HRCU-A-CB (Split System: Heat Pump with Remote Outdoor Unit-Air-Source) | BOVA-60HDN1-M20G |  |  | BMA*4860DNTF | BGH96M120D5A | 52000 | 18 | 8.5 | 54000 | 37800 | 70% | 1.85 | 12.5 | 11.7 |  |  |  |  | R-410A | 4.3333 | Residential & Commercial | USHP | Ducted CEE Tier 1
215402216 | Central HP <5.4 tons | AMERISTAR | HRCU-A-CB (Split System: Heat Pump with Remote Outdoor Unit-Air-Source) | E4HL5036A1000A |  |  | 4TXCB006DS3 | A952V060BU4SB | 30000 | 15.2 | 8.1 | 27000 | 19000 | 70.37% | 1.75 | 0 | 9.8 |  |  |  |  | R-410A | 2.5 | Residential & Commercial | USHP
214303513 | Central HP <5.4 tons | ECOER | HRCU-A-C (Split System: Heat Pump with Remote Outdoor Unit with No Indoor Fan --Air Source) | EODA19H-2436A |  |  | GNC2430BPT+DK | 0 | 23200 | 15.2 | 8.8 | 23000 | 18600 | 80.87% | 1.9 | 0 | 11.7 |  |  |  |  | R-410A | 1.9333 | Residential & Commercial | USHP | Ducted CEE Tier 1
203025020 | Central HP <5.4 tons | BOSCH | HRCU-A-CB (Split System: Heat Pump with Remote Outdoor Unit-Air-Source) | BOVA-60HDN1-M20G |  |  | BMA*4248CNTF | BGH96M100C5A | 45000 | 17.5 | 8.8 | 46500 | 32800 | 70.54% | 1.9 | 12.5 | 11.7 |  |  |  |  | R-410A | 3.75 | Residential & Commercial | USHP | Ducted CEE Tier 1
216737695 | Central HP <5.4 tons | ARCOAIRE | HRCU-A-CB (Split System: Heat Pump with Remote Outdoor Unit-Air-Source) | D5CUHAH24AAK |  |  | ESH5X30M12A* | *95MSU0401712A* | 22400 | 15.5 | 8.1 | 21000 | 18900 | 90% | 1.85 | 0 | 10.5 |  |  |  |  | R-454B | 1.8667 | Residential & Commercial | USHP | Ducted CEE Tier 1
207658563 | Central HP <5.4 tons | BOSCH | HRCU-A-CB (Split System: Heat Pump with Remote Outdoor Unit-Air-Source) | BOVB-60HDN1-M20G |  |  | BMA*4248BNTF | BGH96M080B3B | 42500 | 17 | 8.8 | 43500 | 31000 | 71.26% | 1.9 | 11.2 | 11.7 |  |  |  |  | R-410A | 3.5417 | Residential & Commercial | USHP | Ducted CEE Tier 1
214810547 | Central HP <5.4 tons | 1HVAC | HRCU-A-CB (Split System: Heat Pump with Remote Outdoor Unit-Air-Source) | EZ-48-HP |  |  | EZ-48-AH | 0 | 47000 | 15.6 | 9.4 | 50000 | 46000 | 92% | 1.85 | 8.5 | 8.2 |  |  |  |  | R-410A | 3.9167 | Residential & Commercial | USHP
211749860 | Central HP <5.4 tons | AMERISTAR | HRCU-A-CB (Split System: Heat Pump with Remote Outdoor Unit-Air-Source) | E4HL5042A1000A |  |  | E4AH5E48A1K30A | 0 | 42000 | 15.2 | 8.1 | 42000 | 34000 | 80.95% | 1.75 | 0 | 9 |  |  |  |  | R-410A | 3.5 | Residential & Commercial | USHP
214303526 | Central HP <5.4 tons | ECOER | HRCU-A-CB (Split System: Heat Pump with Remote Outdoor Unit-Air-Source) | EODA19H-4860A |  |  | GNC3036BPT | MGH96M080B3A | 33000 | 18 | 9 | 35000 | 28000 | 80% | 1.95 | 0 | 12 |  |  |  |  | R-410A | 2.75 | Residential & Commercial | USHP | Ducted CEE Tier 1
214303527 | Central HP <5.4 tons | ECOER | HRCU-A-CB (Split System: Heat Pump with Remote Outdoor Unit-Air-Source) | EODA19H-4860A |  |  | GNC3036BPT | MGH96M060B3A | 33000 | 18 | 9 | 35000 | 28000 | 80% | 1.95 | 0 | 12 |  |  |  |  | R-410A | 2.75 | Residential & Commercial | USHP | Ducted CEE Tier 1
214303528 | Central HP <5.4 tons | ECOER | HRCU-A-CB (Split System: Heat Pump with Remote Outdoor Unit-Air-Source) | EODA19H-4860A |  |  | GNC4248CPT | MGH96M100C5A | 45000 | 18 | 8.8 | 46000 | 32400 | 70.43% | 1.95 | 0 | 11.7 |  |  |  |  | R-410A | 3.75 | Residential & Commercial | USHP | Ducted CEE Tier 1
207658571 | Central HP <5.4 tons | BOSCH | HRCU-A-CB (Split System: Heat Pump with Remote Outdoor Unit-Air-Source) | BOVB-60HDN1-M20G |  |  | BMA*4248CNTF | BGH96M100C5B | 45000 | 17.5 | 8.8 | 46500 | 32800 | 70.54% | 1.9 | 12.5 | 11.7 |  |  |  |  | R-410A | 3.75 | Residential & Commercial | USHP | Ducted CEE Tier 1
216735263 | Central HP <5.4 tons | ARCOAIRE | HRCU-A-CB (Split System: Heat Pump with Remote Outdoor Unit-Air-Source) | D5CUHAH24AAK |  |  | EA*5X37M17A* | *95MSU0401712A* | 22800 | 16 | 8.5 | 20800 | 18500 | 88.94% | 1.96 | 0 | 11 |  |  |  |  | R-454B | 1.9 | Residential & Commercial | USHP | Ducted CEE Tier 1
216737142 | Central HP <5.4 tons | ARCOAIRE | HRCU-A-CB (Split System: Heat Pump with Remote Outdoor Unit-Air-Source) | D5CUHAH24AAK |  |  | ESH5X30M12A* | *80MS(N,L)1552420A* | 22400 | 15.2 | 8.1 | 21000 | 18800 | 89.52% | 1.9 | 0 | 10.5 |  |  |  |  | R-454B | 1.8667 | Residential & Commercial | USHP | Ducted CEE Tier 1
216980799 | Central HP <5.4 tons | 1HVAC | HRCU-A-C (Split System: Heat Pump with Remote Outdoor Unit with No Indoor Fan --Air Source) | ACIQ-24-EHPD |  |  | ACIQ-24-ACL-14-B | 0 | 24000 | 16 | 9 | 25000 | 19000 | 76% | 1.8 | 0 | 10 |  |  |  |  | R-454B | 2 | Residential & Commercial | USHP | Ducted CEE Tier 1
216980826 | Central HP <5.4 tons | 1HVAC | HRCU-A-CB (Split System: Heat Pump with Remote Outdoor Unit-Air-Source) | ACIQ-24-EHPD |  |  | ACIQ-24W-PB | 0 | 24000 | 16 | 9 | 25000 | 19000 | 76% | 1.8 | 0 | 10 |  |  |  |  | R-454B | 2 | Residential & Commercial | USHP | Ducted CEE Tier 1
216980849 | Central HP <5.4 tons | 1HVAC | HRCU-A-CB (Split System: Heat Pump with Remote Outdoor Unit-Air-Source) | EZ-24-EHPB |  |  | EZ-24-AHB | 0 | 24000 | 18.1 | 9.7 | 26000 | 21600 | 83.08% | 1.87 | 0 | 11 |  |  |  |  | R-454B | 2 | Residential & Commercial | USHP | Ducted CEE Tier 1
210471185 | Central HP <5.4 tons | KEEPRITE | HRCU-A-CB (Split System: Heat Pump with Remote Outdoor Unit-Air-Source) | CVH837GKA2* |  |  | EHD4X60AAL+WALLCON | *80CTL0902120A* | 33000 | 17 | 8.1 | 32200 | 25000 | 77.64% | 2 | 0 | 11.5 |  |  |  |  | R-410A | 2.75 | Residential & Commercial | USHP | Ducted CEE Tier 1
207658572 | Central HP <5.4 tons | BOSCH | HRCU-A-CB (Split System: Heat Pump with Remote Outdoor Unit-Air-Source) | BOVB-60HDN1-M20G |  |  | BMA*4248DNTF | BGH96M100D5B | 45500 | 17.5 | 9 | 47000 | 33200 | 70.64% | 1.9 | 12.5 | 11.7 |  |  |  |  | R-410A | 3.7917 | Residential & Commercial | USHP | Ducted CEE Tier 1
207454651 | Central HP <5.4 tons | BOSCH | HRCU-A-CB (Split System: Heat Pump with Remote Outdoor Unit-Air-Source) | BOVA-60HDN1-M20G |  |  | BMA*4860DNTF | BGH96M120D5B | 52000 | 18 | 8.5 | 54000 | 37800 | 70% | 1.85 | 12.5 | 11.7 |  |  |  |  | R-410A | 4.3333 | Residential & Commercial | USHP | Ducted CEE Tier 1
216644639 | Central HP <5.4 tons | ARCOAIRE | HRCU-A-CB (Split System: Heat Pump with Remote Outdoor Unit-Air-Source) | D5CUHAH18AAK |  |  | FM(C,U)5Z18**AL* | 0 | 18000 | 15.2 | 12.5 | 21200 | 18800 | 88.68% | 2.08 | 0 | 11 |  |  |  |  | R-454B | 1.5 | Residential & Commercial | USHP | Ducted CEE Tier 1
214303514 | Central HP <5.4 tons | ECOER | HRCU-A-C (Split System: Heat Pump with Remote Outdoor Unit with No Indoor Fan --Air Source) | EODA19H-2436A |  |  | GNC3036BPT+DK | 0 | 31000 | 15.2 | 8.8 | 33600 | 23600 | 70.24% | 1.9 | 0 | 10.8 |  |  |  |  | R-410A | 2.5833 | Residential & Commercial | USHP | Ducted CEE Tier 1
216732747 | Central HP <5.4 tons | ARCOAIRE | HRCU-A-CB (Split System: Heat Pump with Remote Outdoor Unit-Air-Source) | D5CUHAH24AAK |  |  | EA*5X24M17A* | *80VSL0901716B* | 21800 | 16 | 8.5 | 21000 | 19100 | 90.95% | 1.98 | 0 | 10.5 |  |  |  |  | R-454B | 1.8167 | Residential & Commercial | USHP | Ducted CEE Tier 1
216643094 | Central HP <5.4 tons | ARCOAIRE | HRCU-A-CB (Split System: Heat Pump with Remote Outdoor Unit-Air-Source) | D5CUHAH18AAK |  |  | EA*5X19M17A* | *80CSU0401712A* | 18500 | 15.2 | 10.5 | 20000 | 17800 | 89% | 2 | 0 | 11.7 |  |  |  |  | R-454B | 1.5417 | Residential & Commercial | USHP | Ducted CEE Tier 1
216732879 | Central HP <5.4 tons | ARCOAIRE | HRCU-A-CB (Split System: Heat Pump with Remote Outdoor Unit-Air-Source) | D5CUHAH24AAK |  |  | EA*5X24M17A* | *92MSN0601412A* | 22200 | 15.5 | 8.5 | 21200 | 19200 | 90.57% | 1.96 | 0 | 10.5 |  |  |  |  | R-454B | 1.85 | Residential & Commercial | USHP | Ducted CEE Tier 1
216733099 | Central HP <5.4 tons | ARCOAIRE | HRCU-A-CB (Split System: Heat Pump with Remote Outdoor Unit-Air-Source) | D5CUHAH24AAK |  |  | EA*5X24M17A* | *97VTN0601716A* | 22000 | 16 | 8.5 | 21000 | 19100 | 90.95% | 1.96 | 0 | 10.5 |  |  |  |  | R-454B | 1.8333 | Residential & Commercial | USHP | Ducted CEE Tier 1
214303508 | Central HP <5.4 tons | ECOER | HRCU-A-CB (Split System: Heat Pump with Remote Outdoor Unit-Air-Source) | EODA19H-2436A |  |  | EAHATN-24B | 0 | 24000 | 20.5 | 9.5 | 24000 | 19600 | 81.67% | 2.1 | 0 | 13 |  |  |  |  | R-410A | 2 | Residential & Commercial | USHP | Ducted CEE Tier 1
215447628 | Central HP <5.4 tons | ECOER | HRCU-A-CB (Split System: Heat Pump with Remote Outdoor Unit-Air-Source) | EODA19H-2436AA* |  |  | GNC2430APT | FG7TC-060D-V24B* | 23800 | 18.5 | 9 | 24000 | 19200 | 80% | 2 | 0 | 12 |  |  |  |  | R-410A | 1.9833 | Residential & Commercial | USHP | Ducted CEE Tier 1
214826545 | Central HP <5.4 tons | FRIEDRICH | HRCU-A-CB (Split System: Heat Pump with Remote Outdoor Unit-Air-Source) | WFPU18Z483C |  |  | FRH2TZ4821STANN | 0 | 44000 | 17 | 8.7 | 44000 | 33000 | 75% | 1.95 | 0 | 9.89 |  |  |  |  | R-410A | 3.6667 | Residential & Commercial | USHP
214061914 | Central HP <5.4 tons | FRIEDRICH | HRCU-A-C (Split System: Heat Pump with Remote Outdoor Unit with No Indoor Fan --Air Source) | WFPU18Z483C |  |  | DC61A44-245R | 0 | 42000 | 15.55 | 8.55 | 42000 | 34600 | 82.38% | 1.94 | 0 | 11.4 |  |  |  |  | R-410A | 3.5 | Residential & Commercial | USHP | Ducted CEE Tier 1
214838775 | Central HP <5.4 tons | ECOER | HRCU-A-CB (Split System: Heat Pump with Remote Outdoor Unit-Air-Source) | EODA19H-4860AA* |  |  | GNC3036BPT | FG7SA-090C-T24B* | 33000 | 17 | 8.5 | 35000 | 28000 | 80% | 1.95 | 0 | 12 |  |  |  |  | R-410A | 2.75 | Residential & Commercial | USHP | Ducted CEE Tier 1
203025029 | Central HP <5.4 tons | BOSCH | HRCU-A-CB (Split System: Heat Pump with Remote Outdoor Unit-Air-Source) | BOVA-60HDN1-M20G |  |  | BMA*4860DNTF | BGH96M100D5A | 52000 | 18 | 8.5 | 54000 | 37800 | 70% | 1.85 | 12.5 | 11.7 |  |  |  |  | R-410A | 4.3333 | Residential & Commercial | USHP | Ducted CEE Tier 1
216980818 | Central HP <5.4 tons | 1HVAC | HRCU-A-CB (Split System: Heat Pump with Remote Outdoor Unit-Air-Source) | ACIQ-24-EHPD |  |  | ACIQ-24W-WMB | 0 | 24000 | 17.4 | 10.4 | 25000 | 19600 | 78.4% | 1.96 | 0 | 10.8 |  |  |  |  | R-454B | 2 | Residential & Commercial | USHP | Ducted CEE Tier 1
214303512 | Central HP <5.4 tons | ECOER | HRCU-A-C (Split System: Heat Pump with Remote Outdoor Unit with No Indoor Fan --Air Source) | EODA19H-2436A |  |  | GNC2430APT+DK | 0 | 22800 | 15.2 | 8.6 | 23000 | 18600 | 80.87% | 1.9 | 0 | 11.7 |  |  |  |  | R-410A | 1.9 | Residential & Commercial | USHP | Ducted CEE Tier 1
214660544 | Central HP <5.4 tons | ECOER | HRCU-A-C (Split System: Heat Pump with Remote Outdoor Unit with No Indoor Fan --Air Source) | EODA19H-2436AA* |  |  | GNC2430BPT+DK | 0 | 23200 | 15.2 | 8.8 | 23000 | 18600 | 80.87% | 1.9 | 0 | 11.7 |  |  |  |  | R-410A | 1.9333 | Residential & Commercial | USHP | Ducted CEE Tier 1
214660542 | Central HP <5.4 tons | ECOER | HRCU-A-CB (Split System: Heat Pump with Remote Outdoor Unit-Air-Source) | EODA19H-4860AA* |  |  | EAHATN-60BA* | 0 | 54000 | 18.5 | 9.5 | 55000 | 38500 | 70% | 1.9 | 0 | 11.7 |  |  |  |  | R-410A | 4.5 | Residential & Commercial | USHP | Ducted CEE Tier 1
214660560 | Central HP <5.4 tons | ECOER | HRCU-A-CB (Split System: Heat Pump with Remote Outdoor Unit-Air-Source) | EODA19H-4860AA* |  |  | GNC4248CPT | MGH96M080C4A | 43000 | 17.5 | 8.8 | 45000 | 32400 | 72% | 1.95 | 0 | 11.7 |  |  |  |  | R-410A | 3.5833 | Residential & Commercial | USHP | Ducted CEE Tier 1
216032222 | Central HP <5.4 tons | 1HVAC | HRCU-A-CB (Split System: Heat Pump with Remote Outdoor Unit-Air-Source) | ACIQ-24-EHPD |  |  | ACIQ-24-AHD | 0 | 24000 | 18.1 | 9.7 | 26000 | 21600 | 83.08% | 1.87 | 0 | 11 |  |  |  |  | R-454B | 2 | Residential & Commercial | USHP | Ducted CEE Tier 1
210279124 | Central HP <5.4 tons | MRCOOL | HRCU-A-CB (Split System: Heat Pump with Remote Outdoor Unit-Air-Source) | CENTRAL-60-HP-C-230A00 |  |  | CENTRAL-60-HP-MUAH230A00 | 0 | 55000 | 15.3 | 9.4 | 59000 | 48500 | 82.2% | 1.91 | 9 | 8.8 |  |  |  |  | R-410A | 4.5833 | Residential & Commercial | USHP
211230864 | Central HP <5.4 tons | ARCOAIRE | HRCU-A-CB (Split System: Heat Pump with Remote Outdoor Unit-Air-Source) | DLCURAH36ABK |  |  | FM(C,U)4Z36**AL* | 0 | 36000 | 16.5 | 8.1 | 40000 | 35400 | 88.5% | 1.82 | 0 | 10 |  |  |  |  | R-410A | 3 | Residential & Commercial | USHP | Ducted CEE Tier 1
213779049 | Central HP <5.4 tons | ARCOAIRE | HRCU-A-CB (Split System: Heat Pump with Remote Outdoor Unit-Air-Source) | HVH837GKA** |  |  | EA*4X37L21A*+WALLCON | *96CTN1002122B* | 33000 | 17 | 8.5 | 32600 | 25000 | 76.69% | 1.98 | 0 | 11.5 |  |  |  |  | R-410A | 2.75 | Residential & Commercial | USHP | Ducted CEE Tier 1
213778729 | Central HP <5.4 tons | ARCOAIRE | HRCU-A-CB (Split System: Heat Pump with Remote Outdoor Unit-Air-Source) | HVH837GKA** |  |  | EA*4X36L17A*+WALLCON | *80CTL0451712B* | 31200 | 16.5 | 8.1 | 33400 | 24600 | 73.65% | 1.8 | 0 | 10.5 |  |  |  |  | R-410A | 2.6 | Residential & Commercial | USHP | Ducted CEE Tier 1
213778829 | Central HP <5.4 tons | ARCOAIRE | HRCU-A-CB (Split System: Heat Pump with Remote Outdoor Unit-Air-Source) | HVH837GKA** |  |  | EA*4X36L21A*+WALLCON | *80CTL0701716B* | 31400 | 16.5 | 8.1 | 33000 | 24400 | 73.94% | 1.84 | 0 | 10.5 |  |  |  |  | R-410A | 2.6167 | Residential & Commercial | USHP | Ducted CEE Tier 1
216733147 | Central HP <5.4 tons | ARCOAIRE | HRCU-A-CB (Split System: Heat Pump with Remote Outdoor Unit-Air-Source) | D5CUHAH24AAK |  |  | EA*5X25M17A* | *80CSU0601716A* | 23600 | 17 | 8.5 | 21200 | 18700 | 88.21% | 1.96 | 0 | 11 |  |  |  |  | R-454B | 1.9667 | Residential & Commercial | USHP | Ducted CEE Tier 1
216733490 | Central HP <5.4 tons | ARCOAIRE | HRCU-A-CB (Split System: Heat Pump with Remote Outdoor Unit-Air-Source) | D5CUHAH24AAK |  |  | EA*5X25M17A* | *96VSN0601412B* | 22800 | 16.5 | 8.5 | 20600 | 18400 | 89.32% | 1.96 | 0 | 11 |  |  |  |  | R-454B | 1.9 | Residential & Commercial | USHP | Ducted CEE Tier 1
214303521 | Central HP <5.4 tons | ECOER | HRCU-A-CB (Split System: Heat Pump with Remote Outdoor Unit-Air-Source) | EODA19H-2436A |  |  | GNC2430BPT | MGH96M060B3A | 24000 | 18.5 | 9 | 24000 | 19400 | 80.83% | 2.1 | 0 | 12 |  |  |  |  | R-410A | 2 | Residential & Commercial | USHP | Ducted CEE Tier 1
215722679 | Central HP <5.4 tons | ECOER | HRCU-A-CB (Split System: Heat Pump with Remote Outdoor Unit-Air-Source) | EODA18H-2436BAA |  |  | EAHAEC-24 | 0 | 23000 | 18.5 | 8.8 | 23000 | 19000 | 82.61% | 1.9 | 0 | 11.7 |  |  |  |  | R-410A | 1.9167 | Residential & Commercial | USHP | Ducted CEE Tier 1
211243242 | Central HP <5.4 tons | KEEPRITE | HRCU-A-CB (Split System: Heat Pump with Remote Outdoor Unit-Air-Source) | DLCURAH24ABK |  |  | EA*4X37L21A* | *96VSN1002120A* | 24400 | 17 | 8.5 | 25200 | 21200 | 84.13% | 1.78 | 0 | 10.5 |  |  |  |  | R-410A | 2.0333 | Residential & Commercial | USHP | Ducted CEE Tier 1
207658523 | Central HP <5.4 tons | BOSCH | HRCU-A-CB (Split System: Heat Pump with Remote Outdoor Unit-Air-Source) | BOVB-60HDN1-M20G |  |  | BVA-48WN1-M20 | 0 | 47000 | 18.5 | 9.5 | 48000 | 33600 | 70% | 2 | 13.5 | 12 |  |  |  |  | R-410A | 3.9167 | Residential & Commercial | USHP | Ducted CEE Tier 1
207658556 | Central HP <5.4 tons | BOSCH | HRCU-A-CB (Split System: Heat Pump with Remote Outdoor Unit-Air-Source) | BOVB-60HDN1-M20G |  |  | BMA*4248CNTF | BGH96M100C5A | 45000 | 17.5 | 8.8 | 46500 | 32800 | 70.54% | 1.9 | 12.5 | 11.7 |  |  |  |  | R-410A | 3.75 | Residential & Commercial | USHP | Ducted CEE Tier 1
207658574 | Central HP <5.4 tons | BOSCH | HRCU-A-CB (Split System: Heat Pump with Remote Outdoor Unit-Air-Source) | BOVB-60HDN1-M20G |  |  | BMA*4860DNTF | BGH96M100D5B | 52000 | 18 | 8.5 | 54000 | 37800 | 70% | 1.85 | 12.5 | 11.7 |  |  |  |  | R-410A | 4.3333 | Residential & Commercial | USHP | Ducted CEE Tier 1
207658575 | Central HP <5.4 tons | BOSCH | HRCU-A-CB (Split System: Heat Pump with Remote Outdoor Unit-Air-Source) | BOVB-60HDN1-M20G |  |  | BMA*4860DNTF | BGH96M120D5B | 52000 | 18 | 8.5 | 54000 | 37800 | 70% | 1.85 | 12.5 | 11.7 |  |  |  |  | R-410A | 4.3333 | Residential & Commercial | USHP | Ducted CEE Tier 1
216737520 | Central HP <5.4 tons | ARCOAIRE | HRCU-A-CB (Split System: Heat Pump with Remote Outdoor Unit-Air-Source) | D5CUHAH24AAK |  |  | ESH5X30M12A* | *92MSN1202420A* | 22600 | 15.2 | 8.1 | 21200 | 18900 | 89.15% | 1.85 | 0 | 10.5 |  |  |  |  | R-454B | 1.8833 | Residential & Commercial | USHP | Ducted CEE Tier 1
216738509 | Central HP <5.4 tons | ARCOAIRE | HRCU-A-CB (Split System: Heat Pump with Remote Outdoor Unit-Air-Source) | D5CUHAH24AAK |  |  | ESH5X36M12A* | *92MSN1202420A* | 23000 | 15.2 | 8.1 | 21000 | 18700 | 89.05% | 1.9 | 0 | 10.5 |  |  |  |  | R-454B | 1.9167 | Residential & Commercial | USHP | Ducted CEE Tier 1
214303509 | Central HP <5.4 tons | ECOER | HRCU-A-CB (Split System: Heat Pump with Remote Outdoor Unit-Air-Source) | EODA19H-2436A |  |  | EAHATN-36B | 0 | 34200 | 19.5 | 9.5 | 36000 | 25200 | 70% | 2 | 0 | 12 |  |  |  |  | R-410A | 2.85 | Residential & Commercial | USHP | Ducted CEE Tier 1
216980814 | Central HP <5.4 tons | 1HVAC | HRCU-A-C (Split System: Heat Pump with Remote Outdoor Unit with No Indoor Fan --Air Source) | ACIQ-48-HPD |  |  | ACIQ-48-ACL-B | 0 | 45000 | 15.2 | 8.8 | 48000 | 42000 | 87.5% | 1.85 | 0 | 10 |  |  |  |  | R-454B | 3.75 | Residential & Commercial | USHP | Ducted CEE Tier 1
214303511 | Central HP <5.4 tons | ECOER | HRCU-A-CB (Split System: Heat Pump with Remote Outdoor Unit-Air-Source) | EODA19H-4860A |  |  | EAHATN-60B | 0 | 54000 | 18.5 | 9.5 | 55000 | 38500 | 70% | 1.9 | 0 | 11.7 |  |  |  |  | R-410A | 4.5 | Residential & Commercial | USHP | Ducted CEE Tier 1
216732678 | Central HP <5.4 tons | ARCOAIRE | HRCU-A-CB (Split System: Heat Pump with Remote Outdoor Unit-Air-Source) | D5CUHAH24AAK |  |  | EA*5X24M17A* | *80MS(N,L)0701412A* | 22000 | 16 | 8.5 | 21000 | 19100 | 90.95% | 1.96 | 0 | 10.5 |  |  |  |  | R-454B | 1.8333 | Residential & Commercial | USHP | Ducted CEE Tier 1
216732778 | Central HP <5.4 tons | ARCOAIRE | HRCU-A-CB (Split System: Heat Pump with Remote Outdoor Unit-Air-Source) | D5CUHAH24AAK |  |  | EA*5X24M17A* | *80CTL0451712B* | 22000 | 15.5 | 8.5 | 21000 | 19200 | 91.43% | 1.98 | 0 | 10.5 |  |  |  |  | R-454B | 1.8333 | Residential & Commercial | USHP | Ducted CEE Tier 1
216732539 | Central HP <5.4 tons | ARCOAIRE | HRCU-A-CB (Split System: Heat Pump with Remote Outdoor Unit-Air-Source) | D5CUHAH24AAK |  |  | EA*5X24M14A* | *80CTL0701412B* | 22000 | 16 | 8.5 | 21000 | 19100 | 90.95% | 1.96 | 0 | 10.5 |  |  |  |  | R-454B | 1.8333 | Residential & Commercial | USHP | Ducted CEE Tier 1
216558241 | Central HP <5.4 tons | ECOER | HRCU-A-CB (Split System: Heat Pump with Remote Outdoor Unit-Air-Source) | EODA19H-4860AA* |  |  | EAHDEN-60AB* | 0 | 54000 | 18.5 | 9.5 | 55000 | 38500 | 70% | 1.9 | 0 | 11.7 |  |  |  |  | R-410A | 4.5 | Residential & Commercial | USHP | Ducted CEE Tier 1
214660561 | Central HP <5.4 tons | ECOER | HRCU-A-CB (Split System: Heat Pump with Remote Outdoor Unit-Air-Source) | EODA19H-4860AA* |  |  | GNC4860CPT | MGH96M100C5A | 52000 | 18 | 8.7 | 54000 | 37800 | 70% | 1.9 | 0 | 11.4 |  |  |  |  | R-410A | 4.3333 | Residential & Commercial | USHP | Ducted CEE Tier 1
216733046 | Central HP <5.4 tons | ARCOAIRE | HRCU-A-CB (Split System: Heat Pump with Remote Outdoor Unit-Air-Source) | D5CUHAH24AAK |  |  | EA*5X24M17A* | *96VTN0401410B* | 21800 | 15.2 | 8.1 | 21000 | 19200 | 91.43% | 1.9 | 0 | 10 |  |  |  |  | R-454B | 1.8167 | Residential & Commercial | USHP | Ducted CEE Tier 1
216733598 | Central HP <5.4 tons | ARCOAIRE | HRCU-A-CB (Split System: Heat Pump with Remote Outdoor Unit-Air-Source) | D5CUHAH24AAK |  |  | EA*5X25M17A* | *96VTN0801716B* | 23200 | 16.5 | 8.5 | 20800 | 18500 | 88.94% | 1.96 | 0 | 11 |  |  |  |  | R-454B | 1.9333 | Residential & Commercial | USHP | Ducted CEE Tier 1
214595724 | Central HP <5.4 tons | ARCOAIRE | HRCU-A-CB (Split System: Heat Pump with Remote Outdoor Unit-Air-Source) | DLCURAH24ABK |  |  | EA*4X30L17A* | *96VTN0601716B* | 23600 | 16.5 | 9 | 26000 | 24000 | 92.31% | 2 | 0 | 10 |  |  |  |  | R-410A | 1.9667 | Residential & Commercial | USHP | Ducted CEE Tier 1
211260045 | Central HP <5.4 tons | ARCOAIRE | HRCU-A-CB (Split System: Heat Pump with Remote Outdoor Unit-Air-Source) | DLCURAH18ABK |  |  | EA*4X19L17A* | OLV098A12* | 18600 | 16 | 8.5 | 18600 | 17500 | 94.09% | 2.12 | 0 | 11 |  |  |  |  | R-410A | 1.55 | Residential & Commercial | USHP | Ducted CEE Tier 1
216706469 | Central HP <5.4 tons | ECOER | HRCU-A-C (Split System: Heat Pump with Remote Outdoor Unit with No Indoor Fan --Air Source) | EODA19H-2436AA* |  |  | GNC2430APT | 0 | 22800 | 16 | 8.6 | 23000 | 18600 | 80.87% | 1.9 | 0 | 11.2 |  |  |  |  | R-410A | 1.9 | Residential & Commercial | USHP | Ducted CEE Tier 1
211230479 | Central HP <5.4 tons | ARCOAIRE | HRCU-A-CB (Split System: Heat Pump with Remote Outdoor Unit-Air-Source) | DLCURAH36ABK |  |  | EN(A,D)4X48L24** | *80ES(N,L)1352420A* | 36200 | 16 | 8.1 | 38500 | 34800 | 90.39% | 2.02 | 0 | 10 |  |  |  |  | R-410A | 3.0167 | Residential & Commercial | USHP | Ducted CEE Tier 1
216445239 | Central HP <5.4 tons | ECOER | HRCU-A-CB (Split System: Heat Pump with Remote Outdoor Unit-Air-Source) | EODA19H-2436AB* |  |  | EAHDEN-24AB* | 0 | 24000 | 20 | 10 | 24000 | 19600 | 81.67% | 2.1 | 0 | 13 |  |  |  |  | R-454B | 2 | Residential & Commercial | USHP | Ducted CEE Tier 1
211260979 | Central HP <5.4 tons | ARCOAIRE | HRCU-A-CB (Split System: Heat Pump with Remote Outdoor Unit-Air-Source) | DLCURAH18ABK |  |  | EA*4X25L17A* | *80ES(N,L)0451412A* | 18600 | 16.5 | 8.5 | 18400 | 17400 | 94.57% | 2.12 | 0 | 11 |  |  |  |  | R-410A | 1.55 | Residential & Commercial | USHP | Ducted CEE Tier 1
211260377 | Central HP <5.4 tons | ARCOAIRE | HRCU-A-CB (Split System: Heat Pump with Remote Outdoor Unit-Air-Source) | DLCURAH18ABK |  |  | EA*4X24L17A* | *80ESU0401712A* | 18400 | 16.5 | 9 | 19200 | 18700 | 97.4% | 2.26 | 0 | 11 |  |  |  |  | R-410A | 1.5333 | Residential & Commercial | USHP | Ducted CEE Tier 1
211245489 | Central HP <5.4 tons | KEEPRITE | HRCU-A-CB (Split System: Heat Pump with Remote Outdoor Unit-Air-Source) | DLCURAH24ABK |  |  | EN(A,D)4X36L21** | *80VTL0902120A* | 23800 | 16.5 | 8.1 | 26000 | 23200 | 89.23% | 1.92 | 0 | 10.5 |  |  |  |  | R-410A | 1.9833 | Residential & Commercial | USHP | Ducted CEE Tier 1
214303525 | Central HP <5.4 tons | ECOER | HRCU-A-CB (Split System: Heat Pump with Remote Outdoor Unit-Air-Source) | EODA19H-2436A |  |  | GNC4248CPT | MGH96M080C4A | 33000 | 18.5 | 9 | 34600 | 24400 | 70.52% | 1.95 | 0 | 11.7 |  |  |  |  | R-410A | 2.75 | Residential & Commercial | USHP | Ducted CEE Tier 1
214660540 | Central HP <5.4 tons | ECOER | HRCU-A-CB (Split System: Heat Pump with Remote Outdoor Unit-Air-Source) | EODA19H-2436AA* |  |  | EAHATN-36BA* | 0 | 34200 | 19.5 | 9.5 | 36000 | 25200 | 70% | 2 | 0 | 12 |  |  |  |  | R-410A | 2.85 | Residential & Commercial | USHP | Ducted CEE Tier 1
214660554 | Central HP <5.4 tons | ECOER | HRCU-A-CB (Split System: Heat Pump with Remote Outdoor Unit-Air-Source) | EODA19H-2436AA* |  |  | GNC3036BPT | MGH96M060B3A | 33000 | 18 | 9 | 34600 | 24400 | 70.52% | 1.95 | 0 | 11 |  |  |  |  | R-410A | 2.75 | Residential & Commercial | USHP | Ducted CEE Tier 1
214660555 | Central HP <5.4 tons | ECOER | HRCU-A-CB (Split System: Heat Pump with Remote Outdoor Unit-Air-Source) | EODA19H-2436AA* |  |  | GNC4248CPT | MGH96M100C5A | 33000 | 17.5 | 8.8 | 34600 | 24400 | 70.52% | 1.95 | 0 | 11.7 |  |  |  |  | R-410A | 2.75 | Residential & Commercial | USHP | Ducted CEE Tier 1
216032532 | Central HP <5.4 tons | MRCOOL | HRCU-A-CB (Split System: Heat Pump with Remote Outdoor Unit-Air-Source) | CENTRAL-36-HP-C-230B00-O |  |  | MVP-36-HP-MUAH-230A00-O | 0 | 36000 | 17.4 | 10.3 | 37000 | 39000 | 105.4% | 1.9 | 0 | 11.7 |  |  |  |  | R-454B | 3 | Residential & Commercial | USHP | Ducted CEE Tier 1
214838779 | Central HP <5.4 tons | ECOER | HRCU-A-CB (Split System: Heat Pump with Remote Outdoor Unit-Air-Source) | EODA19H-4860AA* |  |  | GNC4860CPT | FG7SA-108C-T35C* | 52000 | 16.5 | 8.3 | 54000 | 37800 | 70% | 1.9 | 0 | 11.4 |  |  |  |  | R-410A | 4.3333 | Residential & Commercial | USHP | Ducted CEE Tier 1
214303529 | Central HP <5.4 tons | ECOER | HRCU-A-CB (Split System: Heat Pump with Remote Outdoor Unit-Air-Source) | EODA19H-4860A |  |  | GNC4248CPT | MGH96M080C4A | 43000 | 17.5 | 8.8 | 45000 | 32400 | 72% | 1.95 | 0 | 11.7 |  |  |  |  | R-410A | 3.5833 | Residential & Commercial | USHP | Ducted CEE Tier 1
210471262 | Central HP <5.4 tons | KEEPRITE | HRCU-A-CB (Split System: Heat Pump with Remote Outdoor Unit-Air-Source) | CVH837GKA2* |  |  | EHD4X60AAL+WALLCON | *97CMN1202422A* | 33000 | 17 | 8.1 | 32200 | 25000 | 77.64% | 2 | 0 | 11 |  |  |  |  | R-410A | 2.75 | Residential & Commercial | USHP | Ducted CEE Tier 1
210470817 | Central HP <5.4 tons | KEEPRITE | HRCU-A-CB (Split System: Heat Pump with Remote Outdoor Unit-Air-Source) | CVH837GKA2* |  |  | EN(A,D,W)4X48L21**+WALLCON | *80CSU0601716A* | 32400 | 17 | 8.1 | 33000 | 24800 | 75.15% | 1.94 | 0 | 11.7 |  |  |  |  | R-410A | 2.7 | Residential & Commercial | USHP | Ducted CEE Tier 1
214574592 | Central HP <5.4 tons | ARCOAIRE | HRCU-A-CB (Split System: Heat Pump with Remote Outdoor Unit-Air-Source) | HVH837GKA2* |  |  | EN(A,D,W)4X48L21**+WALLCON | *95CSU1002122B* | 32400 | 17.5 | 8.5 | 32600 | 24800 | 76.07% | 1.98 | 0 | 11.5 |  |  |  |  | R-410A | 2.7 | Residential & Commercial | USHP | Ducted CEE Tier 1
214574672 | Central HP <5.4 tons | ARCOAIRE | HRCU-A-CB (Split System: Heat Pump with Remote Outdoor Unit-Air-Source) | HVH837GKA2* |  |  | EN(A,D)4X48L24**+WALLCON | *97CMN0802120B* | 32400 | 17.5 | 8.5 | 32800 | 24800 | 75.61% | 1.96 | 0 | 11.5 |  |  |  |  | R-410A | 2.7 | Residential & Commercial | USHP | Ducted CEE Tier 1
216737257 | Central HP <5.4 tons | ARCOAIRE | HRCU-A-CB (Split System: Heat Pump with Remote Outdoor Unit-Air-Source) | D5CUHAH24AAK |  |  | ESH5X30M12A* | *80CTL0451712B* | 22400 | 15.2 | 8.1 | 21000 | 18900 | 90% | 1.85 | 0 | 10.5 |  |  |  |  | R-454B | 1.8667 | Residential & Commercial | USHP | Ducted CEE Tier 1
216734449 | Central HP <5.4 tons | ARCOAIRE | HRCU-A-CB (Split System: Heat Pump with Remote Outdoor Unit-Air-Source) | D5CUHAH24AAK |  |  | EA*5X36M17A* | *80VSL0901716B* | 22200 | 16.5 | 8.1 | 20800 | 18700 | 89.9% | 1.85 | 0 | 10.5 |  |  |  |  | R-454B | 1.85 | Residential & Commercial | USHP | Ducted CEE Tier 1
216735094 | Central HP <5.4 tons | ARCOAIRE | HRCU-A-CB (Split System: Heat Pump with Remote Outdoor Unit-Air-Source) | D5CUHAH24AAK |  |  | EA*5X37M17A* | *97CMN0601714B* | 22800 | 16 | 8.5 | 20800 | 18400 | 88.46% | 1.96 | 0 | 11 |  |  |  |  | R-454B | 1.9 | Residential & Commercial | USHP | Ducted CEE Tier 1
207658557 | Central HP <5.4 tons | BOSCH | HRCU-A-CB (Split System: Heat Pump with Remote Outdoor Unit-Air-Source) | BOVB-60HDN1-M20G |  |  | BMA*4248DNTF | BGH96M100D5A | 45500 | 17.5 | 9 | 47000 | 33200 | 70.64% | 1.9 | 12.5 | 11.7 |  |  |  |  | R-410A | 3.7917 | Residential & Commercial | USHP | Ducted CEE Tier 1
207658573 | Central HP <5.4 tons | BOSCH | HRCU-A-CB (Split System: Heat Pump with Remote Outdoor Unit-Air-Source) | BOVB-60HDN1-M20G |  |  | BMA*4248DNTF | BGH96M120D5B | 45500 | 17.5 | 9 | 47000 | 33200 | 70.64% | 1.9 | 12.5 | 11.7 |  |  |  |  | R-410A | 3.7917 | Residential & Commercial | USHP | Ducted CEE Tier 1
207454648 | Central HP <5.4 tons | BOSCH | HRCU-A-CB (Split System: Heat Pump with Remote Outdoor Unit-Air-Source) | BOVA-60HDN1-M20G |  |  | BMA*4248DNTF | BGH96M100D5B | 45500 | 17.5 | 9 | 47000 | 33200 | 70.64% | 1.9 | 12.5 | 11.7 |  |  |  |  | R-410A | 3.7917 | Residential & Commercial | USHP | Ducted CEE Tier 1
207454650 | Central HP <5.4 tons | BOSCH | HRCU-A-CB (Split System: Heat Pump with Remote Outdoor Unit-Air-Source) | BOVA-60HDN1-M20G |  |  | BMA*4860DNTF | BGH96M100D5B | 52000 | 18 | 8.5 | 54000 | 37800 | 70% | 1.85 | 12.5 | 11.7 |  |  |  |  | R-410A | 4.3333 | Residential & Commercial | USHP | Ducted CEE Tier 1
211749851 | Central HP <5.4 tons | RUNTRU | HRCU-A-CB (Split System: Heat Pump with Remote Outdoor Unit-Air-Source) | E4HL5042A1000A |  |  | E4AH5E48A1K30A | 0 | 42000 | 15.2 | 8.1 | 42000 | 34000 | 80.95% | 1.75 | 0 | 9 |  |  |  |  | R-410A | 3.5 | Residential & Commercial | USHP
211244492 | Central HP <5.4 tons | KEEPRITE | HRCU-A-CB (Split System: Heat Pump with Remote Outdoor Unit-Air-Source) | DLCURAH24ABK |  |  | EN(A,D)4X30L17** | *80ES(N,L)0701716A* | 24800 | 16 | 8.1 | 26800 | 22200 | 82.84% | 1.82 | 0 | 10.5 |  |  |  |  | R-410A | 2.0667 | Residential & Commercial | USHP | Ducted CEE Tier 1
211244242 | Central HP <5.4 tons | KEEPRITE | HRCU-A-CB (Split System: Heat Pump with Remote Outdoor Unit-Air-Source) | DLCURAH24ABK |  |  | EN(A,D)4X24L17** | *80ESU0601716A | 24400 | 16 | 8.5 | 27200 | 22600 | 83.09% | 1.86 | 0 | 10 |  |  |  |  | R-410A | 2.0333 | Residential & Commercial | USHP | Ducted CEE Tier 1
211243976 | Central HP <5.4 tons | KEEPRITE | HRCU-A-CB (Split System: Heat Pump with Remote Outdoor Unit-Air-Source) | DLCURAH24ABK |  |  | EN(A,D)4X24L17** | *80ESU0401712A* | 23600 | 17 | 8.5 | 26400 | 23800 | 90.15% | 1.98 | 0 | 10 |  |  |  |  | R-410A | 1.9667 | Residential & Commercial | USHP | Ducted CEE Tier 1
211244141 | Central HP <5.4 tons | KEEPRITE | HRCU-A-CB (Split System: Heat Pump with Remote Outdoor Unit-Air-Source) | DLCURAH24ABK |  |  | EN(A,D)4X24L17** | *80ES(N,L)0901714A* | 24000 | 16 | 8.5 | 27000 | 23000 | 85.19% | 1.9 | 0 | 10 |  |  |  |  | R-410A | 2 | Residential & Commercial | USHP | Ducted CEE Tier 1
211244175 | Central HP <5.4 tons | KEEPRITE | HRCU-A-CB (Split System: Heat Pump with Remote Outdoor Unit-Air-Source) | DLCURAH24ABK |  |  | EN(A,D)4X24L17** | *92ESN0801716A* | 23800 | 16.5 | 8.5 | 26800 | 23200 | 86.57% | 1.92 | 0 | 10 |  |  |  |  | R-410A | 1.9833 | Residential & Commercial | USHP | Ducted CEE Tier 1
211243843 | Central HP <5.4 tons | KEEPRITE | HRCU-A-CB (Split System: Heat Pump with Remote Outdoor Unit-Air-Source) | DLCURAH24ABK |  |  | EN(A,D)4X24L17** | *80VSL0451412A* | 23800 | 16 | 8.5 | 26800 | 23200 | 86.57% | 1.9 | 0 | 10 |  |  |  |  | R-410A | 1.9833 | Residential & Commercial | USHP | Ducted CEE Tier 1
214303515 | Central HP <5.4 tons | ECOER | HRCU-A-C (Split System: Heat Pump with Remote Outdoor Unit with No Indoor Fan --Air Source) | EODA19H-4860A |  |  | GNC4248CPT+DK | 0 | 42000 | 15.2 | 8.6 | 43000 | 32400 | 75.35% | 1.9 | 0 | 11.7 |  |  |  |  | R-410A | 3.5 | Residential & Commercial | USHP | Ducted CEE Tier 1
212617025 | Central HP <5.4 tons | AMERISTAR | HRCU-A-CB (Split System: Heat Pump with Remote Outdoor Unit-Air-Source) | E4HL5048A1000A |  |  | E4AH5E36A1J30A | 0 | 36000 | 15.2 | 8.5 | 36000 | 30000 | 83.33% | 1.8 | 0 | 10 |  |  |  |  | R-410A | 3 | Residential & Commercial | USHP | Ducted CEE Tier 1
214573712 | Central HP <5.4 tons | ARCOAIRE | HRCU-A-CB (Split System: Heat Pump with Remote Outdoor Unit-Air-Source) | HVH837GKA2* |  |  | EA*4X37L21A*+WALLCON | *97CMN0802120B* | 32800 | 17.5 | 8.5 | 32800 | 25200 | 76.83% | 2 | 0 | 11.5 |  |  |  |  | R-410A | 2.7333 | Residential & Commercial | USHP | Ducted CEE Tier 1
214574182 | Central HP <5.4 tons | ARCOAIRE | HRCU-A-CB (Split System: Heat Pump with Remote Outdoor Unit-Air-Source) | HVH837GKA2* |  |  | EA*4X61L24A*+WALLCON | *97CMN0602120B* | 33000 | 18 | 8.5 | 32000 | 25000 | 78.12% | 1.98 | 0 | 11.5 |  |  |  |  | R-410A | 2.75 | Residential & Commercial | USHP | Ducted CEE Tier 1
214574082 | Central HP <5.4 tons | ARCOAIRE | HRCU-A-CB (Split System: Heat Pump with Remote Outdoor Unit-Air-Source) | HVH837GKA2* |  |  | EA*4X60L24A*+WALLCON | *96CTN0802120B* | 32800 | 18 | 8.5 | 31600 | 24600 | 77.85% | 2 | 0 | 11.5 |  |  |  |  | R-410A | 2.7333 | Residential & Commercial | USHP | Ducted CEE Tier 1
214574112 | Central HP <5.4 tons | ARCOAIRE | HRCU-A-CB (Split System: Heat Pump with Remote Outdoor Unit-Air-Source) | HVH837GKA2* |  |  | EA*4X61L21A*+WALLCON | *95CSU1002122B* | 33200 | 18.5 | 8.5 | 31800 | 24800 | 77.99% | 2 | 0 | 11.5 |  |  |  |  | R-410A | 2.7667 | Residential & Commercial | USHP | Ducted CEE Tier 1
214574132 | Central HP <5.4 tons | ARCOAIRE | HRCU-A-CB (Split System: Heat Pump with Remote Outdoor Unit-Air-Source) | HVH837GKA2* |  |  | EA*4X61L21A*+WALLCON | *97CMN0802120B* | 33200 | 17.5 | 8.5 | 32000 | 24800 | 77.5% | 2 | 0 | 11.5 |  |  |  |  | R-410A | 2.7667 | Residential & Commercial | USHP | Ducted CEE Tier 1
214573462 | Central HP <5.4 tons | ARCOAIRE | HRCU-A-CB (Split System: Heat Pump with Remote Outdoor Unit-Air-Source) | HVH837GKA** |  |  | EN(A,D,W)4X48L21**+WALLCON | *97CMN0602120B* | 32200 | 17 | 8.1 | 33000 | 25000 | 75.76% | 1.94 | 0 | 11.5 |  |  |  |  | R-410A | 2.6833 | Residential & Commercial | USHP | Ducted CEE Tier 1
214573012 | Central HP <5.4 tons | ARCOAIRE | HRCU-A-CB (Split System: Heat Pump with Remote Outdoor Unit-Air-Source) | HVH837GKA** |  |  | EA*4X61L24A*+WALLCON | *80CTL0702120B* | 33200 | 18 | 8.5 | 32000 | 24800 | 77.5% | 2 | 0 | 11.5 |  |  |  |  | R-410A | 2.7667 | Residential & Commercial | USHP | Ducted CEE Tier 1
216675763 | Central HP <5.4 tons | ARCOAIRE | HRCU-A-CB (Split System: Heat Pump with Remote Outdoor Unit-Air-Source) | D5CURAH24AAK |  |  | EA*5X24M14A* | *80MS(N,L)0701412A* | 23200 | 15.2 | 8.5 | 24600 | 19600 | 79.67% | 1.88 | 0 | 9.5 |  |  |  |  | R-454B | 1.9333 | Residential & Commercial | USHP
216737367 | Central HP <5.4 tons | ARCOAIRE | HRCU-A-CB (Split System: Heat Pump with Remote Outdoor Unit-Air-Source) | D5CUHAH24AAK |  |  | ESH5X30M12A* | *80VTL1102122B* | 22400 | 15.2 | 8.1 | 21000 | 18900 | 90% | 1.85 | 0 | 10.5 |  |  |  |  | R-454B | 1.8667 | Residential & Commercial | USHP | Ducted CEE Tier 1
216735972 | Central HP <5.4 tons | ARCOAIRE | HRCU-A-CB (Split System: Heat Pump with Remote Outdoor Unit-Air-Source) | D5CUHAH24AAK |  |  | EA*5X37M21A* | *96CTN0802120B* | 23400 | 16 | 8.5 | 20800 | 18500 | 88.94% | 1.98 | 0 | 11 |  |  |  |  | R-454B | 1.95 | Residential & Commercial | USHP | Ducted CEE Tier 1
216735981 | Central HP <5.4 tons | ARCOAIRE | HRCU-A-CB (Split System: Heat Pump with Remote Outdoor Unit-Air-Source) | D5CUHAH24AAK |  |  | EA*5X37M21A* | *96CTN1002122B* | 23400 | 16 | 8.5 | 20800 | 18500 | 88.94% | 1.98 | 0 | 11 |  |  |  |  | R-454B | 1.95 | Residential & Commercial | USHP | Ducted CEE Tier 1
214573312 | Central HP <5.4 tons | ARCOAIRE | HRCU-A-CB (Split System: Heat Pump with Remote Outdoor Unit-Air-Source) | HVH837GKA** |  |  | EN(A,D)4X36L21**+WALLCON | *80CTL0702120B* | 31400 | 17 | 8.1 | 33200 | 24200 | 72.89% | 1.82 | 0 | 11 |  |  |  |  | R-410A | 2.6167 | Residential & Commercial | USHP | Ducted CEE Tier 1
214572642 | Central HP <5.4 tons | ARCOAIRE | HRCU-A-CB (Split System: Heat Pump with Remote Outdoor Unit-Air-Source) | HVH837GKA** |  |  | EA*4X42L21A*+WALLCON | *96CTN0802120B* | 31800 | 17.5 | 8.5 | 32800 | 24400 | 74.39% | 1.9 | 0 | 11 |  |  |  |  | R-410A | 2.65 | Residential & Commercial | USHP | Ducted CEE Tier 1
202868497 | Central HP <5.4 tons | BOSCH | HRCU-A-CB (Split System: Heat Pump with Remote Outdoor Unit-Air-Source) | BOVA-60HDN1-M20G |  |  | BVA-60WN1-M20 | 0 | 52000 | 18 | 9.5 | 55000 | 38500 | 70% | 2.02 | 12.5 | 11.7 |  |  |  |  | R-410A | 4.3333 | Residential & Commercial | USHP | Ducted CEE Tier 1
214570732 | Central HP <5.4 tons | ARCOAIRE | HRCU-A-CB (Split System: Heat Pump with Remote Outdoor Unit-Air-Source) | HVH825GKA3* |  |  | EA*4X48L24A*+WALLCON | *80CTL0702120B* | 24000 | 17 | 8.5 | 21000 | 16500 | 78.57% | 2.02 | 0 | 11 |  |  |  |  | R-410A | 2 | Residential & Commercial | USHP | Ducted CEE Tier 1
214572522 | Central HP <5.4 tons | ARCOAIRE | HRCU-A-CB (Split System: Heat Pump with Remote Outdoor Unit-Air-Source) | HVH837GKA** |  |  | EA*4X36L21A*+WALLCON | *96CTN0802120B* | 31600 | 17.5 | 8.1 | 32800 | 24200 | 73.78% | 1.86 | 0 | 11 |  |  |  |  | R-410A | 2.6333 | Residential & Commercial | USHP | Ducted CEE Tier 1
214303516 | Central HP <5.4 tons | ECOER | HRCU-A-C (Split System: Heat Pump with Remote Outdoor Unit with No Indoor Fan --Air Source) | EODA19H-4860A |  |  | GNC4860CPT+DK | 0 | 52000 | 15.2 | 8.6 | 53000 | 37200 | 70.19% | 1.9 | 0 | 10.8 |  |  |  |  | R-410A | 4.3333 | Residential & Commercial | USHP | Ducted CEE Tier 1
216734440 | Central HP <5.4 tons | ARCOAIRE | HRCU-A-CB (Split System: Heat Pump with Remote Outdoor Unit-Air-Source) | D5CUHAH24AAK |  |  | EA*5X36M17A* | *80VSL0701716B* | 22200 | 16.5 | 8.1 | 20800 | 18700 | 89.9% | 1.85 | 0 | 10.5 |  |  |  |  | R-454B | 1.85 | Residential & Commercial | USHP | Ducted CEE Tier 1
216734705 | Central HP <5.4 tons | ARCOAIRE | HRCU-A-CB (Split System: Heat Pump with Remote Outdoor Unit-Air-Source) | D5CUHAH24AAK |  |  | EA*5X36M17A* | *96VSN0601412B* | 22200 | 16 | 8.1 | 20800 | 18700 | 89.9% | 1.85 | 0 | 10.5 |  |  |  |  | R-454B | 1.85 | Residential & Commercial | USHP | Ducted CEE Tier 1
216735040 | Central HP <5.4 tons | ARCOAIRE | HRCU-A-CB (Split System: Heat Pump with Remote Outdoor Unit-Air-Source) | D5CUHAH24AAK |  |  | EA*5X37M17A* | *80CTL0701716B* | 23000 | 16.5 | 8.5 | 20800 | 18500 | 88.94% | 1.94 | 0 | 11 |  |  |  |  | R-454B | 1.9167 | Residential & Commercial | USHP | Ducted CEE Tier 1
216735323 | Central HP <5.4 tons | ARCOAIRE | HRCU-A-CB (Split System: Heat Pump with Remote Outdoor Unit-Air-Source) | D5CUHAH24AAK |  |  | EA*5X37M17A* | *96VTN0401712B* | 22800 | 16 | 8.5 | 20800 | 18600 | 89.42% | 1.96 | 0 | 10.5 |  |  |  |  | R-454B | 1.9 | Residential & Commercial | USHP | Ducted CEE Tier 1
216735408 | Central HP <5.4 tons | ARCOAIRE | HRCU-A-CB (Split System: Heat Pump with Remote Outdoor Unit-Air-Source) | D5CUHAH24AAK |  |  | EA*5X37M17A* | OMV112K14A | 23400 | 15.5 | 8.5 | 21400 | 18900 | 88.32% | 1.96 | 0 | 10.5 |  |  |  |  | R-454B | 1.95 | Residential & Commercial | USHP | Ducted CEE Tier 1
216734922 | Central HP <5.4 tons | ARCOAIRE | HRCU-A-CB (Split System: Heat Pump with Remote Outdoor Unit-Air-Source) | D5CUHAH24AAK |  |  | EA*5X37M17A* | *80MS(N,L)0701412A* | 22800 | 16.5 | 8.5 | 20600 | 18400 | 89.32% | 1.98 | 0 | 11 |  |  |  |  | R-454B | 1.9 | Residential & Commercial | USHP | Ducted CEE Tier 1
216734824 | Central HP <5.4 tons | ARCOAIRE | HRCU-A-CB (Split System: Heat Pump with Remote Outdoor Unit-Air-Source) | D5CUHAH24AAK |  |  | EA*5X36M17A* | *96VTN0801716B* | 22200 | 16 | 8.1 | 20800 | 18700 | 89.9% | 1.85 | 0 | 10.5 |  |  |  |  | R-454B | 1.85 | Residential & Commercial | USHP | Ducted CEE Tier 1
214660546 | Central HP <5.4 tons | ECOER | HRCU-A-C (Split System: Heat Pump with Remote Outdoor Unit with No Indoor Fan --Air Source) | EODA19H-4860AA* |  |  | GNC4248CPT+DK | 0 | 42000 | 15.2 | 8.6 | 43000 | 32400 | 75.35% | 1.9 | 0 | 11.7 |  |  |  |  | R-410A | 3.5 | Residential & Commercial | USHP | Ducted CEE Tier 1
216032237 | Central HP <5.4 tons | 1HVAC | HRCU-A-CB (Split System: Heat Pump with Remote Outdoor Unit-Air-Source) | ACIQ-36-HPD |  |  | ACIQ-36-PAH | 0 | 36000 | 18 | 10 | 37000 | 37400 | 101.1% | 1.9 | 0 | 12 |  |  |  |  | R-454B | 3 | Residential & Commercial | USHP | Ducted CEE Tier 1
215934288 | Central HP <5.4 tons | ARCOAIRE | HRCU-A-CB (Split System: Heat Pump with Remote Outdoor Unit-Air-Source) | H5H3V48*K*AAA* |  |  | EA*5X61M21A*+WALLCON | *96CTN1002122B* | 45500 | 21 | 9.5 | 48500 | 36800 | 75.88% | 2 | 0 | 11 |  |  |  |  | R-454B | 3.7917 | Residential & Commercial | USHP | Ducted CEE Tier 1
215933988 | Central HP <5.4 tons | ARCOAIRE | HRCU-A-CB (Split System: Heat Pump with Remote Outdoor Unit-Air-Source) | H5H3V48*K*AAA* |  |  | EA*5X48M21A*+WALLCON | *80CTL0701716B* | 43000 | 20 | 9 | 48500 | 37200 | 76.7% | 2 | 0 | 10.5 |  |  |  |  | R-454B | 3.5833 | Residential & Commercial | USHP | Ducted CEE Tier 1
215934068 | Central HP <5.4 tons | ARCOAIRE | HRCU-A-CB (Split System: Heat Pump with Remote Outdoor Unit-Air-Source) | H5H3V48*K*AAA* |  |  | EA*5X48M21A*+WALLCON | *97CMN0802120B* | 43500 | 20.5 | 9.5 | 48000 | 36600 | 76.25% | 2 | 0 | 10.5 |  |  |  |  | R-454B | 3.625 | Residential & Commercial | USHP | Ducted CEE Tier 1
215934588 | Central HP <5.4 tons | ARCOAIRE | HRCU-A-CB (Split System: Heat Pump with Remote Outdoor Unit-Air-Source) | H5H3V48*K*AAA* |  |  | ESH5X60M12A*+WALLCON | *95CSU1002122B* | 45000 | 20.5 | 9 | 48500 | 36400 | 75.05% | 1.84 | 0 | 11.5 |  |  |  |  | R-454B | 3.75 | Residential & Commercial | USHP | Ducted CEE Tier 1
214303524 | Central HP <5.4 tons | ECOER | HRCU-A-CB (Split System: Heat Pump with Remote Outdoor Unit-Air-Source) | EODA19H-2436A |  |  | GNC4248CPT | MGH96M100C5A | 33000 | 17.5 | 8.8 | 34600 | 24400 | 70.52% | 1.95 | 0 | 11.7 |  |  |  |  | R-410A | 2.75 | Residential & Commercial | USHP | Ducted CEE Tier 1
216644654 | Central HP <5.4 tons | ARCOAIRE | HRCU-A-CB (Split System: Heat Pump with Remote Outdoor Unit-Air-Source) | D5CUHAH18AAK |  |  | FM(C,U)5Z24**AL* | 0 | 18000 | 15.2 | 12.5 | 21200 | 18800 | 88.68% | 2.08 | 0 | 11 |  |  |  |  | R-454B | 1.5 | Residential & Commercial | USHP | Ducted CEE Tier 1
216643268 | Central HP <5.4 tons | ARCOAIRE | HRCU-A-CB (Split System: Heat Pump with Remote Outdoor Unit-Air-Source) | D5CUHAH18AAK |  |  | EA*5X25M17A* | *80MS(N,L)0701412A* | 18400 | 15.2 | 10.5 | 19800 | 17600 | 88.89% | 2 | 0 | 11.5 |  |  |  |  | R-454B | 1.5333 | Residential & Commercial | USHP | Ducted CEE Tier 1
206136181 | Central HP <5.4 tons | KEEPRITE | HRCU-A-CB (Split System: Heat Pump with Remote Outdoor Unit-Air-Source) | CVH837GKA** |  |  | EA*4X48L21A*+WALLCON | *95CSU1002122A* | 32400 | 17.5 | 8.5 | 32600 | 24800 | 76.07% | 2 | 12 | 11.5 |  |  |  |  | R-410A | 2.7 | Residential & Commercial | USHP | Ducted CEE Tier 1
214573962 | Central HP <5.4 tons | ARCOAIRE | HRCU-A-CB (Split System: Heat Pump with Remote Outdoor Unit-Air-Source) | HVH837GKA2* |  |  | EA*4X48L21A*+WALLCON | *96CTN0802120B* | 32400 | 17.5 | 8.5 | 32400 | 24800 | 76.54% | 2 | 0 | 11.5 |  |  |  |  | R-410A | 2.7 | Residential & Commercial | USHP | Ducted CEE Tier 1
216734793 | Central HP <5.4 tons | ARCOAIRE | HRCU-A-CB (Split System: Heat Pump with Remote Outdoor Unit-Air-Source) | D5CUHAH24AAK |  |  | EA*5X36M17A* | *96VTN0401712B* | 22200 | 15.5 | 8.1 | 20800 | 18700 | 89.9% | 1.85 | 0 | 10.5 |  |  |  |  | R-454B | 1.85 | Residential & Commercial | USHP | Ducted CEE Tier 1
216734552 | Central HP <5.4 tons | ARCOAIRE | HRCU-A-CB (Split System: Heat Pump with Remote Outdoor Unit-Air-Source) | D5CUHAH24AAK |  |  | EA*5X36M17A* | *97CMN0601714B* | 22200 | 16 | 8.1 | 20800 | 18700 | 89.9% | 1.85 | 0 | 10.5 |  |  |  |  | R-454B | 1.85 | Residential & Commercial | USHP | Ducted CEE Tier 1
214660549 | Central HP <5.4 tons | ECOER | HRCU-A-CB (Split System: Heat Pump with Remote Outdoor Unit-Air-Source) | EODA19H-2436AA* |  |  | GNC2430APT | MGH96M080B3A | 23800 | 18.5 | 9 | 24000 | 19200 | 80% | 2 | 0 | 12 |  |  |  |  | R-410A | 1.9833 | Residential & Commercial | USHP | Ducted CEE Tier 1
214303523 | Central HP <5.4 tons | ECOER | HRCU-A-CB (Split System: Heat Pump with Remote Outdoor Unit-Air-Source) | EODA19H-2436A |  |  | GNC3036BPT | MGH96M060B3A | 33000 | 18 | 9 | 34600 | 24400 | 70.52% | 1.95 | 0 | 11 |  |  |  |  | R-410A | 2.75 | Residential & Commercial | USHP | Ducted CEE Tier 1
215213674 | Central HP <5.4 tons | ECOER | HRCU-A-CB (Split System: Heat Pump with Remote Outdoor Unit-Air-Source) | EODA19H-4860AA* |  |  | GNC4860CPT | FG7SA-090C-T35C* | 52000 | 16.5 | 8.3 | 54000 | 37800 | 70% | 1.85 | 0 | 11.2 |  |  |  |  | R-410A | 4.3333 | Residential & Commercial | USHP | Ducted CEE Tier 1
214303532 | Central HP <5.4 tons | ECOER | HRCU-A-CB (Split System: Heat Pump with Remote Outdoor Unit-Air-Source) | EODA19H-4860A |  |  | GNC4860DPT | MGH96M100D5A | 52000 | 18 | 8.7 | 54000 | 37800 | 70% | 1.9 | 0 | 11.7 |  |  |  |  | R-410A | 4.3333 | Residential & Commercial | USHP | Ducted CEE Tier 1
216734744 | Central HP <5.4 tons | ARCOAIRE | HRCU-A-CB (Split System: Heat Pump with Remote Outdoor Unit-Air-Source) | D5CUHAH24AAK |  |  | EA*5X36M17A* | *95MSU0601716A* | 22400 | 16.5 | 8.5 | 20800 | 18700 | 89.9% | 1.96 | 0 | 10.5 |  |  |  |  | R-454B | 1.8667 | Residential & Commercial | USHP | Ducted CEE Tier 1
216735444 | Central HP <5.4 tons | ARCOAIRE | HRCU-A-CB (Split System: Heat Pump with Remote Outdoor Unit-Air-Source) | D5CUHAH24AAK |  |  | EA*5X37M21A* | *80CSU1002120A* | 23800 | 16.5 | 8.5 | 21400 | 18900 | 88.32% | 1.96 | 0 | 11 |  |  |  |  | R-454B | 1.9833 | Residential & Commercial | USHP | Ducted CEE Tier 1
216735312 | Central HP <5.4 tons | ARCOAIRE | HRCU-A-CB (Split System: Heat Pump with Remote Outdoor Unit-Air-Source) | D5CUHAH24AAK |  |  | EA*5X37M17A* | *96VTN0401410B* | 22600 | 15.5 | 8.1 | 20800 | 18500 | 88.94% | 1.85 | 0 | 10.5 |  |  |  |  | R-454B | 1.8833 | Residential & Commercial | USHP | Ducted CEE Tier 1
215798837 | Central HP <5.4 tons | INNOVAIR | HRCU-A-CB (Split System: Heat Pump with Remote Outdoor Unit-Air-Source) | SHV36H2BA |  |  | SAV36BDA | 0 | 36000 | 16.5 | 8.2 | 37000 | 32000 | 86.49% | 1.85 | 0 | 10 |  |  |  |  | R-454B | 3 | Residential & Commercial | USHP | Ducted CEE Tier 1
216620321 | Central HP <5.4 tons | ECOER | HRCU-A-CB (Split System: Heat Pump with Remote Outdoor Unit-Air-Source) | EODA19H-4860AB* |  |  | EAHDEN-36AB* | 0 | 35200 | 19 | 10 | 35200 | 35200 | 100% | 1.9 | 0 | 12.5 |  |  |  |  | R-454B | 2.9333 | Residential & Commercial | USHP | Ducted CEE Tier 1
216980816 | Central HP <5.4 tons | 1HVAC | HRCU-A-C (Split System: Heat Pump with Remote Outdoor Unit with No Indoor Fan --Air Source) | ACIQ-60-HPD |  |  | ACIQ-60-ACL-B | 0 | 47000 | 15.2 | 8.1 | 58000 | 43000 | 74.14% | 1.83 | 0 | 10 |  |  |  |  | R-454B | 3.9167 | Residential & Commercial | USHP | Ducted CEE Tier 1
216032534 | Central HP <5.4 tons | MRCOOL | HRCU-A-CB (Split System: Heat Pump with Remote Outdoor Unit-Air-Source) | CENTRAL-60-HP-C-230B00-O |  |  | MVP-60-HP-MUAH-230A00-O | 0 | 54000 | 16 | 9 | 56000 | 52000 | 92.86% | 1.8 | 0 | 10 |  |  |  |  | R-454B | 4.5 | Residential & Commercial | USHP | Ducted CEE Tier 1
212973695 | Central HP <5.4 tons | ARCOAIRE | HRCU-A-CB (Split System: Heat Pump with Remote Outdoor Unit-Air-Source) | DLCURAH18ABK |  |  | EN(A,D)4X24L17** | *96VSN0801716B* | 17700 | 16 | 8.5 | 18700 | 19100 | 102.1% | 2.3 | 0 | 11 |  |  |  |  | R-410A | 1.475 | Residential & Commercial | USHP | Ducted CEE Tier 1
212973325 | Central HP <5.4 tons | ARCOAIRE | HRCU-A-CB (Split System: Heat Pump with Remote Outdoor Unit-Air-Source) | DLCURAH18ABK |  |  | EA*4X25L17A* | *96VSN0601412B* | 17800 | 16.5 | 8.1 | 17600 | 17800 | 101.1% | 2.14 | 0 | 10.5 |  |  |  |  | R-410A | 1.4833 | Residential & Commercial | USHP | Ducted CEE Tier 1
216738021 | Central HP <5.4 tons | ARCOAIRE | HRCU-A-CB (Split System: Heat Pump with Remote Outdoor Unit-Air-Source) | D5CUHAH24AAK |  |  | ESH5X36M12A* | *80MS(N,L)0701412A* | 22600 | 16 | 8.1 | 20800 | 18400 | 88.46% | 1.85 | 0 | 10.5 |  |  |  |  | R-454B | 1.8833 | Residential & Commercial | USHP | Ducted CEE Tier 1
216737738 | Central HP <5.4 tons | ARCOAIRE | HRCU-A-CB (Split System: Heat Pump with Remote Outdoor Unit-Air-Source) | D5CUHAH24AAK |  |  | ESH5X30M12A* | *95MSU1002122A* | 23000 | 16 | 8.5 | 21200 | 19000 | 89.62% | 1.96 | 0 | 10.5 |  |  |  |  | R-454B | 1.9167 | Residential & Commercial | USHP | Ducted CEE Tier 1
216737874 | Central HP <5.4 tons | ARCOAIRE | HRCU-A-CB (Split System: Heat Pump with Remote Outdoor Unit-Air-Source) | D5CUHAH24AAK |  |  | ESH5X30M12A* | *96VTN1002122B* | 22600 | 15.2 | 8.1 | 21000 | 18900 | 90% | 1.85 | 0 | 10.5 |  |  |  |  | R-454B | 1.8833 | Residential & Commercial | USHP | Ducted CEE Tier 1
216738843 | Central HP <5.4 tons | ARCOAIRE | HRCU-A-CB (Split System: Heat Pump with Remote Outdoor Unit-Air-Source) | D5CUHAH24AAK |  |  | ESH5X36M12A* | *96VTN0801716B* | 22600 | 16 | 8.1 | 20800 | 18400 | 88.46% | 1.85 | 0 | 11 |  |  |  |  | R-454B | 1.8833 | Residential & Commercial | USHP | Ducted CEE Tier 1
216706472 | Central HP <5.4 tons | ECOER | HRCU-A-C (Split System: Heat Pump with Remote Outdoor Unit with No Indoor Fan --Air Source) | EODA19H-4860AA* |  |  | GNC4248CPT | 0 | 42000 | 16 | 8.6 | 43000 | 32400 | 75.35% | 1.9 | 0 | 11.2 |  |  |  |  | R-410A | 3.5 | Residential & Commercial | USHP | Ducted CEE Tier 1
214660548 | Central HP <5.4 tons | ECOER | HRCU-A-C (Split System: Heat Pump with Remote Outdoor Unit with No Indoor Fan --Air Source) | EODA19H-4860AA* |  |  | GNC4860DPT+DK | 0 | 52000 | 15.2 | 8.6 | 53000 | 37200 | 70.19% | 1.9 | 0 | 10.8 |  |  |  |  | R-410A | 4.3333 | Residential & Commercial | USHP | Ducted CEE Tier 1
214660545 | Central HP <5.4 tons | ECOER | HRCU-A-C (Split System: Heat Pump with Remote Outdoor Unit with No Indoor Fan --Air Source) | EODA19H-2436AA* |  |  | GNC3036BPT+DK | 0 | 31000 | 15.2 | 8.8 | 33600 | 23600 | 70.24% | 1.9 | 0 | 10.8 |  |  |  |  | R-410A | 2.5833 | Residential & Commercial | USHP | Ducted CEE Tier 1
214303518 | Central HP <5.4 tons | ECOER | HRCU-A-CB (Split System: Heat Pump with Remote Outdoor Unit-Air-Source) | EODA19H-2436A |  |  | GNC2430APT | MGH96M080B3A | 23800 | 18.5 | 9 | 24000 | 19200 | 80% | 2 | 0 | 12 |  |  |  |  | R-410A | 1.9833 | Residential & Commercial | USHP | Ducted CEE Tier 1
216736975 | Central HP <5.4 tons | ARCOAIRE | HRCU-A-CB (Split System: Heat Pump with Remote Outdoor Unit-Air-Source) | D5CUHAH24AAK |  |  | ESH5X30M12A* | *80CSU0401712A* | 23000 | 17 | 8.5 | 21400 | 19100 | 89.25% | 1.94 | 0 | 11 |  |  |  |  | R-454B | 1.9167 | Residential & Commercial | USHP | Ducted CEE Tier 1
216736984 | Central HP <5.4 tons | ARCOAIRE | HRCU-A-CB (Split System: Heat Pump with Remote Outdoor Unit-Air-Source) | D5CUHAH24AAK |  |  | ESH5X30M12A* | *80CSU0601716A* | 23000 | 16 | 8.5 | 21400 | 19100 | 89.25% | 1.96 | 0 | 10.5 |  |  |  |  | R-454B | 1.9167 | Residential & Commercial | USHP | Ducted CEE Tier 1
216736080 | Central HP <5.4 tons | ARCOAIRE | HRCU-A-CB (Split System: Heat Pump with Remote Outdoor Unit-Air-Source) | D5CUHAH24AAK |  |  | EA*5X37M21A* | *97VTN1002120A* | 22800 | 16.5 | 8.5 | 20400 | 18300 | 89.71% | 1.98 | 0 | 11 |  |  |  |  | R-454B | 1.9 | Residential & Commercial | USHP | Ducted CEE Tier 1
216736089 | Central HP <5.4 tons | ARCOAIRE | HRCU-A-CB (Split System: Heat Pump with Remote Outdoor Unit-Air-Source) | D5CUHAH24AAK |  |  | EA*5X37M21A* | *97VTN1002122A* | 23200 | 16 | 8.5 | 20800 | 18500 | 88.94% | 1.96 | 0 | 11 |  |  |  |  | R-454B | 1.9333 | Residential & Commercial | USHP | Ducted CEE Tier 1
216736530 | Central HP <5.4 tons | ARCOAIRE | HRCU-A-CB (Split System: Heat Pump with Remote Outdoor Unit-Air-Source) | D5CUHAH24AAK |  |  | ESH5X24M12A* | *92MSN0801716A* | 22400 | 15.2 | 8.1 | 21200 | 19000 | 89.62% | 1.9 | 0 | 10.5 |  |  |  |  | R-454B | 1.8667 | Residential & Commercial | USHP | Ducted CEE Tier 1
216736680 | Central HP <5.4 tons | ARCOAIRE | HRCU-A-CB (Split System: Heat Pump with Remote Outdoor Unit-Air-Source) | D5CUHAH24AAK |  |  | ESH5X24M12A* | *96VSN0601412B* | 22400 | 15.2 | 8.1 | 21200 | 19100 | 90.09% | 1.9 | 0 | 10.5 |  |  |  |  | R-454B | 1.8667 | Residential & Commercial | USHP | Ducted CEE Tier 1
216736716 | Central HP <5.4 tons | ARCOAIRE | HRCU-A-CB (Split System: Heat Pump with Remote Outdoor Unit-Air-Source) | D5CUHAH24AAK |  |  | ESH5X24M12A* | *96VSN1002120B* | 22400 | 15.2 | 8.1 | 21200 | 19100 | 90.09% | 1.85 | 0 | 10.5 |  |  |  |  | R-454B | 1.8667 | Residential & Commercial | USHP | Ducted CEE Tier 1
216735853 | Central HP <5.4 tons | ARCOAIRE | HRCU-A-CB (Split System: Heat Pump with Remote Outdoor Unit-Air-Source) | D5CUHAH24AAK |  |  | EA*5X37M21A* | *96MSN1002122A* | 23400 | 16 | 8.5 | 20800 | 18600 | 89.42% | 1.98 | 0 | 11 |  |  |  |  | R-454B | 1.95 | Residential & Commercial | USHP | Ducted CEE Tier 1
214573412 | Central HP <5.4 tons | ARCOAIRE | HRCU-A-CB (Split System: Heat Pump with Remote Outdoor Unit-Air-Source) | HVH837GKA** |  |  | EN(A,D,W)4X42L21**+WALLCON | *97CMN0802120B* | 31800 | 17 | 8.1 | 33000 | 24400 | 73.94% | 1.88 | 0 | 11 |  |  |  |  | R-410A | 2.65 | Residential & Commercial | USHP | Ducted CEE Tier 1
211717284 | Central HP <5.4 tons | 1HVAC | HRCU-A-CB (Split System: Heat Pump with Remote Outdoor Unit-Air-Source) | SC-4860-HP |  |  | SC-60-AH | 0 | 54000 | 16 | 9 | 54000 | 41000 | 75.93% | 1.8 | 10.5 | 10 |  |  |  |  | R-410A | 4.5 | Residential & Commercial | USHP | Ducted CEE Tier 1
215722680 | Central HP <5.4 tons | ECOER | HRCU-A-CB (Split System: Heat Pump with Remote Outdoor Unit-Air-Source) | EODA18H-2436BAA |  |  | EAHAEC-36 | 0 | 33600 | 17.2 | 9 | 35000 | 24600 | 70.29% | 1.95 | 0 | 10.8 |  |  |  |  | R-410A | 2.8 | Residential & Commercial | USHP | Ducted CEE Tier 1
211245878 | Central HP <5.4 tons | KEEPRITE | HRCU-A-CB (Split System: Heat Pump with Remote Outdoor Unit-Air-Source) | DLCURAH24ABK |  |  | FMA4P30**AL* | 0 | 25200 | 15.2 | 9 | 27800 | 21600 | 77.7% | 1.78 | 0 | 10 |  |  |  |  | R-410A | 2.1 | Residential & Commercial | USHP | Ducted CEE Tier 1
207454639 | Central HP <5.4 tons | BOSCH | HRCU-A-CB (Split System: Heat Pump with Remote Outdoor Unit-Air-Source) | BOVA-60HDN1-M20G |  |  | BMA*4248BNTF | BGH96M080B3B | 42500 | 17 | 8.8 | 43500 | 31000 | 71.26% | 1.9 | 11.2 | 11.7 |  |  |  |  | R-410A | 3.5417 | Residential & Commercial | USHP | Ducted CEE Tier 1
214810548 | Central HP <5.4 tons | 1HVAC | HRCU-A-CB (Split System: Heat Pump with Remote Outdoor Unit-Air-Source) | EZ-60-HP |  |  | EZ-60-AH | 0 | 55000 | 15.3 | 9.4 | 59000 | 48500 | 82.2% | 1.91 | 9 | 8.8 |  |  |  |  | R-410A | 4.5833 | Residential & Commercial | USHP
214572742 | Central HP <5.4 tons | ARCOAIRE | HRCU-A-CB (Split System: Heat Pump with Remote Outdoor Unit-Air-Source) | HVH837GKA** |  |  | EA*4X43L21A*+WALLCON | *97CMN0602120B* | 32800 | 17 | 8.5 | 33000 | 25400 | 76.97% | 1.98 | 0 | 11 |  |  |  |  | R-410A | 2.7333 | Residential & Commercial | USHP | Ducted CEE Tier 1
214572842 | Central HP <5.4 tons | ARCOAIRE | HRCU-A-CB (Split System: Heat Pump with Remote Outdoor Unit-Air-Source) | HVH837GKA** |  |  | EA*4X48L24A*+WALLCON | *95CSU0802120B* | 32200 | 17.5 | 8.5 | 32400 | 25000 | 77.16% | 1.98 | 0 | 11 |  |  |  |  | R-410A | 2.6833 | Residential & Commercial | USHP | Ducted CEE Tier 1
214572912 | Central HP <5.4 tons | ARCOAIRE | HRCU-A-CB (Split System: Heat Pump with Remote Outdoor Unit-Air-Source) | HVH837GKA** |  |  | EA*4X60L24A*+WALLCON | *95CSU1002122B* | 32800 | 17.5 | 8.5 | 31600 | 24800 | 78.48% | 2 | 0 | 11.5 |  |  |  |  | R-410A | 2.7333 | Residential & Commercial | USHP | Ducted CEE Tier 1
214572992 | Central HP <5.4 tons | ARCOAIRE | HRCU-A-CB (Split System: Heat Pump with Remote Outdoor Unit-Air-Source) | HVH837GKA** |  |  | EA*4X61L21A*+WALLCON | *97CMN0802120B* | 33200 | 17.5 | 8.5 | 32000 | 24800 | 77.5% | 2 | 0 | 11.5 |  |  |  |  | R-410A | 2.7667 | Residential & Commercial | USHP | Ducted CEE Tier 1
216736865 | Central HP <5.4 tons | ARCOAIRE | HRCU-A-CB (Split System: Heat Pump with Remote Outdoor Unit-Air-Source) | D5CUHAH24AAK |  |  | ESH5X24M12A* | *96VTN0802120B* | 22200 | 15.2 | 8.1 | 21000 | 19000 | 90.48% | 1.9 | 0 | 10.5 |  |  |  |  | R-454B | 1.85 | Residential & Commercial | USHP | Ducted CEE Tier 1
216734350 | Central HP <5.4 tons | ARCOAIRE | HRCU-A-CB (Split System: Heat Pump with Remote Outdoor Unit-Air-Source) | D5CUHAH24AAK |  |  | EA*5X36M17A* | *80CSU0601716A* | 23000 | 17 | 8.5 | 21200 | 19000 | 89.62% | 1.94 | 0 | 11 |  |  |  |  | R-454B | 1.9167 | Residential & Commercial | USHP | Ducted CEE Tier 1
216734332 | Central HP <5.4 tons | ARCOAIRE | HRCU-A-CB (Split System: Heat Pump with Remote Outdoor Unit-Air-Source) | D5CUHAH24AAK |  |  | EA*5X30M17A* | OMV112K14A | 22600 | 15.5 | 8.5 | 21400 | 19100 | 89.25% | 1.96 | 0 | 10.5 |  |  |  |  | R-454B | 1.8833 | Residential & Commercial | USHP | Ducted CEE Tier 1
216735822 | Central HP <5.4 tons | ARCOAIRE | HRCU-A-CB (Split System: Heat Pump with Remote Outdoor Unit-Air-Source) | D5CUHAH24AAK |  |  | EA*5X37M21A* | *96MSN0801716A* | 23200 | 16 | 8.5 | 20600 | 18400 | 89.32% | 1.98 | 0 | 11 |  |  |  |  | R-454B | 1.9333 | Residential & Commercial | USHP | Ducted CEE Tier 1
216735604 | Central HP <5.4 tons | ARCOAIRE | HRCU-A-CB (Split System: Heat Pump with Remote Outdoor Unit-Air-Source) | D5CUHAH24AAK |  |  | EA*5X37M21A* | *80CTL0701716B* | 23200 | 16.5 | 8.5 | 20600 | 18400 | 89.32% | 1.96 | 0 | 11 |  |  |  |  | R-454B | 1.9333 | Residential & Commercial | USHP | Ducted CEE Tier 1
216735681 | Central HP <5.4 tons | ARCOAIRE | HRCU-A-CB (Split System: Heat Pump with Remote Outdoor Unit-Air-Source) | D5CUHAH24AAK |  |  | EA*5X37M21A* | *95CSU0601716B* | 23000 | 16.5 | 8.5 | 20600 | 18400 | 89.32% | 1.96 | 0 | 11 |  |  |  |  | R-454B | 1.9167 | Residential & Commercial | USHP | Ducted CEE Tier 1
216735463 | Central HP <5.4 tons | ARCOAIRE | HRCU-A-CB (Split System: Heat Pump with Remote Outdoor Unit-Air-Source) | D5CUHAH24AAK |  |  | EA*5X37M21A* | *80MS(N,L)0701712A* | 23200 | 16.5 | 8.5 | 20600 | 18400 | 89.32% | 1.96 | 0 | 11 |  |  |  |  | R-454B | 1.9333 | Residential & Commercial | USHP | Ducted CEE Tier 1
216735343 | Central HP <5.4 tons | ARCOAIRE | HRCU-A-CB (Split System: Heat Pump with Remote Outdoor Unit-Air-Source) | D5CUHAH24AAK |  |  | EA*5X37M17A* | *96VTN0601716B* | 22800 | 16 | 8.5 | 20600 | 18400 | 89.32% | 1.96 | 0 | 11 |  |  |  |  | R-454B | 1.9 | Residential & Commercial | USHP | Ducted CEE Tier 1
216735143 | Central HP <5.4 tons | ARCOAIRE | HRCU-A-CB (Split System: Heat Pump with Remote Outdoor Unit-Air-Source) | D5CUHAH24AAK |  |  | EA*5X37M17A* | *92MSN0601714A* | 22800 | 16 | 8.5 | 20600 | 18400 | 89.32% | 1.96 | 0 | 11 |  |  |  |  | R-454B | 1.9 | Residential & Commercial | USHP | Ducted CEE Tier 1
216734902 | Central HP <5.4 tons | ARCOAIRE | HRCU-A-CB (Split System: Heat Pump with Remote Outdoor Unit-Air-Source) | D5CUHAH24AAK |  |  | EA*5X37M17A* | *80MS(N,L)0451412A* | 22800 | 16 | 8.5 | 20800 | 18500 | 88.94% | 1.98 | 0 | 11 |  |  |  |  | R-454B | 1.9 | Residential & Commercial | USHP | Ducted CEE Tier 1
211241493 | Central HP <5.4 tons | KEEPRITE | HRCU-A-CB (Split System: Heat Pump with Remote Outdoor Unit-Air-Source) | DLCURAH24ABK |  |  | EA*4X30L17A* | *80VSL0701716A* | 23800 | 16.5 | 8.5 | 26200 | 23400 | 89.31% | 1.94 | 0 | 10 |  |  |  |  | R-410A | 1.9833 | Residential & Commercial | USHP | Ducted CEE Tier 1
211241559 | Central HP <5.4 tons | KEEPRITE | HRCU-A-CB (Split System: Heat Pump with Remote Outdoor Unit-Air-Source) | DLCURAH24ABK |  |  | EA*4X30L17A* | *80VTL0701716A* | 24200 | 17 | 8.5 | 26200 | 23000 | 87.79% | 1.92 | 0 | 10 |  |  |  |  | R-410A | 2.0167 | Residential & Commercial | USHP | Ducted CEE Tier 1
211241294 | Central HP <5.4 tons | KEEPRITE | HRCU-A-CB (Split System: Heat Pump with Remote Outdoor Unit-Air-Source) | DLCURAH24ABK |  |  | EA*4X30L14A* | *95ESN0601412A* | 24200 | 15.5 | 8.5 | 26600 | 22800 | 85.71% | 1.86 | 0 | 10 |  |  |  |  | R-410A | 2.0167 | Residential & Commercial | USHP | Ducted CEE Tier 1
211240940 | Central HP <5.4 tons | KEEPRITE | HRCU-A-CB (Split System: Heat Pump with Remote Outdoor Unit-Air-Source) | DLCURAH24ABK |  |  | EA*4X25L17A* | *80ESU0401712A* | 24600 | 17.5 | 8.5 | 25400 | 21200 | 83.46% | 1.8 | 0 | 10.5 |  |  |  |  | R-410A | 2.05 | Residential & Commercial | USHP | Ducted CEE Tier 1
211240843 | Central HP <5.4 tons | KEEPRITE | HRCU-A-CB (Split System: Heat Pump with Remote Outdoor Unit-Air-Source) | DLCURAH24ABK |  |  | EA*4X25L17A* | *96VSN0401712A* | 23800 | 16 | 8.1 | 25200 | 21800 | 86.51% | 1.82 | 0 | 10 |  |  |  |  | R-410A | 1.9833 | Residential & Commercial | USHP | Ducted CEE Tier 1
211240474 | Central HP <5.4 tons | KEEPRITE | HRCU-A-CB (Split System: Heat Pump with Remote Outdoor Unit-Air-Source) | DLCURAH24ABK |  |  | EA*4X24L17A* | *80VSL0451716A* | 23800 | 16 | 8.5 | 26800 | 24000 | 89.55% | 1.98 | 0 | 10 |  |  |  |  | R-410A | 1.9833 | Residential & Commercial | USHP | Ducted CEE Tier 1
216739110 | Central HP <5.4 tons | ARCOAIRE | HRCU-A-CB (Split System: Heat Pump with Remote Outdoor Unit-Air-Source) | D5CUHAH24AAK |  |  | FM(C,U)5Z36**AL* | 0 | 23200 | 17 | 9 | 21400 | 19300 | 90.19% | 2.08 | 0 | 11 |  |  |  |  | R-454B | 1.9333 | Residential & Commercial | USHP | Ducted CEE Tier 1
214771720 | Central HP <5.4 tons | BOSCH | HRCU-A-CB (Split System: Heat Pump with Remote Outdoor Unit-Air-Source) | BOVA-36RTB-M20S |  |  | BMAC3036CBTA | BGH96M080C4C | 33600 | 17.5 | 9 | 34200 | 24000 | 70.18% | 1.88 | 0 | 11 |  |  |  |  | R-454B | 2.8 | Residential & Commercial | USHP | Ducted CEE Tier 1
214572762 | Central HP <5.4 tons | ARCOAIRE | HRCU-A-CB (Split System: Heat Pump with Remote Outdoor Unit-Air-Source) | HVH837GKA** |  |  | EA*4X43L21A*+WALLCON | *96CTN0802120B* | 33000 | 18.5 | 8.5 | 32600 | 25000 | 76.69% | 2 | 0 | 11.5 |  |  |  |  | R-410A | 2.75 | Residential & Commercial | USHP | Ducted CEE Tier 1
214572542 | Central HP <5.4 tons | ARCOAIRE | HRCU-A-CB (Split System: Heat Pump with Remote Outdoor Unit-Air-Source) | HVH837GKA** |  |  | EA*4X37L21A*+WALLCON | *95CSU0802120B* | 32800 | 17.5 | 8.5 | 32800 | 25200 | 76.83% | 2 | 0 | 11 |  |  |  |  | R-410A | 2.7333 | Residential & Commercial | USHP | Ducted CEE Tier 1
214572492 | Central HP <5.4 tons | ARCOAIRE | HRCU-A-CB (Split System: Heat Pump with Remote Outdoor Unit-Air-Source) | HVH837GKA** |  |  | EA*4X36L21A*+WALLCON | *95CSU1002122B* | 31600 | 17 | 8.1 | 32800 | 24200 | 73.78% | 1.86 | 0 | 11 |  |  |  |  | R-410A | 2.6333 | Residential & Commercial | USHP | Ducted CEE Tier 1
216733256 | Central HP <5.4 tons | ARCOAIRE | HRCU-A-CB (Split System: Heat Pump with Remote Outdoor Unit-Air-Source) | D5CUHAH24AAK |  |  | EA*5X25M17A* | *80MSU0401712A* | 23000 | 17 | 8.5 | 20600 | 18400 | 89.32% | 1.96 | 0 | 11 |  |  |  |  | R-454B | 1.9167 | Residential & Commercial | USHP | Ducted CEE Tier 1
216733817 | Central HP <5.4 tons | ARCOAIRE | HRCU-A-CB (Split System: Heat Pump with Remote Outdoor Unit-Air-Source) | D5CUHAH24AAK |  |  | EA*5X30M17A* | *80CSU0601716A* | 22800 | 17 | 8.5 | 21200 | 19000 | 89.62% | 1.94 | 0 | 10.5 |  |  |  |  | R-454B | 1.9 | Residential & Commercial | USHP | Ducted CEE Tier 1
216991432 | Central HP <5.4 tons | BRYANT HEATING AND COOLING SYSTEMS | HRCU-A-CB (Split System: Heat Pump with Remote Outdoor Unit-Air-Source) | 37MURAQ24AA3 | ADP |  | PL36H***P44*+TXV | 912SE36060M14*** | 24000 | 15.2 | 8.5 | 22400 | 19000 | 84.82% | 1.92 | 0 | 10 |  |  |  |  | R-454B | 2 | Residential & Commercial | USHP | Ducted CEE Tier 1
211243126 | Central HP <5.4 tons | KEEPRITE | HRCU-A-CB (Split System: Heat Pump with Remote Outdoor Unit-Air-Source) | DLCURAH24ABK |  |  | EA*4X37L17A* | *92ESN0401410A* | 24600 | 15.2 | 8.5 | 26000 | 21600 | 83.08% | 1.78 | 0 | 10 |  |  |  |  | R-410A | 2.05 | Residential & Commercial | USHP | Ducted CEE Tier 1
211242894 | Central HP <5.4 tons | KEEPRITE | HRCU-A-CB (Split System: Heat Pump with Remote Outdoor Unit-Air-Source) | DLCURAH24ABK |  |  | EA*4X37L17A* | *80ESU0401712A* | 24400 | 17.5 | 8.5 | 25400 | 21800 | 85.83% | 1.82 | 0 | 10.5 |  |  |  |  | R-410A | 2.0333 | Residential & Commercial | USHP | Ducted CEE Tier 1
211242535 | Central HP <5.4 tons | KEEPRITE | HRCU-A-CB (Split System: Heat Pump with Remote Outdoor Unit-Air-Source) | DLCURAH24ABK |  |  | EA*4X36L21A* | *96VTN1002120A* | 24000 | 17 | 8.5 | 26000 | 22800 | 87.69% | 1.9 | 0 | 10 |  |  |  |  | R-410A | 2 | Residential & Commercial | USHP | Ducted CEE Tier 1
211242401 | Central HP <5.4 tons | KEEPRITE | HRCU-A-CB (Split System: Heat Pump with Remote Outdoor Unit-Air-Source) | DLCURAH24ABK |  |  | EA*4X36L21A* | *80VSL0701716A* | 24000 | 17 | 8.5 | 26000 | 22800 | 87.69% | 1.9 | 0 | 10 |  |  |  |  | R-410A | 2 | Residential & Commercial | USHP | Ducted CEE Tier 1
211242410 | Central HP <5.4 tons | KEEPRITE | HRCU-A-CB (Split System: Heat Pump with Remote Outdoor Unit-Air-Source) | DLCURAH24ABK |  |  | EA*4X36L21A* | *80VSL0702120A* | 24800 | 16.5 | 8.5 | 26600 | 22000 | 82.71% | 1.82 | 0 | 10 |  |  |  |  | R-410A | 2.0667 | Residential & Commercial | USHP | Ducted CEE Tier 1
211242440 | Central HP <5.4 tons | KEEPRITE | HRCU-A-CB (Split System: Heat Pump with Remote Outdoor Unit-Air-Source) | DLCURAH24ABK |  |  | EA*4X36L21A* | *80ESU0401712A* | 24200 | 17.5 | 8.5 | 26000 | 22800 | 87.69% | 1.9 | 0 | 10 |  |  |  |  | R-410A | 2.0167 | Residential & Commercial | USHP | Ducted CEE Tier 1
211242149 | Central HP <5.4 tons | KEEPRITE | HRCU-A-CB (Split System: Heat Pump with Remote Outdoor Unit-Air-Source) | DLCURAH24ABK |  |  | EA*4X36L17A* | *92ESN0801716A* | 24400 | 17 | 8.5 | 26200 | 22400 | 85.5% | 1.86 | 0 | 10 |  |  |  |  | R-410A | 2.0333 | Residential & Commercial | USHP | Ducted CEE Tier 1
211241808 | Central HP <5.4 tons | KEEPRITE | HRCU-A-CB (Split System: Heat Pump with Remote Outdoor Unit-Air-Source) | DLCURAH24ABK |  |  | EA*4X30L17A* | OMV112K14A | 24000 | 16 | 8.5 | 26400 | 23000 | 87.12% | 1.9 | 0 | 10 |  |  |  |  | R-410A | 2 | Residential & Commercial | USHP | Ducted CEE Tier 1
211241881 | Central HP <5.4 tons | KEEPRITE | HRCU-A-CB (Split System: Heat Pump with Remote Outdoor Unit-Air-Source) | DLCURAH24ABK |  |  | EA*4X36L17A* | *95ESU0401712A* | 23800 | 16.5 | 8.5 | 25800 | 23200 | 89.92% | 1.92 | 0 | 10 |  |  |  |  | R-410A | 1.9833 | Residential & Commercial | USHP | Ducted CEE Tier 1
211241370 | Central HP <5.4 tons | KEEPRITE | HRCU-A-CB (Split System: Heat Pump with Remote Outdoor Unit-Air-Source) | DLCURAH24ABK |  |  | EA*4X30L14A* | *80ES(N,L)0701412A* | 24200 | 16.5 | 8.5 | 26400 | 23000 | 87.12% | 1.9 | 0 | 10 |  |  |  |  | R-410A | 2.0167 | Residential & Commercial | USHP | Ducted CEE Tier 1
211241381 | Central HP <5.4 tons | KEEPRITE | HRCU-A-CB (Split System: Heat Pump with Remote Outdoor Unit-Air-Source) | DLCURAH24ABK |  |  | EA*4X30L17A* | *80VSL0451412A* | 23400 | 16.5 | 8.5 | 25800 | 24400 | 94.57% | 2.02 | 0 | 10 |  |  |  |  | R-410A | 1.95 | Residential & Commercial | USHP | Ducted CEE Tier 1
214279921 | Central HP <5.4 tons | ARCOAIRE | HRCU-A-CB (Split System: Heat Pump with Remote Outdoor Unit-Air-Source) | DLCURAH24ABK |  |  | EA*4X36L21A* | *96MSN0601716A* | 23600 | 17 | 9 | 25800 | 23600 | 91.47% | 1.96 | 0 | 10 |  |  |  |  | R-410A | 1.9667 | Residential & Commercial | USHP | Ducted CEE Tier 1
211241172 | Central HP <5.4 tons | KEEPRITE | HRCU-A-CB (Split System: Heat Pump with Remote Outdoor Unit-Air-Source) | DLCURAH24ABK |  |  | EA*4X25L17A* | *92ESN0401410A* | 24800 | 15.5 | 8.5 | 26000 | 21200 | 81.54% | 1.76 | 0 | 10 |  |  |  |  | R-410A | 2.0667 | Residential & Commercial | USHP | Ducted CEE Tier 1
211241038 | Central HP <5.4 tons | KEEPRITE | HRCU-A-CB (Split System: Heat Pump with Remote Outdoor Unit-Air-Source) | DLCURAH24ABK |  |  | EA*4X25L17A* | *96VTN0601412A* | 24000 | 16.5 | 8.1 | 25200 | 21600 | 85.71% | 1.82 | 0 | 10 |  |  |  |  | R-410A | 2 | Residential & Commercial | USHP | Ducted CEE Tier 1
214279739 | Central HP <5.4 tons | ARCOAIRE | HRCU-A-CB (Split System: Heat Pump with Remote Outdoor Unit-Air-Source) | DLCURAH18ABK |  |  | EA*4X24L17A* | *96MSN0601716A* | 17200 | 16 | 8.5 | 18100 | 19400 | 107.2% | 2.32 | 0 | 10.5 |  |  |  |  | R-410A | 1.4333 | Residential & Commercial | USHP | Ducted CEE Tier 1
214573572 | Central HP <5.4 tons | ARCOAIRE | HRCU-A-CB (Split System: Heat Pump with Remote Outdoor Unit-Air-Source) | HVH837GKA** |  |  | EN(A,D,W)4X60L24**+WALLCON | *95CSU1002122B* | 32800 | 19 | 8.5 | 32200 | 24600 | 76.4% | 1.98 | 0 | 12 |  |  |  |  | R-410A | 2.7333 | Residential & Commercial | USHP | Ducted CEE Tier 1
215588604 | Central HP <5.4 tons | AMERISTAR | HRCU-A-CB (Split System: Heat Pump with Remote Outdoor Unit-Air-Source) | E4HL5024A1000A |  |  | A4AH5V30A1B3 | 0 | 24000 | 15.2 | 8.1 | 24000 | 17000 | 70.83% | 1.8 | 0 | 9 |  |  |  |  | R-410A | 2 | Residential & Commercial | USHP
214571222 | Central HP <5.4 tons | ARCOAIRE | HRCU-A-CB (Split System: Heat Pump with Remote Outdoor Unit-Air-Source) | HVH825GKA3* |  |  | EN(A,D,W)4X48L21**+WALLCON | *95CSU0802120B* | 24200 | 17 | 8.1 | 21400 | 16600 | 77.57% | 2 | 0 | 11 |  |  |  |  | R-410A | 2.0167 | Residential & Commercial | USHP | Ducted CEE Tier 1
214570622 | Central HP <5.4 tons | ARCOAIRE | HRCU-A-CB (Split System: Heat Pump with Remote Outdoor Unit-Air-Source) | HVH825GKA3* |  |  | EA*4X43L21A*+WALLCON | *95CSU0802120B* | 24400 | 16.5 | 8.5 | 21200 | 16600 | 78.3% | 2.02 | 0 | 11 |  |  |  |  | R-410A | 2.0333 | Residential & Commercial | USHP | Ducted CEE Tier 1
214573362 | Central HP <5.4 tons | ARCOAIRE | HRCU-A-CB (Split System: Heat Pump with Remote Outdoor Unit-Air-Source) | HVH837GKA** |  |  | EN(A,D)4X36L21**+WALLCON | *96CTN0802120B* | 31400 | 17 | 8.1 | 33000 | 24000 | 72.73% | 1.84 | 0 | 11 |  |  |  |  | R-410A | 2.6167 | Residential & Commercial | USHP | Ducted CEE Tier 1
214572962 | Central HP <5.4 tons | ARCOAIRE | HRCU-A-CB (Split System: Heat Pump with Remote Outdoor Unit-Air-Source) | HVH837GKA** |  |  | EA*4X61L21A*+WALLCON | *95CSU0802120B* | 33200 | 17.5 | 8.5 | 32000 | 25000 | 78.12% | 2 | 0 | 11.5 |  |  |  |  | R-410A | 2.7667 | Residential & Commercial | USHP | Ducted CEE Tier 1
213774549 | Central HP <5.4 tons | ARCOAIRE | HRCU-A-CB (Split System: Heat Pump with Remote Outdoor Unit-Air-Source) | HVH825GKA3* |  |  | EHD4X42AAL+WALLCON | *96CTN1202422B* | 24200 | 16 | 8.1 | 21400 | 16600 | 77.57% | 2 | 0 | 10.5 |  |  |  |  | R-410A | 2.0167 | Residential & Commercial | USHP | Ducted CEE Tier 1
212975802 | Central HP <5.4 tons | ARCOAIRE | HRCU-A-CB (Split System: Heat Pump with Remote Outdoor Unit-Air-Source) | DLCURAH18ABK |  |  | EA*4X25L17A* | *96VTN0801716B* | 17800 | 16.5 | 8.1 | 17600 | 17800 | 101.1% | 2.14 | 0 | 10.5 |  |  |  |  | R-410A | 1.4833 | Residential & Commercial | USHP | Ducted CEE Tier 1
212974682 | Central HP <5.4 tons | ARCOAIRE | HRCU-A-CB (Split System: Heat Pump with Remote Outdoor Unit-Air-Source) | DLCURAH18ABK |  |  | EA*4X30L17A* | *96VTN0401410B* | 17300 | 16 | 8.5 | 18100 | 18900 | 104.4% | 2.26 | 0 | 10.5 |  |  |  |  | R-410A | 1.4417 | Residential & Commercial | USHP | Ducted CEE Tier 1
211749861 | Central HP <5.4 tons | AMERISTAR | HRCU-A-CB (Split System: Heat Pump with Remote Outdoor Unit-Air-Source) | E4HL5048A1000A |  |  | E4AH5E48A1K30A | 0 | 48000 | 15.2 | 8.1 | 48000 | 34000 | 70.83% | 1.75 | 0 | 8.2 |  |  |  |  | R-410A | 4 | Residential & Commercial | USHP
211263330 | Central HP <5.4 tons | KEEPRITE | HRCU-A-CB (Split System: Heat Pump with Remote Outdoor Unit-Air-Source) | DLCURAH18ABK |  |  | EN(A,D)4X24L17** | *80ES(N,L)0451712A* | 18400 | 15.5 | 8.5 | 19400 | 18500 | 95.36% | 2.24 | 0 | 11 |  |  |  |  | R-410A | 1.5333 | Residential & Commercial | USHP | Ducted CEE Tier 1
214229006 | Central HP <5.4 tons | ARCOAIRE | HRCU-A-CB (Split System: Heat Pump with Remote Outdoor Unit-Air-Source) | DLCURAH18ABK |  |  | EA*4X30L17A* | *80MSU0601716A* | 17800 | 16.5 | 8.5 | 18400 | 18500 | 100.5% | 2.24 | 0 | 10.5 |  |  |  |  | R-410A | 1.4833 | Residential & Commercial | USHP | Ducted CEE Tier 1
214660553 | Central HP <5.4 tons | ECOER | HRCU-A-CB (Split System: Heat Pump with Remote Outdoor Unit-Air-Source) | EODA19H-2436AA* |  |  | GNC3036BPT | MGH96M080B3A | 33000 | 18 | 9 | 34600 | 24400 | 70.52% | 1.95 | 0 | 11 |  |  |  |  | R-410A | 2.75 | Residential & Commercial | USHP | Ducted CEE Tier 1
214572602 | Central HP <5.4 tons | ARCOAIRE | HRCU-A-CB (Split System: Heat Pump with Remote Outdoor Unit-Air-Source) | HVH837GKA** |  |  | EA*4X42L21A*+WALLCON | *95CSU0802120B* | 31800 | 17 | 8.5 | 33000 | 24400 | 73.94% | 1.9 | 0 | 11 |  |  |  |  | R-410A | 2.65 | Residential & Commercial | USHP | Ducted CEE Tier 1
214571112 | Central HP <5.4 tons | ARCOAIRE | HRCU-A-CB (Split System: Heat Pump with Remote Outdoor Unit-Air-Source) | HVH825GKA3* |  |  | EN(A,D)4X36L21**+WALLCON | *95CSU1002122B* | 23400 | 16.5 | 8.1 | 21600 | 16700 | 77.31% | 1.92 | 0 | 11 |  |  |  |  | R-410A | 1.95 | Residential & Commercial | USHP | Ducted CEE Tier 1
206767494 | Central HP <5.4 tons | KEEPRITE | HRCU-A-CB (Split System: Heat Pump with Remote Outdoor Unit-Air-Source) | CVH825GKA3* |  |  | EA*4X36L17A*+WALLCON | *95CSU0601716A* | 23400 | 16.5 | 8.1 | 21600 | 16800 | 77.78% | 1.92 | 11 | 10.5 |  |  |  |  | R-410A | 1.95 | Residential & Commercial | USHP | Ducted CEE Tier 1
206767512 | Central HP <5.4 tons | KEEPRITE | HRCU-A-CB (Split System: Heat Pump with Remote Outdoor Unit-Air-Source) | CVH825GKA3* |  |  | EA*4X36L21A*+WALLCON | *95CSU0802120A* | 23600 | 16.5 | 8.1 | 21400 | 16600 | 77.57% | 1.94 | 11 | 11 |  |  |  |  | R-410A | 1.9667 | Residential & Commercial | USHP | Ducted CEE Tier 1
216736957 | Central HP <5.4 tons | ARCOAIRE | HRCU-A-CB (Split System: Heat Pump with Remote Outdoor Unit-Air-Source) | D5CUHAH24AAK |  |  | ESH5X24M12A* | *97VTN1202422A* | 22400 | 15.2 | 8.1 | 21200 | 19100 | 90.09% | 1.85 | 0 | 10.5 |  |  |  |  | R-454B | 1.8667 | Residential & Commercial | USHP | Ducted CEE Tier 1
216737159 | Central HP <5.4 tons | ARCOAIRE | HRCU-A-CB (Split System: Heat Pump with Remote Outdoor Unit-Air-Source) | D5CUHAH24AAK |  |  | ESH5X30M12A* | *80VSL0701412B* | 22600 | 16 | 8.1 | 21000 | 18800 | 89.52% | 1.85 | 0 | 10.5 |  |  |  |  | R-454B | 1.8833 | Residential & Commercial | USHP | Ducted CEE Tier 1
216737168 | Central HP <5.4 tons | ARCOAIRE | HRCU-A-CB (Split System: Heat Pump with Remote Outdoor Unit-Air-Source) | D5CUHAH24AAK |  |  | ESH5X30M12A* | *80VSL0701716B* | 22200 | 16 | 8.1 | 20800 | 18700 | 89.9% | 1.85 | 0 | 10.5 |  |  |  |  | R-454B | 1.85 | Residential & Commercial | USHP | Ducted CEE Tier 1
206767503 | Central HP <5.4 tons | KEEPRITE | HRCU-A-CB (Split System: Heat Pump with Remote Outdoor Unit-Air-Source) | CVH825GKA3* |  |  | EA*4X36L21A*+WALLCON | *95CSU0601716A* | 23600 | 16.5 | 8.1 | 21600 | 16700 | 77.31% | 1.92 | 11 | 10.5 |  |  |  |  | R-410A | 1.9667 | Residential & Commercial | USHP | Ducted CEE Tier 1
206767530 | Central HP <5.4 tons | KEEPRITE | HRCU-A-CB (Split System: Heat Pump with Remote Outdoor Unit-Air-Source) | CVH825GKA3* |  |  | EA*4X37L17A*+WALLCON | *95CSU0601716A* | 24200 | 16.5 | 8.1 | 21400 | 16800 | 78.5% | 1.98 | 11 | 10.5 |  |  |  |  | R-410A | 2.0167 | Residential & Commercial | USHP | Ducted CEE Tier 1
206765831 | Central HP <5.4 tons | KEEPRITE | HRCU-A-CB (Split System: Heat Pump with Remote Outdoor Unit-Air-Source) | CVH825GKA3* |  |  | EA*4X36L21A*+WALLCON | *80CTL0901716A* | 23600 | 17.5 | 8.1 | 21400 | 16600 | 77.57% | 1.96 | 11 | 11 |  |  |  |  | R-410A | 1.9667 | Residential & Commercial | USHP | Ducted CEE Tier 1
206765867 | Central HP <5.4 tons | KEEPRITE | HRCU-A-CB (Split System: Heat Pump with Remote Outdoor Unit-Air-Source) | CVH825GKA3* |  |  | EA*4X37L17A*+WALLCON | *80CTL0701716A* | 24200 | 16.5 | 8.1 | 21400 | 16700 | 78.04% | 2 | 11 | 11 |  |  |  |  | R-410A | 2.0167 | Residential & Commercial | USHP | Ducted CEE Tier 1
207658558 | Central HP <5.4 tons | BOSCH | HRCU-A-CB (Split System: Heat Pump with Remote Outdoor Unit-Air-Source) | BOVB-60HDN1-M20G |  |  | BMA*4248DNTF | BGH96M120D5A | 45500 | 17.5 | 9 | 47000 | 33200 | 70.64% | 1.9 | 12.5 | 11.7 |  |  |  |  | R-410A | 3.7917 | Residential & Commercial | USHP | Ducted CEE Tier 1
207454647 | Central HP <5.4 tons | BOSCH | HRCU-A-CB (Split System: Heat Pump with Remote Outdoor Unit-Air-Source) | BOVA-60HDN1-M20G |  |  | BMA*4248CNTF | BGH96M100C5B | 45000 | 17.5 | 8.8 | 46500 | 32800 | 70.54% | 1.9 | 12.5 | 11.7 |  |  |  |  | R-410A | 3.75 | Residential & Commercial | USHP | Ducted CEE Tier 1
216675435 | Central HP <5.4 tons | ARCOAIRE | HRCU-A-CB (Split System: Heat Pump with Remote Outdoor Unit-Air-Source) | D5CURAH24AAK |  |  | ESH5X30M12A* | *80CSU0401712A* | 24600 | 16 | 9 | 24600 | 19600 | 79.67% | 2.02 | 0 | 10 |  |  |  |  | R-454B | 2.05 | Residential & Commercial | USHP | Ducted CEE Tier 1
216706471 | Central HP <5.4 tons | ECOER | HRCU-A-C (Split System: Heat Pump with Remote Outdoor Unit with No Indoor Fan --Air Source) | EODA19H-2436AA* |  |  | GNC3036BPT | 0 | 29000 | 16 | 8.8 | 33600 | 23600 | 70.24% | 1.9 | 0 | 11 |  |  |  |  | R-410A | 2.4167 | Residential & Commercial | USHP | Ducted CEE Tier 1
214572692 | Central HP <5.4 tons | ARCOAIRE | HRCU-A-CB (Split System: Heat Pump with Remote Outdoor Unit-Air-Source) | HVH837GKA** |  |  | EA*4X42L24A*+WALLCON | *97CMN0802120B* | 31800 | 17 | 8.5 | 32800 | 24400 | 74.39% | 1.9 | 0 | 11 |  |  |  |  | R-410A | 2.65 | Residential & Commercial | USHP | Ducted CEE Tier 1
214572592 | Central HP <5.4 tons | ARCOAIRE | HRCU-A-CB (Split System: Heat Pump with Remote Outdoor Unit-Air-Source) | HVH837GKA** |  |  | EA*4X42L21A*+WALLCON | *80CTL0702120B* | 31800 | 17 | 8.5 | 33000 | 24400 | 73.94% | 1.9 | 0 | 11 |  |  |  |  | R-410A | 2.65 | Residential & Commercial | USHP | Ducted CEE Tier 1
214570502 | Central HP <5.4 tons | ARCOAIRE | HRCU-A-CB (Split System: Heat Pump with Remote Outdoor Unit-Air-Source) | HVH825GKA3* |  |  | EA*4X42L21A*+WALLCON | *95CSU0802120B* | 23800 | 16.5 | 8.1 | 21400 | 16700 | 78.04% | 1.96 | 0 | 10.5 |  |  |  |  | R-410A | 1.9833 | Residential & Commercial | USHP | Ducted CEE Tier 1
206767120 | Central HP <5.4 tons | KEEPRITE | HRCU-A-CB (Split System: Heat Pump with Remote Outdoor Unit-Air-Source) | CVH825GKA3* |  |  | EA*4X30L17A*+WALLCON | *80CSU0601716A* | 23400 | 16.5 | 8.1 | 21600 | 16700 | 77.31% | 1.9 | 11 | 10.5 |  |  |  |  | R-410A | 1.95 | Residential & Commercial | USHP | Ducted CEE Tier 1
212510776 | Central HP <5.4 tons | AMERISTAR | HRCU-A-CB (Split System: Heat Pump with Remote Outdoor Unit-Air-Source) | E4HL5036A1000A |  |  | 4TXCB006DS3 | A951X080BU4SAB | 30000 | 15.2 | 8.1 | 27000 | 19000 | 70.37% | 1.75 | 0 | 9.8 |  |  |  |  | R-410A | 2.5 | Residential & Commercial | USHP
214838772 | Central HP <5.4 tons | ECOER | HRCU-A-CB (Split System: Heat Pump with Remote Outdoor Unit-Air-Source) | EODA19H-2436AA* |  |  | GNC3036BPT | FG7SA-072C-T24B* | 33000 | 16.5 | 8.5 | 34600 | 24400 | 70.52% | 1.95 | 0 | 11 |  |  |  |  | R-410A | 2.75 | Residential & Commercial | USHP | Ducted CEE Tier 1
206765939 | Central HP <5.4 tons | KEEPRITE | HRCU-A-CB (Split System: Heat Pump with Remote Outdoor Unit-Air-Source) | CVH825GKA3* |  |  | EA*4X37L21A*+WALLCON | *80CTL0701716A* | 24400 | 17 | 8.5 | 21200 | 16600 | 78.3% | 2.02 | 11 | 11 |  |  |  |  | R-410A | 2.0333 | Residential & Commercial | USHP | Ducted CEE Tier 1
214303519 | Central HP <5.4 tons | ECOER | HRCU-A-CB (Split System: Heat Pump with Remote Outdoor Unit-Air-Source) | EODA19H-2436A |  |  | GNC2430BPT | MGH96M080B3A | 24000 | 18.5 | 9 | 24000 | 19400 | 80.83% | 2.1 | 0 | 12 |  |  |  |  | R-410A | 2 | Residential & Commercial | USHP | Ducted CEE Tier 1
214303533 | Central HP <5.4 tons | ECOER | HRCU-A-CB (Split System: Heat Pump with Remote Outdoor Unit-Air-Source) | EODA19H-4860A |  |  | EAHATN-36B | 0 | 35200 | 19.5 | 9.5 | 36000 | 29200 | 81.11% | 1.9 | 0 | 12.5 |  |  |  |  | R-410A | 2.9333 | Residential & Commercial | USHP | Ducted CEE Tier 1
215447637 | Central HP <5.4 tons | ECOER | HRCU-A-CB (Split System: Heat Pump with Remote Outdoor Unit-Air-Source) | EODA19H-4860AA* |  |  | GNC4860DPT | FG7TC-120D-E45D* | 52000 | 18 | 8.7 | 54000 | 37800 | 70% | 1.9 | 0 | 11.7 |  |  |  |  | R-410A | 4.3333 | Residential & Commercial | USHP | Ducted CEE Tier 1
214573742 | Central HP <5.4 tons | ARCOAIRE | HRCU-A-CB (Split System: Heat Pump with Remote Outdoor Unit-Air-Source) | HVH837GKA2* |  |  | EA*4X42L21A*+WALLCON | *95CSU0802120B* | 31800 | 17 | 8.5 | 33000 | 24400 | 73.94% | 1.9 | 0 | 11 |  |  |  |  | R-410A | 2.65 | Residential & Commercial | USHP | Ducted CEE Tier 1
214574542 | Central HP <5.4 tons | ARCOAIRE | HRCU-A-CB (Split System: Heat Pump with Remote Outdoor Unit-Air-Source) | HVH837GKA2* |  |  | EN(A,D,W)4X42L21**+WALLCON | *97CMN0602120B* | 31600 | 16.5 | 8.1 | 33200 | 24600 | 74.1% | 1.86 | 0 | 11 |  |  |  |  | R-410A | 2.6333 | Residential & Commercial | USHP | Ducted CEE Tier 1
214574462 | Central HP <5.4 tons | ARCOAIRE | HRCU-A-CB (Split System: Heat Pump with Remote Outdoor Unit-Air-Source) | HVH837GKA2* |  |  | EN(A,D)4X36L21**+WALLCON | *95CSU0802120B* | 31400 | 16.5 | 8.1 | 33200 | 24200 | 72.89% | 1.82 | 0 | 11 |  |  |  |  | R-410A | 2.6167 | Residential & Commercial | USHP | Ducted CEE Tier 1
214573942 | Central HP <5.4 tons | ARCOAIRE | HRCU-A-CB (Split System: Heat Pump with Remote Outdoor Unit-Air-Source) | HVH837GKA2* |  |  | EA*4X48L21A*+WALLCON | *97CMN0602120B* | 32200 | 17 | 8.5 | 32600 | 25200 | 77.3% | 1.96 | 0 | 11 |  |  |  |  | R-410A | 2.6833 | Residential & Commercial | USHP | Ducted CEE Tier 1
216734813 | Central HP <5.4 tons | ARCOAIRE | HRCU-A-CB (Split System: Heat Pump with Remote Outdoor Unit-Air-Source) | D5CUHAH24AAK |  |  | EA*5X36M17A* | *96VTN0601716B* | 22400 | 16 | 8.5 | 20800 | 18700 | 89.9% | 1.96 | 0 | 10.5 |  |  |  |  | R-454B | 1.8667 | Residential & Commercial | USHP | Ducted CEE Tier 1
216735482 | Central HP <5.4 tons | ARCOAIRE | HRCU-A-CB (Split System: Heat Pump with Remote Outdoor Unit-Air-Source) | D5CUHAH24AAK |  |  | EA*5X37M21A* | *80MS(N,L)0702116A* | 23200 | 16 | 8.5 | 20600 | 18400 | 89.32% | 1.98 | 0 | 11 |  |  |  |  | R-454B | 1.9333 | Residential & Commercial | USHP | Ducted CEE Tier 1
216735501 | Central HP <5.4 tons | ARCOAIRE | HRCU-A-CB (Split System: Heat Pump with Remote Outdoor Unit-Air-Source) | D5CUHAH24AAK |  |  | EA*5X37M21A* | *80MS(N,L)0902116A* | 23200 | 16 | 8.5 | 20600 | 18400 | 89.32% | 1.96 | 0 | 11 |  |  |  |  | R-454B | 1.9333 | Residential & Commercial | USHP | Ducted CEE Tier 1
216735031 | Central HP <5.4 tons | ARCOAIRE | HRCU-A-CB (Split System: Heat Pump with Remote Outdoor Unit-Air-Source) | D5CUHAH24AAK |  |  | EA*5X37M17A* | *80CTL0701412B* | 22800 | 16.5 | 8.5 | 20600 | 18400 | 89.32% | 1.96 | 0 | 11 |  |  |  |  | R-454B | 1.9 | Residential & Commercial | USHP | Ducted CEE Tier 1
215447630 | Central HP <5.4 tons | ECOER | HRCU-A-CB (Split System: Heat Pump with Remote Outdoor Unit-Air-Source) | EODA19H-2436AA* |  |  | GNC3036BPT | FG7TC-060D-V24B* | 33000 | 18 | 9 | 34600 | 24400 | 70.52% | 1.95 | 0 | 11 |  |  |  |  | R-410A | 2.75 | Residential & Commercial | USHP | Ducted CEE Tier 1
210473113 | Central HP <5.4 tons | KEEPRITE | HRCU-A-CB (Split System: Heat Pump with Remote Outdoor Unit-Air-Source) | CVH825GKA3* |  |  | EA*4X43L21A*+WALLCON | *95CSU1002122A* | 24400 | 17 | 8.5 | 21200 | 16600 | 78.3% | 2.04 | 0 | 11 |  |  |  |  | R-410A | 2.0333 | Residential & Commercial | USHP | Ducted CEE Tier 1
210473498 | Central HP <5.4 tons | KEEPRITE | HRCU-A-CB (Split System: Heat Pump with Remote Outdoor Unit-Air-Source) | CVH825GKA3* |  |  | EA*4X48L24A*+WALLCON | *97CMN1002122A* | 24200 | 16.5 | 8.1 | 21000 | 16500 | 78.57% | 2.02 | 0 | 11 |  |  |  |  | R-410A | 2.0167 | Residential & Commercial | USHP | Ducted CEE Tier 1
210474533 | Central HP <5.4 tons | KEEPRITE | HRCU-A-CB (Split System: Heat Pump with Remote Outdoor Unit-Air-Source) | CVH825GKA3* |  |  | EHD4X48AAL+WALLCON | *80CTL1352422A* | 24200 | 16 | 8.1 | 21200 | 16600 | 78.3% | 2.02 | 0 | 11 |  |  |  |  | R-410A | 2.0167 | Residential & Commercial | USHP | Ducted CEE Tier 1
210474066 | Central HP <5.4 tons | KEEPRITE | HRCU-A-CB (Split System: Heat Pump with Remote Outdoor Unit-Air-Source) | CVH825GKA3* |  |  | EN(A,D)4X48L24**+WALLCON | *95CSU0802120A* | 24200 | 17 | 8.1 | 21200 | 16600 | 78.3% | 2.02 | 0 | 11.5 |  |  |  |  | R-410A | 2.0167 | Residential & Commercial | USHP | Ducted CEE Tier 1
216737177 | Central HP <5.4 tons | ARCOAIRE | HRCU-A-CB (Split System: Heat Pump with Remote Outdoor Unit-Air-Source) | D5CUHAH24AAK |  |  | ESH5X30M12A* | *80VSL0901716B* | 22600 | 16 | 8.1 | 21000 | 18900 | 90% | 1.85 | 0 | 10.5 |  |  |  |  | R-454B | 1.8833 | Residential & Commercial | USHP | Ducted CEE Tier 1
216737247 | Central HP <5.4 tons | ARCOAIRE | HRCU-A-CB (Split System: Heat Pump with Remote Outdoor Unit-Air-Source) | D5CUHAH24AAK |  |  | ESH5X30M12A* | *80MSU1002120A* | 22400 | 15.5 | 8.1 | 21000 | 18900 | 90% | 1.85 | 0 | 10.5 |  |  |  |  | R-454B | 1.8667 | Residential & Commercial | USHP | Ducted CEE Tier 1
216736125 | Central HP <5.4 tons | ARCOAIRE | HRCU-A-CB (Split System: Heat Pump with Remote Outdoor Unit-Air-Source) | D5CUHAH24AAK |  |  | ESH5X24M12A* | *80CSU0401712A* | 23000 | 16 | 8.5 | 21400 | 19300 | 90.19% | 1.96 | 0 | 10.5 |  |  |  |  | R-454B | 1.9167 | Residential & Commercial | USHP | Ducted CEE Tier 1
216737012 | Central HP <5.4 tons | ARCOAIRE | HRCU-A-CB (Split System: Heat Pump with Remote Outdoor Unit-Air-Source) | D5CUHAH24AAK |  |  | ESH5X30M12A* | *80MS(N,L)0451412A* | 22400 | 15.2 | 8.1 | 21000 | 18800 | 89.52% | 1.9 | 0 | 10.5 |  |  |  |  | R-454B | 1.8667 | Residential & Commercial | USHP | Ducted CEE Tier 1
216736895 | Central HP <5.4 tons | ARCOAIRE | HRCU-A-CB (Split System: Heat Pump with Remote Outdoor Unit-Air-Source) | D5CUHAH24AAK |  |  | ESH5X24M12A* | *96VTN1202422B* | 22400 | 15.2 | 8.1 | 21200 | 19100 | 90.09% | 1.85 | 0 | 10.5 |  |  |  |  | R-454B | 1.8667 | Residential & Commercial | USHP | Ducted CEE Tier 1
216736060 | Central HP <5.4 tons | ARCOAIRE | HRCU-A-CB (Split System: Heat Pump with Remote Outdoor Unit-Air-Source) | D5CUHAH24AAK |  |  | EA*5X37M21A* | *97VTN0801716A* | 23200 | 16.5 | 8.5 | 20800 | 18500 | 88.94% | 1.96 | 0 | 11 |  |  |  |  | R-454B | 1.9333 | Residential & Commercial | USHP | Ducted CEE Tier 1
216735844 | Central HP <5.4 tons | ARCOAIRE | HRCU-A-CB (Split System: Heat Pump with Remote Outdoor Unit-Air-Source) | D5CUHAH24AAK |  |  | EA*5X37M21A* | *96MSN1002120A* | 23400 | 16 | 8.5 | 20800 | 18500 | 88.94% | 1.98 | 0 | 11 |  |  |  |  | R-454B | 1.95 | Residential & Commercial | USHP | Ducted CEE Tier 1
216735927 | Central HP <5.4 tons | ARCOAIRE | HRCU-A-CB (Split System: Heat Pump with Remote Outdoor Unit-Air-Source) | D5CUHAH24AAK |  |  | EA*5X37M21A* | *95MSU0802120A* | 22800 | 16 | 8.5 | 20400 | 18300 | 89.71% | 1.98 | 0 | 11 |  |  |  |  | R-454B | 1.9 | Residential & Commercial | USHP | Ducted CEE Tier 1
206765588 | Central HP <5.4 tons | KEEPRITE | HRCU-A-CB (Split System: Heat Pump with Remote Outdoor Unit-Air-Source) | CVH825GKA3* |  |  | EA*4X30L17A*+WALLCON | *80CTL0701716A* | 23400 | 16.5 | 8.1 | 21600 | 16700 | 77.31% | 1.92 | 11 | 11 |  |  |  |  | R-410A | 1.95 | Residential & Commercial | USHP | Ducted CEE Tier 1
206765606 | Central HP <5.4 tons | KEEPRITE | HRCU-A-CB (Split System: Heat Pump with Remote Outdoor Unit-Air-Source) | CVH825GKA3* |  |  | EA*4X30L17A*+WALLCON | *96CTN0801714A* | 23400 | 16.5 | 8.1 | 21600 | 16800 | 77.78% | 1.9 | 11 | 10.5 |  |  |  |  | R-410A | 1.95 | Residential & Commercial | USHP | Ducted CEE Tier 1
206765633 | Central HP <5.4 tons | KEEPRITE | HRCU-A-CB (Split System: Heat Pump with Remote Outdoor Unit-Air-Source) | CVH825GKA3* |  |  | EA*4X30L17A*+WALLCON | *80CTL0701412A* | 23600 | 17 | 8.1 | 21600 | 16600 | 76.85% | 1.92 | 11.5 | 11 |  |  |  |  | R-410A | 1.9667 | Residential & Commercial | USHP | Ducted CEE Tier 1
215726462 | Central HP <5.4 tons | YORK | HRCU-A-CB (Split System: Heat Pump with Remote Outdoor Unit-Air-Source) | HH860E2S11 | ADP |  | H,YG49*60+TXV-BLEED | TM8V080C16MP12 | 43500 | 18 | 8.5 | 42000 | 32800 | 78.1% | 2 | 0 | 11.7 |  |  |  |  | R-454B | 3.625 | Residential & Commercial | USHP | Ducted CEE Tier 1
215726532 | Central HP <5.4 tons | YORK | HRCU-A-CB (Split System: Heat Pump with Remote Outdoor Unit-Air-Source) | HH860E2S11 | ADP |  | H,YG48*60+TXV-BLEED | TM9V120D20MP12 | 44000 | 18 | 8.5 | 42500 | 33000 | 77.65% | 2 | 0 | 11.7 |  |  |  |  | R-454B | 3.6667 | Residential & Commercial | USHP | Ducted CEE Tier 1
215726589 | Central HP <5.4 tons | YORK | HRCU-A-CB (Split System: Heat Pump with Remote Outdoor Unit-Air-Source) | HH860E2S11 | ADP |  | H,YG48*60+TXV-BLEED | TM9Y100C20MP11 | 52500 | 17 | 8.5 | 52500 | 39000 | 74.29% | 2 | 0 | 11 |  |  |  |  | R-454B | 4.375 | Residential & Commercial | USHP | Ducted CEE Tier 1
216992518 | Central HP <5.4 tons | BRYANT HEATING AND COOLING SYSTEMS | HRCU-A-CB (Split System: Heat Pump with Remote Outdoor Unit-Air-Source) | 291VAN054**AA* | ADP |  | H,PG48*60+TXV | 987MC66120C24*** | 49000 | 19 | 10.5 | 50500 | 53000 | 105% | 1.96 | 0 | 11 |  |  |  |  | R-454B | 4.0833 | Residential & Commercial | USHP | Ducted CEE Tier 1
211230365 | Central HP <5.4 tons | KEEPRITE | HRCU-A-CB (Split System: Heat Pump with Remote Outdoor Unit-Air-Source) | DLCURAH36ABK |  |  | EN(A,D,W)4X48L21** | OLV112A16A | 36000 | 15.5 | 8.1 | 38500 | 35000 | 90.91% | 2.02 | 0 | 10 |  |  |  |  | R-410A | 3 | Residential & Commercial | USHP | Ducted CEE Tier 1
211230483 | Central HP <5.4 tons | KEEPRITE | HRCU-A-CB (Split System: Heat Pump with Remote Outdoor Unit-Air-Source) | DLCURAH36ABK |  |  | EN(A,D)4X48L24** | *80ES(N,L)1352420A* | 36200 | 16 | 8.1 | 38500 | 34800 | 90.39% | 2.02 | 0 | 10 |  |  |  |  | R-410A | 3.0167 | Residential & Commercial | USHP | Ducted CEE Tier 1
211230126 | Central HP <5.4 tons | KEEPRITE | HRCU-A-CB (Split System: Heat Pump with Remote Outdoor Unit-Air-Source) | DLCURAH36ABK |  |  | EN(A,D,W)4X48L21** | *92ESN0601714A* | 36200 | 16 | 8.1 | 38500 | 34800 | 90.39% | 2.02 | 0 | 10 |  |  |  |  | R-410A | 3.0167 | Residential & Commercial | USHP | Ducted CEE Tier 1
211229508 | Central HP <5.4 tons | KEEPRITE | HRCU-A-CB (Split System: Heat Pump with Remote Outdoor Unit-Air-Source) | DLCURAH36ABK |  |  | EA*4X48L24A* | *95ESN1002122A* | 37400 | 15.5 | 8.5 | 38500 | 35000 | 90.91% | 2.14 | 0 | 10 |  |  |  |  | R-410A | 3.1167 | Residential & Commercial | USHP | Ducted CEE Tier 1
211229415 | Central HP <5.4 tons | KEEPRITE | HRCU-A-CB (Split System: Heat Pump with Remote Outdoor Unit-Air-Source) | DLCURAH36ABK |  |  | EA*4X48L24A* | *80VTL1102122A* | 36800 | 16 | 8.5 | 38500 | 34800 | 90.39% | 2.1 | 0 | 10 |  |  |  |  | R-410A | 3.0667 | Residential & Commercial | USHP | Ducted CEE Tier 1
211229081 | Central HP <5.4 tons | KEEPRITE | HRCU-A-CB (Split System: Heat Pump with Remote Outdoor Unit-Air-Source) | DLCURAH36ABK |  |  | EA*4X48L21A* | *96VSN0601714A* | 35400 | 15.5 | 8.1 | 38500 | 34800 | 90.39% | 2.02 | 0 | 9.5 |  |  |  |  | R-410A | 2.95 | Residential & Commercial | USHP
214660550 | Central HP <5.4 tons | ECOER | HRCU-A-CB (Split System: Heat Pump with Remote Outdoor Unit-Air-Source) | EODA19H-2436AA* |  |  | GNC2430BPT | MGH96M080B3A | 24000 | 18.5 | 9 | 24000 | 19400 | 80.83% | 2.1 | 0 | 12 |  |  |  |  | R-410A | 2 | Residential & Commercial | USHP | Ducted CEE Tier 1
210471163 | Central HP <5.4 tons | KEEPRITE | HRCU-A-CB (Split System: Heat Pump with Remote Outdoor Unit-Air-Source) | CVH837GKA2* |  |  | EHD4X60AAL+WALLCON | *80CSU1002120A* | 32800 | 16.5 | 8.1 | 32200 | 24800 | 77.02% | 1.98 | 0 | 11 |  |  |  |  | R-410A | 2.7333 | Residential & Commercial | USHP | Ducted CEE Tier 1
210471218 | Central HP <5.4 tons | KEEPRITE | HRCU-A-CB (Split System: Heat Pump with Remote Outdoor Unit-Air-Source) | CVH837GKA2* |  |  | EHD4X60AAL+WALLCON | *96CTN1202422A* | 33000 | 17 | 8.1 | 32200 | 24800 | 77.02% | 2.02 | 0 | 11.5 |  |  |  |  | R-410A | 2.75 | Residential & Commercial | USHP | Ducted CEE Tier 1
210471229 | Central HP <5.4 tons | KEEPRITE | HRCU-A-CB (Split System: Heat Pump with Remote Outdoor Unit-Air-Source) | CVH837GKA2* |  |  | EHD4X60AAL+WALLCON | *97CMN0801714A* | 32800 | 16.5 | 8.1 | 32600 | 25200 | 77.3% | 1.98 | 0 | 11 |  |  |  |  | R-410A | 2.7333 | Residential & Commercial | USHP | Ducted CEE Tier 1
210470927 | Central HP <5.4 tons | KEEPRITE | HRCU-A-CB (Split System: Heat Pump with Remote Outdoor Unit-Air-Source) | CVH837GKA2* |  |  | EN(A,D,W)4X60L24**+WALLCON | *80CTL1352422A* | 32800 | 18 | 8.1 | 32200 | 24600 | 76.4% | 1.98 | 0 | 12 |  |  |  |  | R-410A | 2.7333 | Residential & Commercial | USHP | Ducted CEE Tier 1
216980855 | Central HP <5.4 tons | 1HVAC | HRCU-A-CB (Split System: Heat Pump with Remote Outdoor Unit-Air-Source) | EZ-48-HPB |  |  | EZ-48-AHB | 0 | 48000 | 16.5 | 9.5 | 50000 | 46000 | 92% | 1.9 | 0 | 10.5 |  |  |  |  | R-454B | 4 | Residential & Commercial | USHP | Ducted CEE Tier 1
216738894 | Central HP <5.4 tons | ARCOAIRE | HRCU-A-CB (Split System: Heat Pump with Remote Outdoor Unit-Air-Source) | D5CUHAH24AAK |  |  | ESH5X36M12A* | *97VTN0601716A* | 22600 | 16 | 8.1 | 20800 | 18500 | 88.94% | 1.85 | 0 | 11 |  |  |  |  | R-454B | 1.8833 | Residential & Commercial | USHP | Ducted CEE Tier 1
216738991 | Central HP <5.4 tons | ARCOAIRE | HRCU-A-CB (Split System: Heat Pump with Remote Outdoor Unit-Air-Source) | D5CUHAH24AAK |  |  | FCMA5X24L0B*+WALLCON | 0 | 22600 | 16 | 8.5 | 21000 | 18800 | 89.52% | 1.96 | 0 | 11 |  |  |  |  | R-454B | 1.8833 | Residential & Commercial | USHP | Ducted CEE Tier 1
211230845 | Central HP <5.4 tons | KEEPRITE | HRCU-A-CB (Split System: Heat Pump with Remote Outdoor Unit-Air-Source) | DLCURAH36ABK |  |  | FEM4X42**BL | 0 | 37000 | 16 | 8.1 | 38500 | 34800 | 90.39% | 2 | 0 | 10 |  |  |  |  | R-410A | 3.0833 | Residential & Commercial | USHP | Ducted CEE Tier 1
211230666 | Central HP <5.4 tons | KEEPRITE | HRCU-A-CB (Split System: Heat Pump with Remote Outdoor Unit-Air-Source) | DLCURAH36ABK |  |  | EN(A,D)4X48L24** | *95ESN1002122A* | 37600 | 15.5 | 8.5 | 39500 | 35000 | 88.61% | 2.08 | 0 | 10.5 |  |  |  |  | R-410A | 3.1333 | Residential & Commercial | USHP | Ducted CEE Tier 1
211230541 | Central HP <5.4 tons | KEEPRITE | HRCU-A-CB (Split System: Heat Pump with Remote Outdoor Unit-Air-Source) | DLCURAH36ABK |  |  | EN(A,D)4X48L24** | *80ESU0802120A | 37400 | 15.5 | 8.5 | 39500 | 35000 | 88.61% | 2.1 | 0 | 10.5 |  |  |  |  | R-410A | 3.1167 | Residential & Commercial | USHP | Ducted CEE Tier 1
211230634 | Central HP <5.4 tons | KEEPRITE | HRCU-A-CB (Split System: Heat Pump with Remote Outdoor Unit-Air-Source) | DLCURAH36ABK |  |  | EN(A,D)4X48L24** | *92ESN1202420A* | 36400 | 16 | 8.1 | 38500 | 34800 | 90.39% | 2.04 | 0 | 10.5 |  |  |  |  | R-410A | 3.0333 | Residential & Commercial | USHP | Ducted CEE Tier 1
211229975 | Central HP <5.4 tons | KEEPRITE | HRCU-A-CB (Split System: Heat Pump with Remote Outdoor Unit-Air-Source) | DLCURAH36ABK |  |  | EN(A,D,W)4X48L21** | *80ES(N,L)1102120A* | 36200 | 16.5 | 8.1 | 38500 | 34800 | 90.39% | 2.02 | 0 | 10.5 |  |  |  |  | R-410A | 3.0167 | Residential & Commercial | USHP | Ducted CEE Tier 1
211230298 | Central HP <5.4 tons | KEEPRITE | HRCU-A-CB (Split System: Heat Pump with Remote Outdoor Unit-Air-Source) | DLCURAH36ABK |  |  | EN(A,D,W)4X48L21** | *95ESU1002122A* | 37400 | 15.5 | 8.5 | 39500 | 35000 | 88.61% | 2.08 | 0 | 10.5 |  |  |  |  | R-410A | 3.1167 | Residential & Commercial | USHP | Ducted CEE Tier 1
211229346 | Central HP <5.4 tons | KEEPRITE | HRCU-A-CB (Split System: Heat Pump with Remote Outdoor Unit-Air-Source) | DLCURAH36ABK |  |  | EA*4X48L24A* | *80VSL0702120A* | 36000 | 16 | 8.5 | 38500 | 34600 | 89.87% | 2.06 | 0 | 10 |  |  |  |  | R-410A | 3 | Residential & Commercial | USHP | Ducted CEE Tier 1
215726630 | Central HP <5.4 tons | YORK | HRCU-A-CB (Split System: Heat Pump with Remote Outdoor Unit-Air-Source) | HH860E2S11 | ADP |  | H,YG52*60+TXV | Y81E080C16SMPS1 | 44500 | 18 | 8.5 | 42500 | 33000 | 77.65% | 2 | 0 | 12 |  |  |  |  | R-454B | 3.7083 | Residential & Commercial | USHP | Ducted CEE Tier 1
215726664 | Central HP <5.4 tons | YORK | HRCU-A-CB (Split System: Heat Pump with Remote Outdoor Unit-Air-Source) | HH860E2S11 | ADP |  | H,YG50*60+TXV-BLEED | Y81E100C16SMPS1 | 44000 | 18 | 8.5 | 42000 | 32800 | 78.1% | 2 | 0 | 12 |  |  |  |  | R-454B | 3.6667 | Residential & Commercial | USHP | Ducted CEE Tier 1
215726673 | Central HP <5.4 tons | YORK | HRCU-A-CB (Split System: Heat Pump with Remote Outdoor Unit-Air-Source) | HH860E2S11 | ADP |  | H,YG86*60+TXV | Y81E100C16SMPS1 | 44000 | 18 | 8.5 | 42000 | 32800 | 78.1% | 2 | 0 | 12 |  |  |  |  | R-454B | 3.6667 | Residential & Commercial | USHP | Ducted CEE Tier 1
215726680 | Central HP <5.4 tons | YORK | HRCU-A-CB (Split System: Heat Pump with Remote Outdoor Unit-Air-Source) | HH860E2S11 | ADP |  | H,YG49*60+TXV-BLEED | Y81E100C20SMPS1 | 53000 | 19 | 8.5 | 51500 | 38000 | 73.79% | 2 | 0 | 11.7 |  |  |  |  | R-454B | 4.4167 | Residential & Commercial | USHP | Ducted CEE Tier 1
215726687 | Central HP <5.4 tons | YORK | HRCU-A-CB (Split System: Heat Pump with Remote Outdoor Unit-Air-Source) | HH860E2S11 | ADP |  | H,YG86*60+TXV-BLEED | Y81E100C20SMPS1 | 53000 | 19 | 8.5 | 51500 | 38000 | 73.79% | 2 | 0 | 11.7 |  |  |  |  | R-454B | 4.4167 | Residential & Commercial | USHP | Ducted CEE Tier 1
215726696 | Central HP <5.4 tons | YORK | HRCU-A-CB (Split System: Heat Pump with Remote Outdoor Unit-Air-Source) | HH860E2S11 | ADP |  | H,YG48*60+TXV | Y81E120C16SMPS1 | 44000 | 18 | 8.5 | 42000 | 32600 | 77.62% | 2 | 0 | 12 |  |  |  |  | R-454B | 3.6667 | Residential & Commercial | USHP | Ducted CEE Tier 1
215726730 | Central HP <5.4 tons | YORK | HRCU-A-CB (Split System: Heat Pump with Remote Outdoor Unit-Air-Source) | HH860E2S11 | ADP |  | H,YG48*60+TXV | Y81E130D20SMPS1 | 45000 | 18 | 9 | 43000 | 33200 | 77.21% | 2 | 0 | 12 |  |  |  |  | R-454B | 3.75 | Residential & Commercial | USHP | Ducted CEE Tier 1
210470851 | Central HP <5.4 tons | KEEPRITE | HRCU-A-CB (Split System: Heat Pump with Remote Outdoor Unit-Air-Source) | CVH837GKA2* |  |  | EN(A,D)4X48L24**+WALLCON | *95CSU1002122A* | 32400 | 17.5 | 8.1 | 32800 | 24600 | 75% | 1.98 | 0 | 11.7 |  |  |  |  | R-410A | 2.7 | Residential & Commercial | USHP | Ducted CEE Tier 1
216032533 | Central HP <5.4 tons | MRCOOL | HRCU-A-CB (Split System: Heat Pump with Remote Outdoor Unit-Air-Source) | CENTRAL-48-HP-C-230B00-O |  |  | MVP-48-HP-MUAH-230A00-O | 0 | 48000 | 16.5 | 9.5 | 50000 | 46000 | 92% | 1.9 | 0 | 10.5 |  |  |  |  | R-454B | 4 | Residential & Commercial | USHP | Ducted CEE Tier 1
214838778 | Central HP <5.4 tons | ECOER | HRCU-A-CB (Split System: Heat Pump with Remote Outdoor Unit-Air-Source) | EODA19H-4860AA* |  |  | GNC4248CPT | FG7SA-090C-T35C* | 44000 | 17 | 8.3 | 46000 | 32400 | 70.43% | 1.95 | 0 | 11.7 |  |  |  |  | R-410A | 3.6667 | Residential & Commercial | USHP | Ducted CEE Tier 1
215402222 | Central HP <5.4 tons | AMERISTAR | HRCU-A-CB (Split System: Heat Pump with Remote Outdoor Unit-Air-Source) | E4HL5036A1000A |  |  | 4TXCB006DS3 | A801X080BM4SD | 30000 | 15.2 | 8.1 | 27000 | 19000 | 70.37% | 1.75 | 0 | 9.8 |  |  |  |  | R-410A | 2.5 | Residential & Commercial | USHP
214660539 | Central HP <5.4 tons | ECOER | HRCU-A-CB (Split System: Heat Pump with Remote Outdoor Unit-Air-Source) | EODA19H-2436AA* |  |  | EAHATN-24BA* | 0 | 24000 | 20.5 | 9.5 | 24000 | 19600 | 81.67% | 2.1 | 0 | 13 |  |  |  |  | R-410A | 2 | Residential & Commercial | USHP | Ducted CEE Tier 1
206767039 | Central HP <5.4 tons | KEEPRITE | HRCU-A-CB (Split System: Heat Pump with Remote Outdoor Unit-Air-Source) | CVH825GKA3* |  |  | EHD4X36AAL+WALLCON | *80CTL0701412A* | 24000 | 16.5 | 8.1 | 21400 | 16600 | 77.57% | 2 | 11.5 | 11 |  |  |  |  | R-410A | 2 | Residential & Commercial | USHP | Ducted CEE Tier 1
206765484 | Central HP <5.4 tons | KEEPRITE | HRCU-A-CB (Split System: Heat Pump with Remote Outdoor Unit-Air-Source) | CVH825GKA3* |  |  | EA*4X24L17A*+WALLCON | *80CTL0901716A* | 23400 | 17 | 8.1 | 21800 | 16700 | 76.61% | 1.9 | 11.5 | 11 |  |  |  |  | R-410A | 1.95 | Residential & Commercial | USHP | Ducted CEE Tier 1
211245352 | Central HP <5.4 tons | KEEPRITE | HRCU-A-CB (Split System: Heat Pump with Remote Outdoor Unit-Air-Source) | DLCURAH24ABK |  |  | EN(A,D)4X36L21** | *96VSN0801716A* | 24200 | 16.5 | 8.1 | 26200 | 23000 | 87.79% | 1.9 | 0 | 10.5 |  |  |  |  | R-410A | 2.0167 | Residential & Commercial | USHP | Ducted CEE Tier 1
211227454 | Central HP <5.4 tons | KEEPRITE | HRCU-A-CB (Split System: Heat Pump with Remote Outdoor Unit-Air-Source) | DLCURAH36ABK |  |  | EA*4X42L21A* | *80ESU1002120A* | 35400 | 16 | 8.1 | 38500 | 35000 | 90.91% | 1.88 | 0 | 10 |  |  |  |  | R-410A | 2.95 | Residential & Commercial | USHP | Ducted CEE Tier 1
211227607 | Central HP <5.4 tons | KEEPRITE | HRCU-A-CB (Split System: Heat Pump with Remote Outdoor Unit-Air-Source) | DLCURAH36ABK |  |  | EA*4X42L21A* | *96VSN0801716A* | 35200 | 15.5 | 8.1 | 38500 | 35000 | 90.91% | 1.86 | 0 | 9.5 |  |  |  |  | R-410A | 2.9333 | Residential & Commercial | USHP
211227873 | Central HP <5.4 tons | KEEPRITE | HRCU-A-CB (Split System: Heat Pump with Remote Outdoor Unit-Air-Source) | DLCURAH36ABK |  |  | EA*4X42L24A* | *80VSL0902120A* | 35000 | 16 | 8.1 | 38500 | 35000 | 90.91% | 1.86 | 0 | 9.5 |  |  |  |  | R-410A | 2.9167 | Residential & Commercial | USHP
212974630 | Central HP <5.4 tons | ARCOAIRE | HRCU-A-CB (Split System: Heat Pump with Remote Outdoor Unit-Air-Source) | DLCURAH18ABK |  |  | EA*4X24L14A* | *96VTN0401410B* | 17300 | 15.5 | 8.5 | 18400 | 19400 | 105.4% | 2.32 | 0 | 10.5 |  |  |  |  | R-410A | 1.4417 | Residential & Commercial | USHP | Ducted CEE Tier 1
212973385 | Central HP <5.4 tons | ARCOAIRE | HRCU-A-CB (Split System: Heat Pump with Remote Outdoor Unit-Air-Source) | DLCURAH18ABK |  |  | EN(A,D)4X30L14** | *96VSN0601412B* | 17400 | 16 | 8.1 | 18000 | 18700 | 103.9% | 2.24 | 0 | 11 |  |  |  |  | R-410A | 1.45 | Residential & Commercial | USHP | Ducted CEE Tier 1
212970479 | Central HP <5.4 tons | ARCOAIRE | HRCU-A-CB (Split System: Heat Pump with Remote Outdoor Unit-Air-Source) | DLCURAH36ABK |  |  | EN(A,D,W)4X48L21** | *80VSL0701716B* | 36200 | 16 | 8.1 | 38500 | 35000 | 90.91% | 2 | 0 | 10 |  |  |  |  | R-410A | 3.0167 | Residential & Commercial | USHP | Ducted CEE Tier 1
214573062 | Central HP <5.4 tons | ARCOAIRE | HRCU-A-CB (Split System: Heat Pump with Remote Outdoor Unit-Air-Source) | HVH837GKA** |  |  | EA*4X61L24A*+WALLCON | *96CTN0802120B* | 33200 | 18.5 | 8.5 | 31800 | 24800 | 77.99% | 2.02 | 0 | 11.5 |  |  |  |  | R-410A | 2.7667 | Residential & Commercial | USHP | Ducted CEE Tier 1
214573262 | Central HP <5.4 tons | ARCOAIRE | HRCU-A-CB (Split System: Heat Pump with Remote Outdoor Unit-Air-Source) | HVH837GKA** |  |  | EHD4X60AAL+WALLCON | *95CSU0802120B* | 33000 | 17 | 8.5 | 32200 | 25000 | 77.64% | 2 | 0 | 11 |  |  |  |  | R-410A | 2.75 | Residential & Commercial | USHP | Ducted CEE Tier 1
214771715 | Central HP <5.4 tons | BOSCH | HRCU-A-CB (Split System: Heat Pump with Remote Outdoor Unit-Air-Source) | BOVA-36RTB-M20S |  |  | BMAC2430BBTA | BGH96M080B3C | 24000 | 18.5 | 9 | 24000 | 17200 | 71.67% | 1.9 | 0 | 12 |  |  |  |  | R-454B | 2 | Residential & Commercial | USHP | Ducted CEE Tier 1
216734883 | Central HP <5.4 tons | ARCOAIRE | HRCU-A-CB (Split System: Heat Pump with Remote Outdoor Unit-Air-Source) | D5CUHAH24AAK |  |  | EA*5X37M17A* | *80CSU0401712A* | 23600 | 17 | 8.5 | 21200 | 18700 | 88.21% | 1.94 | 0 | 11 |  |  |  |  | R-454B | 1.9667 | Residential & Commercial | USHP | Ducted CEE Tier 1
216734865 | Central HP <5.4 tons | ARCOAIRE | HRCU-A-CB (Split System: Heat Pump with Remote Outdoor Unit-Air-Source) | D5CUHAH24AAK |  |  | EA*5X36M17A* | OMV098J12* | 22400 | 15.2 | 8.1 | 20800 | 18700 | 89.9% | 1.9 | 0 | 10.5 |  |  |  |  | R-454B | 1.8667 | Residential & Commercial | USHP | Ducted CEE Tier 1
216736786 | Central HP <5.4 tons | ARCOAIRE | HRCU-A-CB (Split System: Heat Pump with Remote Outdoor Unit-Air-Source) | D5CUHAH24AAK |  |  | ESH5X24M12A* | *96CTN0601714B* | 22400 | 15.5 | 8.1 | 21200 | 19000 | 89.62% | 1.85 | 0 | 10.5 |  |  |  |  | R-454B | 1.8667 | Residential & Commercial | USHP | Ducted CEE Tier 1
216736001 | Central HP <5.4 tons | ARCOAIRE | HRCU-A-CB (Split System: Heat Pump with Remote Outdoor Unit-Air-Source) | D5CUHAH24AAK |  |  | EA*5X37M21A* | *96VTN0601716B* | 23000 | 16.5 | 8.5 | 20600 | 18400 | 89.32% | 1.96 | 0 | 11 |  |  |  |  | R-454B | 1.9167 | Residential & Commercial | USHP | Ducted CEE Tier 1
216736134 | Central HP <5.4 tons | ARCOAIRE | HRCU-A-CB (Split System: Heat Pump with Remote Outdoor Unit-Air-Source) | D5CUHAH24AAK |  |  | ESH5X24M12A* | *80CSU0601716A* | 22800 | 16 | 8.5 | 21600 | 19300 | 89.35% | 1.94 | 0 | 10.5 |  |  |  |  | R-454B | 1.9 | Residential & Commercial | USHP | Ducted CEE Tier 1
216735699 | Central HP <5.4 tons | ARCOAIRE | HRCU-A-CB (Split System: Heat Pump with Remote Outdoor Unit-Air-Source) | D5CUHAH24AAK |  |  | EA*5X37M21A* | *95CSU1002122B* | 23800 | 15.5 | 8.5 | 21000 | 18700 | 89.05% | 1.98 | 0 | 11 |  |  |  |  | R-454B | 1.9833 | Residential & Commercial | USHP | Ducted CEE Tier 1
214573392 | Central HP <5.4 tons | ARCOAIRE | HRCU-A-CB (Split System: Heat Pump with Remote Outdoor Unit-Air-Source) | HVH837GKA** |  |  | EN(A,D,W)4X42L21**+WALLCON | *95CSU1002122B* | 31800 | 17 | 8.1 | 33000 | 24400 | 73.94% | 1.9 | 0 | 11.5 |  |  |  |  | R-410A | 2.65 | Residential & Commercial | USHP | Ducted CEE Tier 1
213780419 | Central HP <5.4 tons | ARCOAIRE | HRCU-A-CB (Split System: Heat Pump with Remote Outdoor Unit-Air-Source) | HVH837GKA** |  |  | EHD4X60AAL+WALLCON | *96CTN0601714B* | 32800 | 16.5 | 8.1 | 32400 | 25000 | 77.16% | 1.96 | 0 | 11 |  |  |  |  | R-410A | 2.7333 | Residential & Commercial | USHP | Ducted CEE Tier 1
216735717 | Central HP <5.4 tons | ARCOAIRE | HRCU-A-CB (Split System: Heat Pump with Remote Outdoor Unit-Air-Source) | D5CUHAH24AAK |  |  | EA*5X37M21A* | *97CMN0602120B* | 23400 | 15.5 | 8.5 | 21000 | 18600 | 88.57% | 1.98 | 0 | 11 |  |  |  |  | R-454B | 1.95 | Residential & Commercial | USHP | Ducted CEE Tier 1
216735566 | Central HP <5.4 tons | ARCOAIRE | HRCU-A-CB (Split System: Heat Pump with Remote Outdoor Unit-Air-Source) | D5CUHAH24AAK |  |  | EA*5X37M21A* | *80MSU0601716A* | 23000 | 16.5 | 8.5 | 20400 | 18300 | 89.71% | 1.98 | 0 | 11 |  |  |  |  | R-454B | 1.9167 | Residential & Commercial | USHP | Ducted CEE Tier 1
213780269 | Central HP <5.4 tons | ARCOAIRE | HRCU-A-CB (Split System: Heat Pump with Remote Outdoor Unit-Air-Source) | HVH837GKA** |  |  | EHD4X48AAL+WALLCON | *96CTN0801714B* | 32600 | 16.5 | 8.1 | 33000 | 25000 | 75.76% | 1.94 | 0 | 11 |  |  |  |  | R-410A | 2.7167 | Residential & Commercial | USHP | Ducted CEE Tier 1
210470602 | Central HP <5.4 tons | KEEPRITE | HRCU-A-CB (Split System: Heat Pump with Remote Outdoor Unit-Air-Source) | CVH837GKA2* |  |  | EA*4X61L24A*+WALLCON | *97CMN1002122A* | 33200 | 18 | 8.5 | 32000 | 24800 | 77.5% | 2 | 0 | 12 |  |  |  |  | R-410A | 2.7667 | Residential & Commercial | USHP | Ducted CEE Tier 1
210470525 | Central HP <5.4 tons | KEEPRITE | HRCU-A-CB (Split System: Heat Pump with Remote Outdoor Unit-Air-Source) | CVH837GKA2* |  |  | EA*4X61L24A*+WALLCON | *95CSU0802120A* | 33200 | 18 | 8.5 | 32000 | 24800 | 77.5% | 2 | 0 | 11.5 |  |  |  |  | R-410A | 2.7667 | Residential & Commercial | USHP | Ducted CEE Tier 1
210470327 | Central HP <5.4 tons | KEEPRITE | HRCU-A-CB (Split System: Heat Pump with Remote Outdoor Unit-Air-Source) | CVH837GKA2* |  |  | EA*4X60L24A*+WALLCON | *97CMN1202422A* | 32800 | 17.5 | 8.5 | 32000 | 24800 | 77.5% | 1.98 | 0 | 11.7 |  |  |  |  | R-410A | 2.7333 | Residential & Commercial | USHP | Ducted CEE Tier 1
212970459 | Central HP <5.4 tons | ARCOAIRE | HRCU-A-CB (Split System: Heat Pump with Remote Outdoor Unit-Air-Source) | DLCURAH36ABK |  |  | END4X42L17** | *80VSL0701716B* | 35600 | 15.5 | 8.1 | 38000 | 35000 | 92.11% | 1.94 | 0 | 10 |  |  |  |  | R-410A | 2.9667 | Residential & Commercial | USHP | Ducted CEE Tier 1
213779749 | Central HP <5.4 tons | ARCOAIRE | HRCU-A-CB (Split System: Heat Pump with Remote Outdoor Unit-Air-Source) | HVH837GKA** |  |  | EA*4X61L24A*+WALLCON | *80CTL0902120B* | 33200 | 17.5 | 8.5 | 32000 | 24800 | 77.5% | 2 | 0 | 11.7 |  |  |  |  | R-410A | 2.7667 | Residential & Commercial | USHP | Ducted CEE Tier 1
213780119 | Central HP <5.4 tons | ARCOAIRE | HRCU-A-CB (Split System: Heat Pump with Remote Outdoor Unit-Air-Source) | HVH837GKA** |  |  | EHD4X42AAL+WALLCON | *96CTN1002122B* | 32600 | 16.5 | 8.1 | 33000 | 24600 | 74.55% | 1.94 | 0 | 11 |  |  |  |  | R-410A | 2.7167 | Residential & Commercial | USHP | Ducted CEE Tier 1
213779199 | Central HP <5.4 tons | ARCOAIRE | HRCU-A-CB (Split System: Heat Pump with Remote Outdoor Unit-Air-Source) | HVH837GKA** |  |  | EA*4X42L24A*+WALLCON | *80CTL1352422B* | 31800 | 17 | 8.1 | 33000 | 24200 | 73.33% | 1.88 | 0 | 11 |  |  |  |  | R-410A | 2.65 | Residential & Commercial | USHP | Ducted CEE Tier 1
213779599 | Central HP <5.4 tons | ARCOAIRE | HRCU-A-CB (Split System: Heat Pump with Remote Outdoor Unit-Air-Source) | HVH837GKA** |  |  | EA*4X60L24A*+WALLCON | *97CMN1202422B* | 32800 | 17.5 | 8.1 | 31600 | 24600 | 77.85% | 1.98 | 0 | 11.5 |  |  |  |  | R-410A | 2.7333 | Residential & Commercial | USHP | Ducted CEE Tier 1
213778929 | Central HP <5.4 tons | ARCOAIRE | HRCU-A-CB (Split System: Heat Pump with Remote Outdoor Unit-Air-Source) | HVH837GKA** |  |  | EA*4X36L21A*+WALLCON | *96CTN1002122B* | 31600 | 17 | 8.1 | 32800 | 24200 | 73.78% | 1.86 | 0 | 11 |  |  |  |  | R-410A | 2.6333 | Residential & Commercial | USHP | Ducted CEE Tier 1
206765966 | Central HP <5.4 tons | KEEPRITE | HRCU-A-CB (Split System: Heat Pump with Remote Outdoor Unit-Air-Source) | CVH825GKA3* |  |  | EA*4X37L21A*+WALLCON | *96CTN0601714A* | 24400 | 16.5 | 8.1 | 21200 | 16700 | 78.77% | 2.02 | 11 | 11 |  |  |  |  | R-410A | 2.0333 | Residential & Commercial | USHP | Ducted CEE Tier 1
206767075 | Central HP <5.4 tons | KEEPRITE | HRCU-A-CB (Split System: Heat Pump with Remote Outdoor Unit-Air-Source) | CVH825GKA3* |  |  | EA*4X24L17A*+WALLCON | *80CSU0401712A* | 23200 | 16.5 | 8.1 | 22000 | 16700 | 75.91% | 1.9 | 11 | 10.5 |  |  |  |  | R-410A | 1.9333 | Residential & Commercial | USHP | Ducted CEE Tier 1
206765714 | Central HP <5.4 tons | KEEPRITE | HRCU-A-CB (Split System: Heat Pump with Remote Outdoor Unit-Air-Source) | CVH825GKA3* |  |  | EA*4X36L17A*+WALLCON | *80CTL0901716A* | 23600 | 17 | 8.1 | 21400 | 16600 | 77.57% | 1.94 | 11.5 | 11 |  |  |  |  | R-410A | 1.9667 | Residential & Commercial | USHP | Ducted CEE Tier 1
206765723 | Central HP <5.4 tons | KEEPRITE | HRCU-A-CB (Split System: Heat Pump with Remote Outdoor Unit-Air-Source) | CVH825GKA3* |  |  | EA*4X36L21A*+WALLCON | *80CTL0451712A* | 23400 | 16 | 8.1 | 21600 | 16800 | 77.78% | 1.92 | 11 | 10.5 |  |  |  |  | R-410A | 1.95 | Residential & Commercial | USHP | Ducted CEE Tier 1
206767672 | Central HP <5.4 tons | KEEPRITE | HRCU-A-CB (Split System: Heat Pump with Remote Outdoor Unit-Air-Source) | CVH825GKA3* |  |  | EHD4X30AAL+WALLCON | *95CSU0802120A* | 23800 | 16 | 8.1 | 21800 | 16700 | 76.61% | 1.98 | 11 | 10.5 |  |  |  |  | R-410A | 1.9833 | Residential & Commercial | USHP | Ducted CEE Tier 1
215402198 | Central HP <5.4 tons | AMERISTAR | HRCU-A-CB (Split System: Heat Pump with Remote Outdoor Unit-Air-Source) | E4HL5024A1000A |  |  | 4TXCB003DS3 | A801X060BM4SD | 24000 | 15.2 | 8.5 | 24000 | 21000 | 87.5% | 1.85 | 0 | 9 |  |  |  |  | R-410A | 2 | Residential & Commercial | USHP
212500029 | Central HP <5.4 tons | LENNOX | HRCU-A-CB (Split System: Heat Pump with Remote Outdoor Unit-Air-Source) | EL22XPV-024-230A** | ADP |  | LP25/36R9 | ML196UH070XE48B* | 24000 | 16 | 8.2 | 22400 | 15700 | 70.09% | 1.88 | 0 | 12.5 |  |  |  |  | R-410A | 2 | Residential & Commercial | USHP | Ducted CEE Tier 1
216992509 | Central HP <5.4 tons | BRYANT HEATING AND COOLING SYSTEMS | HRCU-A-CB (Split System: Heat Pump with Remote Outdoor Unit-Air-Source) | 291VAN054**AA* | ADP |  | H,PG48*60+TXV | 88*TB60110C21*** | 49500 | 19 | 10.5 | 50500 | 52500 | 104% | 1.96 | 0 | 11.5 |  |  |  |  | R-454B | 4.125 | Residential & Commercial | USHP | Ducted CEE Tier 1
216992516 | Central HP <5.4 tons | BRYANT HEATING AND COOLING SYSTEMS | HRCU-A-CB (Split System: Heat Pump with Remote Outdoor Unit-Air-Source) | 291VAN054**AA* | ADP |  | H,PG48*60+TXV | 987MC60080C21*** | 49000 | 19 | 10.5 | 50500 | 52000 | 103% | 2 | 0 | 11 |  |  |  |  | R-454B | 4.0833 | Residential & Commercial | USHP | Ducted CEE Tier 1
216992468 | Central HP <5.4 tons | BRYANT HEATING AND COOLING SYSTEMS | HRCU-A-CB (Split System: Heat Pump with Remote Outdoor Unit-Air-Source) | 290VAN060**AA* | ADP |  | H,PG48*60+TXV | 986TD66100C21*** | 55000 | 18 | 8.5 | 57500 | 41000 | 71.3% | 1.9 | 0 | 9 |  |  |  |  | R-454B | 4.5833 | Residential & Commercial | USHP
211229498 | Central HP <5.4 tons | KEEPRITE | HRCU-A-CB (Split System: Heat Pump with Remote Outdoor Unit-Air-Source) | DLCURAH36ABK |  |  | EA*4X48L24A* | *95ESN1002120A* | 36600 | 16 | 8.5 | 38500 | 34800 | 90.39% | 2.08 | 0 | 10 |  |  |  |  | R-410A | 3.05 | Residential & Commercial | USHP | Ducted CEE Tier 1
211229598 | Central HP <5.4 tons | KEEPRITE | HRCU-A-CB (Split System: Heat Pump with Remote Outdoor Unit-Air-Source) | DLCURAH36ABK |  |  | EA*4X48L24A* | *96VTN0802120A* | 35600 | 16 | 8.1 | 37800 | 34600 | 91.53% | 2.02 | 0 | 10 |  |  |  |  | R-410A | 2.9667 | Residential & Commercial | USHP | Ducted CEE Tier 1
211228989 | Central HP <5.4 tons | KEEPRITE | HRCU-A-CB (Split System: Heat Pump with Remote Outdoor Unit-Air-Source) | DLCURAH36ABK |  |  | EA*4X48L21A* | *92ESN0802120A* | 35600 | 16.5 | 8.5 | 37800 | 34600 | 91.53% | 2.04 | 0 | 10 |  |  |  |  | R-410A | 2.9667 | Residential & Commercial | USHP | Ducted CEE Tier 1
211229189 | Central HP <5.4 tons | KEEPRITE | HRCU-A-CB (Split System: Heat Pump with Remote Outdoor Unit-Air-Source) | DLCURAH36ABK |  |  | EA*4X48L21A* | *96VTN1002122A* | 35800 | 16.5 | 8.5 | 37800 | 34600 | 91.53% | 2.04 | 0 | 10 |  |  |  |  | R-410A | 2.9833 | Residential & Commercial | USHP | Ducted CEE Tier 1
211228744 | Central HP <5.4 tons | KEEPRITE | HRCU-A-CB (Split System: Heat Pump with Remote Outdoor Unit-Air-Source) | DLCURAH36ABK |  |  | EA*4X48L21A* | *80ES(N,L)0451712A* | 35600 | 15.5 | 8.1 | 38500 | 34800 | 90.39% | 2.04 | 0 | 9.5 |  |  |  |  | R-410A | 2.9667 | Residential & Commercial | USHP
211228562 | Central HP <5.4 tons | KEEPRITE | HRCU-A-CB (Split System: Heat Pump with Remote Outdoor Unit-Air-Source) | DLCURAH36ABK |  |  | EA*4X43L21A* | *96VSN0802120A* | 36400 | 16 | 8.5 | 38500 | 34800 | 90.39% | 2.08 | 0 | 10 |  |  |  |  | R-410A | 3.0333 | Residential & Commercial | USHP | Ducted CEE Tier 1
211228553 | Central HP <5.4 tons | KEEPRITE | HRCU-A-CB (Split System: Heat Pump with Remote Outdoor Unit-Air-Source) | DLCURAH36ABK |  |  | EA*4X43L21A* | *96VSN0801716A* | 36800 | 15.5 | 8.5 | 38500 | 35000 | 90.91% | 2.1 | 0 | 10 |  |  |  |  | R-410A | 3.0667 | Residential & Commercial | USHP | Ducted CEE Tier 1
211228126 | Central HP <5.4 tons | KEEPRITE | HRCU-A-CB (Split System: Heat Pump with Remote Outdoor Unit-Air-Source) | DLCURAH36ABK |  |  | EA*4X42L24A* | *96VTN1002120A* | 35800 | 15.5 | 8.1 | 39500 | 35200 | 89.11% | 1.9 | 0 | 10 |  |  |  |  | R-410A | 2.9833 | Residential & Commercial | USHP | Ducted CEE Tier 1
216735991 | Central HP <5.4 tons | ARCOAIRE | HRCU-A-CB (Split System: Heat Pump with Remote Outdoor Unit-Air-Source) | D5CUHAH24AAK |  |  | EA*5X37M21A* | *96VTN0401712B* | 23000 | 16 | 8.5 | 20800 | 18500 | 88.94% | 1.96 | 0 | 10.5 |  |  |  |  | R-454B | 1.9167 | Residential & Commercial | USHP | Ducted CEE Tier 1
216736011 | Central HP <5.4 tons | ARCOAIRE | HRCU-A-CB (Split System: Heat Pump with Remote Outdoor Unit-Air-Source) | D5CUHAH24AAK |  |  | EA*5X37M21A* | *96VTN0801716B* | 23200 | 16.5 | 8.5 | 20800 | 18500 | 88.94% | 1.96 | 0 | 11 |  |  |  |  | R-454B | 1.9333 | Residential & Commercial | USHP | Ducted CEE Tier 1
212971460 | Central HP <5.4 tons | ARCOAIRE | HRCU-A-CB (Split System: Heat Pump with Remote Outdoor Unit-Air-Source) | DLCURAH18ABK |  |  | EA*4X25L17A* | *80VTL0701716B* | 18000 | 16.5 | 8.5 | 17900 | 17700 | 98.88% | 2.14 | 0 | 11 |  |  |  |  | R-410A | 1.5 | Residential & Commercial | USHP | Ducted CEE Tier 1
212970958 | Central HP <5.4 tons | ARCOAIRE | HRCU-A-CB (Split System: Heat Pump with Remote Outdoor Unit-Air-Source) | DLCURAH18ABK |  |  | EN(A,D)4X30L17** | *80VTL0451412B* | 17400 | 16.5 | 8.1 | 17900 | 18600 | 103.9% | 2.24 | 0 | 11 |  |  |  |  | R-410A | 1.45 | Residential & Commercial | USHP | Ducted CEE Tier 1
212969519 | Central HP <5.4 tons | ARCOAIRE | HRCU-A-CB (Split System: Heat Pump with Remote Outdoor Unit-Air-Source) | DLCURAH18ABK |  |  | EA*4X24L14A* | *80VSL0451412B* | 17700 | 16.5 | 8.5 | 18600 | 19400 | 104.3% | 2.32 | 0 | 10.5 |  |  |  |  | R-410A | 1.475 | Residential & Commercial | USHP | Ducted CEE Tier 1
213780309 | Central HP <5.4 tons | ARCOAIRE | HRCU-A-CB (Split System: Heat Pump with Remote Outdoor Unit-Air-Source) | HVH837GKA** |  |  | EHD4X60AAL+WALLCON | *80CTL0701412B* | 32800 | 16.5 | 8.1 | 32400 | 25600 | 79.01% | 2 | 0 | 11 |  |  |  |  | R-410A | 2.7333 | Residential & Commercial | USHP | Ducted CEE Tier 1
213779789 | Central HP <5.4 tons | ARCOAIRE | HRCU-A-CB (Split System: Heat Pump with Remote Outdoor Unit-Air-Source) | HVH837GKA** |  |  | EA*4X61L24A*+WALLCON | *97CMN1202422B* | 33200 | 17.5 | 8.5 | 32000 | 24800 | 77.5% | 1.98 | 0 | 11.7 |  |  |  |  | R-410A | 2.7667 | Residential & Commercial | USHP | Ducted CEE Tier 1
214660556 | Central HP <5.4 tons | ECOER | HRCU-A-CB (Split System: Heat Pump with Remote Outdoor Unit-Air-Source) | EODA19H-2436AA* |  |  | GNC4248CPT | MGH96M080C4A | 33000 | 18.5 | 9 | 34600 | 24400 | 70.52% | 1.95 | 0 | 11.7 |  |  |  |  | R-410A | 2.75 | Residential & Commercial | USHP | Ducted CEE Tier 1
216558238 | Central HP <5.4 tons | ECOER | HRCU-A-CB (Split System: Heat Pump with Remote Outdoor Unit-Air-Source) | EODA19H-2436AA* |  |  | EAHDEN-36AB* | 0 | 34200 | 19.5 | 9.5 | 36000 | 25200 | 70% | 2 | 0 | 12 |  |  |  |  | R-410A | 2.85 | Residential & Commercial | USHP | Ducted CEE Tier 1
206767138 | Central HP <5.4 tons | KEEPRITE | HRCU-A-CB (Split System: Heat Pump with Remote Outdoor Unit-Air-Source) | CVH825GKA3* |  |  | EA*4X36L17A*+WALLCON | *80CSU0601716A* | 23600 | 16.5 | 8.1 | 21400 | 16700 | 78.04% | 1.92 | 11 | 10.5 |  |  |  |  | R-410A | 1.9667 | Residential & Commercial | USHP | Ducted CEE Tier 1
206767156 | Central HP <5.4 tons | KEEPRITE | HRCU-A-CB (Split System: Heat Pump with Remote Outdoor Unit-Air-Source) | CVH825GKA3* |  |  | EA*4X36L21A*+WALLCON | *80CSU0601716A* | 23600 | 16.5 | 8.1 | 21400 | 16600 | 77.57% | 1.94 | 11.5 | 10.5 |  |  |  |  | R-410A | 1.9667 | Residential & Commercial | USHP | Ducted CEE Tier 1
206767476 | Central HP <5.4 tons | KEEPRITE | HRCU-A-CB (Split System: Heat Pump with Remote Outdoor Unit-Air-Source) | CVH825GKA3* |  |  | EA*4X25L17A*+WALLCON | *95CSU0601716A* | 24200 | 16.5 | 8.1 | 21400 | 16700 | 78.04% | 2 | 11 | 10.5 |  |  |  |  | R-410A | 2.0167 | Residential & Commercial | USHP | Ducted CEE Tier 1
211230890 | Central HP <5.4 tons | KEEPRITE | HRCU-A-CB (Split System: Heat Pump with Remote Outdoor Unit-Air-Source) | DLCURAH36ABK |  |  | FMA4X36**AL* | 0 | 35800 | 17 | 8.1 | 40000 | 35200 | 88% | 1.86 | 0 | 10 |  |  |  |  | R-410A | 2.9833 | Residential & Commercial | USHP | Ducted CEE Tier 1
211230471 | Central HP <5.4 tons | KEEPRITE | HRCU-A-CB (Split System: Heat Pump with Remote Outdoor Unit-Air-Source) | DLCURAH36ABK |  |  | EN(A,D)4X48L24** | *80ES(N,L)1102420A* | 36000 | 16.5 | 8.1 | 38500 | 34800 | 90.39% | 2.02 | 0 | 10.5 |  |  |  |  | R-410A | 3 | Residential & Commercial | USHP | Ducted CEE Tier 1
211230504 | Central HP <5.4 tons | KEEPRITE | HRCU-A-CB (Split System: Heat Pump with Remote Outdoor Unit-Air-Source) | DLCURAH36ABK |  |  | EN(A,D)4X48L24** | *80VSL0702120A* | 36000 | 16 | 8.1 | 38500 | 34800 | 90.39% | 2.02 | 0 | 10 |  |  |  |  | R-410A | 3 | Residential & Commercial | USHP | Ducted CEE Tier 1
211230288 | Central HP <5.4 tons | KEEPRITE | HRCU-A-CB (Split System: Heat Pump with Remote Outdoor Unit-Air-Source) | DLCURAH36ABK |  |  | EN(A,D,W)4X48L21** | *95ESU1002120A* | 36400 | 16 | 8.1 | 38500 | 34800 | 90.39% | 2.04 | 0 | 10.5 |  |  |  |  | R-410A | 3.0333 | Residential & Commercial | USHP | Ducted CEE Tier 1
211230089 | Central HP <5.4 tons | KEEPRITE | HRCU-A-CB (Split System: Heat Pump with Remote Outdoor Unit-Air-Source) | DLCURAH36ABK |  |  | EN(A,D,W)4X48L21** | *80VTL1102122A* | 37000 | 16 | 8.1 | 39500 | 35000 | 88.61% | 2.06 | 0 | 10.5 |  |  |  |  | R-410A | 3.0833 | Residential & Commercial | USHP | Ducted CEE Tier 1
211229518 | Central HP <5.4 tons | KEEPRITE | HRCU-A-CB (Split System: Heat Pump with Remote Outdoor Unit-Air-Source) | DLCURAH36ABK |  |  | EA*4X48L24A* | *95ESN1202422A* | 37200 | 15.5 | 8.5 | 38500 | 35000 | 90.91% | 2.12 | 0 | 10 |  |  |  |  | R-410A | 3.1 | Residential & Commercial | USHP | Ducted CEE Tier 1
211229253 | Central HP <5.4 tons | KEEPRITE | HRCU-A-CB (Split System: Heat Pump with Remote Outdoor Unit-Air-Source) | DLCURAH36ABK |  |  | EA*4X48L24A* | *80ES(N,L)0702116A* | 35800 | 16.5 | 8.5 | 37800 | 34600 | 91.53% | 2.04 | 0 | 10 |  |  |  |  | R-410A | 2.9833 | Residential & Commercial | USHP | Ducted CEE Tier 1
216980853 | Central HP <5.4 tons | 1HVAC | HRCU-A-CB (Split System: Heat Pump with Remote Outdoor Unit-Air-Source) | EZ-24-HPB |  |  | EZ-24-AHB | 0 | 23000 | 18.4 | 10 | 24000 | 21600 | 90% | 1.87 | 0 | 11.7 |  |  |  |  | R-454B | 1.9167 | Residential & Commercial | USHP | Ducted CEE Tier 1
216779072 | Central HP <5.4 tons | BRYANT HEATING AND COOLING SYSTEMS | HRCU-A-CB (Split System: Heat Pump with Remote Outdoor Unit-Air-Source) | 288BNV025*0**C* | ADP |  | H,PG9J*36+TXV | 987MC42080C17*** | 23600 | 16 | 8.1 | 19800 | 16300 | 82.32% | 1.94 | 0 | 11 |  |  |  |  | R-410A | 1.9667 | Residential & Commercial | USHP | Ducted CEE Tier 1
216980820 | Central HP <5.4 tons | 1HVAC | HRCU-A-CB (Split System: Heat Pump with Remote Outdoor Unit-Air-Source) | ACIQ-36-EHPD |  |  | ACIQ-36W-WMB | 0 | 36000 | 16.7 | 9.3 | 37000 | 29200 | 78.92% | 1.99 | 0 | 10.2 |  |  |  |  | R-454B | 3 | Residential & Commercial | USHP | Ducted CEE Tier 1
211229383 | Central HP <5.4 tons | KEEPRITE | HRCU-A-CB (Split System: Heat Pump with Remote Outdoor Unit-Air-Source) | DLCURAH36ABK |  |  | EA*4X48L24A* | *80ESU0802120A | 37600 | 15.5 | 8.5 | 39500 | 35000 | 88.61% | 2.14 | 0 | 10 |  |  |  |  | R-410A | 3.1333 | Residential & Commercial | USHP | Ducted CEE Tier 1
211228349 | Central HP <5.4 tons | KEEPRITE | HRCU-A-CB (Split System: Heat Pump with Remote Outdoor Unit-Air-Source) | DLCURAH36ABK |  |  | EA*4X43L21A* | *80ESU0601716A | 37200 | 16 | 8.5 | 38500 | 34800 | 90.39% | 2.12 | 0 | 10 |  |  |  |  | R-410A | 3.1 | Residential & Commercial | USHP | Ducted CEE Tier 1
211227864 | Central HP <5.4 tons | KEEPRITE | HRCU-A-CB (Split System: Heat Pump with Remote Outdoor Unit-Air-Source) | DLCURAH36ABK |  |  | EA*4X42L24A* | *80VSL0702120A* | 35400 | 16 | 8.1 | 38500 | 35000 | 90.91% | 1.88 | 0 | 9.5 |  |  |  |  | R-410A | 2.95 | Residential & Commercial | USHP
211227697 | Central HP <5.4 tons | KEEPRITE | HRCU-A-CB (Split System: Heat Pump with Remote Outdoor Unit-Air-Source) | DLCURAH36ABK |  |  | EA*4X42L21A* | *96VTN0802120A* | 35000 | 16 | 8.1 | 38500 | 35000 | 90.91% | 1.86 | 0 | 9.5 |  |  |  |  | R-410A | 2.9167 | Residential & Commercial | USHP
211227361 | Central HP <5.4 tons | KEEPRITE | HRCU-A-CB (Split System: Heat Pump with Remote Outdoor Unit-Air-Source) | DLCURAH36ABK |  |  | EA*4X42L21A* | *80ES(N,L)0902120A* | 36000 | 16 | 8.1 | 39500 | 35000 | 88.61% | 1.9 | 0 | 10 |  |  |  |  | R-410A | 3 | Residential & Commercial | USHP | Ducted CEE Tier 1
211227515 | Central HP <5.4 tons | KEEPRITE | HRCU-A-CB (Split System: Heat Pump with Remote Outdoor Unit-Air-Source) | DLCURAH36ABK |  |  | EA*4X42L21A* | *92ESN0601714A* | 35400 | 16 | 8.1 | 38500 | 35000 | 90.91% | 1.88 | 0 | 10 |  |  |  |  | R-410A | 2.95 | Residential & Commercial | USHP | Ducted CEE Tier 1
211227548 | Central HP <5.4 tons | KEEPRITE | HRCU-A-CB (Split System: Heat Pump with Remote Outdoor Unit-Air-Source) | DLCURAH36ABK |  |  | EA*4X42L21A* | *92ESN1002120A* | 35200 | 16.5 | 8.1 | 38500 | 35000 | 90.91% | 1.88 | 0 | 10 |  |  |  |  | R-410A | 2.9333 | Residential & Commercial | USHP | Ducted CEE Tier 1
211227128 | Central HP <5.4 tons | KEEPRITE | HRCU-A-CB (Split System: Heat Pump with Remote Outdoor Unit-Air-Source) | DLCURAH36ABK |  |  | EA*4X37L21A* | *96VSN1002120A* | 36400 | 16 | 8.5 | 38500 | 34800 | 90.39% | 2.08 | 0 | 10 |  |  |  |  | R-410A | 3.0333 | Residential & Commercial | USHP | Ducted CEE Tier 1
206765912 | Central HP <5.4 tons | KEEPRITE | HRCU-A-CB (Split System: Heat Pump with Remote Outdoor Unit-Air-Source) | CVH825GKA3* |  |  | EA*4X37L17A*+WALLCON | *80CTL0701412A* | 24200 | 17 | 8.1 | 21400 | 16600 | 77.57% | 2 | 11 | 11 |  |  |  |  | R-410A | 2.0167 | Residential & Commercial | USHP | Ducted CEE Tier 1
206765993 | Central HP <5.4 tons | KEEPRITE | HRCU-A-CB (Split System: Heat Pump with Remote Outdoor Unit-Air-Source) | CVH825GKA3* |  |  | EA*4X37L21A*+WALLCON | *97CMN0801714A* | 24400 | 16.5 | 8.1 | 21200 | 16700 | 78.77% | 2.02 | 11 | 11 |  |  |  |  | R-410A | 2.0333 | Residential & Commercial | USHP | Ducted CEE Tier 1
206765660 | Central HP <5.4 tons | KEEPRITE | HRCU-A-CB (Split System: Heat Pump with Remote Outdoor Unit-Air-Source) | CVH825GKA3* |  |  | EA*4X36L17A*+WALLCON | *80CTL0701716A* | 23600 | 16.5 | 8.1 | 21400 | 16700 | 78.04% | 1.94 | 11.5 | 11 |  |  |  |  | R-410A | 1.9667 | Residential & Commercial | USHP | Ducted CEE Tier 1
215726670 | Central HP <5.4 tons | YORK | HRCU-A-CB (Split System: Heat Pump with Remote Outdoor Unit-Air-Source) | HH860E2S11 | ADP |  | H,YG84*48+TXV | Y81E100C16SMPS1 | 44000 | 18 | 8.5 | 42000 | 32800 | 78.1% | 2 | 0 | 12 |  |  |  |  | R-454B | 3.6667 | Residential & Commercial | USHP | Ducted CEE Tier 1
215726684 | Central HP <5.4 tons | YORK | HRCU-A-CB (Split System: Heat Pump with Remote Outdoor Unit-Air-Source) | HH860E2S11 | ADP |  | H,YG52*60+TXV-BLEED | Y81E100C20SMPS1 | 53000 | 19 | 8.5 | 51500 | 38000 | 73.79% | 2 | 0 | 11.7 |  |  |  |  | R-454B | 4.4167 | Residential & Commercial | USHP | Ducted CEE Tier 1
213363369 | Central HP <5.4 tons | INNOVAIR | HRCU-A-CB (Split System: Heat Pump with Remote Outdoor Unit-Air-Source) | SHV24H2R20 |  |  | FEV24H2R19 | 0 | 24000 | 19 | 9.3 | 27400 | 24000 | 87.59% | 1.91 | 0 | 12 |  |  |  |  | R-410A | 2 | Residential & Commercial | USHP | Ducted CEE Tier 1
214660552 | Central HP <5.4 tons | ECOER | HRCU-A-CB (Split System: Heat Pump with Remote Outdoor Unit-Air-Source) | EODA19H-2436AA* |  |  | GNC2430BPT | MGH96M060B3A | 24000 | 18.5 | 9 | 24000 | 19400 | 80.83% | 2.1 | 0 | 12 |  |  |  |  | R-410A | 2 | Residential & Commercial | USHP | Ducted CEE Tier 1
212975841 | Central HP <5.4 tons | ARCOAIRE | HRCU-A-CB (Split System: Heat Pump with Remote Outdoor Unit-Air-Source) | DLCURAH18ABK |  |  | EN(A,D)4X30L17** | *96VTN0801716B* | 17500 | 16 | 8.1 | 18000 | 18700 | 103.9% | 2.24 | 0 | 11 |  |  |  |  | R-410A | 1.4583 | Residential & Commercial | USHP | Ducted CEE Tier 1
206765768 | Central HP <5.4 tons | KEEPRITE | HRCU-A-CB (Split System: Heat Pump with Remote Outdoor Unit-Air-Source) | CVH825GKA3* |  |  | EA*4X36L21A*+WALLCON | *96CTN0801714A* | 23600 | 16.5 | 8.1 | 21400 | 16700 | 78.04% | 1.94 | 11 | 11 |  |  |  |  | R-410A | 1.9667 | Residential & Commercial | USHP | Ducted CEE Tier 1
206765903 | Central HP <5.4 tons | KEEPRITE | HRCU-A-CB (Split System: Heat Pump with Remote Outdoor Unit-Air-Source) | CVH825GKA3* |  |  | EA*4X37L17A*+WALLCON | *97CMN0801714A* | 24200 | 16 | 8.1 | 21400 | 16800 | 78.5% | 1.98 | 11 | 11 |  |  |  |  | R-410A | 2.0167 | Residential & Commercial | USHP | Ducted CEE Tier 1
206765921 | Central HP <5.4 tons | KEEPRITE | HRCU-A-CB (Split System: Heat Pump with Remote Outdoor Unit-Air-Source) | CVH825GKA3* |  |  | EA*4X37L17A*+WALLCON | *80CTL0901716A* | 24200 | 17 | 8.1 | 21400 | 16600 | 77.57% | 2.02 | 11 | 11 |  |  |  |  | R-410A | 2.0167 | Residential & Commercial | USHP | Ducted CEE Tier 1
206765534 | Central HP <5.4 tons | KEEPRITE | HRCU-A-CB (Split System: Heat Pump with Remote Outdoor Unit-Air-Source) | CVH825GKA3* |  |  | EA*4X25L17A*+WALLCON | *97CMN0601714A* | 24200 | 15.5 | 8.1 | 20000 | 16000 | 80% | 1.94 | 11.5 | 10.5 |  |  |  |  | R-410A | 2.0167 | Residential & Commercial | USHP | Ducted CEE Tier 1
210474401 | Central HP <5.4 tons | KEEPRITE | HRCU-A-CB (Split System: Heat Pump with Remote Outdoor Unit-Air-Source) | CVH825GKA3* |  |  | EHD4X42AAL+WALLCON | *96CTN1002122A* | 24200 | 16 | 8.1 | 21400 | 16600 | 77.57% | 2 | 0 | 10.5 |  |  |  |  | R-410A | 2.0167 | Residential & Commercial | USHP | Ducted CEE Tier 1
210473047 | Central HP <5.4 tons | KEEPRITE | HRCU-A-CB (Split System: Heat Pump with Remote Outdoor Unit-Air-Source) | CVH825GKA3* |  |  | EA*4X42L24A*+WALLCON | *97CMN1002122A* | 23800 | 16.5 | 8.1 | 21400 | 16600 | 77.57% | 1.96 | 0 | 11 |  |  |  |  | R-410A | 1.9833 | Residential & Commercial | USHP | Ducted CEE Tier 1
214573692 | Central HP <5.4 tons | ARCOAIRE | HRCU-A-CB (Split System: Heat Pump with Remote Outdoor Unit-Air-Source) | HVH837GKA2* |  |  | EA*4X37L21A*+WALLCON | *95CSU1002122B* | 33000 | 17.5 | 8.5 | 32600 | 25000 | 76.69% | 2 | 0 | 11.5 |  |  |  |  | R-410A | 2.75 | Residential & Commercial | USHP | Ducted CEE Tier 1
214573992 | Central HP <5.4 tons | ARCOAIRE | HRCU-A-CB (Split System: Heat Pump with Remote Outdoor Unit-Air-Source) | HVH837GKA2* |  |  | EA*4X48L24A*+WALLCON | *95CSU1002122B* | 32400 | 17.5 | 8.5 | 32200 | 24800 | 77.02% | 2 | 0 | 11.5 |  |  |  |  | R-410A | 2.7 | Residential & Commercial | USHP | Ducted CEE Tier 1
214574042 | Central HP <5.4 tons | ARCOAIRE | HRCU-A-CB (Split System: Heat Pump with Remote Outdoor Unit-Air-Source) | HVH837GKA2* |  |  | EA*4X60L24A*+WALLCON | *95CSU0802120B* | 32800 | 17.5 | 8.5 | 31600 | 24800 | 78.48% | 1.98 | 0 | 11.5 |  |  |  |  | R-410A | 2.7333 | Residential & Commercial | USHP | Ducted CEE Tier 1
214574092 | Central HP <5.4 tons | ARCOAIRE | HRCU-A-CB (Split System: Heat Pump with Remote Outdoor Unit-Air-Source) | HVH837GKA2* |  |  | EA*4X61L21A*+WALLCON | *80CTL0702120B* | 33200 | 17.5 | 8.5 | 32000 | 25000 | 78.12% | 2 | 0 | 11.5 |  |  |  |  | R-410A | 2.7667 | Residential & Commercial | USHP | Ducted CEE Tier 1
210279122 | Central HP <5.4 tons | MRCOOL | HRCU-A-CB (Split System: Heat Pump with Remote Outdoor Unit-Air-Source) | CENTRAL-36-HP-C-230A00 |  |  | CENTRAL-36-HP-MUAH230A00 | 0 | 36000 | 16 | 9.5 | 40000 | 34600 | 86.5% | 1.95 | 10.95 | 10 |  |  |  |  | R-410A | 3 | Residential & Commercial | USHP | Ducted CEE Tier 1
214573042 | Central HP <5.4 tons | ARCOAIRE | HRCU-A-CB (Split System: Heat Pump with Remote Outdoor Unit-Air-Source) | HVH837GKA** |  |  | EA*4X61L24A*+WALLCON | *97CMN0602120B* | 33000 | 18 | 8.5 | 32000 | 25000 | 78.12% | 1.98 | 0 | 11.5 |  |  |  |  | R-410A | 2.75 | Residential & Commercial | USHP | Ducted CEE Tier 1
211229140 | Central HP <5.4 tons | KEEPRITE | HRCU-A-CB (Split System: Heat Pump with Remote Outdoor Unit-Air-Source) | DLCURAH36ABK |  |  | EA*4X48L21A* | *95ESU1002120A* | 36200 | 16 | 8.5 | 38500 | 34600 | 89.87% | 2.06 | 0 | 10 |  |  |  |  | R-410A | 3.0167 | Residential & Commercial | USHP | Ducted CEE Tier 1
211228452 | Central HP <5.4 tons | KEEPRITE | HRCU-A-CB (Split System: Heat Pump with Remote Outdoor Unit-Air-Source) | DLCURAH36ABK |  |  | EA*4X43L21A* | *92ESN0802120A* | 37400 | 16 | 8.5 | 38500 | 34800 | 90.39% | 2.14 | 0 | 10 |  |  |  |  | R-410A | 3.1167 | Residential & Commercial | USHP | Ducted CEE Tier 1
214775810 | Central HP <5.4 tons | GE | HRCU-A-CB (Split System: Heat Pump with Remote Outdoor Unit-Air-Source) | NS18H36MA4-** | ADP |  | HE35936 | NF96D045S3B-* | 24000 | 18 | 8.5 | 22400 | 16200 | 72.32% | 2.16 | 0 | 12 |  |  |  |  | R-410A | 2 | Residential & Commercial | USHP | Ducted CEE Tier 1
216014863 | Central HP <5.4 tons | FRIEDRICH | HRCU-A-CB (Split System: Heat Pump with Remote Outdoor Unit-Air-Source) | WFPU18Z363C |  |  | DRAH2TA3617STANN | 0 | 28200 | 17 | 8.5 | 29000 | 23200 | 80% | 2.07 | 0 | 10.1 |  |  |  |  | R-410A | 2.35 | Residential & Commercial | USHP | Ducted CEE Tier 1
216992568 | Central HP <5.4 tons | BRYANT HEATING AND COOLING SYSTEMS | HRCU-A-CB (Split System: Heat Pump with Remote Outdoor Unit-Air-Source) | 290VAN024**AA* | ADP |  | H,PG7J*36+TXV | 987MC66100C21*** | 22200 | 17 | 9 | 21600 | 15900 | 73.61% | 2.02 | 0 | 9.5 |  |  |  |  | R-454B | 1.85 | Residential & Commercial | USHP
211228036 | Central HP <5.4 tons | KEEPRITE | HRCU-A-CB (Split System: Heat Pump with Remote Outdoor Unit-Air-Source) | DLCURAH36ABK |  |  | EA*4X42L24A* | *95ESN1202422A* | 36600 | 15.2 | 8.1 | 40000 | 35200 | 88% | 1.94 | 0 | 10 |  |  |  |  | R-410A | 3.05 | Residential & Commercial | USHP | Ducted CEE Tier 1
211227443 | Central HP <5.4 tons | KEEPRITE | HRCU-A-CB (Split System: Heat Pump with Remote Outdoor Unit-Air-Source) | DLCURAH36ABK |  |  | EA*4X42L21A* | *80ESU0802120A | 36800 | 15.5 | 8.5 | 40000 | 35200 | 88% | 1.96 | 0 | 10 |  |  |  |  | R-410A | 3.0667 | Residential & Commercial | USHP | Ducted CEE Tier 1
211227189 | Central HP <5.4 tons | KEEPRITE | HRCU-A-CB (Split System: Heat Pump with Remote Outdoor Unit-Air-Source) | DLCURAH36ABK |  |  | EA*4X37L21A* | *96VTN0802120A* | 37000 | 15.5 | 8.5 | 38500 | 35000 | 90.91% | 2.1 | 0 | 10 |  |  |  |  | R-410A | 3.0833 | Residential & Commercial | USHP | Ducted CEE Tier 1
211227020 | Central HP <5.4 tons | KEEPRITE | HRCU-A-CB (Split System: Heat Pump with Remote Outdoor Unit-Air-Source) | DLCURAH36ABK |  |  | EA*4X37L21A* | *92ESN0802120A* | 37400 | 16 | 8.5 | 38500 | 34800 | 90.39% | 2.14 | 0 | 10 |  |  |  |  | R-410A | 3.1167 | Residential & Commercial | USHP | Ducted CEE Tier 1
211227119 | Central HP <5.4 tons | KEEPRITE | HRCU-A-CB (Split System: Heat Pump with Remote Outdoor Unit-Air-Source) | DLCURAH36ABK |  |  | EA*4X37L21A* | *96VSN0802120A* | 36400 | 16 | 8.5 | 38500 | 34800 | 90.39% | 2.08 | 0 | 10 |  |  |  |  | R-410A | 3.0333 | Residential & Commercial | USHP | Ducted CEE Tier 1
216032238 | Central HP <5.4 tons | 1HVAC | HRCU-A-CB (Split System: Heat Pump with Remote Outdoor Unit-Air-Source) | ACIQ-48-HPD |  |  | ACIQ-48-PAH | 0 | 48000 | 17.5 | 9.5 | 48000 | 48000 | 100% | 2 | 0 | 12 |  |  |  |  | R-454B | 4 | Residential & Commercial | USHP | Ducted CEE Tier 1
214660547 | Central HP <5.4 tons | ECOER | HRCU-A-C (Split System: Heat Pump with Remote Outdoor Unit with No Indoor Fan --Air Source) | EODA19H-4860AA* |  |  | GNC4860CPT+DK | 0 | 52000 | 15.2 | 8.6 | 53000 | 37200 | 70.19% | 1.9 | 0 | 10.8 |  |  |  |  | R-410A | 4.3333 | Residential & Commercial | USHP | Ducted CEE Tier 1
214229182 | Central HP <5.4 tons | ARCOAIRE | HRCU-A-CB (Split System: Heat Pump with Remote Outdoor Unit-Air-Source) | DLCURAH24ABK |  |  | EN(A,D)4X24L17** | *80MSU0601716A* | 23200 | 16.5 | 8.5 | 26800 | 23600 | 88.06% | 1.96 | 0 | 10 |  |  |  |  | R-410A | 1.9333 | Residential & Commercial | USHP | Ducted CEE Tier 1
214573242 | Central HP <5.4 tons | ARCOAIRE | HRCU-A-CB (Split System: Heat Pump with Remote Outdoor Unit-Air-Source) | HVH837GKA** |  |  | EHD4X48AAL+WALLCON | *96CTN0802120B* | 32600 | 17.5 | 8.5 | 32600 | 24800 | 76.07% | 1.98 | 0 | 11 |  |  |  |  | R-410A | 2.7167 | Residential & Commercial | USHP | Ducted CEE Tier 1
215447638 | Central HP <5.4 tons | ECOER | HRCU-A-CB (Split System: Heat Pump with Remote Outdoor Unit-Air-Source) | EODA19H-2436AA* |  |  | EAHAEC-24 | 0 | 23000 | 19.2 | 9.2 | 23000 | 19000 | 82.61% | 1.95 | 0 | 12.2 |  |  |  |  | R-410A | 1.9167 | Residential & Commercial | USHP | Ducted CEE Tier 1
206767699 | Central HP <5.4 tons | KEEPRITE | HRCU-A-CB (Split System: Heat Pump with Remote Outdoor Unit-Air-Source) | CVH825GKA3* |  |  | EHD4X36AAL+WALLCON | *95CSU0802120A* | 24000 | 16 | 8.1 | 21400 | 16600 | 77.57% | 1.98 | 11 | 10.5 |  |  |  |  | R-410A | 2 | Residential & Commercial | USHP | Ducted CEE Tier 1
210474258 | Central HP <5.4 tons | KEEPRITE | HRCU-A-CB (Split System: Heat Pump with Remote Outdoor Unit-Air-Source) | CVH825GKA3* |  |  | EHD4X42AAL+WALLCON | *80CSU0401712A* | 24200 | 16.5 | 8.1 | 21400 | 16600 | 77.57% | 2 | 0 | 10.5 |  |  |  |  | R-410A | 2.0167 | Residential & Commercial | USHP | Ducted CEE Tier 1
214660559 | Central HP <5.4 tons | ECOER | HRCU-A-CB (Split System: Heat Pump with Remote Outdoor Unit-Air-Source) | EODA19H-4860AA* |  |  | GNC4248CPT | MGH96M100C5A | 45000 | 18 | 8.8 | 46000 | 32400 | 70.43% | 1.95 | 0 | 11.7 |  |  |  |  | R-410A | 3.75 | Residential & Commercial | USHP | Ducted CEE Tier 1
216019258 | Central HP <5.4 tons | ECOER | HRCU-A-CB (Split System: Heat Pump with Remote Outdoor Unit-Air-Source) | EODA19H-4860AA* |  |  | EAHAEC-36 | 0 | 34600 | 18.2 | 9.5 | 35000 | 29200 | 83.43% | 1.9 | 0 | 12 |  |  |  |  | R-410A | 2.8833 | Residential & Commercial | USHP | Ducted CEE Tier 1
206765759 | Central HP <5.4 tons | KEEPRITE | HRCU-A-CB (Split System: Heat Pump with Remote Outdoor Unit-Air-Source) | CVH825GKA3* |  |  | EA*4X36L21A*+WALLCON | *96CTN0601714A* | 23400 | 16.5 | 8.1 | 21600 | 16700 | 77.31% | 1.92 | 11 | 10.5 |  |  |  |  | R-410A | 1.95 | Residential & Commercial | USHP | Ducted CEE Tier 1
206765777 | Central HP <5.4 tons | KEEPRITE | HRCU-A-CB (Split System: Heat Pump with Remote Outdoor Unit-Air-Source) | CVH825GKA3* |  |  | EA*4X36L21A*+WALLCON | *97CMN0601714A* | 23400 | 16 | 8.1 | 21600 | 16800 | 77.78% | 1.92 | 11 | 10.5 |  |  |  |  | R-410A | 1.95 | Residential & Commercial | USHP | Ducted CEE Tier 1
206765876 | Central HP <5.4 tons | KEEPRITE | HRCU-A-CB (Split System: Heat Pump with Remote Outdoor Unit-Air-Source) | CVH825GKA3* |  |  | EA*4X37L17A*+WALLCON | *96CTN0601714A* | 24000 | 16 | 8.1 | 21400 | 16800 | 78.5% | 1.98 | 11 | 11 |  |  |  |  | R-410A | 2 | Residential & Commercial | USHP | Ducted CEE Tier 1
206765894 | Central HP <5.4 tons | KEEPRITE | HRCU-A-CB (Split System: Heat Pump with Remote Outdoor Unit-Air-Source) | CVH825GKA3* |  |  | EA*4X37L17A*+WALLCON | *97CMN0601714A* | 24000 | 16 | 8.1 | 21600 | 16900 | 78.24% | 1.98 | 11 | 10.5 |  |  |  |  | R-410A | 2 | Residential & Commercial | USHP | Ducted CEE Tier 1
206765930 | Central HP <5.4 tons | KEEPRITE | HRCU-A-CB (Split System: Heat Pump with Remote Outdoor Unit-Air-Source) | CVH825GKA3* |  |  | EA*4X37L21A*+WALLCON | *80CTL0451712A* | 24200 | 16.5 | 8.1 | 21200 | 16700 | 78.77% | 2 | 11 | 11 |  |  |  |  | R-410A | 2.0167 | Residential & Commercial | USHP | Ducted CEE Tier 1
206765561 | Central HP <5.4 tons | KEEPRITE | HRCU-A-CB (Split System: Heat Pump with Remote Outdoor Unit-Air-Source) | CVH825GKA3* |  |  | EA*4X25L17A*+WALLCON | *80CTL0901716A* | 24400 | 17.5 | 8.5 | 21200 | 16600 | 78.3% | 2.04 | 12 | 11.5 |  |  |  |  | R-410A | 2.0333 | Residential & Commercial | USHP | Ducted CEE Tier 1
210470635 | Central HP <5.4 tons | KEEPRITE | HRCU-A-CB (Split System: Heat Pump with Remote Outdoor Unit-Air-Source) | CVH837GKA2* |  |  | EA*4X61L24A*+WALLCON | *96CTN1002122A* | 33200 | 18 | 8.5 | 32000 | 24800 | 77.5% | 2 | 0 | 12 |  |  |  |  | R-410A | 2.7667 | Residential & Commercial | USHP | Ducted CEE Tier 1
210471196 | Central HP <5.4 tons | KEEPRITE | HRCU-A-CB (Split System: Heat Pump with Remote Outdoor Unit-Air-Source) | CVH837GKA2* |  |  | EHD4X60AAL+WALLCON | *80CTL1352422A* | 33000 | 17 | 8.1 | 32200 | 24800 | 77.02% | 2.02 | 0 | 11.5 |  |  |  |  | R-410A | 2.75 | Residential & Commercial | USHP | Ducted CEE Tier 1
210470492 | Central HP <5.4 tons | KEEPRITE | HRCU-A-CB (Split System: Heat Pump with Remote Outdoor Unit-Air-Source) | CVH837GKA2* |  |  | EA*4X61L21A*+WALLCON | *96CTN1002122A* | 33200 | 17.5 | 8.5 | 32000 | 24800 | 77.5% | 2 | 0 | 12 |  |  |  |  | R-410A | 2.7667 | Residential & Commercial | USHP | Ducted CEE Tier 1
215447634 | Central HP <5.4 tons | ECOER | HRCU-A-CB (Split System: Heat Pump with Remote Outdoor Unit-Air-Source) | EODA19H-4860AA* |  |  | GNC4248CPT | FG7TC-100D-V35C* | 45000 | 18 | 8.8 | 46000 | 32400 | 70.43% | 1.95 | 0 | 11.7 |  |  |  |  | R-410A | 3.75 | Residential & Commercial | USHP | Ducted CEE Tier 1
216643310 | Central HP <5.4 tons | ARCOAIRE | HRCU-A-CB (Split System: Heat Pump with Remote Outdoor Unit-Air-Source) | D5CUHAH18AAK |  |  | EA*5X19M17A* | *80MS(N,L)0701712A* | 18200 | 15.2 | 11 | 19800 | 17700 | 89.39% | 1.98 | 0 | 11.5 |  |  |  |  | R-454B | 1.5167 | Residential & Commercial | USHP | Ducted CEE Tier 1
210473454 | Central HP <5.4 tons | KEEPRITE | HRCU-A-CB (Split System: Heat Pump with Remote Outdoor Unit-Air-Source) | CVH825GKA3* |  |  | EA*4X48L24A*+WALLCON | *95CSU1002122A* | 24200 | 17 | 8.1 | 21000 | 16500 | 78.57% | 2.02 | 0 | 11 |  |  |  |  | R-410A | 2.0167 | Residential & Commercial | USHP | Ducted CEE Tier 1
210473956 | Central HP <5.4 tons | KEEPRITE | HRCU-A-CB (Split System: Heat Pump with Remote Outdoor Unit-Air-Source) | CVH825GKA3* |  |  | EN(A,D,W)4X48L21**+WALLCON | *80CTL0451712A* | 24000 | 16.5 | 8.1 | 21400 | 16700 | 78.04% | 2 | 0 | 11 |  |  |  |  | R-410A | 2 | Residential & Commercial | USHP | Ducted CEE Tier 1
210473322 | Central HP <5.4 tons | KEEPRITE | HRCU-A-CB (Split System: Heat Pump with Remote Outdoor Unit-Air-Source) | CVH825GKA3* |  |  | EA*4X48L21A*+WALLCON | *80CSU1002120A* | 24000 | 16.5 | 8.1 | 21000 | 16600 | 79.05% | 2 | 0 | 10.5 |  |  |  |  | R-410A | 2 | Residential & Commercial | USHP | Ducted CEE Tier 1
210474456 | Central HP <5.4 tons | KEEPRITE | HRCU-A-CB (Split System: Heat Pump with Remote Outdoor Unit-Air-Source) | CVH825GKA3* |  |  | EHD4X48AAL+WALLCON | *95CSU0802120A* | 24200 | 16.5 | 8.1 | 21200 | 16600 | 78.3% | 2.02 | 0 | 11 |  |  |  |  | R-410A | 2.0167 | Residential & Commercial | USHP | Ducted CEE Tier 1
210473036 | Central HP <5.4 tons | KEEPRITE | HRCU-A-CB (Split System: Heat Pump with Remote Outdoor Unit-Air-Source) | CVH825GKA3* |  |  | EA*4X42L24A*+WALLCON | *96CTN1202422A* | 23800 | 17 | 8.1 | 21400 | 16600 | 77.57% | 1.96 | 0 | 11 |  |  |  |  | R-410A | 1.9833 | Residential & Commercial | USHP | Ducted CEE Tier 1
210472871 | Central HP <5.4 tons | KEEPRITE | HRCU-A-CB (Split System: Heat Pump with Remote Outdoor Unit-Air-Source) | CVH825GKA3* |  |  | EA*4X42L21A*+WALLCON | *80CSU1002120A* | 23800 | 16.5 | 8.1 | 21400 | 16700 | 78.04% | 1.94 | 0 | 10.5 |  |  |  |  | R-410A | 1.9833 | Residential & Commercial | USHP | Ducted CEE Tier 1
214771969 | Central HP <5.4 tons | GE | HRCU-A-CB (Split System: Heat Pump with Remote Outdoor Unit-Air-Source) | NS18H36MA4-** | ADP |  | HG9J936 | NF80D070T3A-* | 24000 | 19 | 8.5 | 22400 | 16300 | 72.77% | 2.16 | 0 | 12 |  |  |  |  | R-410A | 2 | Residential & Commercial | USHP | Ducted CEE Tier 1
210473245 | Central HP <5.4 tons | KEEPRITE | HRCU-A-CB (Split System: Heat Pump with Remote Outdoor Unit-Air-Source) | CVH825GKA3* |  |  | EA*4X43L21A*+WALLCON | *80CTL0901716A* | 24600 | 17.5 | 8.5 | 21000 | 16500 | 78.57% | 2.04 | 0 | 11.7 |  |  |  |  | R-410A | 2.05 | Residential & Commercial | USHP | Ducted CEE Tier 1
210474033 | Central HP <5.4 tons | KEEPRITE | HRCU-A-CB (Split System: Heat Pump with Remote Outdoor Unit-Air-Source) | CVH825GKA3* |  |  | EN(A,D,W)4X48L21**+WALLCON | *96CTN1002122A* | 24200 | 17 | 8.1 | 21400 | 16600 | 77.57% | 2.02 | 0 | 11.5 |  |  |  |  | R-410A | 2.0167 | Residential & Commercial | USHP | Ducted CEE Tier 1
210473014 | Central HP <5.4 tons | KEEPRITE | HRCU-A-CB (Split System: Heat Pump with Remote Outdoor Unit-Air-Source) | CVH825GKA3* |  |  | EA*4X42L24A*+WALLCON | *80CSU1002120A* | 23800 | 16.5 | 8.1 | 21400 | 16600 | 77.57% | 1.94 | 0 | 10.5 |  |  |  |  | R-410A | 1.9833 | Residential & Commercial | USHP | Ducted CEE Tier 1
215405746 | Central HP <5.4 tons | YORK | HRCU-A-CB (Split System: Heat Pump with Remote Outdoor Unit-Air-Source) | HH860E2S11 | ADP |  | CH604**C+TXV+AEF60*XP* | 0 | 54000 | 19 | 9 | 52000 | 38000 | 73.08% | 2 | 0 | 11.7 |  |  |  |  | R-454B | 4.5 | Residential & Commercial | USHP | Ducted CEE Tier 1
213075878 | Central HP <5.4 tons | ARCOAIRE | HRCU-A-CB (Split System: Heat Pump with Remote Outdoor Unit-Air-Source) | DLCURAH36ABK |  |  | EA*4X36L21A* | *95MSU1002120A* | 35200 | 16 | 8.1 | 38500 | 35200 | 91.43% | 1.84 | 0 | 9.5 |  |  |  |  | R-410A | 2.9333 | Residential & Commercial | USHP
216760026 | Central HP <5.4 tons | Multi MFG | HRCU-A-CB (Split System: Heat Pump with Remote Outdoor Unit-Air-Source) | 24MSZ-M-B |  |  | 24MPHP0-S-B | 0 | 24000 | 19.7 | 9 | 25000 | 18000 | 72% | 2.2 | 0 | 11.7 |  |  |  |  | R-454B | 2 | Residential & Commercial | USHP | Ducted CEE Tier 1
214838777 | Central HP <5.4 tons | ECOER | HRCU-A-CB (Split System: Heat Pump with Remote Outdoor Unit-Air-Source) | EODA19H-4860AA* |  |  | GNC4248CPT | FG7SA-108C-T35C* | 44000 | 17 | 8.3 | 46000 | 32400 | 70.43% | 1.95 | 0 | 11.7 |  |  |  |  | R-410A | 3.6667 | Residential & Commercial | USHP | Ducted CEE Tier 1
214574012 | Central HP <5.4 tons | ARCOAIRE | HRCU-A-CB (Split System: Heat Pump with Remote Outdoor Unit-Air-Source) | HVH837GKA2* |  |  | EA*4X48L24A*+WALLCON | *97CMN0802120B* | 32400 | 17.5 | 8.5 | 32400 | 25000 | 77.16% | 1.98 | 0 | 11 |  |  |  |  | R-410A | 2.7 | Residential & Commercial | USHP | Ducted CEE Tier 1
212977590 | Central HP <5.4 tons | ARCOAIRE | HRCU-A-CB (Split System: Heat Pump with Remote Outdoor Unit-Air-Source) | DLCURAH24ABK |  |  | EA*4X25L17A* | *80MS(N,L)0451412A* | 24200 | 17 | 8.5 | 25200 | 21800 | 86.51% | 1.82 | 0 | 10 |  |  |  |  | R-410A | 2.0167 | Residential & Commercial | USHP | Ducted CEE Tier 1
216643559 | Central HP <5.4 tons | ARCOAIRE | HRCU-A-CB (Split System: Heat Pump with Remote Outdoor Unit-Air-Source) | D5CUHAH18AAK |  |  | EA*5X24M17A* | *80MSU0401712A* | 17700 | 15.2 | 10 | 20600 | 18500 | 89.81% | 1.98 | 0 | 11 |  |  |  |  | R-454B | 1.475 | Residential & Commercial | USHP | Ducted CEE Tier 1
216751477 | Central HP <5.4 tons | YORK | HRCU-A-CB (Split System: Heat Pump with Remote Outdoor Unit-Air-Source) | HH824E2S11 | ADP |  | H,YG33*36+TXV-BLEED | TM8Y060A12MP11 | 22400 | 17 | 8.8 | 21400 | 17800 | 83.18% | 1.96 | 0 | 11.5 |  |  |  |  | R-454B | 1.8667 | Residential & Commercial | USHP | Ducted CEE Tier 1
216751526 | Central HP <5.4 tons | YORK | HRCU-A-CB (Split System: Heat Pump with Remote Outdoor Unit-Air-Source) | HH824E2S11 | ADP |  | H,YG9J*36+TXV-BLEED | TM9Y040A10MP11 | 22800 | 16 | 9 | 21400 | 17600 | 82.24% | 2 | 0 | 11.7 |  |  |  |  | R-454B | 1.9 | Residential & Commercial | USHP | Ducted CEE Tier 1
216751593 | Central HP <5.4 tons | YORK | HRCU-A-CB (Split System: Heat Pump with Remote Outdoor Unit-Air-Source) | HH860E2S11 | ADP |  | H,YG86*48+TXV-BLEED | TM8Y080C16MP11 | 44000 | 18 | 9 | 42000 | 33000 | 78.57% | 2 | 0 | 11.7 |  |  |  |  | R-454B | 3.6667 | Residential & Commercial | USHP | Ducted CEE Tier 1
216751594 | Central HP <5.4 tons | YORK | HRCU-A-CB (Split System: Heat Pump with Remote Outdoor Unit-Air-Source) | HH860E2S11 | ADP |  | H,YG86*60+TXV-BLEED | TM8Y080C16MP11 | 44000 | 18 | 9 | 42000 | 33000 | 78.57% | 2 | 0 | 11.7 |  |  |  |  | R-454B | 3.6667 | Residential & Commercial | USHP | Ducted CEE Tier 1
216751610 | Central HP <5.4 tons | YORK | HRCU-A-CB (Split System: Heat Pump with Remote Outdoor Unit-Air-Source) | HH860E2S11 | ADP |  | H,YG49*48+TXV-BLEED | TM8Y100C16MP11 | 44000 | 18 | 9 | 42000 | 33000 | 78.57% | 2 | 0 | 11.7 |  |  |  |  | R-454B | 3.6667 | Residential & Commercial | USHP | Ducted CEE Tier 1
216751659 | Central HP <5.4 tons | YORK | HRCU-A-CB (Split System: Heat Pump with Remote Outdoor Unit-Air-Source) | HH860E2S11 | ADP |  | H,YG72*48+TXV-BLEED | TM9E080C16MP12 | 44500 | 18 | 9 | 43500 | 34000 | 78.16% | 2 | 0 | 11 |  |  |  |  | R-454B | 3.7083 | Residential & Commercial | USHP | Ducted CEE Tier 1
216751693 | Central HP <5.4 tons | YORK | HRCU-A-CB (Split System: Heat Pump with Remote Outdoor Unit-Air-Source) | HH860E2S11 | ADP |  | H,YG74*60+TXV-BLEED | TM9E080C20MP12 | 54000 | 19 | 8.5 | 53000 | 39000 | 73.58% | 2 | 0 | 11 |  |  |  |  | R-454B | 4.5 | Residential & Commercial | USHP | Ducted CEE Tier 1
216751727 | Central HP <5.4 tons | YORK | HRCU-A-CB (Split System: Heat Pump with Remote Outdoor Unit-Air-Source) | HH860E2S11 | ADP |  | H,YG48*60+TXV-BLEED | TM9E100C20MP12 | 54000 | 18 | 8.5 | 53000 | 39000 | 73.58% | 2 | 0 | 11 |  |  |  |  | R-454B | 4.5 | Residential & Commercial | USHP | Ducted CEE Tier 1
216751744 | Central HP <5.4 tons | YORK | HRCU-A-CB (Split System: Heat Pump with Remote Outdoor Unit-Air-Source) | HH860E2S11 | ADP |  | H,YG50*60+TXV-BLEED | TM9E120D20MP12 | 53500 | 19 | 8.5 | 52500 | 39000 | 74.29% | 2 | 0 | 11 |  |  |  |  | R-454B | 4.4583 | Residential & Commercial | USHP | Ducted CEE Tier 1
216751759 | Central HP <5.4 tons | YORK | HRCU-A-CB (Split System: Heat Pump with Remote Outdoor Unit-Air-Source) | HH860E2S11 | ADP |  | H,YG54*60+TXV-BLEED | TM9V080C16MP12 | 43500 | 18 | 9 | 42000 | 33600 | 80% | 2 | 0 | 11 |  |  |  |  | R-454B | 3.625 | Residential & Commercial | USHP | Ducted CEE Tier 1
216751761 | Central HP <5.4 tons | YORK | HRCU-A-CB (Split System: Heat Pump with Remote Outdoor Unit-Air-Source) | HH860E2S11 | ADP |  | H,YG55*60+TXV-BLEED | TM9V080C16MP12 | 43500 | 18 | 9 | 42000 | 33600 | 80% | 2 | 0 | 11 |  |  |  |  | R-454B | 3.625 | Residential & Commercial | USHP | Ducted CEE Tier 1
216751796 | Central HP <5.4 tons | YORK | HRCU-A-CB (Split System: Heat Pump with Remote Outdoor Unit-Air-Source) | HH860E2S11 | ADP |  | H,YG74*60+TXV-BLEED | TM9V100C16MP12 | 43500 | 18 | 9 | 42000 | 32800 | 78.1% | 2 | 0 | 11.7 |  |  |  |  | R-454B | 3.625 | Residential & Commercial | USHP | Ducted CEE Tier 1
216751811 | Central HP <5.4 tons | YORK | HRCU-A-CB (Split System: Heat Pump with Remote Outdoor Unit-Air-Source) | HH860E2S11 | ADP |  | H,YG54*60+TXV-BLEED | TM9V100C20MP12 | 53000 | 19 | 8.5 | 51500 | 38000 | 73.79% | 2 | 0 | 11 |  |  |  |  | R-454B | 4.4167 | Residential & Commercial | USHP | Ducted CEE Tier 1
216751828 | Central HP <5.4 tons | YORK | HRCU-A-CB (Split System: Heat Pump with Remote Outdoor Unit-Air-Source) | HH860E2S11 | ADP |  | H,YG3K*60+TXV-BLEED | Y91E080C16SMPS1 | 45000 | 18 | 9 | 44000 | 33400 | 75.91% | 2 | 0 | 11.7 |  |  |  |  | R-454B | 3.75 | Residential & Commercial | USHP | Ducted CEE Tier 1
216751846 | Central HP <5.4 tons | YORK | HRCU-A-CB (Split System: Heat Pump with Remote Outdoor Unit-Air-Source) | HH860E2S11 | ADP |  | H,YG86*48+TXV-BLEED | Y91E080C16SMPS1 | 45000 | 18 | 9 | 44000 | 33400 | 75.91% | 2 | 0 | 11.7 |  |  |  |  | R-454B | 3.75 | Residential & Commercial | USHP | Ducted CEE Tier 1
216751877 | Central HP <5.4 tons | YORK | HRCU-A-CB (Split System: Heat Pump with Remote Outdoor Unit-Air-Source) | HH860E2S11 | ADP |  | H,YG49*48+TXV-BLEED | Y91E100C16SMPS1 | 45500 | 18 | 9 | 44000 | 33400 | 75.91% | 2 | 0 | 11.7 |  |  |  |  | R-454B | 3.7917 | Residential & Commercial | USHP | Ducted CEE Tier 1
216751894 | Central HP <5.4 tons | YORK | HRCU-A-CB (Split System: Heat Pump with Remote Outdoor Unit-Air-Source) | HH860E2S11 | ADP |  | H,YG3K*60+TXV-BLEED | Y91E100C20SMPS1 | 45500 | 18 | 9 | 44500 | 33600 | 75.51% | 2 | 0 | 11.7 |  |  |  |  | R-454B | 3.7917 | Residential & Commercial | USHP | Ducted CEE Tier 1
216751528 | Central HP <5.4 tons | YORK | HRCU-A-CB (Split System: Heat Pump with Remote Outdoor Unit-Air-Source) | HH824E2S11 | ADP |  | H,YG33*36+TXV-BLEED | TM9Y060B12MP11 | 22400 | 17 | 9.25 | 21400 | 18000 | 84.11% | 1.96 | 0 | 11.5 |  |  |  |  | R-454B | 1.8667 | Residential & Commercial | USHP | Ducted CEE Tier 1
216751544 | Central HP <5.4 tons | YORK | HRCU-A-CB (Split System: Heat Pump with Remote Outdoor Unit-Air-Source) | HH824E2S11 | ADP |  | H,YG33*36+TXV-BLEED | Y82E080B12LMPS1 | 22600 | 18 | 9.25 | 21400 | 18200 | 85.05% | 1.96 | 0 | 11.7 |  |  |  |  | R-454B | 1.8833 | Residential & Commercial | USHP | Ducted CEE Tier 1
216752043 | Central HP <5.4 tons | YORK | HRCU-A-CB (Split System: Heat Pump with Remote Outdoor Unit-Air-Source) | HH824E2S11 | ADP |  | H,YG33*30+TXV-BLEED | TM8Y060A12MP11 | 22400 | 17 | 8.8 | 21400 | 17800 | 83.18% | 1.96 | 0 | 11.5 |  |  |  |  | R-454B | 1.8667 | Residential & Commercial | USHP | Ducted CEE Tier 1
216752063 | Central HP <5.4 tons | YORK | HRCU-A-CB (Split System: Heat Pump with Remote Outdoor Unit-Air-Source) | HH824E2S11 | ADP |  | H,YG33*30+TXV-BLEED | TM9V040A10MP12 | 22400 | 16 | 8.8 | 21400 | 17400 | 81.31% | 1.96 | 0 | 11.5 |  |  |  |  | R-454B | 1.8667 | Residential & Commercial | USHP | Ducted CEE Tier 1
216751896 | Central HP <5.4 tons | YORK | HRCU-A-CB (Split System: Heat Pump with Remote Outdoor Unit-Air-Source) | HH860E2S11 | ADP |  | H,YG48*60+TXV-BLEED | Y91E100C20SMPS1 | 45500 | 18 | 9 | 44500 | 33600 | 75.51% | 2 | 0 | 11.7 |  |  |  |  | R-454B | 3.7917 | Residential & Commercial | USHP | Ducted CEE Tier 1
211226998 | Central HP <5.4 tons | KEEPRITE | HRCU-A-CB (Split System: Heat Pump with Remote Outdoor Unit-Air-Source) | DLCURAH36ABK |  |  | EA*4X37L21A* | *92ESN0601714A* | 36400 | 16 | 8.5 | 38500 | 34800 | 90.39% | 2.08 | 0 | 10 |  |  |  |  | R-410A | 3.0333 | Residential & Commercial | USHP | Ducted CEE Tier 1
211227009 | Central HP <5.4 tons | KEEPRITE | HRCU-A-CB (Split System: Heat Pump with Remote Outdoor Unit-Air-Source) | DLCURAH36ABK |  |  | EA*4X37L21A* | *92ESN0801716A* | 36200 | 16 | 8.5 | 38500 | 34800 | 90.39% | 2.08 | 0 | 10 |  |  |  |  | R-410A | 3.0167 | Residential & Commercial | USHP | Ducted CEE Tier 1
216992473 | Central HP <5.4 tons | BRYANT HEATING AND COOLING SYSTEMS | HRCU-A-CB (Split System: Heat Pump with Remote Outdoor Unit-Air-Source) | 290VAN060**AA* | ADP |  | H,PG48*60+TXV | 987TA60080C21*** | 55000 | 18 | 9 | 58000 | 41500 | 71.55% | 2.02 | 0 | 8.5 |  |  |  |  | R-454B | 4.5833 | Residential & Commercial | USHP
216992475 | Central HP <5.4 tons | BRYANT HEATING AND COOLING SYSTEMS | HRCU-A-CB (Split System: Heat Pump with Remote Outdoor Unit-Air-Source) | 290VAN060**AA* | ADP |  | H,PG48*60+TXV | 987TA66120C24*** | 55000 | 18 | 9 | 57000 | 41000 | 71.93% | 2.02 | 0 | 9 |  |  |  |  | R-454B | 4.5833 | Residential & Commercial | USHP
213088198 | Central HP <5.4 tons | ARCOAIRE | HRCU-A-CB (Split System: Heat Pump with Remote Outdoor Unit-Air-Source) | DLCURAH30ABK | ADP |  | H,GG35936+AEFE3A* | 0 | 30400 | 15.2 | 8.5 | 33400 | 27000 | 80.84% | 1.82 | 0 | 9 |  |  |  |  | R-410A | 2.5333 | Residential & Commercial | USHP
213433230 | Central HP <5.4 tons | 1HVAC | HRCU-A-CB (Split System: Heat Pump with Remote Outdoor Unit-Air-Source) | ACIQ-24-HPB |  |  | ACIQ-24W-WM | 0 | 24000 | 17.5 | 10.5 | 26000 | 24000 | 92.31% | 2 | 0 | 11.7 |  |  |  |  | R-410A | 2 | Residential & Commercial | USHP | Ducted CEE Tier 1
216992434 | Central HP <5.4 tons | BRYANT HEATING AND COOLING SYSTEMS | HRCU-A-CB (Split System: Heat Pump with Remote Outdoor Unit-Air-Source) | 290VAN048**AA* | ADP |  | H,PG35*48+TXV | 88*TB36070C14*** | 44000 | 16 | 8.5 | 47500 | 33800 | 71.16% | 1.94 | 0 | 8.5 |  |  |  |  | R-454B | 3.6667 | Residential & Commercial | USHP
216992441 | Central HP <5.4 tons | BRYANT HEATING AND COOLING SYSTEMS | HRCU-A-CB (Split System: Heat Pump with Remote Outdoor Unit-Air-Source) | 290VAN048**AA* | ADP |  | H,PG48*60+TXV | 88*TB60110C21*** | 45000 | 18 | 9 | 45500 | 33000 | 72.53% | 2.08 | 0 | 10 |  |  |  |  | R-454B | 3.75 | Residential & Commercial | USHP | Ducted CEE Tier 1
216992443 | Central HP <5.4 tons | BRYANT HEATING AND COOLING SYSTEMS | HRCU-A-CB (Split System: Heat Pump with Remote Outdoor Unit-Air-Source) | 290VAN048**AA* | ADP |  | H,PG48*60+TXV | 88*TB66135C24*** | 45000 | 18 | 9 | 45500 | 33000 | 72.53% | 2.08 | 0 | 10 |  |  |  |  | R-454B | 3.75 | Residential & Commercial | USHP | Ducted CEE Tier 1
214061416 | Central HP <5.4 tons | YORK | HRCU-A-CB (Split System: Heat Pump with Remote Outdoor Unit-Air-Source) | HMH72B341 | ADP |  | AD-37(P,U)*****9 | Y82E080B12LMPS1 | 33200 | 18 | 8.5 | 31400 | 23000 | 73.25% | 2.04 | 0 | 9.5 |  |  |  |  | R-410A | 2.7667 | Residential & Commercial | USHP
214061432 | Central HP <5.4 tons | YORK | HRCU-A-CB (Split System: Heat Pump with Remote Outdoor Unit-Air-Source) | HMH72B341 | ADP |  | AD-32(P,U)*****9 | Y82E080C16LMPS1 | 34000 | 18 | 8.5 | 31800 | 23600 | 74.21% | 2.1 | 0 | 9.5 |  |  |  |  | R-410A | 2.8333 | Residential & Commercial | USHP
214061434 | Central HP <5.4 tons | YORK | HRCU-A-CB (Split System: Heat Pump with Remote Outdoor Unit-Air-Source) | HMH72B341 | ADP |  | AD-36(P,U)*****9 | Y82E100C16LMPS1 | 32400 | 17 | 8.5 | 30400 | 22400 | 73.68% | 2.02 | 0 | 9.5 |  |  |  |  | R-410A | 2.7 | Residential & Commercial | USHP
214061441 | Central HP <5.4 tons | YORK | HRCU-A-CB (Split System: Heat Pump with Remote Outdoor Unit-Air-Source) | HMH72B341 | ADP |  | AD-34(P,U)*****1+TXV | Y82E100C16LMPS1 | 32400 | 17 | 8.5 | 30400 | 22400 | 73.68% | 2.02 | 0 | 9.5 |  |  |  |  | R-410A | 2.7 | Residential & Commercial | USHP
214061459 | Central HP <5.4 tons | YORK | HRCU-A-CB (Split System: Heat Pump with Remote Outdoor Unit-Air-Source) | HMH72B341 | ADP |  | AD-37(P,U)*****9 | Y82E120C20LMPS1 | 33600 | 18 | 8.5 | 31400 | 23000 | 73.25% | 2.06 | 0 | 9.5 |  |  |  |  | R-410A | 2.8 | Residential & Commercial | USHP
215726685 | Central HP <5.4 tons | YORK | HRCU-A-CB (Split System: Heat Pump with Remote Outdoor Unit-Air-Source) | HH860E2S11 | ADP |  | H,YG52*60+TXV | Y81E100C20SMPS1 | 53000 | 19 | 8.5 | 51500 | 38000 | 73.79% | 2 | 0 | 11.7 |  |  |  |  | R-454B | 4.4167 | Residential & Commercial | USHP | Ducted CEE Tier 1
214779538 | Central HP <5.4 tons | FRIEDRICH | HRCU-A-CB (Split System: Heat Pump with Remote Outdoor Unit-Air-Source) | WFPU17Z243C |  |  | FRH2TZ2417STANN | 0 | 21400 | 15.8 | 8.4 | 23200 | 17700 | 76.29% | 1.98 | 0 | 10 |  |  |  |  | R-410A | 1.7833 | Residential & Commercial | USHP | Ducted CEE Tier 1
210470883 | Central HP <5.4 tons | KEEPRITE | HRCU-A-CB (Split System: Heat Pump with Remote Outdoor Unit-Air-Source) | CVH837GKA2* |  |  | EN(A,D,W)4X60L24**+WALLCON | *95CSU0802120A* | 32800 | 18 | 8.1 | 32200 | 24600 | 76.4% | 1.98 | 0 | 12 |  |  |  |  | R-410A | 2.7333 | Residential & Commercial | USHP | Ducted CEE Tier 1
210470382 | Central HP <5.4 tons | KEEPRITE | HRCU-A-CB (Split System: Heat Pump with Remote Outdoor Unit-Air-Source) | CVH837GKA2* |  |  | EA*4X61L21A*+WALLCON | *95CSU0802120A* | 33200 | 18 | 8.5 | 32000 | 24800 | 77.5% | 2 | 0 | 11.5 |  |  |  |  | R-410A | 2.7667 | Residential & Commercial | USHP | Ducted CEE Tier 1
212977081 | Central HP <5.4 tons | ARCOAIRE | HRCU-A-CB (Split System: Heat Pump with Remote Outdoor Unit-Air-Source) | DLCURAH36ABK |  |  | EA*4X48L21A* | *96VTN1002122B* | 35800 | 16.5 | 8.5 | 37800 | 34600 | 91.53% | 2.02 | 0 | 10 |  |  |  |  | R-410A | 2.9833 | Residential & Commercial | USHP | Ducted CEE Tier 1
214838768 | Central HP <5.4 tons | ECOER | HRCU-A-CB (Split System: Heat Pump with Remote Outdoor Unit-Air-Source) | EODA19H-2436AA* |  |  | GNC2430APT | FG7SA-054C-T23A* | 23800 | 17.5 | 8.5 | 24000 | 19200 | 80% | 2 | 0 | 12 |  |  |  |  | R-410A | 1.9833 | Residential & Commercial | USHP | Ducted CEE Tier 1
213433234 | Central HP <5.4 tons | 1HVAC | HRCU-A-CB (Split System: Heat Pump with Remote Outdoor Unit-Air-Source) | ACIQ-24-HPB |  |  | ACIQ-24W-P | 0 | 24000 | 19 | 9.3 | 27400 | 24000 | 87.59% | 1.91 | 0 | 12 |  |  |  |  | R-410A | 2 | Residential & Commercial | USHP | Ducted CEE Tier 1
210473923 | Central HP <5.4 tons | KEEPRITE | HRCU-A-CB (Split System: Heat Pump with Remote Outdoor Unit-Air-Source) | CVH825GKA3* |  |  | EN(A,D,W)4X48L21**+WALLCON | *80CSU0401712A* | 24200 | 17 | 8.1 | 21200 | 16500 | 77.83% | 2 | 0 | 11 |  |  |  |  | R-410A | 2.0167 | Residential & Commercial | USHP | Ducted CEE Tier 1
210473487 | Central HP <5.4 tons | KEEPRITE | HRCU-A-CB (Split System: Heat Pump with Remote Outdoor Unit-Air-Source) | CVH825GKA3* |  |  | EA*4X48L24A*+WALLCON | *96CTN1202422A* | 24200 | 17 | 8.1 | 21000 | 16500 | 78.57% | 2.02 | 0 | 11 |  |  |  |  | R-410A | 2.0167 | Residential & Commercial | USHP | Ducted CEE Tier 1
210473520 | Central HP <5.4 tons | KEEPRITE | HRCU-A-CB (Split System: Heat Pump with Remote Outdoor Unit-Air-Source) | CVH825GKA3* |  |  | EA*4X48L24A*+WALLCON | *96CTN1002122A* | 24200 | 16.5 | 8.1 | 21000 | 16500 | 78.57% | 2.02 | 0 | 11 |  |  |  |  | R-410A | 2.0167 | Residential & Commercial | USHP | Ducted CEE Tier 1
210472970 | Central HP <5.4 tons | KEEPRITE | HRCU-A-CB (Split System: Heat Pump with Remote Outdoor Unit-Air-Source) | CVH825GKA3* |  |  | EA*4X42L21A*+WALLCON | *80CTL0901716A* | 23800 | 17.5 | 8.1 | 21400 | 16500 | 77.1% | 1.98 | 0 | 11 |  |  |  |  | R-410A | 1.9833 | Residential & Commercial | USHP | Ducted CEE Tier 1
214771968 | Central HP <5.4 tons | GE | HRCU-A-CB (Split System: Heat Pump with Remote Outdoor Unit-Air-Source) | NS18H36MA4-** | ADP |  | HG9J936 | NF80D070S3B-* | 23600 | 18 | 8.5 | 22400 | 16100 | 71.88% | 2.18 | 0 | 12 |  |  |  |  | R-410A | 1.9667 | Residential & Commercial | USHP | Ducted CEE Tier 1
213780719 | Central HP <5.4 tons | ARCOAIRE | HRCU-A-CB (Split System: Heat Pump with Remote Outdoor Unit-Air-Source) | HVH837GKA2* |  |  | EA*4X36L17A*+WALLCON | *96CTN0801714B* | 31400 | 16.5 | 8.1 | 33200 | 24400 | 73.49% | 1.82 | 0 | 10.5 |  |  |  |  | R-410A | 2.6167 | Residential & Commercial | USHP | Ducted CEE Tier 1
213781419 | Central HP <5.4 tons | ARCOAIRE | HRCU-A-CB (Split System: Heat Pump with Remote Outdoor Unit-Air-Source) | HVH837GKA2* |  |  | EA*4X48L24A*+WALLCON | *80CTL1352422B* | 32400 | 17.5 | 8.5 | 32400 | 24800 | 76.54% | 1.98 | 0 | 11.5 |  |  |  |  | R-410A | 2.7 | Residential & Commercial | USHP | Ducted CEE Tier 1
210471284 | Central HP <5.4 tons | KEEPRITE | HRCU-A-CB (Split System: Heat Pump with Remote Outdoor Unit-Air-Source) | CVH837GKA2* |  |  | EHD4X60AAL+WALLCON | *96CTN1002122A* | 33000 | 17 | 8.1 | 32200 | 24800 | 77.02% | 2.02 | 0 | 11.5 |  |  |  |  | R-410A | 2.75 | Residential & Commercial | USHP | Ducted CEE Tier 1
212976797 | Central HP <5.4 tons | ARCOAIRE | HRCU-A-CB (Split System: Heat Pump with Remote Outdoor Unit-Air-Source) | DLCURAH36ABK |  |  | EA*4X48L21A* | *96VTN1002120B* | 35800 | 16.5 | 8.5 | 37800 | 34600 | 91.53% | 2.02 | 0 | 10 |  |  |  |  | R-410A | 2.9833 | Residential & Commercial | USHP | Ducted CEE Tier 1
214061429 | Central HP <5.4 tons | YORK | HRCU-A-CB (Split System: Heat Pump with Remote Outdoor Unit-Air-Source) | HMH72B341 | ADP |  | AD-34(P,U)*****1+TXV | Y82E080C16LMPS1 | 32400 | 17 | 8.25 | 31000 | 22800 | 73.55% | 2.02 | 0 | 9 |  |  |  |  | R-410A | 2.7 | Residential & Commercial | USHP
214061445 | Central HP <5.4 tons | YORK | HRCU-A-CB (Split System: Heat Pump with Remote Outdoor Unit-Air-Source) | HMH72B341 | ADP |  | AD-34H*****9 | Y82E100C20LMPS1 | 32800 | 18 | 8.2 | 31600 | 23200 | 73.42% | 2.02 | 0 | 9 |  |  |  |  | R-410A | 2.7333 | Residential & Commercial | USHP
215405747 | Central HP <5.4 tons | YORK | HRCU-A-CB (Split System: Heat Pump with Remote Outdoor Unit-Air-Source) | HH860E2S11 | ADP |  | CH600D*C+TXV+AEF60DXP* | 0 | 53000 | 19 | 8.75 | 52000 | 38000 | 73.08% | 1.96 | 0 | 11.4 |  |  |  |  | R-454B | 4.4167 | Residential & Commercial | USHP | Ducted CEE Tier 1
216751604 | Central HP <5.4 tons | YORK | HRCU-A-CB (Split System: Heat Pump with Remote Outdoor Unit-Air-Source) | HH860E2S11 | ADP |  | H,YG48*60+TXV-BLEED | TM8Y100C16MP11 | 44000 | 18 | 9 | 42000 | 33000 | 78.57% | 2 | 0 | 11.7 |  |  |  |  | R-454B | 3.6667 | Residential & Commercial | USHP | Ducted CEE Tier 1
216751618 | Central HP <5.4 tons | YORK | HRCU-A-CB (Split System: Heat Pump with Remote Outdoor Unit-Air-Source) | HH860E2S11 | ADP |  | H,YG52*60+TXV-BLEED | TM8Y100C16MP11 | 44000 | 18 | 9 | 42000 | 33000 | 78.57% | 2 | 0 | 11.7 |  |  |  |  | R-454B | 3.6667 | Residential & Commercial | USHP | Ducted CEE Tier 1
216032539 | Central HP <5.4 tons | MRCOOL | HRCU-A-CB (Split System: Heat Pump with Remote Outdoor Unit-Air-Source) | MVP-48-HP-C-230A00-O |  |  | MVP-48-HP-MUAH-230A00-O | 0 | 48000 | 16 | 8.5 | 48000 | 38000 | 79.17% | 1.85 | 0 | 10 |  |  |  |  | R-454B | 4 | Residential & Commercial | USHP | Ducted CEE Tier 1
215402214 | Central HP <5.4 tons | AMERISTAR | HRCU-A-CB (Split System: Heat Pump with Remote Outdoor Unit-Air-Source) | E4HL5036A1000A |  |  | 4TXCB004DS3 | A952V060BU4SB | 30000 | 15.2 | 8.1 | 25000 | 18000 | 72% | 1.75 | 0 | 9.5 |  |  |  |  | R-410A | 2.5 | Residential & Commercial | USHP
214320248 | Central HP <5.4 tons | RUUD | HRCU-A-CB (Split System: Heat Pump with Remote Outdoor Unit-Air-Source) | RD17AZ36AJ3N | ADP |  | PL36H175P389 | R951V0403A17UHU | 33200 | 18 | 8.1 | 32600 | 29400 | 90.18% | 1.9 | 0 | 9.5 |  |  |  |  | R-410A | 2.7667 | Residential & Commercial | USHP
211227912 | Central HP <5.4 tons | KEEPRITE | HRCU-A-CB (Split System: Heat Pump with Remote Outdoor Unit-Air-Source) | DLCURAH36ABK |  |  | EA*4X42L24A* | *80ESU1002120A* | 35600 | 16 | 8.1 | 38500 | 35000 | 90.91% | 1.88 | 0 | 10 |  |  |  |  | R-410A | 2.9667 | Residential & Commercial | USHP | Ducted CEE Tier 1
211228096 | Central HP <5.4 tons | KEEPRITE | HRCU-A-CB (Split System: Heat Pump with Remote Outdoor Unit-Air-Source) | DLCURAH36ABK |  |  | EA*4X42L24A* | *95ESU1002120A* | 35800 | 16 | 8.1 | 38500 | 35000 | 90.91% | 1.9 | 0 | 10 |  |  |  |  | R-410A | 2.9833 | Residential & Commercial | USHP | Ducted CEE Tier 1
211227208 | Central HP <5.4 tons | KEEPRITE | HRCU-A-CB (Split System: Heat Pump with Remote Outdoor Unit-Air-Source) | DLCURAH36ABK |  |  | EA*4X37L21A* | *96VTN1002122A* | 36800 | 16.5 | 8.5 | 38500 | 34800 | 90.39% | 2.1 | 0 | 10 |  |  |  |  | R-410A | 3.0667 | Residential & Commercial | USHP | Ducted CEE Tier 1
211227349 | Central HP <5.4 tons | KEEPRITE | HRCU-A-CB (Split System: Heat Pump with Remote Outdoor Unit-Air-Source) | DLCURAH36ABK |  |  | EA*4X42L21A* | *80ES(N,L)0902116A* | 35800 | 16 | 8.1 | 38500 | 35000 | 90.91% | 1.9 | 0 | 10 |  |  |  |  | R-410A | 2.9833 | Residential & Commercial | USHP | Ducted CEE Tier 1
211226949 | Central HP <5.4 tons | KEEPRITE | HRCU-A-CB (Split System: Heat Pump with Remote Outdoor Unit-Air-Source) | DLCURAH36ABK |  |  | EA*4X37L21A* | *80VTL0701716A* | 36200 | 16 | 8.5 | 38500 | 34800 | 90.39% | 2.08 | 0 | 10 |  |  |  |  | R-410A | 3.0167 | Residential & Commercial | USHP | Ducted CEE Tier 1
216980851 | Central HP <5.4 tons | 1HVAC | HRCU-A-CB (Split System: Heat Pump with Remote Outdoor Unit-Air-Source) | EZ-48-EHPB |  |  | EZ-48-AHB | 0 | 48000 | 16 | 8.5 | 48000 | 38000 | 79.17% | 1.85 | 0 | 10 |  |  |  |  | R-454B | 4 | Residential & Commercial | USHP | Ducted CEE Tier 1
214061417 | Central HP <5.4 tons | YORK | HRCU-A-CB (Split System: Heat Pump with Remote Outdoor Unit-Air-Source) | HMH72B341 | ADP |  | AD-35H*****9 | Y82E080B12LMPS1 | 33200 | 18 | 8.5 | 31400 | 23000 | 73.25% | 2.04 | 0 | 9.5 |  |  |  |  | R-410A | 2.7667 | Residential & Commercial | USHP
215447633 | Central HP <5.4 tons | ECOER | HRCU-A-CB (Split System: Heat Pump with Remote Outdoor Unit-Air-Source) | EODA19H-4860AA* |  |  | GNC3036BPT | FG7TC-060D-V24B* | 33000 | 18 | 9 | 35000 | 28000 | 80% | 1.95 | 0 | 12 |  |  |  |  | R-410A | 2.75 | Residential & Commercial | USHP | Ducted CEE Tier 1
211717282 | Central HP <5.4 tons | 1HVAC | HRCU-A-CB (Split System: Heat Pump with Remote Outdoor Unit-Air-Source) | SC-2436-HP |  |  | SC-36-AH | 0 | 34000 | 16 | 9 | 35000 | 28000 | 80% | 1.8 | 10 | 10 |  |  |  |  | R-410A | 2.8333 | Residential & Commercial | USHP | Ducted CEE Tier 1
214574342 | Central HP <5.4 tons | ARCOAIRE | HRCU-A-CB (Split System: Heat Pump with Remote Outdoor Unit-Air-Source) | HVH837GKA2* |  |  | EHD4X48AAL+WALLCON | *95CSU0802120B* | 32600 | 17.5 | 8.5 | 32800 | 25000 | 76.22% | 1.98 | 0 | 11 |  |  |  |  | R-410A | 2.7167 | Residential & Commercial | USHP | Ducted CEE Tier 1
214574412 | Central HP <5.4 tons | ARCOAIRE | HRCU-A-CB (Split System: Heat Pump with Remote Outdoor Unit-Air-Source) | HVH837GKA2* |  |  | EHD4X60AAL+WALLCON | *95CSU1002122B* | 33000 | 18 | 8.5 | 32000 | 24800 | 77.5% | 2.02 | 0 | 11.5 |  |  |  |  | R-410A | 2.75 | Residential & Commercial | USHP | Ducted CEE Tier 1
216751635 | Central HP <5.4 tons | YORK | HRCU-A-CB (Split System: Heat Pump with Remote Outdoor Unit-Air-Source) | HH860E2S11 | ADP |  | H,YG51*60+TXV-BLEED | TM8Y100C20MP11 | 54000 | 19 | 9 | 53000 | 39000 | 73.58% | 2 | 0 | 11 |  |  |  |  | R-454B | 4.5 | Residential & Commercial | USHP | Ducted CEE Tier 1
216751704 | Central HP <5.4 tons | YORK | HRCU-A-CB (Split System: Heat Pump with Remote Outdoor Unit-Air-Source) | HH860E2S11 | ADP |  | H,YG48*60+TXV-BLEED | TM9E100C16MP12 | 44500 | 18 | 9 | 44000 | 34000 | 77.27% | 2 | 0 | 11 |  |  |  |  | R-454B | 3.7083 | Residential & Commercial | USHP | Ducted CEE Tier 1
216751717 | Central HP <5.4 tons | YORK | HRCU-A-CB (Split System: Heat Pump with Remote Outdoor Unit-Air-Source) | HH860E2S11 | ADP |  | H,YG52*48+TXV-BLEED | TM9E100C16MP12 | 44500 | 18 | 9 | 44000 | 34000 | 77.27% | 2 | 0 | 11 |  |  |  |  | R-454B | 3.7083 | Residential & Commercial | USHP | Ducted CEE Tier 1
216751736 | Central HP <5.4 tons | YORK | HRCU-A-CB (Split System: Heat Pump with Remote Outdoor Unit-Air-Source) | HH860E2S11 | ADP |  | H,YG88*60+TXV-BLEED | TM9E100C20MP12 | 54000 | 19 | 8.5 | 53000 | 39000 | 73.58% | 2 | 0 | 11 |  |  |  |  | R-454B | 4.5 | Residential & Commercial | USHP | Ducted CEE Tier 1
216751803 | Central HP <5.4 tons | YORK | HRCU-A-CB (Split System: Heat Pump with Remote Outdoor Unit-Air-Source) | HH860E2S11 | ADP |  | H,YG88*60+TXV-BLEED | TM9V100C16MP12 | 43500 | 18 | 9 | 42000 | 32800 | 78.1% | 2 | 0 | 11.7 |  |  |  |  | R-454B | 3.625 | Residential & Commercial | USHP | Ducted CEE Tier 1
216751819 | Central HP <5.4 tons | YORK | HRCU-A-CB (Split System: Heat Pump with Remote Outdoor Unit-Air-Source) | HH860E2S11 | ADP |  | H,YG86*60+TXV-BLEED | TM9V100C20MP12 | 53000 | 19 | 8.5 | 51500 | 38000 | 73.79% | 2 | 0 | 11 |  |  |  |  | R-454B | 4.4167 | Residential & Commercial | USHP | Ducted CEE Tier 1
216751852 | Central HP <5.4 tons | YORK | HRCU-A-CB (Split System: Heat Pump with Remote Outdoor Unit-Air-Source) | HH860E2S11 | ADP |  | H,YG3K*60+TXV-BLEED | Y91E080C20SMPS1 | 53000 | 18 | 8.45 | 52000 | 38500 | 74.04% | 1.98 | 0 | 10.5 |  |  |  |  | R-454B | 4.4167 | Residential & Commercial | USHP | Ducted CEE Tier 1
216751853 | Central HP <5.4 tons | YORK | HRCU-A-CB (Split System: Heat Pump with Remote Outdoor Unit-Air-Source) | HH860E2S11 | ADP |  | H,YG48*48+TXV-BLEED | Y91E080C20SMPS1 | 44500 | 18 | 9 | 43500 | 33000 | 75.86% | 2 | 0 | 12 |  |  |  |  | R-454B | 3.7083 | Residential & Commercial | USHP | Ducted CEE Tier 1
216992523 | Central HP <5.4 tons | BRYANT HEATING AND COOLING SYSTEMS | HRCU-A-CB (Split System: Heat Pump with Remote Outdoor Unit-Air-Source) | 293VAN048**AA* | ADP |  | H,PG48*60+TXV | 88*TB36070C14*** | 43500 | 19 | 9 | 47500 | 35200 | 74.11% | 1.9 | 0 | 11 |  |  |  |  | R-454B | 3.625 | Residential & Commercial | USHP | Ducted CEE Tier 1
214574512 | Central HP <5.4 tons | ARCOAIRE | HRCU-A-CB (Split System: Heat Pump with Remote Outdoor Unit-Air-Source) | HVH837GKA2* |  |  | EN(A,D,W)4X42L21**+WALLCON | *80CTL0702120B* | 31800 | 17 | 8.1 | 33000 | 24600 | 74.55% | 1.88 | 0 | 11 |  |  |  |  | R-410A | 2.65 | Residential & Commercial | USHP | Ducted CEE Tier 1
214574562 | Central HP <5.4 tons | ARCOAIRE | HRCU-A-CB (Split System: Heat Pump with Remote Outdoor Unit-Air-Source) | HVH837GKA2* |  |  | EN(A,D,W)4X42L21**+WALLCON | *96CTN0802120B* | 31800 | 17 | 8.1 | 33000 | 24400 | 73.94% | 1.9 | 0 | 11.5 |  |  |  |  | R-410A | 2.65 | Residential & Commercial | USHP | Ducted CEE Tier 1
216014871 | Central HP <5.4 tons | FRIEDRICH | HRCU-A-C (Split System: Heat Pump with Remote Outdoor Unit with No Indoor Fan --Air Source) | WFPU18Z483C |  |  | TCFZ4821STANM | 0 | 44500 | 15.8 | 8.3 | 44000 | 33000 | 75% | 1.91 | 0 | 9.5 |  |  |  |  | R-410A | 3.7083 | Residential & Commercial | USHP
216032226 | Central HP <5.4 tons | 1HVAC | HRCU-A-CB (Split System: Heat Pump with Remote Outdoor Unit-Air-Source) | ACIQ-60-EHPD |  |  | ACIQ-60-AHD | 0 | 54000 | 15.2 | 8.4 | 54000 | 38000 | 70.37% | 1.8 | 0 | 8.6 |  |  |  |  | R-454B | 4.5 | Residential & Commercial | USHP
215726339 | Central HP <5.4 tons | YORK | HRCU-A-CB (Split System: Heat Pump with Remote Outdoor Unit-Air-Source) | HH836E2S11 | ADP |  | H,YG81*36+TXV-BLEED | TM9V060B12MP12 | 32600 | 17 | 8.5 | 29000 | 24800 | 85.52% | 2 | 0 | 11 |  |  |  |  | R-454B | 2.7167 | Residential & Commercial | USHP | Ducted CEE Tier 1
215726448 | Central HP <5.4 tons | YORK | HRCU-A-CB (Split System: Heat Pump with Remote Outdoor Unit-Air-Source) | HH836E2S11 | ADP |  | H,YG36*36+TXV | Y82E080B12LMPS1 | 32800 | 19 | 8.5 | 28400 | 24400 | 85.92% | 2 | 0 | 11.7 |  |  |  |  | R-454B | 2.7333 | Residential & Commercial | USHP | Ducted CEE Tier 1
215447639 | Central HP <5.4 tons | ECOER | HRCU-A-CB (Split System: Heat Pump with Remote Outdoor Unit-Air-Source) | EODA19H-2436AA* |  |  | EAHAEC-36 | 0 | 33600 | 18.2 | 9.5 | 35000 | 24600 | 70.29% | 2 | 0 | 11.7 |  |  |  |  | R-410A | 2.8 | Residential & Commercial | USHP | Ducted CEE Tier 1
216445241 | Central HP <5.4 tons | ECOER | HRCU-A-CB (Split System: Heat Pump with Remote Outdoor Unit-Air-Source) | EODA19H-4860AB* |  |  | EAHDEN-48AB* | 0 | 47000 | 19 | 10 | 48000 | 34400 | 71.67% | 2.1 | 0 | 12 |  |  |  |  | R-454B | 3.9167 | Residential & Commercial | USHP | Ducted CEE Tier 1
216751870 | Central HP <5.4 tons | YORK | HRCU-A-CB (Split System: Heat Pump with Remote Outdoor Unit-Air-Source) | HH860E2S11 | ADP |  | H,YG48*48+TXV-BLEED | Y91E100C16SMPS1 | 45500 | 18 | 9 | 44000 | 33400 | 75.91% | 2 | 0 | 11.7 |  |  |  |  | R-454B | 3.7917 | Residential & Commercial | USHP | Ducted CEE Tier 1
216751901 | Central HP <5.4 tons | YORK | HRCU-A-CB (Split System: Heat Pump with Remote Outdoor Unit-Air-Source) | HH860E2S11 | ADP |  | H,YG51*60+TXV-BLEED | Y91E100C20SMPS1 | 53000 | 19 | 8.5 | 52000 | 38000 | 73.08% | 2 | 0 | 11 |  |  |  |  | R-454B | 4.4167 | Residential & Commercial | USHP | Ducted CEE Tier 1
216751919 | Central HP <5.4 tons | YORK | HRCU-A-CB (Split System: Heat Pump with Remote Outdoor Unit-Air-Source) | HH860E2S11 | ADP |  | H,YG86*60+TXV-BLEED | Y91E120D20SMPS1 | 53500 | 19 | 8.5 | 51500 | 38000 | 73.79% | 2 | 0 | 11.7 |  |  |  |  | R-454B | 4.4583 | Residential & Commercial | USHP | Ducted CEE Tier 1
214731214 | Central HP <5.4 tons | BRYANT HEATING AND COOLING SYSTEMS | HRCU-A-CB (Split System: Heat Pump with Remote Outdoor Unit-Air-Source) | 38MURAQ36AB3* | ADP |  | H,PG7J936 | 926TC60080V21*** | 35200 | 16 | 8.1 | 36800 | 34800 | 94.57% | 1.9 | 0 | 9.5 |  |  |  |  | R-410A | 2.9333 | Residential & Commercial | USHP
216681843 | Central HP <5.4 tons | PAYNE HEATING AND COOLING | HRCU-A-CB (Split System: Heat Pump with Remote Outdoor Unit-Air-Source) | 38MURAQ36AB3* |  |  | CSPH*4212AL* | PG97VTAA60100C** | 36000 | 16 | 8.5 | 38500 | 34400 | 89.35% | 1.8 | 0 | 10 |  |  |  |  | R-410A | 3 | Residential & Commercial | USHP | Ducted CEE Tier 1
216675445 | Central HP <5.4 tons | ARCOAIRE | HRCU-A-CB (Split System: Heat Pump with Remote Outdoor Unit-Air-Source) | D5CURAH24AAK |  |  | EA*5X25M17A* | *80CSU0401712A* | 25200 | 16.5 | 9 | 23600 | 19200 | 81.36% | 2.06 | 0 | 10 |  |  |  |  | R-454B | 2.1 | Residential & Commercial | USHP | Ducted CEE Tier 1
207658525 | Central HP <5.4 tons | BOSCH | HRCU-A-CB (Split System: Heat Pump with Remote Outdoor Unit-Air-Source) | BOVB-60HDN1-M20G |  |  | BVA-60WN1-M20 | 0 | 52000 | 18 | 9.5 | 55000 | 38500 | 70% | 2.02 | 12.5 | 11.7 |  |  |  |  | R-410A | 4.3333 | Residential & Commercial | USHP | Ducted CEE Tier 1
210279123 | Central HP <5.4 tons | MRCOOL | HRCU-A-CB (Split System: Heat Pump with Remote Outdoor Unit-Air-Source) | CENTRAL-48-HP-C-230A00 |  |  | CENTRAL-48-HP-MUAH230A00 | 0 | 47000 | 15.6 | 9.4 | 50000 | 46000 | 92% | 1.85 | 8.5 | 8.2 |  |  |  |  | R-410A | 3.9167 | Residential & Commercial | USHP
214838769 | Central HP <5.4 tons | ECOER | HRCU-A-CB (Split System: Heat Pump with Remote Outdoor Unit-Air-Source) | EODA19H-2436AA* |  |  | GNC2430BPT | FG7SA-072C-T24B* | 24000 | 17.5 | 8.5 | 24000 | 19400 | 80.83% | 2.1 | 0 | 12 |  |  |  |  | R-410A | 2 | Residential & Commercial | USHP | Ducted CEE Tier 1
214303520 | Central HP <5.4 tons | ECOER | HRCU-A-CB (Split System: Heat Pump with Remote Outdoor Unit-Air-Source) | EODA19H-2436A |  |  | GNC2430APT | MGH96M060B3A | 23800 | 18.5 | 9 | 24000 | 19200 | 80% | 2 | 0 | 12 |  |  |  |  | R-410A | 1.9833 | Residential & Commercial | USHP | Ducted CEE Tier 1
216643194 | Central HP <5.4 tons | ARCOAIRE | HRCU-A-CB (Split System: Heat Pump with Remote Outdoor Unit-Air-Source) | D5CUHAH18AAK |  |  | EA*5X25M17A* | *80MS(N,L)0451412A* | 18300 | 15.2 | 10.5 | 19800 | 17500 | 88.38% | 2 | 0 | 11.5 |  |  |  |  | R-454B | 1.525 | Residential & Commercial | USHP | Ducted CEE Tier 1
216445250 | Central HP <5.4 tons | LG | HRCU-A-C (Split System: Heat Pump with Remote Outdoor Unit with No Indoor Fan --Air Source) | KUSXB481A |  |  | LKMMA48C1 | 0 | 45500 | 15.2 | 8.3 | 48000 | 38000 | 79.17% | 1.8 | 0 | 10.5 |  |  |  |  | R-32 | 3.7917 | Residential & Commercial | USHP | Ducted CEE Tier 1
211709429 | Central HP <5.4 tons | ARMSTRONG AIR | HRCU-A-CB (Split System: Heat Pump with Remote Outdoor Unit-Air-Source) | 4SHP22LX124P-**A |  |  | BCE7E30M*4X | 0 | 24000 | 22 | 9 | 22400 | 16100 | 71.88% | 2.34 | 0 | 14 |  |  |  |  | R-410A | 2 | Residential & Commercial | USHP | Ducted CEE Tier 1
216706473 | Central HP <5.4 tons | ECOER | HRCU-A-C (Split System: Heat Pump with Remote Outdoor Unit with No Indoor Fan --Air Source) | EODA19H-4860AA* |  |  | GNC4860CPT | 0 | 50000 | 16 | 8.6 | 53000 | 37200 | 70.19% | 1.9 | 0 | 11 |  |  |  |  | R-410A | 4.1667 | Residential & Commercial | USHP | Ducted CEE Tier 1
216019257 | Central HP <5.4 tons | ECOER | HRCU-A-CB (Split System: Heat Pump with Remote Outdoor Unit-Air-Source) | EODA19H-4860AA* |  |  | EAHAEC-60 | 0 | 53000 | 17 | 9.2 | 55000 | 38500 | 70% | 1.9 | 0 | 11 |  |  |  |  | R-410A | 4.4167 | Residential & Commercial | USHP | Ducted CEE Tier 1
216643601 | Central HP <5.4 tons | ARCOAIRE | HRCU-A-CB (Split System: Heat Pump with Remote Outdoor Unit-Air-Source) | D5CUHAH18AAK |  |  | EA*5X24M17A* | *80MSU0601716A* | 17800 | 15.2 | 10 | 20600 | 18500 | 89.81% | 1.98 | 0 | 11 |  |  |  |  | R-454B | 1.4833 | Residential & Commercial | USHP | Ducted CEE Tier 1
216992543 | Central HP <5.4 tons | BRYANT HEATING AND COOLING SYSTEMS | HRCU-A-CB (Split System: Heat Pump with Remote Outdoor Unit-Air-Source) | 293VAN048**AA* | ADP |  | H,PG48*60+TXV | 987MC66100C21*** | 44500 | 21 | 9.5 | 46500 | 36400 | 78.28% | 2 | 0 | 10.5 |  |  |  |  | R-454B | 3.7083 | Residential & Commercial | USHP | Ducted CEE Tier 1
212632893 | Central HP <5.4 tons | LENNOX | HRCU-A-CB (Split System: Heat Pump with Remote Outdoor Unit-Air-Source) | SL25XPV-048-230A** | ADP |  | LD42/61Y9 | EL296DF110XV60C* | 45500 | 20 | 9 | 42000 | 35000 | 83.33% | 1.84 | 0 | 12 |  |  |  |  | R-410A | 3.7917 | Residential & Commercial | USHP | Ducted CEE Tier 1
214303517 | Central HP <5.4 tons | ECOER | HRCU-A-C (Split System: Heat Pump with Remote Outdoor Unit with No Indoor Fan --Air Source) | EODA19H-4860A |  |  | GNC4860DPT+DK | 0 | 52000 | 15.2 | 8.6 | 53000 | 37200 | 70.19% | 1.9 | 0 | 10.8 |  |  |  |  | R-410A | 4.3333 | Residential & Commercial | USHP | Ducted CEE Tier 1
216675787 | Central HP <5.4 tons | ARCOAIRE | HRCU-A-CB (Split System: Heat Pump with Remote Outdoor Unit-Air-Source) | D5CURAH24AAK |  |  | EA*5X30M14A* | *80MS(N,L)0701412A* | 23400 | 15.5 | 8.5 | 24000 | 19400 | 80.83% | 1.9 | 0 | 9.8 |  |  |  |  | R-454B | 1.95 | Residential & Commercial | USHP
210470916 | Central HP <5.4 tons | KEEPRITE | HRCU-A-CB (Split System: Heat Pump with Remote Outdoor Unit-Air-Source) | CVH837GKA2* |  |  | EN(A,D,W)4X60L24**+WALLCON | *80CTL0902120A* | 32800 | 18 | 8.1 | 32200 | 24800 | 77.02% | 1.98 | 0 | 12 |  |  |  |  | R-410A | 2.7333 | Residential & Commercial | USHP | Ducted CEE Tier 1
211227083 | Central HP <5.4 tons | KEEPRITE | HRCU-A-CB (Split System: Heat Pump with Remote Outdoor Unit-Air-Source) | DLCURAH36ABK |  |  | EA*4X37L21A* | *95ESN1002122A* | 37400 | 15.5 | 8.5 | 39000 | 35000 | 89.74% | 2.16 | 0 | 10 |  |  |  |  | R-410A | 3.1167 | Residential & Commercial | USHP | Ducted CEE Tier 1
214061407 | Central HP <5.4 tons | YORK | HRCU-A-CB (Split System: Heat Pump with Remote Outdoor Unit-Air-Source) | HMH72B241 | ADP |  | AD-35H*****9 | Y82E080B12LMPS1 | 21800 | 17 | 8.1 | 22000 | 15600 | 70.91% | 1.86 | 0 | 9.5 |  |  |  |  | R-410A | 1.8167 | Residential & Commercial | USHP
211227393 | Central HP <5.4 tons | KEEPRITE | HRCU-A-CB (Split System: Heat Pump with Remote Outdoor Unit-Air-Source) | DLCURAH36ABK |  |  | EA*4X42L21A* | *80VSL0701716A* | 35200 | 16 | 8.1 | 38500 | 35000 | 90.91% | 1.86 | 0 | 9.5 |  |  |  |  | R-410A | 2.9333 | Residential & Commercial | USHP
210470547 | Central HP <5.4 tons | KEEPRITE | HRCU-A-CB (Split System: Heat Pump with Remote Outdoor Unit-Air-Source) | CVH837GKA2* |  |  | EA*4X61L24A*+WALLCON | *80CSU1002120A* | 33200 | 17.5 | 8.1 | 32000 | 24800 | 77.5% | 1.98 | 0 | 11.5 |  |  |  |  | R-410A | 2.7667 | Residential & Commercial | USHP | Ducted CEE Tier 1
216751911 | Central HP <5.4 tons | YORK | HRCU-A-CB (Split System: Heat Pump with Remote Outdoor Unit-Air-Source) | HH860E2S11 | ADP |  | H,YG48*60+TXV-BLEED | Y91E120D20SMPS1 | 46000 | 18 | 9 | 45000 | 33800 | 75.11% | 2 | 0 | 11.7 |  |  |  |  | R-454B | 3.8333 | Residential & Commercial | USHP | Ducted CEE Tier 1
214574292 | Central HP <5.4 tons | ARCOAIRE | HRCU-A-CB (Split System: Heat Pump with Remote Outdoor Unit-Air-Source) | HVH837GKA2* |  |  | EHD4X42AAL+WALLCON | *95CSU1002122B* | 32600 | 17 | 8.5 | 32800 | 24800 | 75.61% | 1.96 | 0 | 11 |  |  |  |  | R-410A | 2.7167 | Residential & Commercial | USHP | Ducted CEE Tier 1
212977566 | Central HP <5.4 tons | ARCOAIRE | HRCU-A-CB (Split System: Heat Pump with Remote Outdoor Unit-Air-Source) | DLCURAH24ABK |  |  | EA*4X24L14A* | *80MS(N,L)0451412A* | 23400 | 17 | 8.5 | 27000 | 26200 | 97.04% | 2.22 | 0 | 10 |  |  |  |  | R-410A | 1.95 | Residential & Commercial | USHP | Ducted CEE Tier 1
212976114 | Central HP <5.4 tons | ARCOAIRE | HRCU-A-CB (Split System: Heat Pump with Remote Outdoor Unit-Air-Source) | DLCURAH24ABK |  |  | EN(A,D,W)4X36L17** | *96VTN0801716B* | 23400 | 16.5 | 8.1 | 25800 | 24200 | 93.8% | 2 | 0 | 10 |  |  |  |  | R-410A | 1.95 | Residential & Commercial | USHP | Ducted CEE Tier 1
212977686 | Central HP <5.4 tons | ARCOAIRE | HRCU-A-CB (Split System: Heat Pump with Remote Outdoor Unit-Air-Source) | DLCURAH24ABK |  |  | EN(A,D)4X30L17** | *80MS(N,L)0451412A* | 23600 | 17 | 8.5 | 26400 | 24200 | 91.67% | 2 | 0 | 10.5 |  |  |  |  | R-410A | 1.9667 | Residential & Commercial | USHP | Ducted CEE Tier 1
214779541 | Central HP <5.4 tons | FRIEDRICH | HRCU-A-CB (Split System: Heat Pump with Remote Outdoor Unit-Air-Source) | WFPU18Z363C |  |  | RH2TZ3617STANN | 0 | 28200 | 17 | 8.5 | 29000 | 23200 | 80% | 2.07 | 0 | 10.1 |  |  |  |  | R-410A | 2.35 | Residential & Commercial | USHP | Ducted CEE Tier 1
216678776 | Central HP <5.4 tons | PAYNE HEATING AND COOLING | HRCU-A-CB (Split System: Heat Pump with Remote Outdoor Unit-Air-Source) | 38MURAQ36AB3* |  |  | CSPH*4812AL* | PG97VTAA48060B** | 36000 | 15.2 | 8.5 | 38500 | 34600 | 89.87% | 1.82 | 0 | 9.8 |  |  |  |  | R-410A | 3 | Residential & Commercial | USHP
216678812 | Central HP <5.4 tons | PAYNE HEATING AND COOLING | HRCU-A-CB (Split System: Heat Pump with Remote Outdoor Unit-Air-Source) | 38MURAQ36AB3* |  |  | CNPV*4217AL* | PG97VTAA48060B** | 35400 | 15.5 | 8.5 | 38500 | 34600 | 89.87% | 1.78 | 0 | 10 |  |  |  |  | R-410A | 2.95 | Residential & Commercial | USHP | Ducted CEE Tier 1
214573542 | Central HP <5.4 tons | ARCOAIRE | HRCU-A-CB (Split System: Heat Pump with Remote Outdoor Unit-Air-Source) | HVH837GKA** |  |  | EN(A,D)4X48L24**+WALLCON | *96CTN0802120B* | 32400 | 17.5 | 8.5 | 32600 | 24800 | 76.07% | 1.98 | 0 | 11.5 |  |  |  |  | R-410A | 2.7 | Residential & Commercial | USHP | Ducted CEE Tier 1
206767048 | Central HP <5.4 tons | KEEPRITE | HRCU-A-CB (Split System: Heat Pump with Remote Outdoor Unit-Air-Source) | CVH825GKA3* |  |  | EHD4X36AAL+WALLCON | *80CTL0901716A* | 24200 | 16.5 | 8.1 | 21400 | 16600 | 77.57% | 2 | 11 | 11 |  |  |  |  | R-410A | 2.0167 | Residential & Commercial | USHP | Ducted CEE Tier 1
210474390 | Central HP <5.4 tons | KEEPRITE | HRCU-A-CB (Split System: Heat Pump with Remote Outdoor Unit-Air-Source) | CVH825GKA3* |  |  | EHD4X42AAL+WALLCON | *97CMN1202422A* | 24200 | 16 | 8.1 | 21400 | 16700 | 78.04% | 2 | 0 | 10.5 |  |  |  |  | R-410A | 2.0167 | Residential & Commercial | USHP | Ducted CEE Tier 1
215447635 | Central HP <5.4 tons | ECOER | HRCU-A-CB (Split System: Heat Pump with Remote Outdoor Unit-Air-Source) | EODA19H-4860AA* |  |  | GNC4248CPT | FG7TC-080D-V35C* | 45000 | 18 | 8.8 | 46000 | 32400 | 70.43% | 1.95 | 0 | 11.7 |  |  |  |  | R-410A | 3.75 | Residential & Commercial | USHP | Ducted CEE Tier 1
215447636 | Central HP <5.4 tons | ECOER | HRCU-A-CB (Split System: Heat Pump with Remote Outdoor Unit-Air-Source) | EODA19H-4860AA* |  |  | GNC4860CPT | FG7TC-100D-V35C* | 52000 | 18 | 8.7 | 54000 | 37800 | 70% | 1.9 | 0 | 11.4 |  |  |  |  | R-410A | 4.3333 | Residential & Commercial | USHP | Ducted CEE Tier 1
215934058 | Central HP <5.4 tons | ARCOAIRE | HRCU-A-CB (Split System: Heat Pump with Remote Outdoor Unit-Air-Source) | H5H3V48*K*AAA* |  |  | EA*5X48M21A*+WALLCON | *97CMN0801714B* | 42500 | 20 | 9.5 | 48500 | 36400 | 75.05% | 2 | 0 | 10.5 |  |  |  |  | R-454B | 3.5417 | Residential & Commercial | USHP | Ducted CEE Tier 1
208106638 | Central HP <5.4 tons | 1HVAC | HRCU-A-CB (Split System: Heat Pump with Remote Outdoor Unit-Air-Source) | ACIQ-24-HPB |  |  | ACIQ-24-AHB | 0 | 24000 | 17.4 | 10 | 24000 | 22600 | 94.17% | 1.91 | 12.5 | 11.7 |  |  |  |  | R-410A | 2 | Residential & Commercial | USHP | Ducted CEE Tier 1
213307017 | Central HP <5.4 tons | YORK | HRCU-A-CB (Split System: Heat Pump with Remote Outdoor Unit-Air-Source) | HMH72B341 | ADP |  | AD-33(P,U)*****9 | TM9Y080C16MP11 | 34000 | 18 | 8.1 | 32400 | 24000 | 74.07% | 2.08 | 0 | 9.5 |  |  |  |  | R-410A | 2.8333 | Residential & Commercial | USHP
216644074 | Central HP <5.4 tons | ARCOAIRE | HRCU-A-CB (Split System: Heat Pump with Remote Outdoor Unit-Air-Source) | D5CUHAH18AAK |  |  | EA*5X25M17A* | *96VSN0401410B* | 18000 | 15.2 | 9 | 19700 | 17600 | 89.34% | 1.88 | 0 | 11 |  |  |  |  | R-454B | 1.5 | Residential & Commercial | USHP | Ducted CEE Tier 1
216445264 | Central HP <5.4 tons | LG | HRCU-A-C (Split System: Heat Pump with Remote Outdoor Unit with No Indoor Fan --Air Source) | KUSXA301A |  |  | LKMMA24B1 | 0 | 23000 | 15.5 | 8.8 | 26000 | 24000 | 92.31% | 1.8 | 0 | 11.7 |  |  |  |  | R-32 | 1.9167 | Residential & Commercial | USHP | Ducted CEE Tier 1
216776404 | Central HP <5.4 tons | FRIEDRICH | HRCU-A-CB (Split System: Heat Pump with Remote Outdoor Unit-Air-Source) | WFPU17Y243D |  |  | WFH24Y193D | 0 | 24000 | 18 | 9 | 24000 | 18000 | 75% | 2 | 0 | 10 |  |  |  |  | R-454B | 2 | Residential & Commercial | USHP | Ducted CEE Tier 1
211222752 | Central HP <5.4 tons | KEEPRITE | HRCU-A-CB (Split System: Heat Pump with Remote Outdoor Unit-Air-Source) | DLCURAH30ABK |  |  | FM(C,U)4Z36**AL* | 0 | 30400 | 15.5 | 8.5 | 35000 | 27400 | 78.29% | 1.82 | 0 | 9 |  |  |  |  | R-410A | 2.5333 | Residential & Commercial | USHP
215932148 | Central HP <5.4 tons | ARCOAIRE | HRCU-A-CB (Split System: Heat Pump with Remote Outdoor Unit-Air-Source) | H5H3V36*K*AAA* |  |  | EA*5X37M17A*+WALLCON | *96CTN0401410B* | 32200 | 17.5 | 9 | 34000 | 26200 | 77.06% | 1.96 | 0 | 10.5 |  |  |  |  | R-454B | 2.6833 | Residential & Commercial | USHP | Ducted CEE Tier 1
215932248 | Central HP <5.4 tons | ARCOAIRE | HRCU-A-CB (Split System: Heat Pump with Remote Outdoor Unit-Air-Source) | H5H3V36*K*AAA* |  |  | EA*5X42M21A*+WALLCON | *80CTL0901716B* | 32600 | 20 | 9.5 | 35000 | 26800 | 76.57% | 2.02 | 0 | 11 |  |  |  |  | R-454B | 2.7167 | Residential & Commercial | USHP | Ducted CEE Tier 1
215933018 | Central HP <5.4 tons | ARCOAIRE | HRCU-A-CB (Split System: Heat Pump with Remote Outdoor Unit-Air-Source) | H5H3V36*K*AAA* |  |  | ESH5X30M12A*+WALLCON | *96CTN0601714B* | 32400 | 18 | 9 | 34800 | 26600 | 76.44% | 1.92 | 0 | 10 |  |  |  |  | R-454B | 2.7 | Residential & Commercial | USHP | Ducted CEE Tier 1
215932848 | Central HP <5.4 tons | ARCOAIRE | HRCU-A-CB (Split System: Heat Pump with Remote Outdoor Unit-Air-Source) | H5H3V36*K*AAA* |  |  | EA*5X61M24A*+WALLCON | *80CSU1002120A* | 34400 | 20.5 | 9 | 34400 | 26200 | 76.16% | 1.96 | 0 | 11.7 |  |  |  |  | R-454B | 2.8667 | Residential & Commercial | USHP | Ducted CEE Tier 1
215932448 | Central HP <5.4 tons | ARCOAIRE | HRCU-A-CB (Split System: Heat Pump with Remote Outdoor Unit-Air-Source) | H5H3V36*K*AAA* |  |  | EA*5X48M21A*+WALLCON | *80CTL1102120B* | 33400 | 20.5 | 9.5 | 34400 | 26200 | 76.16% | 2.04 | 0 | 11.7 |  |  |  |  | R-454B | 2.7833 | Residential & Commercial | USHP | Ducted CEE Tier 1
215932498 | Central HP <5.4 tons | ARCOAIRE | HRCU-A-CB (Split System: Heat Pump with Remote Outdoor Unit-Air-Source) | H5H3V36*K*AAA* |  |  | EA*5X48M21A*+WALLCON | *97CMN0802120B* | 33400 | 20 | 9.5 | 34600 | 26400 | 76.3% | 2.02 | 0 | 11.5 |  |  |  |  | R-454B | 2.7833 | Residential & Commercial | USHP | Ducted CEE Tier 1
215933168 | Central HP <5.4 tons | ARCOAIRE | HRCU-A-CB (Split System: Heat Pump with Remote Outdoor Unit-Air-Source) | H5H3V36*K*AAA* |  |  | ESH5X36M12A*+WALLCON | *97CMN0601714B* | 33000 | 18.5 | 9 | 34400 | 26200 | 76.16% | 1.92 | 0 | 10.5 |  |  |  |  | R-454B | 2.75 | Residential & Commercial | USHP | Ducted CEE Tier 1
212977255 | Central HP <5.4 tons | ARCOAIRE | HRCU-A-CB (Split System: Heat Pump with Remote Outdoor Unit-Air-Source) | DLCURAH36ABK |  |  | EA*4X48L24A* | *96VTN1202422B* | 35600 | 16.5 | 8.5 | 37800 | 34600 | 91.53% | 2.02 | 0 | 10 |  |  |  |  | R-410A | 2.9667 | Residential & Commercial | USHP | Ducted CEE Tier 1
216706470 | Central HP <5.4 tons | ECOER | HRCU-A-C (Split System: Heat Pump with Remote Outdoor Unit with No Indoor Fan --Air Source) | EODA19H-2436AA* |  |  | GNC2430BPT | 0 | 23200 | 16 | 8.8 | 23000 | 18600 | 80.87% | 1.9 | 0 | 11.2 |  |  |  |  | R-410A | 1.9333 | Residential & Commercial | USHP | Ducted CEE Tier 1
212975445 | Central HP <5.4 tons | ARCOAIRE | HRCU-A-CB (Split System: Heat Pump with Remote Outdoor Unit-Air-Source) | DLCURAH18ABK |  |  | EN(A,D)4X18L14** | *96VTN0601412B* | 17300 | 16 | 8.5 | 18500 | 19800 | 107% | 2.38 | 0 | 10.5 |  |  |  |  | R-410A | 1.4417 | Residential & Commercial | USHP | Ducted CEE Tier 1
212975478 | Central HP <5.4 tons | ARCOAIRE | HRCU-A-CB (Split System: Heat Pump with Remote Outdoor Unit-Air-Source) | DLCURAH18ABK |  |  | EN(A,D)4X30L14** | *96VTN0601412B* | 17400 | 16 | 8.1 | 18000 | 18700 | 103.9% | 2.24 | 0 | 11 |  |  |  |  | R-410A | 1.45 | Residential & Commercial | USHP | Ducted CEE Tier 1
215934008 | Central HP <5.4 tons | ARCOAIRE | HRCU-A-CB (Split System: Heat Pump with Remote Outdoor Unit-Air-Source) | H5H3V48*K*AAA* |  |  | EA*5X48M21A*+WALLCON | *80CTL0902120B* | 44000 | 21 | 9.5 | 48000 | 36200 | 75.42% | 1.92 | 0 | 11 |  |  |  |  | R-454B | 3.6667 | Residential & Commercial | USHP | Ducted CEE Tier 1
212394549 | Central HP <5.4 tons | YORK | HRCU-A-CB (Split System: Heat Pump with Remote Outdoor Unit-Air-Source) | HMH72B341 | ADP |  | H,YE33936 | TM9E060B12MP12 | 32600 | 17 | 8.5 | 32400 | 23200 | 71.6% | 2 | 0 | 9.5 |  |  |  |  | R-410A | 2.7167 | Residential & Commercial | USHP
214660563 | Central HP <5.4 tons | ECOER | HRCU-A-CB (Split System: Heat Pump with Remote Outdoor Unit-Air-Source) | EODA19H-4860AA* |  |  | GNC4860DPT | MGH96M100D5A | 52000 | 18 | 8.7 | 54000 | 37800 | 70% | 1.9 | 0 | 11.7 |  |  |  |  | R-410A | 4.3333 | Residential & Commercial | USHP | Ducted CEE Tier 1
214660564 | Central HP <5.4 tons | ECOER | HRCU-A-CB (Split System: Heat Pump with Remote Outdoor Unit-Air-Source) | EODA19H-4860AA* |  |  | EAHATN-36BA* | 0 | 35200 | 19.5 | 9.5 | 36000 | 29200 | 81.11% | 1.9 | 0 | 12.5 |  |  |  |  | R-410A | 2.9333 | Residential & Commercial | USHP | Ducted CEE Tier 1
214573842 | Central HP <5.4 tons | ARCOAIRE | HRCU-A-CB (Split System: Heat Pump with Remote Outdoor Unit-Air-Source) | HVH837GKA2* |  |  | EA*4X42L24A*+WALLCON | *96CTN0802120B* | 31800 | 17.5 | 8.5 | 32800 | 24400 | 74.39% | 1.9 | 0 | 11 |  |  |  |  | R-410A | 2.65 | Residential & Commercial | USHP | Ducted CEE Tier 1
214573892 | Central HP <5.4 tons | ARCOAIRE | HRCU-A-CB (Split System: Heat Pump with Remote Outdoor Unit-Air-Source) | HVH837GKA2* |  |  | EA*4X43L21A*+WALLCON | *97CMN0802120B* | 32800 | 17.5 | 8.5 | 32800 | 25200 | 76.83% | 2 | 0 | 11.5 |  |  |  |  | R-410A | 2.7333 | Residential & Commercial | USHP | Ducted CEE Tier 1
216644283 | Central HP <5.4 tons | ARCOAIRE | HRCU-A-CB (Split System: Heat Pump with Remote Outdoor Unit-Air-Source) | D5CUHAH18AAK |  |  | EA*5X25M17A* | *95MSU0601716A* | 18100 | 15.2 | 9 | 19700 | 17600 | 89.34% | 1.9 | 0 | 11 |  |  |  |  | R-454B | 1.5083 | Residential & Commercial | USHP | Ducted CEE Tier 1
216643399 | Central HP <5.4 tons | ARCOAIRE | HRCU-A-CB (Split System: Heat Pump with Remote Outdoor Unit-Air-Source) | D5CUHAH18AAK |  |  | EA*5X25M17A* | *80VSL0451412B* | 18500 | 15.2 | 9.5 | 20000 | 17600 | 88% | 2.02 | 0 | 11.5 |  |  |  |  | R-454B | 1.5417 | Residential & Commercial | USHP | Ducted CEE Tier 1
214838776 | Central HP <5.4 tons | ECOER | HRCU-A-CB (Split System: Heat Pump with Remote Outdoor Unit-Air-Source) | EODA19H-4860AA* |  |  | GNC3036BPT | FG7SA-072C-T24B* | 33000 | 17 | 8.5 | 35000 | 28000 | 80% | 1.95 | 0 | 12 |  |  |  |  | R-410A | 2.75 | Residential & Commercial | USHP | Ducted CEE Tier 1
216445254 | Central HP <5.4 tons | LG | HRCU-A-C (Split System: Heat Pump with Remote Outdoor Unit with No Indoor Fan --Air Source) | KUSXA181A |  |  | LKMMA18A1 | 0 | 17000 | 15.2 | 8.1 | 20000 | 18000 | 90% | 1.8 | 0 | 11.5 |  |  |  |  | R-32 | 1.4167 | Residential & Commercial | USHP | Ducted CEE Tier 1
216445255 | Central HP <5.4 tons | LG | HRCU-A-C (Split System: Heat Pump with Remote Outdoor Unit with No Indoor Fan --Air Source) | KUSXA181A |  |  | LKMMA18B1 | 0 | 18000 | 15.2 | 8.1 | 20000 | 18000 | 90% | 1.8 | 0 | 11.5 |  |  |  |  | R-32 | 1.5 | Residential & Commercial | USHP | Ducted CEE Tier 1
212975126 | Central HP <5.4 tons | ARCOAIRE | HRCU-A-CB (Split System: Heat Pump with Remote Outdoor Unit-Air-Source) | DLCURAH18ABK |  |  | EN(A,D)4X30L17** | *96VTN0401712B* | 17300 | 16 | 8.1 | 17900 | 18600 | 103.9% | 2.22 | 0 | 10.5 |  |  |  |  | R-410A | 1.4417 | Residential & Commercial | USHP | Ducted CEE Tier 1
212973655 | Central HP <5.4 tons | ARCOAIRE | HRCU-A-CB (Split System: Heat Pump with Remote Outdoor Unit-Air-Source) | DLCURAH18ABK |  |  | EA*4X19L17A* | *96VSN0801716B* | 17700 | 16.5 | 8.1 | 17700 | 17900 | 101.1% | 2.16 | 0 | 10.5 |  |  |  |  | R-410A | 1.475 | Residential & Commercial | USHP | Ducted CEE Tier 1
216643939 | Central HP <5.4 tons | ARCOAIRE | HRCU-A-CB (Split System: Heat Pump with Remote Outdoor Unit-Air-Source) | D5CUHAH18AAK |  |  | EA*5X19M17A* | *92MSN0801716A* | 18500 | 15.2 | 10.5 | 20000 | 17800 | 89% | 2 | 0 | 11.5 |  |  |  |  | R-454B | 1.5417 | Residential & Commercial | USHP | Ducted CEE Tier 1
212510778 | Central HP <5.4 tons | AMERISTAR | HRCU-A-CB (Split System: Heat Pump with Remote Outdoor Unit-Air-Source) | E4HL5036A1000A |  |  | 4TXCB006DS3 | A952V060BU4SAD | 30000 | 15.2 | 8.1 | 27000 | 19000 | 70.37% | 1.75 | 0 | 9.8 |  |  |  |  | R-410A | 2.5 | Residential & Commercial | USHP
215447629 | Central HP <5.4 tons | ECOER | HRCU-A-CB (Split System: Heat Pump with Remote Outdoor Unit-Air-Source) | EODA19H-2436AA* |  |  | GNC2430BPT | FG7TC-060D-V24B* | 24000 | 18.5 | 9 | 24000 | 19400 | 80.83% | 2.1 | 0 | 12 |  |  |  |  | R-410A | 2 | Residential & Commercial | USHP | Ducted CEE Tier 1
206765552 | Central HP <5.4 tons | KEEPRITE | HRCU-A-CB (Split System: Heat Pump with Remote Outdoor Unit-Air-Source) | CVH825GKA3* |  |  | EA*4X25L17A*+WALLCON | *80CTL0701412A* | 24400 | 17.5 | 8.5 | 21200 | 16600 | 78.3% | 2.02 | 11 | 11.5 |  |  |  |  | R-410A | 2.0333 | Residential & Commercial | USHP | Ducted CEE Tier 1
210471306 | Central HP <5.4 tons | KEEPRITE | HRCU-A-CB (Split System: Heat Pump with Remote Outdoor Unit-Air-Source) | CVH837GKA2* |  |  | EHD4X60AAL+WALLCON | *80CTL0901716A* | 33000 | 17.5 | 8.1 | 32200 | 24800 | 77.02% | 2.02 | 0 | 11.5 |  |  |  |  | R-410A | 2.75 | Residential & Commercial | USHP | Ducted CEE Tier 1
216643120 | Central HP <5.4 tons | ARCOAIRE | HRCU-A-CB (Split System: Heat Pump with Remote Outdoor Unit-Air-Source) | D5CUHAH18AAK |  |  | EA*5X19M17A* | *80MS(N,L)0451412A* | 18300 | 15.2 | 10.5 | 19800 | 17700 | 89.39% | 2 | 0 | 11 |  |  |  |  | R-454B | 1.525 | Residential & Commercial | USHP | Ducted CEE Tier 1
215675387 | Central HP <5.4 tons | ARCOAIRE | HRCU-A-CB (Split System: Heat Pump with Remote Outdoor Unit-Air-Source) | H5H0V48*K*AAA* |  |  | EVM5X48M21A*+WALLCON | *80CTL0902120B* | 47000 | 18.5 | 9 | 50000 | 36400 | 72.8% | 2 | 0 | 10 |  |  |  |  | R-454B | 3.9167 | Residential & Commercial | USHP | Ducted CEE Tier 1
216640231 | Central HP <5.4 tons | ARCOAIRE | HRCU-A-CB (Split System: Heat Pump with Remote Outdoor Unit-Air-Source) | D5CURAH24AAK |  |  | FTMA5X24L0B* | 0 | 24000 | 15.5 | 9 | 24200 | 19500 | 80.58% | 1.98 | 0 | 10 |  |  |  |  | R-454B | 2 | Residential & Commercial | USHP | Ducted CEE Tier 1
216675743 | Central HP <5.4 tons | ARCOAIRE | HRCU-A-CB (Split System: Heat Pump with Remote Outdoor Unit-Air-Source) | D5CURAH24AAK |  |  | EA*5X25M17A* | *80MS(N,L)0451714A* | 24200 | 15.2 | 8.5 | 23200 | 19100 | 82.33% | 1.96 | 0 | 10 |  |  |  |  | R-454B | 2.0167 | Residential & Commercial | USHP | Ducted CEE Tier 1
215934498 | Central HP <5.4 tons | ARCOAIRE | HRCU-A-CB (Split System: Heat Pump with Remote Outdoor Unit-Air-Source) | H5H3V48*K*AAA* |  |  | ESH5X48M12A*+WALLCON | *97CMN1002122B* | 44000 | 20 | 9 | 48500 | 36400 | 75.05% | 1.82 | 0 | 10.5 |  |  |  |  | R-454B | 3.6667 | Residential & Commercial | USHP | Ducted CEE Tier 1
215934578 | Central HP <5.4 tons | ARCOAIRE | HRCU-A-CB (Split System: Heat Pump with Remote Outdoor Unit-Air-Source) | H5H3V48*K*AAA* |  |  | ESH5X60M12A*+WALLCON | *95CSU0601716B* | 44000 | 19.5 | 9 | 49000 | 36400 | 74.29% | 1.84 | 0 | 11 |  |  |  |  | R-454B | 3.6667 | Residential & Commercial | USHP | Ducted CEE Tier 1
212976810 | Central HP <5.4 tons | ARCOAIRE | HRCU-A-CB (Split System: Heat Pump with Remote Outdoor Unit-Air-Source) | DLCURAH36ABK |  |  | EA*4X48L24A* | *96VTN1002120B* | 36000 | 16.5 | 8.5 | 37800 | 34800 | 92.06% | 2.04 | 0 | 10 |  |  |  |  | R-410A | 3 | Residential & Commercial | USHP | Ducted CEE Tier 1
212976528 | Central HP <5.4 tons | ARCOAIRE | HRCU-A-CB (Split System: Heat Pump with Remote Outdoor Unit-Air-Source) | DLCURAH36ABK |  |  | EA*4X48L24A* | *96VTN0802120B* | 35400 | 16.5 | 8.1 | 37800 | 34600 | 91.53% | 2 | 0 | 10 |  |  |  |  | R-410A | 2.95 | Residential & Commercial | USHP | Ducted CEE Tier 1
215934268 | Central HP <5.4 tons | ARCOAIRE | HRCU-A-CB (Split System: Heat Pump with Remote Outdoor Unit-Air-Source) | H5H3V48*K*AAA* |  |  | EA*5X61M21A*+WALLCON | *97CMN1002122B* | 45500 | 21 | 9.5 | 48500 | 36800 | 75.88% | 2 | 0 | 11 |  |  |  |  | R-454B | 3.7917 | Residential & Commercial | USHP | Ducted CEE Tier 1
215934518 | Central HP <5.4 tons | ARCOAIRE | HRCU-A-CB (Split System: Heat Pump with Remote Outdoor Unit-Air-Source) | H5H3V48*K*AAA* |  |  | ESH5X48M12A*+WALLCON | *96CTN0801714B* | 43000 | 19.5 | 8.5 | 49000 | 35400 | 72.24% | 1.8 | 0 | 11 |  |  |  |  | R-454B | 3.5833 | Residential & Commercial | USHP | Ducted CEE Tier 1
216992984 | Central HP <5.4 tons | BRYANT HEATING AND COOLING SYSTEMS | HRCU-A-CB (Split System: Heat Pump with Remote Outdoor Unit-Air-Source) | 37MUHAQ24AA3 | ADP |  | H,PG7J*36+TXV | 916SA48080M17*** | 22200 | 16 | 8.5 | 19400 | 18400 | 94.85% | 1.96 | 0 | 10 |  |  |  |  | R-454B | 1.85 | Residential & Commercial | USHP | Ducted CEE Tier 1
212394548 | Central HP <5.4 tons | YORK | HRCU-A-CB (Split System: Heat Pump with Remote Outdoor Unit-Air-Source) | HMH72B341 | ADP |  | H,YE32936 | TM9E060B12MP12 | 32600 | 17 | 8.5 | 32400 | 23200 | 71.6% | 2 | 0 | 9.5 |  |  |  |  | R-410A | 2.7167 | Residential & Commercial | USHP
216992548 | Central HP <5.4 tons | BRYANT HEATING AND COOLING SYSTEMS | HRCU-A-CB (Split System: Heat Pump with Remote Outdoor Unit-Air-Source) | 293VAN048**AA* | ADP |  | H,PG35*48+TXV | 987TA66100C21*** | 43500 | 21 | 9.5 | 46000 | 36000 | 78.26% | 2 | 0 | 10.5 |  |  |  |  | R-454B | 3.625 | Residential & Commercial | USHP | Ducted CEE Tier 1
215933998 | Central HP <5.4 tons | ARCOAIRE | HRCU-A-CB (Split System: Heat Pump with Remote Outdoor Unit-Air-Source) | H5H3V48*K*AAA* |  |  | EA*5X48M21A*+WALLCON | *80CTL0702120B* | 43500 | 20.5 | 9.5 | 48000 | 36600 | 76.25% | 2 | 0 | 10.5 |  |  |  |  | R-454B | 3.625 | Residential & Commercial | USHP | Ducted CEE Tier 1
215934568 | Central HP <5.4 tons | ARCOAIRE | HRCU-A-CB (Split System: Heat Pump with Remote Outdoor Unit-Air-Source) | H5H3V48*K*AAA* |  |  | ESH5X60M12A*+WALLCON | *80CTL0901716B* | 44000 | 20.5 | 9 | 49000 | 35800 | 73.06% | 1.86 | 0 | 11.5 |  |  |  |  | R-454B | 3.6667 | Residential & Commercial | USHP | Ducted CEE Tier 1
215931508 | Central HP <5.4 tons | ARCOAIRE | HRCU-A-CB (Split System: Heat Pump with Remote Outdoor Unit-Air-Source) | H5H3V48*K*AAA* |  |  | FCMA5B60L0D*+WALLCON | 0 | 46500 | 23 | 9.5 | 48000 | 35600 | 74.17% | 1.98 | 0 | 12.5 |  |  |  |  | R-454B | 3.875 | Residential & Commercial | USHP | Ducted CEE Tier 1
216675666 | Central HP <5.4 tons | PAYNE HEATING AND COOLING | HRCU-A-CB (Split System: Heat Pump with Remote Outdoor Unit-Air-Source) | 37MURAQ24AA3 |  |  | CAA**3017AM* | PG80MS(A,L)A36045A** | 23600 | 15.2 | 8.5 | 24200 | 19400 | 80.17% | 1.9 | 0 | 9.8 |  |  |  |  | R-454B | 1.9667 | Residential & Commercial | USHP
212972765 | Central HP <5.4 tons | ARCOAIRE | HRCU-A-CB (Split System: Heat Pump with Remote Outdoor Unit-Air-Source) | DLCURAH18ABK |  |  | EN(A,D)4X30L17** | *96VSN0401410B* | 17400 | 16 | 8.1 | 18000 | 18700 | 103.9% | 2.24 | 0 | 10.5 |  |  |  |  | R-410A | 1.45 | Residential & Commercial | USHP | Ducted CEE Tier 1
214660541 | Central HP <5.4 tons | ECOER | HRCU-A-CB (Split System: Heat Pump with Remote Outdoor Unit-Air-Source) | EODA19H-4860AA* |  |  | EAHATN-48BA* | 0 | 47000 | 19 | 9.5 | 48000 | 34400 | 71.67% | 2.1 | 0 | 12.5 |  |  |  |  | R-410A | 3.9167 | Residential & Commercial | USHP | Ducted CEE Tier 1
214660557 | Central HP <5.4 tons | ECOER | HRCU-A-CB (Split System: Heat Pump with Remote Outdoor Unit-Air-Source) | EODA19H-4860AA* |  |  | GNC3036BPT | MGH96M080B3A | 33000 | 18 | 9 | 35000 | 28000 | 80% | 1.95 | 0 | 12 |  |  |  |  | R-410A | 2.75 | Residential & Commercial | USHP | Ducted CEE Tier 1
210474269 | Central HP <5.4 tons | KEEPRITE | HRCU-A-CB (Split System: Heat Pump with Remote Outdoor Unit-Air-Source) | CVH825GKA3* |  |  | EHD4X42AAL+WALLCON | *80CSU0601716A* | 24200 | 16 | 8.1 | 21400 | 16600 | 77.57% | 2 | 0 | 10.5 |  |  |  |  | R-410A | 2.0167 | Residential & Commercial | USHP | Ducted CEE Tier 1
210474478 | Central HP <5.4 tons | KEEPRITE | HRCU-A-CB (Split System: Heat Pump with Remote Outdoor Unit-Air-Source) | CVH825GKA3* |  |  | EHD4X48AAL+WALLCON | *80CSU0401712A* | 24200 | 16.5 | 8.1 | 21200 | 16600 | 78.3% | 2.02 | 0 | 11 |  |  |  |  | R-410A | 2.0167 | Residential & Commercial | USHP | Ducted CEE Tier 1
210473967 | Central HP <5.4 tons | KEEPRITE | HRCU-A-CB (Split System: Heat Pump with Remote Outdoor Unit-Air-Source) | CVH825GKA3* |  |  | EN(A,D,W)4X48L21**+WALLCON | *80CTL0701716A* | 24200 | 17 | 8.1 | 21400 | 16600 | 77.57% | 2.02 | 0 | 11 |  |  |  |  | R-410A | 2.0167 | Residential & Commercial | USHP | Ducted CEE Tier 1
210473692 | Central HP <5.4 tons | KEEPRITE | HRCU-A-CB (Split System: Heat Pump with Remote Outdoor Unit-Air-Source) | CVH825GKA3* |  |  | END4X42L17**+WALLCON | *80CTL0701412A* | 24000 | 17 | 8.1 | 21400 | 16600 | 77.57% | 2 | 0 | 11 |  |  |  |  | R-410A | 2 | Residential & Commercial | USHP | Ducted CEE Tier 1
210473912 | Central HP <5.4 tons | KEEPRITE | HRCU-A-CB (Split System: Heat Pump with Remote Outdoor Unit-Air-Source) | CVH825GKA3* |  |  | EN(A,D,W)4X48L21**+WALLCON | *95CSU1002122A* | 24200 | 17 | 8.1 | 21200 | 16600 | 78.3% | 2.02 | 0 | 11.5 |  |  |  |  | R-410A | 2.0167 | Residential & Commercial | USHP | Ducted CEE Tier 1
210473476 | Central HP <5.4 tons | KEEPRITE | HRCU-A-CB (Split System: Heat Pump with Remote Outdoor Unit-Air-Source) | CVH825GKA3* |  |  | EA*4X48L24A*+WALLCON | *80CTL1352422A* | 24200 | 17 | 8.1 | 21000 | 16500 | 78.57% | 2.02 | 0 | 11 |  |  |  |  | R-410A | 2.0167 | Residential & Commercial | USHP | Ducted CEE Tier 1
210473410 | Central HP <5.4 tons | KEEPRITE | HRCU-A-CB (Split System: Heat Pump with Remote Outdoor Unit-Air-Source) | CVH825GKA3* |  |  | EA*4X48L21A*+WALLCON | *96CTN1002122A* | 24000 | 16.5 | 8.1 | 21000 | 16500 | 78.57% | 2.02 | 0 | 11 |  |  |  |  | R-410A | 2 | Residential & Commercial | USHP | Ducted CEE Tier 1
210472981 | Central HP <5.4 tons | KEEPRITE | HRCU-A-CB (Split System: Heat Pump with Remote Outdoor Unit-Air-Source) | CVH825GKA3* |  |  | EA*4X42L21A*+WALLCON | *97CMN0602120A* | 23600 | 16 | 8.1 | 21400 | 16700 | 78.04% | 1.94 | 0 | 11 |  |  |  |  | R-410A | 1.9667 | Residential & Commercial | USHP | Ducted CEE Tier 1
210473058 | Central HP <5.4 tons | KEEPRITE | HRCU-A-CB (Split System: Heat Pump with Remote Outdoor Unit-Air-Source) | CVH825GKA3* |  |  | EA*4X42L24A*+WALLCON | *97CMN1202422A* | 23800 | 16.5 | 8.1 | 21400 | 16700 | 78.04% | 1.96 | 0 | 11 |  |  |  |  | R-410A | 1.9833 | Residential & Commercial | USHP | Ducted CEE Tier 1
216675495 | Central HP <5.4 tons | ARCOAIRE | HRCU-A-CB (Split System: Heat Pump with Remote Outdoor Unit-Air-Source) | D5CURAH24AAK |  |  | EA*5X36M17A* | *80CSU0601716A* | 24400 | 16 | 9 | 24200 | 19500 | 80.58% | 2.02 | 0 | 10 |  |  |  |  | R-454B | 2.0333 | Residential & Commercial | USHP | Ducted CEE Tier 1
216980829 | Central HP <5.4 tons | 1HVAC | HRCU-A-CB (Split System: Heat Pump with Remote Outdoor Unit-Air-Source) | ACIQ-18-HPD |  |  | ACIQ-18W-PB | 0 | 18000 | 16.8 | 10.5 | 19000 | 19000 | 100% | 1.8 | 0 | 12 |  |  |  |  | R-454B | 1.5 | Residential & Commercial | USHP | Ducted CEE Tier 1
215934478 | Central HP <5.4 tons | ARCOAIRE | HRCU-A-CB (Split System: Heat Pump with Remote Outdoor Unit-Air-Source) | H5H3V48*K*AAA* |  |  | ESH5X48M12A*+WALLCON | *80CTL1352422B* | 44500 | 20.5 | 9 | 48500 | 36400 | 75.05% | 1.82 | 0 | 11 |  |  |  |  | R-454B | 3.7083 | Residential & Commercial | USHP | Ducted CEE Tier 1
207658564 | Central HP <5.4 tons | BOSCH | HRCU-A-CB (Split System: Heat Pump with Remote Outdoor Unit-Air-Source) | BOVB-60HDN1-M20G |  |  | BMA*4248CNTF | BGH96M080C4B | 42500 | 17 | 8.8 | 44500 | 31400 | 70.56% | 1.9 | 12 | 11.7 |  |  |  |  | R-410A | 3.5417 | Residential & Commercial | USHP | Ducted CEE Tier 1
210474654 | Central HP <5.4 tons | KEEPRITE | HRCU-A-CB (Split System: Heat Pump with Remote Outdoor Unit-Air-Source) | CVH825GKA3* |  |  | EHD4X48AAL+WALLCON | *97CMN0602120A* | 24200 | 16 | 8.1 | 21400 | 16700 | 78.04% | 2 | 0 | 10.5 |  |  |  |  | R-410A | 2.0167 | Residential & Commercial | USHP | Ducted CEE Tier 1
210474302 | Central HP <5.4 tons | KEEPRITE | HRCU-A-CB (Split System: Heat Pump with Remote Outdoor Unit-Air-Source) | CVH825GKA3* |  |  | EHD4X42AAL+WALLCON | *80CTL0701716A* | 24200 | 16 | 8.1 | 21400 | 16600 | 77.57% | 2 | 0 | 10.5 |  |  |  |  | R-410A | 2.0167 | Residential & Commercial | USHP | Ducted CEE Tier 1
210474511 | Central HP <5.4 tons | KEEPRITE | HRCU-A-CB (Split System: Heat Pump with Remote Outdoor Unit-Air-Source) | CVH825GKA3* |  |  | EHD4X48AAL+WALLCON | *80CTL0451712A* | 24200 | 16 | 8.1 | 21400 | 16700 | 78.04% | 2 | 0 | 10.5 |  |  |  |  | R-410A | 2.0167 | Residential & Commercial | USHP | Ducted CEE Tier 1
210474088 | Central HP <5.4 tons | KEEPRITE | HRCU-A-CB (Split System: Heat Pump with Remote Outdoor Unit-Air-Source) | CVH825GKA3* |  |  | EN(A,D)4X48L24**+WALLCON | *80CSU1002120A* | 24000 | 16.5 | 8.1 | 21400 | 16600 | 77.57% | 2 | 0 | 11 |  |  |  |  | R-410A | 2 | Residential & Commercial | USHP | Ducted CEE Tier 1
210473157 | Central HP <5.4 tons | KEEPRITE | HRCU-A-CB (Split System: Heat Pump with Remote Outdoor Unit-Air-Source) | CVH825GKA3* |  |  | EA*4X43L21A*+WALLCON | *80CTL0451712A* | 24200 | 16.5 | 8.1 | 21600 | 16800 | 77.78% | 2 | 0 | 11 |  |  |  |  | R-410A | 2.0167 | Residential & Commercial | USHP | Ducted CEE Tier 1
213867256 | Central HP <5.4 tons | YORK | HRCU-A-CB (Split System: Heat Pump with Remote Outdoor Unit-Air-Source) | HMH72B341 | ADP |  | AD-33(P,U)*****9 | TM9V080C16MP12 | 34000 | 17 | 8.1 | 32200 | 23400 | 72.67% | 2.08 | 0 | 10 |  |  |  |  | R-410A | 2.8333 | Residential & Commercial | USHP | Ducted CEE Tier 1
210473989 | Central HP <5.4 tons | KEEPRITE | HRCU-A-CB (Split System: Heat Pump with Remote Outdoor Unit-Air-Source) | CVH825GKA3* |  |  | EN(A,D,W)4X48L21**+WALLCON | *96CTN0801714A* | 24000 | 16.5 | 8.1 | 21400 | 16600 | 77.57% | 2 | 0 | 11 |  |  |  |  | R-410A | 2 | Residential & Commercial | USHP | Ducted CEE Tier 1
210474055 | Central HP <5.4 tons | KEEPRITE | HRCU-A-CB (Split System: Heat Pump with Remote Outdoor Unit-Air-Source) | CVH825GKA3* |  |  | EN(A,D,W)4X48L21**+WALLCON | *97CMN0602120A* | 24000 | 16.5 | 8.1 | 21400 | 16700 | 78.04% | 2 | 0 | 11 |  |  |  |  | R-410A | 2 | Residential & Commercial | USHP | Ducted CEE Tier 1
210474423 | Central HP <5.4 tons | KEEPRITE | HRCU-A-CB (Split System: Heat Pump with Remote Outdoor Unit-Air-Source) | CVH825GKA3* |  |  | EHD4X42AAL+WALLCON | *80CTL0901716A* | 24200 | 16.5 | 8.1 | 21200 | 16500 | 77.83% | 2.02 | 0 | 11 |  |  |  |  | R-410A | 2.0167 | Residential & Commercial | USHP | Ducted CEE Tier 1
210473223 | Central HP <5.4 tons | KEEPRITE | HRCU-A-CB (Split System: Heat Pump with Remote Outdoor Unit-Air-Source) | CVH825GKA3* |  |  | EA*4X43L21A*+WALLCON | *97CMN1002122A* | 24400 | 16.5 | 8.5 | 21200 | 16600 | 78.3% | 2.04 | 0 | 11 |  |  |  |  | R-410A | 2.0333 | Residential & Commercial | USHP | Ducted CEE Tier 1
210473388 | Central HP <5.4 tons | KEEPRITE | HRCU-A-CB (Split System: Heat Pump with Remote Outdoor Unit-Air-Source) | CVH825GKA3* |  |  | EA*4X48L21A*+WALLCON | *97CMN0801714A* | 24000 | 16.5 | 8.1 | 21000 | 16600 | 79.05% | 2 | 0 | 11 |  |  |  |  | R-410A | 2 | Residential & Commercial | USHP | Ducted CEE Tier 1
206765822 | Central HP <5.4 tons | KEEPRITE | HRCU-A-CB (Split System: Heat Pump with Remote Outdoor Unit-Air-Source) | CVH825GKA3* |  |  | EA*4X36L21A*+WALLCON | *96CTN1002122A* | 23600 | 16.5 | 8.1 | 21400 | 16600 | 77.57% | 1.94 | 11 | 11 |  |  |  |  | R-410A | 1.9667 | Residential & Commercial | USHP | Ducted CEE Tier 1
214731221 | Central HP <5.4 tons | BRYANT HEATING AND COOLING SYSTEMS | HRCU-A-CB (Split System: Heat Pump with Remote Outdoor Unit-Air-Source) | 38MURAQ36AB3* | ADP |  | H,PG81936 | 926TC60100V21*** | 36000 | 16 | 8.5 | 36200 | 34400 | 95.03% | 2.04 | 0 | 10 |  |  |  |  | R-410A | 3 | Residential & Commercial | USHP | Ducted CEE Tier 1
210474588 | Central HP <5.4 tons | KEEPRITE | HRCU-A-CB (Split System: Heat Pump with Remote Outdoor Unit-Air-Source) | CVH825GKA3* |  |  | EHD4X48AAL+WALLCON | *97CMN0801714A* | 24200 | 16 | 8.1 | 21400 | 16700 | 78.04% | 2 | 0 | 10.5 |  |  |  |  | R-410A | 2.0167 | Residential & Commercial | USHP | Ducted CEE Tier 1
210473934 | Central HP <5.4 tons | KEEPRITE | HRCU-A-CB (Split System: Heat Pump with Remote Outdoor Unit-Air-Source) | CVH825GKA3* |  |  | EN(A,D,W)4X48L21**+WALLCON | *80CSU0601716A* | 24200 | 17 | 8.1 | 21400 | 16600 | 77.57% | 2 | 0 | 11 |  |  |  |  | R-410A | 2.0167 | Residential & Commercial | USHP | Ducted CEE Tier 1
210472882 | Central HP <5.4 tons | KEEPRITE | HRCU-A-CB (Split System: Heat Pump with Remote Outdoor Unit-Air-Source) | CVH825GKA3* |  |  | EA*4X42L21A*+WALLCON | *80CTL0451712A* | 23600 | 16.5 | 8.1 | 21600 | 16800 | 77.78% | 1.94 | 0 | 10.5 |  |  |  |  | R-410A | 1.9667 | Residential & Commercial | USHP | Ducted CEE Tier 1
215933118 | Central HP <5.4 tons | ARCOAIRE | HRCU-A-CB (Split System: Heat Pump with Remote Outdoor Unit-Air-Source) | H5H3V36*K*AAA* |  |  | ESH5X36M12A*+WALLCON | *80CTL1102120B* | 33400 | 19 | 9 | 34800 | 26600 | 76.44% | 1.92 | 0 | 11.5 |  |  |  |  | R-454B | 2.7833 | Residential & Commercial | USHP | Ducted CEE Tier 1
210473003 | Central HP <5.4 tons | KEEPRITE | HRCU-A-CB (Split System: Heat Pump with Remote Outdoor Unit-Air-Source) | CVH825GKA3* |  |  | EA*4X42L24A*+WALLCON | *95CSU1002122A* | 23800 | 17 | 8.1 | 21400 | 16600 | 77.57% | 1.96 | 0 | 11 |  |  |  |  | R-410A | 1.9833 | Residential & Commercial | USHP | Ducted CEE Tier 1
211222072 | Central HP <5.4 tons | KEEPRITE | HRCU-A-CB (Split System: Heat Pump with Remote Outdoor Unit-Air-Source) | DLCURAH30ABK |  |  | EA*4X36L21A* | *80ESU0802120A | 29600 | 15.2 | 8.1 | 33800 | 27600 | 81.66% | 1.76 | 0 | 9 |  |  |  |  | R-410A | 2.4667 | Residential & Commercial | USHP
215934488 | Central HP <5.4 tons | ARCOAIRE | HRCU-A-CB (Split System: Heat Pump with Remote Outdoor Unit-Air-Source) | H5H3V48*K*AAA* |  |  | ESH5X48M12A*+WALLCON | *97CMN0802120B* | 44000 | 20 | 9 | 48500 | 36600 | 75.46% | 1.8 | 0 | 10.5 |  |  |  |  | R-454B | 3.6667 | Residential & Commercial | USHP | Ducted CEE Tier 1
215934538 | Central HP <5.4 tons | ARCOAIRE | HRCU-A-CB (Split System: Heat Pump with Remote Outdoor Unit-Air-Source) | H5H3V48*K*AAA* |  |  | ESH5X48M12A*+WALLCON | *96CTN1202422B* | 44500 | 20 | 9 | 48500 | 36400 | 75.05% | 1.82 | 0 | 10.5 |  |  |  |  | R-454B | 3.7083 | Residential & Commercial | USHP | Ducted CEE Tier 1
214771550 | Central HP <5.4 tons | UTL | HRCU-A-CB (Split System: Heat Pump with Remote Outdoor Unit-Air-Source) | UCHA-60HDC(O) |  |  | UCHA-60HDC(I) | 0 | 54000 | 16 | 9 | 54000 | 38500 | 71.3% | 2.2 | 0 | 9.2 |  |  |  |  | R-454B | 4.5 | Residential & Commercial | USHP
210474022 | Central HP <5.4 tons | KEEPRITE | HRCU-A-CB (Split System: Heat Pump with Remote Outdoor Unit-Air-Source) | CVH825GKA3* |  |  | EN(A,D,W)4X48L21**+WALLCON | *97CMN1002122A* | 24200 | 17 | 8.1 | 21400 | 16600 | 77.57% | 2.02 | 0 | 11.5 |  |  |  |  | R-410A | 2.0167 | Residential & Commercial | USHP | Ducted CEE Tier 1
216980800 | Central HP <5.4 tons | 1HVAC | HRCU-A-C (Split System: Heat Pump with Remote Outdoor Unit with No Indoor Fan --Air Source) | ACIQ-24-EHPD |  |  | ACIQ-24-ACL-B | 0 | 24000 | 16 | 9 | 25000 | 19000 | 76% | 1.8 | 0 | 10 |  |  |  |  | R-454B | 2 | Residential & Commercial | USHP | Ducted CEE Tier 1
212617026 | Central HP <5.4 tons | AMERISTAR | HRCU-A-CB (Split System: Heat Pump with Remote Outdoor Unit-Air-Source) | E4HL5042A1000A |  |  | E4AH5E36A1J30A | 0 | 36000 | 15.2 | 8.5 | 36000 | 30000 | 83.33% | 1.8 | 0 | 10 |  |  |  |  | R-410A | 3 | Residential & Commercial | USHP | Ducted CEE Tier 1
214303530 | Central HP <5.4 tons | ECOER | HRCU-A-CB (Split System: Heat Pump with Remote Outdoor Unit-Air-Source) | EODA19H-4860A |  |  | GNC4860CPT | MGH96M100C5A | 52000 | 18 | 8.7 | 54000 | 37800 | 70% | 1.9 | 0 | 11.4 |  |  |  |  | R-410A | 4.3333 | Residential & Commercial | USHP | Ducted CEE Tier 1
214660551 | Central HP <5.4 tons | ECOER | HRCU-A-CB (Split System: Heat Pump with Remote Outdoor Unit-Air-Source) | EODA19H-2436AA* |  |  | GNC2430APT | MGH96M060B3A | 23800 | 18.5 | 9 | 24000 | 19200 | 80% | 2 | 0 | 12 |  |  |  |  | R-410A | 1.9833 | Residential & Commercial | USHP | Ducted CEE Tier 1
212394314 | Central HP <5.4 tons | 1HVAC | HRCU-A-C (Split System: Heat Pump with Remote Outdoor Unit with No Indoor Fan --Air Source) | ACIQ-36-HPB |  |  | ACIQ-36-ACL | 0 | 35000 | 15.2 | 10 | 39000 | 32000 | 82.05% | 2 | 10.2 | 10 |  |  |  |  | R-410A | 2.9167 | Residential & Commercial | USHP | Ducted CEE Tier 1
213249342 | Central HP <5.4 tons | KEEPRITE | HRCU-A-CB (Split System: Heat Pump with Remote Outdoor Unit-Air-Source) | DLCURAH36ABK |  |  | FEVA0036**+NAVA43601CK | 0 | 35400 | 16 | 8.5 | 38500 | 35000 | 90.91% | 1.9 | 0 | 10 |  |  |  |  | R-410A | 2.95 | Residential & Commercial | USHP | Ducted CEE Tier 1
216738822 | Central HP <5.4 tons | ARCOAIRE | HRCU-A-CB (Split System: Heat Pump with Remote Outdoor Unit-Air-Source) | D5CUHAH24AAK |  |  | ESH5X36M12A* | *96VTN0601412B* | 22600 | 16 | 8.1 | 20800 | 18500 | 88.94% | 1.85 | 0 | 11 |  |  |  |  | R-454B | 1.8833 | Residential & Commercial | USHP | Ducted CEE Tier 1
210473256 | Central HP <5.4 tons | KEEPRITE | HRCU-A-CB (Split System: Heat Pump with Remote Outdoor Unit-Air-Source) | CVH825GKA3* |  |  | EA*4X43L21A*+WALLCON | *97CMN0602120A* | 24400 | 16.5 | 8.1 | 21200 | 16700 | 78.77% | 2.02 | 0 | 11 |  |  |  |  | R-410A | 2.0333 | Residential & Commercial | USHP | Ducted CEE Tier 1
210473289 | Central HP <5.4 tons | KEEPRITE | HRCU-A-CB (Split System: Heat Pump with Remote Outdoor Unit-Air-Source) | CVH825GKA3* |  |  | EA*4X48L21A*+WALLCON | *95CSU1002122A* | 24200 | 17 | 8.1 | 21000 | 16500 | 78.57% | 2.02 | 0 | 11 |  |  |  |  | R-410A | 2.0167 | Residential & Commercial | USHP | Ducted CEE Tier 1
210474544 | Central HP <5.4 tons | KEEPRITE | HRCU-A-CB (Split System: Heat Pump with Remote Outdoor Unit-Air-Source) | CVH825GKA3* |  |  | EHD4X48AAL+WALLCON | *96CTN0601714A* | 24200 | 16 | 8.1 | 21400 | 16700 | 78.04% | 2 | 0 | 10.5 |  |  |  |  | R-410A | 2.0167 | Residential & Commercial | USHP | Ducted CEE Tier 1
210474346 | Central HP <5.4 tons | KEEPRITE | HRCU-A-CB (Split System: Heat Pump with Remote Outdoor Unit-Air-Source) | CVH825GKA3* |  |  | EHD4X42AAL+WALLCON | *96CTN1202422A* | 24200 | 16 | 8.1 | 21400 | 16600 | 77.57% | 2 | 0 | 10.5 |  |  |  |  | R-410A | 2.0167 | Residential & Commercial | USHP | Ducted CEE Tier 1
210474412 | Central HP <5.4 tons | KEEPRITE | HRCU-A-CB (Split System: Heat Pump with Remote Outdoor Unit-Air-Source) | CVH825GKA3* |  |  | EHD4X42AAL+WALLCON | *80CTL0701412A* | 24200 | 16.5 | 8.1 | 21200 | 16600 | 78.3% | 2.02 | 0 | 11 |  |  |  |  | R-410A | 2.0167 | Residential & Commercial | USHP | Ducted CEE Tier 1
210473333 | Central HP <5.4 tons | KEEPRITE | HRCU-A-CB (Split System: Heat Pump with Remote Outdoor Unit-Air-Source) | CVH825GKA3* |  |  | EA*4X48L21A*+WALLCON | *80CTL0451712A* | 24000 | 16.5 | 8.1 | 21000 | 16700 | 79.52% | 2 | 0 | 11 |  |  |  |  | R-410A | 2 | Residential & Commercial | USHP | Ducted CEE Tier 1
210857355 | Central HP <5.4 tons | 1HVAC | HRCU-A-CB (Split System: Heat Pump with Remote Outdoor Unit-Air-Source) | ACIQ-24ZPL-HP230B |  |  | ACIQ-24AHB-HH-M | 0 | 23000 | 18.4 | 9.3 | 26000 | 21200 | 81.54% | 1.9 | 12.5 | 11.7 |  |  |  |  | R-410A | 1.9167 | Residential & Commercial | USHP | Ducted CEE Tier 1
216445242 | Central HP <5.4 tons | ECOER | HRCU-A-CB (Split System: Heat Pump with Remote Outdoor Unit-Air-Source) | EODA19H-4860AB* |  |  | EAHDEN-60AB* | 0 | 54000 | 18.5 | 10 | 55000 | 38500 | 70% | 1.9 | 0 | 11.2 |  |  |  |  | R-454B | 4.5 | Residential & Commercial | USHP | Ducted CEE Tier 1
216445245 | Central HP <5.4 tons | LG | HRCU-A-C (Split System: Heat Pump with Remote Outdoor Unit with No Indoor Fan --Air Source) | KUSXB241A |  |  | LKMMA24B1 | 0 | 21600 | 15.2 | 8.5 | 24000 | 20000 | 83.33% | 1.8 | 0 | 11.7 |  |  |  |  | R-32 | 1.8 | Residential & Commercial | USHP | Ducted CEE Tier 1
210473124 | Central HP <5.4 tons | KEEPRITE | HRCU-A-CB (Split System: Heat Pump with Remote Outdoor Unit-Air-Source) | CVH825GKA3* |  |  | EA*4X43L21A*+WALLCON | *80CSU0401712A* | 24400 | 17 | 8.5 | 21200 | 16600 | 78.3% | 2.02 | 0 | 11 |  |  |  |  | R-410A | 2.0333 | Residential & Commercial | USHP | Ducted CEE Tier 1
210472915 | Central HP <5.4 tons | KEEPRITE | HRCU-A-CB (Split System: Heat Pump with Remote Outdoor Unit-Air-Source) | CVH825GKA3* |  |  | EA*4X42L21A*+WALLCON | *96CTN0801714A* | 23600 | 16.5 | 8.1 | 21400 | 16700 | 78.04% | 1.96 | 0 | 11 |  |  |  |  | R-410A | 1.9667 | Residential & Commercial | USHP | Ducted CEE Tier 1
216675413 | Central HP <5.4 tons | ARCOAIRE | HRCU-A-CB (Split System: Heat Pump with Remote Outdoor Unit-Air-Source) | D5CURAH24AAK |  |  | EA*5X36M17A* | *80CSU0401712A* | 24400 | 16 | 9 | 24200 | 19400 | 80.17% | 2.02 | 0 | 10 |  |  |  |  | R-454B | 2.0333 | Residential & Commercial | USHP | Ducted CEE Tier 1
210288099 | Central HP <5.4 tons | MRCOOL | HRCU-A-CB (Split System: Heat Pump with Remote Outdoor Unit-Air-Source) | DIYH-30-HP-C-230C25 |  |  | DIYH-30-HP-MUAH-230C25 | 0 | 30000 | 16 | 9.1 | 34000 | 28400 | 83.53% | 1.8 | 10.5 | 10.1 |  |  |  |  | R-410A | 2.5 | Residential & Commercial | USHP | Ducted CEE Tier 1
216739029 | Central HP <5.4 tons | ARCOAIRE | HRCU-A-CB (Split System: Heat Pump with Remote Outdoor Unit-Air-Source) | D5CUHAH24AAK |  |  | F5MA5*24L*B* | 0 | 23000 | 15.5 | 8.5 | 21400 | 19200 | 89.72% | 1.98 | 0 | 11 |  |  |  |  | R-454B | 1.9167 | Residential & Commercial | USHP | Ducted CEE Tier 1
216736021 | Central HP <5.4 tons | ARCOAIRE | HRCU-A-CB (Split System: Heat Pump with Remote Outdoor Unit-Air-Source) | D5CUHAH24AAK |  |  | EA*5X37M21A* | *96VTN0802120B* | 23200 | 16.5 | 8.5 | 20800 | 18500 | 88.94% | 1.96 | 0 | 11 |  |  |  |  | R-454B | 1.9333 | Residential & Commercial | USHP | Ducted CEE Tier 1
216736280 | Central HP <5.4 tons | ARCOAIRE | HRCU-A-CB (Split System: Heat Pump with Remote Outdoor Unit-Air-Source) | D5CUHAH24AAK |  |  | ESH5X24M12A* | *80VSL0701412B* | 22200 | 16 | 8.1 | 21000 | 18900 | 90% | 1.85 | 0 | 10.5 |  |  |  |  | R-454B | 1.85 | Residential & Commercial | USHP | Ducted CEE Tier 1
216736289 | Central HP <5.4 tons | ARCOAIRE | HRCU-A-CB (Split System: Heat Pump with Remote Outdoor Unit-Air-Source) | D5CUHAH24AAK |  |  | ESH5X24M12A* | *80VSL0701716B* | 22400 | 16 | 8.1 | 21200 | 19100 | 90.09% | 1.85 | 0 | 10.5 |  |  |  |  | R-454B | 1.8667 | Residential & Commercial | USHP | Ducted CEE Tier 1
216736875 | Central HP <5.4 tons | ARCOAIRE | HRCU-A-CB (Split System: Heat Pump with Remote Outdoor Unit-Air-Source) | D5CUHAH24AAK |  |  | ESH5X24M12A* | *96VTN1002120B* | 22400 | 15.5 | 8.1 | 21200 | 19100 | 90.09% | 1.85 | 0 | 10.5 |  |  |  |  | R-454B | 1.8667 | Residential & Commercial | USHP | Ducted CEE Tier 1
216737032 | Central HP <5.4 tons | ARCOAIRE | HRCU-A-CB (Split System: Heat Pump with Remote Outdoor Unit-Air-Source) | D5CUHAH24AAK |  |  | ESH5X30M12A* | *80MS(N,L)0701412A* | 22400 | 16 | 8.1 | 20800 | 18800 | 90.38% | 1.9 | 0 | 11 |  |  |  |  | R-454B | 1.8667 | Residential & Commercial | USHP | Ducted CEE Tier 1
212972715 | Central HP <5.4 tons | ARCOAIRE | HRCU-A-CB (Split System: Heat Pump with Remote Outdoor Unit-Air-Source) | DLCURAH18ABK |  |  | EA*4X30L17A* | *96VSN0401410B* | 17400 | 16 | 8.5 | 18000 | 18800 | 104.4% | 2.24 | 0 | 10.5 |  |  |  |  | R-410A | 1.45 | Residential & Commercial | USHP | Ducted CEE Tier 1
212969509 | Central HP <5.4 tons | ARCOAIRE | HRCU-A-CB (Split System: Heat Pump with Remote Outdoor Unit-Air-Source) | DLCURAH18ABK |  |  | EA*4X19L17A* | *80VSL0451412B* | 18200 | 16.5 | 8.5 | 18100 | 17700 | 97.79% | 2.14 | 0 | 11 |  |  |  |  | R-410A | 1.5167 | Residential & Commercial | USHP | Ducted CEE Tier 1
216760047 | Central HP <5.4 tons | Multi MFG | HRCU-A-CB (Split System: Heat Pump with Remote Outdoor Unit-Air-Source) | HHS-36HD-B |  |  | 36MUC0-HP-B | 0 | 36000 | 16.8 | 9.6 | 37000 | 34600 | 93.51% | 1.8 | 0 | 11.2 |  |  |  |  | R-454B | 3 | Residential & Commercial | USHP | Ducted CEE Tier 1
216445260 | Central HP <5.4 tons | LG | HRCU-A-C (Split System: Heat Pump with Remote Outdoor Unit with No Indoor Fan --Air Source) | KUSXA422A |  |  | LKMMA42C1 | 0 | 41000 | 16 | 8.9 | 45000 | 41000 | 91.11% | 1.9 | 0 | 11.9 |  |  |  |  | R-32 | 3.4167 | Residential & Commercial | USHP | Ducted CEE Tier 1
216032239 | Central HP <5.4 tons | 1HVAC | HRCU-A-CB (Split System: Heat Pump with Remote Outdoor Unit-Air-Source) | ACIQ-60-HPD |  |  | ACIQ-60-PAH | 0 | 54000 | 17.5 | 9.5 | 55000 | 54000 | 98.18% | 1.9 | 0 | 12 |  |  |  |  | R-454B | 4.5 | Residential & Commercial | USHP | Ducted CEE Tier 1
213779559 | Central HP <5.4 tons | ARCOAIRE | HRCU-A-CB (Split System: Heat Pump with Remote Outdoor Unit-Air-Source) | HVH837GKA** |  |  | EA*4X60L24A*+WALLCON | *80CTL0902120B* | 32800 | 17.5 | 8.1 | 31800 | 24600 | 77.36% | 1.98 | 0 | 11.5 |  |  |  |  | R-410A | 2.7333 | Residential & Commercial | USHP | Ducted CEE Tier 1
213779639 | Central HP <5.4 tons | ARCOAIRE | HRCU-A-CB (Split System: Heat Pump with Remote Outdoor Unit-Air-Source) | HVH837GKA** |  |  | EA*4X61L21A*+WALLCON | *80CTL0701716B* | 32800 | 17 | 8.1 | 32200 | 25000 | 77.64% | 1.96 | 0 | 11 |  |  |  |  | R-410A | 2.7333 | Residential & Commercial | USHP | Ducted CEE Tier 1
213779189 | Central HP <5.4 tons | ARCOAIRE | HRCU-A-CB (Split System: Heat Pump with Remote Outdoor Unit-Air-Source) | HVH837GKA** |  |  | EA*4X42L24A*+WALLCON | *80CTL1102120B* | 31800 | 17 | 8.1 | 32800 | 24200 | 73.78% | 1.88 | 0 | 11 |  |  |  |  | R-410A | 2.65 | Residential & Commercial | USHP | Ducted CEE Tier 1
213779289 | Central HP <5.4 tons | ARCOAIRE | HRCU-A-CB (Split System: Heat Pump with Remote Outdoor Unit-Air-Source) | HVH837GKA** |  |  | EA*4X43L21A*+WALLCON | *80CTL1102120B* | 33000 | 17 | 8.5 | 32600 | 25000 | 76.69% | 1.98 | 0 | 11.5 |  |  |  |  | R-410A | 2.75 | Residential & Commercial | USHP | Ducted CEE Tier 1
212394551 | Central HP <5.4 tons | YORK | HRCU-A-CB (Split System: Heat Pump with Remote Outdoor Unit-Air-Source) | HMH72B341 | ADP |  | H,YE35936 | TM9E060B12MP12 | 34000 | 17 | 8.5 | 32400 | 23800 | 73.46% | 2.04 | 0 | 9.5 |  |  |  |  | R-410A | 2.8333 | Residential & Commercial | USHP
214771549 | Central HP <5.4 tons | UTL | HRCU-A-CB (Split System: Heat Pump with Remote Outdoor Unit-Air-Source) | UCHA-36HDCT(O) |  |  | UCHA-36HDCT(I) | 0 | 34200 | 18.5 | 9 | 34200 | 25000 | 73.1% | 2.2 | 0 | 11.3 |  |  |  |  | R-454B | 2.85 | Residential & Commercial | USHP | Ducted CEE Tier 1
216737084 | Central HP <5.4 tons | ARCOAIRE | HRCU-A-CB (Split System: Heat Pump with Remote Outdoor Unit-Air-Source) | D5CUHAH24AAK |  |  | ESH5X30M12A* | *80MS(N,L)0902116A* | 22600 | 15.2 | 8.1 | 21000 | 18900 | 90% | 1.85 | 0 | 10.5 |  |  |  |  | R-454B | 1.8833 | Residential & Commercial | USHP | Ducted CEE Tier 1
216737123 | Central HP <5.4 tons | ARCOAIRE | HRCU-A-CB (Split System: Heat Pump with Remote Outdoor Unit-Air-Source) | D5CUHAH24AAK |  |  | ESH5X30M12A* | *80MS(N,L)1102420A* | 22600 | 15.5 | 8.1 | 21000 | 18800 | 89.52% | 1.85 | 0 | 10.5 |  |  |  |  | R-454B | 1.8833 | Residential & Commercial | USHP | Ducted CEE Tier 1
216734892 | Central HP <5.4 tons | ARCOAIRE | HRCU-A-CB (Split System: Heat Pump with Remote Outdoor Unit-Air-Source) | D5CUHAH24AAK |  |  | EA*5X37M17A* | *80CSU0601716A* | 23600 | 17 | 8.5 | 21200 | 18800 | 88.68% | 1.94 | 0 | 11 |  |  |  |  | R-454B | 1.9667 | Residential & Commercial | USHP | Ducted CEE Tier 1
216735185 | Central HP <5.4 tons | ARCOAIRE | HRCU-A-CB (Split System: Heat Pump with Remote Outdoor Unit-Air-Source) | D5CUHAH24AAK |  |  | EA*5X37M17A* | *96MSN0601412A* | 22800 | 15.5 | 8.1 | 20800 | 18500 | 88.94% | 1.9 | 0 | 11 |  |  |  |  | R-454B | 1.9 | Residential & Commercial | USHP | Ducted CEE Tier 1
216734835 | Central HP <5.4 tons | ARCOAIRE | HRCU-A-CB (Split System: Heat Pump with Remote Outdoor Unit-Air-Source) | D5CUHAH24AAK |  |  | EA*5X36M17A* | *97VTN0601716A* | 22400 | 16 | 8.5 | 20800 | 18700 | 89.9% | 1.96 | 0 | 10.5 |  |  |  |  | R-454B | 1.8667 | Residential & Commercial | USHP | Ducted CEE Tier 1
216734517 | Central HP <5.4 tons | ARCOAIRE | HRCU-A-CB (Split System: Heat Pump with Remote Outdoor Unit-Air-Source) | D5CUHAH24AAK |  |  | EA*5X36M17A* | *80VTL0451412B* | 22200 | 16.5 | 8.5 | 20800 | 18700 | 89.9% | 1.94 | 0 | 10.5 |  |  |  |  | R-454B | 1.85 | Residential & Commercial | USHP | Ducted CEE Tier 1
216734601 | Central HP <5.4 tons | ARCOAIRE | HRCU-A-CB (Split System: Heat Pump with Remote Outdoor Unit-Air-Source) | D5CUHAH24AAK |  |  | EA*5X36M17A* | *92MSN0601714A* | 22400 | 16 | 8.1 | 20800 | 18700 | 89.9% | 1.9 | 0 | 10.5 |  |  |  |  | R-454B | 1.8667 | Residential & Commercial | USHP | Ducted CEE Tier 1
216735537 | Central HP <5.4 tons | ARCOAIRE | HRCU-A-CB (Split System: Heat Pump with Remote Outdoor Unit-Air-Source) | D5CUHAH24AAK |  |  | EA*5X37M21A* | *80VSL0902120B* | 23400 | 16 | 8.5 | 20800 | 18600 | 89.42% | 1.98 | 0 | 11 |  |  |  |  | R-454B | 1.95 | Residential & Commercial | USHP | Ducted CEE Tier 1
212977674 | Central HP <5.4 tons | ARCOAIRE | HRCU-A-CB (Split System: Heat Pump with Remote Outdoor Unit-Air-Source) | DLCURAH24ABK |  |  | EN(A,D)4X30L14** | *80MS(N,L)0451412A* | 23600 | 17 | 8.1 | 26000 | 24000 | 92.31% | 2 | 0 | 10 |  |  |  |  | R-410A | 1.9667 | Residential & Commercial | USHP | Ducted CEE Tier 1
213780769 | Central HP <5.4 tons | ARCOAIRE | HRCU-A-CB (Split System: Heat Pump with Remote Outdoor Unit-Air-Source) | HVH837GKA2* |  |  | EA*4X36L21A*+WALLCON | *80CTL1102120B* | 31600 | 17 | 8.1 | 32800 | 24200 | 73.78% | 1.86 | 0 | 11 |  |  |  |  | R-410A | 2.6333 | Residential & Commercial | USHP | Ducted CEE Tier 1
213780969 | Central HP <5.4 tons | ARCOAIRE | HRCU-A-CB (Split System: Heat Pump with Remote Outdoor Unit-Air-Source) | HVH837GKA2* |  |  | EA*4X42L21A*+WALLCON | *80CTL0451712B* | 31600 | 16.5 | 8.1 | 33400 | 24800 | 74.25% | 1.84 | 0 | 10.5 |  |  |  |  | R-410A | 2.6333 | Residential & Commercial | USHP | Ducted CEE Tier 1
212501411 | Central HP <5.4 tons | LENNOX | HRCU-A-CB (Split System: Heat Pump with Remote Outdoor Unit-Air-Source) | SL25XPV-024-230A** | ADP |  | LP36/37R9 | SL280UH080NV48B* | 22600 | 21 | 9.4 | 19800 | 19600 | 98.99% | 1.94 | 0 | 14 |  |  |  |  | R-410A | 1.8833 | Residential & Commercial | USHP | Ducted CEE Tier 1
212501413 | Central HP <5.4 tons | LENNOX | HRCU-A-CB (Split System: Heat Pump with Remote Outdoor Unit-Air-Source) | SL25XPV-024-230A** | ADP |  | LP36/37R9 | SL280UH090XV48B* | 22800 | 22 | 9.6 | 19800 | 19500 | 98.48% | 1.98 | 0 | 15 |  |  |  |  | R-410A | 1.9 | Residential & Commercial | USHP | Ducted CEE Tier 1
212977650 | Central HP <5.4 tons | ARCOAIRE | HRCU-A-CB (Split System: Heat Pump with Remote Outdoor Unit-Air-Source) | DLCURAH24ABK |  |  | EN(A,D)4X24L14** | *80MS(N,L)0451412A* | 23200 | 16.5 | 8.5 | 26800 | 25000 | 93.28% | 2.08 | 0 | 10 |  |  |  |  | R-410A | 1.9333 | Residential & Commercial | USHP | Ducted CEE Tier 1
212976062 | Central HP <5.4 tons | ARCOAIRE | HRCU-A-CB (Split System: Heat Pump with Remote Outdoor Unit-Air-Source) | DLCURAH24ABK |  |  | EA*4X37L17A* | *96VTN0801716B* | 24200 | 17 | 8.5 | 25800 | 22200 | 86.05% | 1.84 | 0 | 10 |  |  |  |  | R-410A | 2.0167 | Residential & Commercial | USHP | Ducted CEE Tier 1
212975291 | Central HP <5.4 tons | ARCOAIRE | HRCU-A-CB (Split System: Heat Pump with Remote Outdoor Unit-Air-Source) | DLCURAH24ABK |  |  | EA*4X36L17A* | *96VTN0401712B* | 23400 | 16.5 | 8.5 | 26200 | 24400 | 93.13% | 2.02 | 0 | 10 |  |  |  |  | R-410A | 1.95 | Residential & Commercial | USHP | Ducted CEE Tier 1
212974916 | Central HP <5.4 tons | ARCOAIRE | HRCU-A-CB (Split System: Heat Pump with Remote Outdoor Unit-Air-Source) | DLCURAH24ABK |  |  | EA*4X24L14A* | *96VTN0401410B* | 23000 | 16 | 8.5 | 27000 | 27200 | 100.7% | 2.3 | 0 | 9.5 |  |  |  |  | R-410A | 1.9167 | Residential & Commercial | USHP
212972985 | Central HP <5.4 tons | ARCOAIRE | HRCU-A-CB (Split System: Heat Pump with Remote Outdoor Unit-Air-Source) | DLCURAH24ABK |  |  | EN(A,D)4X30L14** | *96VSN0401410B* | 23400 | 16 | 8.1 | 26400 | 24800 | 93.94% | 2.04 | 0 | 10 |  |  |  |  | R-410A | 1.95 | Residential & Commercial | USHP | Ducted CEE Tier 1
212972124 | Central HP <5.4 tons | ARCOAIRE | HRCU-A-CB (Split System: Heat Pump with Remote Outdoor Unit-Air-Source) | DLCURAH24ABK |  |  | EA*4X36L21A* | *80VTL0902120B* | 23600 | 17 | 8.5 | 26200 | 24000 | 91.6% | 1.98 | 0 | 10 |  |  |  |  | R-410A | 1.9667 | Residential & Commercial | USHP | Ducted CEE Tier 1
215463873 | Central HP <5.4 tons | 1HVAC | HRCU-A-CB (Split System: Heat Pump with Remote Outdoor Unit-Air-Source) | EZ-36-HP |  |  | EZ-36-AH | 0 | 36000 | 16 | 9.5 | 40000 | 34600 | 86.5% | 1.95 | 10.95 | 10 |  |  |  |  | R-410A | 3 | Residential & Commercial | USHP | Ducted CEE Tier 1
216558237 | Central HP <5.4 tons | ECOER | HRCU-A-CB (Split System: Heat Pump with Remote Outdoor Unit-Air-Source) | EODA19H-2436AA* |  |  | EAHDEN-24AB* | 0 | 24000 | 20.5 | 9.5 | 24000 | 19600 | 81.67% | 2.1 | 0 | 13 |  |  |  |  | R-410A | 2 | Residential & Commercial | USHP | Ducted CEE Tier 1
214574202 | Central HP <5.4 tons | ARCOAIRE | HRCU-A-CB (Split System: Heat Pump with Remote Outdoor Unit-Air-Source) | HVH837GKA2* |  |  | EA*4X61L24A*+WALLCON | *96CTN0802120B* | 33200 | 18.5 | 8.5 | 31800 | 24800 | 77.99% | 2.02 | 0 | 11.5 |  |  |  |  | R-410A | 2.7667 | Residential & Commercial | USHP | Ducted CEE Tier 1
213781429 | Central HP <5.4 tons | ARCOAIRE | HRCU-A-CB (Split System: Heat Pump with Remote Outdoor Unit-Air-Source) | HVH837GKA2* |  |  | EA*4X48L24A*+WALLCON | *97CMN1002122B* | 32400 | 17 | 8.5 | 32200 | 24800 | 77.02% | 1.98 | 0 | 11 |  |  |  |  | R-410A | 2.7 | Residential & Commercial | USHP | Ducted CEE Tier 1
211245911 | Central HP <5.4 tons | KEEPRITE | HRCU-A-CB (Split System: Heat Pump with Remote Outdoor Unit-Air-Source) | DLCURAH24ABK |  |  | FMA4X36**AL* | 0 | 25800 | 18 | 9 | 27600 | 21000 | 76.09% | 1.8 | 0 | 10.5 |  |  |  |  | R-410A | 2.15 | Residential & Commercial | USHP | Ducted CEE Tier 1
212973275 | Central HP <5.4 tons | ARCOAIRE | HRCU-A-CB (Split System: Heat Pump with Remote Outdoor Unit-Air-Source) | DLCURAH24ABK |  |  | EN(A,D,W)4X36L17** | *96VSN0401712B* | 23200 | 16 | 8.1 | 26200 | 24800 | 94.66% | 2.06 | 0 | 10 |  |  |  |  | R-410A | 1.9333 | Residential & Commercial | USHP | Ducted CEE Tier 1
212973885 | Central HP <5.4 tons | ARCOAIRE | HRCU-A-CB (Split System: Heat Pump with Remote Outdoor Unit-Air-Source) | DLCURAH24ABK |  |  | EA*4X37L21A* | *96VSN0801716B* | 24600 | 17 | 8.5 | 25200 | 21200 | 84.13% | 1.78 | 0 | 10.5 |  |  |  |  | R-410A | 2.05 | Residential & Commercial | USHP | Ducted CEE Tier 1
212972426 | Central HP <5.4 tons | ARCOAIRE | HRCU-A-CB (Split System: Heat Pump with Remote Outdoor Unit-Air-Source) | DLCURAH24ABK |  |  | EN(A,D)4X36L21** | *80VTL1102122B* | 23800 | 17 | 8.5 | 26400 | 24000 | 90.91% | 1.98 | 0 | 10.5 |  |  |  |  | R-410A | 1.9833 | Residential & Commercial | USHP | Ducted CEE Tier 1
212501416 | Central HP <5.4 tons | LENNOX | HRCU-A-CB (Split System: Heat Pump with Remote Outdoor Unit-Air-Source) | SL25XPV-024-230A** | ADP |  | LP36/37R9 | SLP99UH090XV48C* | 22200 | 21 | 9.4 | 19800 | 19600 | 98.99% | 1.9 | 0 | 14.5 |  |  |  |  | R-410A | 1.85 | Residential & Commercial | USHP | Ducted CEE Tier 1
216735235 | Central HP <5.4 tons | ARCOAIRE | HRCU-A-CB (Split System: Heat Pump with Remote Outdoor Unit-Air-Source) | D5CUHAH24AAK |  |  | EA*5X37M17A* | *96VSN0601412B* | 22600 | 16 | 8.5 | 20600 | 18400 | 89.32% | 1.96 | 0 | 11 |  |  |  |  | R-454B | 1.8833 | Residential & Commercial | USHP | Ducted CEE Tier 1
216735244 | Central HP <5.4 tons | ARCOAIRE | HRCU-A-CB (Split System: Heat Pump with Remote Outdoor Unit-Air-Source) | D5CUHAH24AAK |  |  | EA*5X37M17A* | *96VSN0601716B* | 22800 | 16 | 8.5 | 20600 | 18400 | 89.32% | 1.96 | 0 | 11 |  |  |  |  | R-454B | 1.9 | Residential & Commercial | USHP | Ducted CEE Tier 1
216735253 | Central HP <5.4 tons | ARCOAIRE | HRCU-A-CB (Split System: Heat Pump with Remote Outdoor Unit-Air-Source) | D5CUHAH24AAK |  |  | EA*5X37M17A* | *96VSN0801716B* | 23000 | 16.5 | 8.5 | 20800 | 18500 | 88.94% | 1.96 | 0 | 11 |  |  |  |  | R-454B | 1.9167 | Residential & Commercial | USHP | Ducted CEE Tier 1
212586149 | Central HP <5.4 tons | AMERISTAR | HRCU-A-CB (Split System: Heat Pump with Remote Outdoor Unit-Air-Source) | E4HL5060A1000A |  |  | 4TXCC009DS3 | A801X080CM5SCA | 48000 | 15.2 | 8.1 | 45000 | 33400 | 74.22% | 1.75 | 0 | 9.5 |  |  |  |  | R-410A | 4 | Residential & Commercial | USHP
212975456 | Central HP <5.4 tons | ARCOAIRE | HRCU-A-CB (Split System: Heat Pump with Remote Outdoor Unit-Air-Source) | DLCURAH18ABK |  |  | EN(A,D)4X24L14** | *96VTN0601412B* | 17500 | 16 | 8.5 | 18500 | 19200 | 103.8% | 2.3 | 0 | 10.5 |  |  |  |  | R-410A | 1.4583 | Residential & Commercial | USHP | Ducted CEE Tier 1
212975357 | Central HP <5.4 tons | ARCOAIRE | HRCU-A-CB (Split System: Heat Pump with Remote Outdoor Unit-Air-Source) | DLCURAH24ABK |  |  | EN(A,D,W)4X36L17** | *96VTN0401712B* | 23200 | 16 | 8.1 | 26200 | 24800 | 94.66% | 2.06 | 0 | 10 |  |  |  |  | R-410A | 1.9333 | Residential & Commercial | USHP | Ducted CEE Tier 1
212973905 | Central HP <5.4 tons | ARCOAIRE | HRCU-A-CB (Split System: Heat Pump with Remote Outdoor Unit-Air-Source) | DLCURAH24ABK |  |  | EN(A,D)4X30L17** | *96VSN0801716B* | 23400 | 16.5 | 8.1 | 25800 | 24200 | 93.8% | 2 | 0 | 10 |  |  |  |  | R-410A | 1.95 | Residential & Commercial | USHP | Ducted CEE Tier 1
212974105 | Central HP <5.4 tons | ARCOAIRE | HRCU-A-CB (Split System: Heat Pump with Remote Outdoor Unit-Air-Source) | DLCURAH24ABK |  |  | EA*4X37L21A* | *96VSN0802120B* | 24400 | 17 | 8.5 | 25200 | 21400 | 84.92% | 1.8 | 0 | 10.5 |  |  |  |  | R-410A | 2.0333 | Residential & Commercial | USHP | Ducted CEE Tier 1
212973285 | Central HP <5.4 tons | ARCOAIRE | HRCU-A-CB (Split System: Heat Pump with Remote Outdoor Unit-Air-Source) | DLCURAH24ABK |  |  | EN(A,D)4X36L21** | *96VSN0401712B* | 23200 | 16 | 8.1 | 26200 | 24800 | 94.66% | 2.06 | 0 | 10 |  |  |  |  | R-410A | 1.9333 | Residential & Commercial | USHP | Ducted CEE Tier 1
212973185 | Central HP <5.4 tons | ARCOAIRE | HRCU-A-CB (Split System: Heat Pump with Remote Outdoor Unit-Air-Source) | DLCURAH24ABK |  |  | EA*4X24L17A* | *96VSN0401712B* | 23400 | 16 | 8.5 | 27000 | 26200 | 97.04% | 2.18 | 0 | 9.5 |  |  |  |  | R-410A | 1.95 | Residential & Commercial | USHP
211230785 | Central HP <5.4 tons | KEEPRITE | HRCU-A-CB (Split System: Heat Pump with Remote Outdoor Unit-Air-Source) | DLCURAH36ABK |  |  | EN(A,D)4X48L24** | *96VTN1202422A* | 36200 | 16 | 8.1 | 38500 | 34800 | 90.39% | 2.02 | 0 | 10 |  |  |  |  | R-410A | 3.0167 | Residential & Commercial | USHP | Ducted CEE Tier 1
211230201 | Central HP <5.4 tons | KEEPRITE | HRCU-A-CB (Split System: Heat Pump with Remote Outdoor Unit-Air-Source) | DLCURAH36ABK |  |  | EN(A,D,W)4X48L21** | *95ESN1002120A* | 36800 | 16 | 8.1 | 39500 | 35000 | 88.61% | 2.06 | 0 | 10.5 |  |  |  |  | R-410A | 3.0667 | Residential & Commercial | USHP | Ducted CEE Tier 1
211229031 | Central HP <5.4 tons | KEEPRITE | HRCU-A-CB (Split System: Heat Pump with Remote Outdoor Unit-Air-Source) | DLCURAH36ABK |  |  | EA*4X48L21A* | *95ESN0801716A* | 35400 | 15.5 | 8.1 | 37800 | 34800 | 92.06% | 2.02 | 0 | 9.5 |  |  |  |  | R-410A | 2.95 | Residential & Commercial | USHP
211229170 | Central HP <5.4 tons | KEEPRITE | HRCU-A-CB (Split System: Heat Pump with Remote Outdoor Unit-Air-Source) | DLCURAH36ABK |  |  | EA*4X48L21A* | *96VTN0802120A* | 35400 | 16 | 8.1 | 37800 | 34600 | 91.53% | 2.02 | 0 | 10 |  |  |  |  | R-410A | 2.95 | Residential & Commercial | USHP | Ducted CEE Tier 1
213386552 | Central HP <5.4 tons | Multi MFG | HRCU-A-CB (Split System: Heat Pump with Remote Outdoor Unit-Air-Source) | HHS-18HD-A |  |  | 18HSHP-C-M-A | 0 | 18000 | 17 | 9.5 | 19000 | 18000 | 94.74% | 2 | 0 | 12.4 |  |  |  |  | R-410A | 1.5 | Residential & Commercial | USHP | Ducted CEE Tier 1
216751690 | Central HP <5.4 tons | YORK | HRCU-A-CB (Split System: Heat Pump with Remote Outdoor Unit-Air-Source) | HH860E2S11 | ADP |  | H,YG49*60+TXV-BLEED | TM9E080C20MP12 | 54000 | 19 | 8.5 | 53000 | 39000 | 73.58% | 2 | 0 | 11 |  |  |  |  | R-454B | 4.5 | Residential & Commercial | USHP | Ducted CEE Tier 1
216751706 | Central HP <5.4 tons | YORK | HRCU-A-CB (Split System: Heat Pump with Remote Outdoor Unit-Air-Source) | HH860E2S11 | ADP |  | H,YG54*60+TXV-BLEED | TM9E100C16MP12 | 44500 | 18 | 9 | 44000 | 34000 | 77.27% | 2 | 0 | 11 |  |  |  |  | R-454B | 3.7083 | Residential & Commercial | USHP | Ducted CEE Tier 1
216751715 | Central HP <5.4 tons | YORK | HRCU-A-CB (Split System: Heat Pump with Remote Outdoor Unit-Air-Source) | HH860E2S11 | ADP |  | H,YG51*60+TXV-BLEED | TM9E100C16MP12 | 44500 | 18 | 9 | 44000 | 34000 | 77.27% | 2 | 0 | 11 |  |  |  |  | R-454B | 3.7083 | Residential & Commercial | USHP | Ducted CEE Tier 1
216751722 | Central HP <5.4 tons | YORK | HRCU-A-CB (Split System: Heat Pump with Remote Outdoor Unit-Air-Source) | HH860E2S11 | ADP |  | H,YG88*48+TXV-BLEED | TM9E100C16MP12 | 44500 | 18 | 9 | 44000 | 34000 | 77.27% | 2 | 0 | 11 |  |  |  |  | R-454B | 3.7083 | Residential & Commercial | USHP | Ducted CEE Tier 1
216751738 | Central HP <5.4 tons | YORK | HRCU-A-CB (Split System: Heat Pump with Remote Outdoor Unit-Air-Source) | HH860E2S11 | ADP |  | H,YG72*60+TXV-BLEED | TM9E120D20MP12 | 53500 | 18 | 8.5 | 52500 | 39000 | 74.29% | 2 | 0 | 11 |  |  |  |  | R-454B | 4.4583 | Residential & Commercial | USHP | Ducted CEE Tier 1
216751740 | Central HP <5.4 tons | YORK | HRCU-A-CB (Split System: Heat Pump with Remote Outdoor Unit-Air-Source) | HH860E2S11 | ADP |  | H,YG48*60+TXV-BLEED | TM9E120D20MP12 | 53500 | 18 | 8.5 | 52500 | 39000 | 74.29% | 2 | 0 | 11 |  |  |  |  | R-454B | 4.4583 | Residential & Commercial | USHP | Ducted CEE Tier 1
216751774 | Central HP <5.4 tons | YORK | HRCU-A-CB (Split System: Heat Pump with Remote Outdoor Unit-Air-Source) | HH860E2S11 | ADP |  | H,YG86*60+TXV-BLEED | TM9V080C16MP12 | 43500 | 18 | 9 | 42000 | 33600 | 80% | 2 | 0 | 11 |  |  |  |  | R-454B | 3.625 | Residential & Commercial | USHP | Ducted CEE Tier 1
216751781 | Central HP <5.4 tons | YORK | HRCU-A-CB (Split System: Heat Pump with Remote Outdoor Unit-Air-Source) | HH860E2S11 | ADP |  | H,YG3K*48+TXV-BLEED | TM9V100C16MP12 | 43500 | 17 | 9 | 42000 | 32800 | 78.1% | 2 | 0 | 11.7 |  |  |  |  | R-454B | 3.625 | Residential & Commercial | USHP | Ducted CEE Tier 1
216751797 | Central HP <5.4 tons | YORK | HRCU-A-CB (Split System: Heat Pump with Remote Outdoor Unit-Air-Source) | HH860E2S11 | ADP |  | H,YG52*48+TXV-BLEED | TM9V100C16MP12 | 43500 | 18 | 9 | 42000 | 32800 | 78.1% | 2 | 0 | 11.7 |  |  |  |  | R-454B | 3.625 | Residential & Commercial | USHP | Ducted CEE Tier 1
216751813 | Central HP <5.4 tons | YORK | HRCU-A-CB (Split System: Heat Pump with Remote Outdoor Unit-Air-Source) | HH860E2S11 | ADP |  | H,YG49*60+TXV-BLEED | TM9V100C20MP12 | 53000 | 19 | 8.5 | 51500 | 38000 | 73.79% | 2 | 0 | 11 |  |  |  |  | R-454B | 4.4167 | Residential & Commercial | USHP | Ducted CEE Tier 1
216751824 | Central HP <5.4 tons | YORK | HRCU-A-CB (Split System: Heat Pump with Remote Outdoor Unit-Air-Source) | HH860E2S11 | ADP |  | H,YG37*60+TXV-BLEED | Y91E080C16SMPS1 | 45000 | 17 | 9 | 44000 | 33400 | 75.91% | 2 | 0 | 11.7 |  |  |  |  | R-454B | 3.75 | Residential & Commercial | USHP | Ducted CEE Tier 1
213781529 | Central HP <5.4 tons | ARCOAIRE | HRCU-A-CB (Split System: Heat Pump with Remote Outdoor Unit-Air-Source) | HVH837GKA2* |  |  | EA*4X60L24A*+WALLCON | *96CTN1202422B* | 32800 | 17.5 | 8.1 | 31800 | 24600 | 77.36% | 1.98 | 0 | 11.5 |  |  |  |  | R-410A | 2.7333 | Residential & Commercial | USHP | Ducted CEE Tier 1
213781229 | Central HP <5.4 tons | ARCOAIRE | HRCU-A-CB (Split System: Heat Pump with Remote Outdoor Unit-Air-Source) | HVH837GKA2* |  |  | EA*4X43L21A*+WALLCON | *97CMN0801714B* | 32800 | 17 | 8.1 | 33000 | 25200 | 76.36% | 1.96 | 0 | 11 |  |  |  |  | R-410A | 2.7333 | Residential & Commercial | USHP | Ducted CEE Tier 1
216751486 | Central HP <5.4 tons | YORK | HRCU-A-CB (Split System: Heat Pump with Remote Outdoor Unit-Air-Source) | HH824E2S11 | ADP |  | H,YG33*36+TXV-BLEED | TM9E026A08MP12 | 22400 | 16 | 8.8 | 21400 | 17900 | 83.64% | 1.96 | 0 | 11.5 |  |  |  |  | R-454B | 1.8667 | Residential & Commercial | USHP | Ducted CEE Tier 1
216751517 | Central HP <5.4 tons | YORK | HRCU-A-CB (Split System: Heat Pump with Remote Outdoor Unit-Air-Source) | HH824E2S11 | ADP |  | H,YG7J*36+TXV-BLEED | TM9V060B12MP12 | 22400 | 17 | 9.25 | 21400 | 18400 | 85.98% | 1.96 | 0 | 11.5 |  |  |  |  | R-454B | 1.8667 | Residential & Commercial | USHP | Ducted CEE Tier 1
214061448 | Central HP <5.4 tons | YORK | HRCU-A-CB (Split System: Heat Pump with Remote Outdoor Unit-Air-Source) | HMH72B341 | ADP |  | AD-36H*****9 | Y82E100C20LMPS1 | 34000 | 18 | 8.5 | 31800 | 23200 | 72.96% | 2.08 | 0 | 9.5 |  |  |  |  | R-410A | 2.8333 | Residential & Commercial | USHP
212976680 | Central HP <5.4 tons | ARCOAIRE | HRCU-A-CB (Split System: Heat Pump with Remote Outdoor Unit-Air-Source) | DLCURAH24ABK |  |  | EA*4X37L21A* | *96VTN1002120B* | 24000 | 17.5 | 8.5 | 25200 | 21800 | 86.51% | 1.82 | 0 | 10 |  |  |  |  | R-410A | 2 | Residential & Commercial | USHP | Ducted CEE Tier 1
212975280 | Central HP <5.4 tons | ARCOAIRE | HRCU-A-CB (Split System: Heat Pump with Remote Outdoor Unit-Air-Source) | DLCURAH24ABK |  |  | EA*4X30L17A* | *96VTN0401712B* | 23200 | 16 | 8.5 | 26400 | 25200 | 95.45% | 2.08 | 0 | 10 |  |  |  |  | R-410A | 1.9333 | Residential & Commercial | USHP | Ducted CEE Tier 1
216751484 | Central HP <5.4 tons | YORK | HRCU-A-CB (Split System: Heat Pump with Remote Outdoor Unit-Air-Source) | HH824E2S11 | ADP |  | H,YG80*36+TXV-BLEED | TM8Y060A12MP11 | 23000 | 18 | 9 | 21400 | 17800 | 83.18% | 2 | 0 | 12 |  |  |  |  | R-454B | 1.9167 | Residential & Commercial | USHP | Ducted CEE Tier 1
216751521 | Central HP <5.4 tons | YORK | HRCU-A-CB (Split System: Heat Pump with Remote Outdoor Unit-Air-Source) | HH824E2S11 | ADP |  | H,YG33*36+TXV-BLEED | TM9Y040A10MP11 | 22400 | 16 | 8.8 | 21400 | 17600 | 82.24% | 1.96 | 0 | 11.5 |  |  |  |  | R-454B | 1.8667 | Residential & Commercial | USHP | Ducted CEE Tier 1
216751530 | Central HP <5.4 tons | YORK | HRCU-A-CB (Split System: Heat Pump with Remote Outdoor Unit-Air-Source) | HH824E2S11 | ADP |  | H,YG33*36+TXV-BLEED | TM9Y080B12MP11 | 22600 | 17 | 9.25 | 21400 | 18200 | 85.05% | 1.96 | 0 | 11.7 |  |  |  |  | R-454B | 1.8833 | Residential & Commercial | USHP | Ducted CEE Tier 1
216751501 | Central HP <5.4 tons | YORK | HRCU-A-CB (Split System: Heat Pump with Remote Outdoor Unit-Air-Source) | HH824E2S11 | ADP |  | H,YG34*36+TXV-BLEED | TM9E060A10MP12 | 22800 | 16 | 8.9 | 21400 | 17700 | 82.71% | 1.98 | 0 | 11.7 |  |  |  |  | R-454B | 1.9 | Residential & Commercial | USHP | Ducted CEE Tier 1
216751503 | Central HP <5.4 tons | YORK | HRCU-A-CB (Split System: Heat Pump with Remote Outdoor Unit-Air-Source) | HH824E2S11 | ADP |  | H,YG8J*36+TXV-BLEED | TM9E060A10MP12 | 22600 | 16 | 8.9 | 21400 | 17700 | 82.71% | 1.98 | 0 | 11.7 |  |  |  |  | R-454B | 1.8833 | Residential & Commercial | USHP | Ducted CEE Tier 1
216751519 | Central HP <5.4 tons | YORK | HRCU-A-CB (Split System: Heat Pump with Remote Outdoor Unit-Air-Source) | HH824E2S11 | ADP |  | H,YG7J*36+TXV-BLEED | TM9V080B12MP12 | 22400 | 17 | 9.25 | 21400 | 18100 | 84.58% | 1.96 | 0 | 11.5 |  |  |  |  | R-454B | 1.8667 | Residential & Commercial | USHP | Ducted CEE Tier 1
216751520 | Central HP <5.4 tons | YORK | HRCU-A-CB (Split System: Heat Pump with Remote Outdoor Unit-Air-Source) | HH824E2S11 | ADP |  | H,YG8J*36+TXV-BLEED | TM9V080B12MP12 | 22600 | 17 | 9.4 | 21400 | 18100 | 84.58% | 1.98 | 0 | 11.7 |  |  |  |  | R-454B | 1.8833 | Residential & Commercial | USHP | Ducted CEE Tier 1
216751533 | Central HP <5.4 tons | YORK | HRCU-A-CB (Split System: Heat Pump with Remote Outdoor Unit-Air-Source) | HH824E2S11 | ADP |  | H,YG8J*36+TXV-BLEED | Y81E040A12SMPS1 | 22800 | 17 | 9.4 | 21400 | 18500 | 86.45% | 1.98 | 0 | 11.7 |  |  |  |  | R-454B | 1.9 | Residential & Commercial | USHP | Ducted CEE Tier 1
216751551 | Central HP <5.4 tons | YORK | HRCU-A-CB (Split System: Heat Pump with Remote Outdoor Unit-Air-Source) | HH824E2S11 | ADP |  | H,YG9J*36+TXV-BLEED | Y91E026A08SMPS1 | 23000 | 17 | 9 | 21400 | 17700 | 82.71% | 2 | 0 | 12 |  |  |  |  | R-454B | 1.9167 | Residential & Commercial | USHP | Ducted CEE Tier 1
216751567 | Central HP <5.4 tons | YORK | HRCU-A-CB (Split System: Heat Pump with Remote Outdoor Unit-Air-Source) | HH824E2S11 | ADP |  | H,YG7J*36+TXV-BLEED | Y91E060B12SMPS1 | 23000 | 17 | 9.5 | 21400 | 18700 | 87.38% | 2 | 0 | 11.7 |  |  |  |  | R-454B | 1.9167 | Residential & Commercial | USHP | Ducted CEE Tier 1
216752052 | Central HP <5.4 tons | YORK | HRCU-A-CB (Split System: Heat Pump with Remote Outdoor Unit-Air-Source) | HH824E2S11 | ADP |  | H,YG1K*36+TXV-BLEED | TM9E026A08MP12 | 23000 | 17 | 9 | 21400 | 17900 | 83.64% | 2 | 0 | 12 |  |  |  |  | R-454B | 1.9167 | Residential & Commercial | USHP | Ducted CEE Tier 1
216751831 | Central HP <5.4 tons | YORK | HRCU-A-CB (Split System: Heat Pump with Remote Outdoor Unit-Air-Source) | HH860E2S11 | ADP |  | H,YG54*48+TXV-BLEED | Y91E080C16SMPS1 | 45000 | 18 | 9 | 44000 | 33400 | 75.91% | 2 | 0 | 11.7 |  |  |  |  | R-454B | 3.75 | Residential & Commercial | USHP | Ducted CEE Tier 1
216751847 | Central HP <5.4 tons | YORK | HRCU-A-CB (Split System: Heat Pump with Remote Outdoor Unit-Air-Source) | HH860E2S11 | ADP |  | H,YG86*60+TXV-BLEED | Y91E080C16SMPS1 | 45000 | 18 | 9 | 44000 | 33400 | 75.91% | 2 | 0 | 11.7 |  |  |  |  | R-454B | 3.75 | Residential & Commercial | USHP | Ducted CEE Tier 1
216752090 | Central HP <5.4 tons | YORK | HRCU-A-CB (Split System: Heat Pump with Remote Outdoor Unit-Air-Source) | HH824E2S11 | ADP |  | H,YG8J*30+TXV-BLEED | Y81E060A12SMPS1 | 22600 | 17 | 9.4 | 21400 | 17600 | 82.24% | 1.98 | 0 | 11.7 |  |  |  |  | R-454B | 1.8833 | Residential & Commercial | USHP | Ducted CEE Tier 1
216751474 | Central HP <5.4 tons | YORK | HRCU-A-CB (Split System: Heat Pump with Remote Outdoor Unit-Air-Source) | HH824E2S11 | ADP |  | H,YG7J*36+TXV-BLEED | TM8V080B12MP12 | 22400 | 17 | 8.8 | 21400 | 18100 | 84.58% | 1.96 | 0 | 11.5 |  |  |  |  | R-454B | 1.8667 | Residential & Commercial | USHP | Ducted CEE Tier 1
216751479 | Central HP <5.4 tons | YORK | HRCU-A-CB (Split System: Heat Pump with Remote Outdoor Unit-Air-Source) | HH824E2S11 | ADP |  | H,YG35*36+TXV-BLEED | TM8Y060A12MP11 | 23000 | 17 | 9 | 21400 | 17800 | 83.18% | 2 | 0 | 12 |  |  |  |  | R-454B | 1.9167 | Residential & Commercial | USHP | Ducted CEE Tier 1
214279934 | Central HP <5.4 tons | ARCOAIRE | HRCU-A-CB (Split System: Heat Pump with Remote Outdoor Unit-Air-Source) | DLCURAH24ABK |  |  | EA*4X37L17A* | *96MSN0601716A* | 24200 | 16.5 | 9 | 25400 | 21800 | 85.83% | 1.82 | 0 | 10 |  |  |  |  | R-410A | 2.0167 | Residential & Commercial | USHP | Ducted CEE Tier 1
212975665 | Central HP <5.4 tons | ARCOAIRE | HRCU-A-CB (Split System: Heat Pump with Remote Outdoor Unit-Air-Source) | DLCURAH24ABK |  |  | EA*4X30L14A* | *96VTN0601412B* | 23400 | 16.5 | 8.5 | 26200 | 25000 | 95.42% | 2.08 | 0 | 10 |  |  |  |  | R-410A | 1.95 | Residential & Commercial | USHP | Ducted CEE Tier 1
216751970 | Central HP <5.4 tons | YORK | HRCU-A-CB (Split System: Heat Pump with Remote Outdoor Unit-Air-Source) | HH836E2S11 | ADP |  | H,YG81*36+TXV-BLEED | TM9E080C16MP12 | 33800 | 19 | 9 | 30400 | 25000 | 82.24% | 2 | 0 | 11 |  |  |  |  | R-454B | 2.8167 | Residential & Commercial | USHP | Ducted CEE Tier 1
216751985 | Central HP <5.4 tons | YORK | HRCU-A-CB (Split System: Heat Pump with Remote Outdoor Unit-Air-Source) | HH836E2S11 | ADP |  | H,YG81*36+TXV-BLEED | TM9E100C20MP12 | 34400 | 18 | 9 | 30800 | 25200 | 81.82% | 2 | 0 | 11 |  |  |  |  | R-454B | 2.8667 | Residential & Commercial | USHP | Ducted CEE Tier 1
216752055 | Central HP <5.4 tons | YORK | HRCU-A-CB (Split System: Heat Pump with Remote Outdoor Unit-Air-Source) | HH824E2S11 | ADP |  | H,YG7J*30+TXV-BLEED | TM9E040A10MP12 | 22400 | 16 | 8.8 | 21400 | 17600 | 82.24% | 1.96 | 0 | 11.5 |  |  |  |  | R-454B | 1.8667 | Residential & Commercial | USHP | Ducted CEE Tier 1
216752069 | Central HP <5.4 tons | YORK | HRCU-A-CB (Split System: Heat Pump with Remote Outdoor Unit-Air-Source) | HH824E2S11 | ADP |  | H,YG7J*24+TXV-BLEED | TM9V060B12MP12 | 22400 | 17 | 9.25 | 21400 | 18400 | 85.98% | 1.96 | 0 | 11.5 |  |  |  |  | R-454B | 1.8667 | Residential & Commercial | USHP | Ducted CEE Tier 1
216752088 | Central HP <5.4 tons | YORK | HRCU-A-CB (Split System: Heat Pump with Remote Outdoor Unit-Air-Source) | HH824E2S11 | ADP |  | H,YG7J*24+TXV-BLEED | Y81E060A12SMPS1 | 22400 | 17 | 9.25 | 21400 | 17600 | 82.24% | 1.96 | 0 | 11.5 |  |  |  |  | R-454B | 1.8667 | Residential & Commercial | USHP | Ducted CEE Tier 1
216752103 | Central HP <5.4 tons | YORK | HRCU-A-CB (Split System: Heat Pump with Remote Outdoor Unit-Air-Source) | HH824E2S11 | ADP |  | H,YG33*30+TXV-BLEED | Y91E040A10SMPS1 | 22400 | 17 | 8.8 | 21400 | 17300 | 80.84% | 1.96 | 0 | 11.5 |  |  |  |  | R-454B | 1.8667 | Residential & Commercial | USHP | Ducted CEE Tier 1
216751602 | Central HP <5.4 tons | YORK | HRCU-A-CB (Split System: Heat Pump with Remote Outdoor Unit-Air-Source) | HH860E2S11 | ADP |  | H,YG3K*60+TXV-BLEED | TM8Y100C16MP11 | 44000 | 17 | 9 | 42000 | 33000 | 78.57% | 2 | 0 | 11.7 |  |  |  |  | R-454B | 3.6667 | Residential & Commercial | USHP | Ducted CEE Tier 1
216751637 | Central HP <5.4 tons | YORK | HRCU-A-CB (Split System: Heat Pump with Remote Outdoor Unit-Air-Source) | HH860E2S11 | ADP |  | H,YG52*60+TXV-BLEED | TM8Y100C20MP11 | 54000 | 19 | 9 | 53000 | 39000 | 73.58% | 2 | 0 | 11 |  |  |  |  | R-454B | 4.5 | Residential & Commercial | USHP | Ducted CEE Tier 1
216751652 | Central HP <5.4 tons | YORK | HRCU-A-CB (Split System: Heat Pump with Remote Outdoor Unit-Air-Source) | HH860E2S11 | ADP |  | H,YG74*60+TXV-BLEED | TM8Y120C20MP11 | 54000 | 19 | 9 | 53000 | 39000 | 73.58% | 2 | 0 | 11 |  |  |  |  | R-454B | 4.5 | Residential & Commercial | USHP | Ducted CEE Tier 1
216751668 | Central HP <5.4 tons | YORK | HRCU-A-CB (Split System: Heat Pump with Remote Outdoor Unit-Air-Source) | HH860E2S11 | ADP |  | H,YG55*60+TXV-BLEED | TM9E080C16MP12 | 44500 | 18 | 9 | 43500 | 34000 | 78.16% | 2 | 0 | 11 |  |  |  |  | R-454B | 3.7083 | Residential & Commercial | USHP | Ducted CEE Tier 1
216751669 | Central HP <5.4 tons | YORK | HRCU-A-CB (Split System: Heat Pump with Remote Outdoor Unit-Air-Source) | HH860E2S11 | ADP |  | H,YG53*48+TXV-BLEED | TM9E080C16MP12 | 44500 | 18 | 9 | 43500 | 34000 | 78.16% | 2 | 0 | 11 |  |  |  |  | R-454B | 3.7083 | Residential & Commercial | USHP | Ducted CEE Tier 1
216751719 | Central HP <5.4 tons | YORK | HRCU-A-CB (Split System: Heat Pump with Remote Outdoor Unit-Air-Source) | HH860E2S11 | ADP |  | H,YG84*48+TXV-BLEED | TM9E100C16MP12 | 44500 | 18 | 9 | 44000 | 34000 | 77.27% | 2 | 0 | 11 |  |  |  |  | R-454B | 3.7083 | Residential & Commercial | USHP | Ducted CEE Tier 1
216751753 | Central HP <5.4 tons | YORK | HRCU-A-CB (Split System: Heat Pump with Remote Outdoor Unit-Air-Source) | HH860E2S11 | ADP |  | H,YG72*60+TXV-BLEED | TM9V080C16MP12 | 43500 | 18 | 9 | 42000 | 33600 | 80% | 2 | 0 | 11 |  |  |  |  | R-454B | 3.625 | Residential & Commercial | USHP | Ducted CEE Tier 1
216751754 | Central HP <5.4 tons | YORK | HRCU-A-CB (Split System: Heat Pump with Remote Outdoor Unit-Air-Source) | HH860E2S11 | ADP |  | H,YG3K*48+TXV-BLEED | TM9V080C16MP12 | 43500 | 18 | 9 | 42000 | 33600 | 80% | 2 | 0 | 11 |  |  |  |  | R-454B | 3.625 | Residential & Commercial | USHP | Ducted CEE Tier 1
216751769 | Central HP <5.4 tons | YORK | HRCU-A-CB (Split System: Heat Pump with Remote Outdoor Unit-Air-Source) | HH860E2S11 | ADP |  | H,YG74*60+TXV-BLEED | TM9V080C16MP12 | 43500 | 18 | 9 | 42000 | 33600 | 80% | 2 | 0 | 11 |  |  |  |  | R-454B | 3.625 | Residential & Commercial | USHP | Ducted CEE Tier 1
216751785 | Central HP <5.4 tons | YORK | HRCU-A-CB (Split System: Heat Pump with Remote Outdoor Unit-Air-Source) | HH860E2S11 | ADP |  | H,YG54*48+TXV-BLEED | TM9V100C16MP12 | 43500 | 18 | 9 | 42000 | 32800 | 78.1% | 2 | 0 | 11.7 |  |  |  |  | R-454B | 3.625 | Residential & Commercial | USHP | Ducted CEE Tier 1
212973195 | Central HP <5.4 tons | ARCOAIRE | HRCU-A-CB (Split System: Heat Pump with Remote Outdoor Unit-Air-Source) | DLCURAH24ABK |  |  | EA*4X25L17A* | *96VSN0401712B* | 24200 | 16 | 8.5 | 25400 | 21800 | 85.83% | 1.8 | 0 | 10 |  |  |  |  | R-410A | 2.0167 | Residential & Commercial | USHP | Ducted CEE Tier 1
212972975 | Central HP <5.4 tons | ARCOAIRE | HRCU-A-CB (Split System: Heat Pump with Remote Outdoor Unit-Air-Source) | DLCURAH24ABK |  |  | EN(A,D)4X24L17** | *96VSN0401410B* | 23000 | 16 | 8.5 | 27000 | 25600 | 94.81% | 2.12 | 0 | 10 |  |  |  |  | R-410A | 1.9167 | Residential & Commercial | USHP | Ducted CEE Tier 1
216751787 | Central HP <5.4 tons | YORK | HRCU-A-CB (Split System: Heat Pump with Remote Outdoor Unit-Air-Source) | HH860E2S11 | ADP |  | H,YG55*48+TXV-BLEED | TM9V100C16MP12 | 43500 | 18 | 9 | 42000 | 32800 | 78.1% | 2 | 0 | 11.7 |  |  |  |  | R-454B | 3.625 | Residential & Commercial | USHP | Ducted CEE Tier 1
216751802 | Central HP <5.4 tons | YORK | HRCU-A-CB (Split System: Heat Pump with Remote Outdoor Unit-Air-Source) | HH860E2S11 | ADP |  | H,YG88*48+TXV-BLEED | TM9V100C16MP12 | 43500 | 18 | 9 | 42000 | 32800 | 78.1% | 2 | 0 | 11.7 |  |  |  |  | R-454B | 3.625 | Residential & Commercial | USHP | Ducted CEE Tier 1
213779689 | Central HP <5.4 tons | ARCOAIRE | HRCU-A-CB (Split System: Heat Pump with Remote Outdoor Unit-Air-Source) | HVH837GKA** |  |  | EA*4X61L21A*+WALLCON | *97CMN0601714B* | 33000 | 17 | 8.1 | 32200 | 25200 | 78.26% | 1.94 | 0 | 11 |  |  |  |  | R-410A | 2.75 | Residential & Commercial | USHP | Ducted CEE Tier 1
213780109 | Central HP <5.4 tons | ARCOAIRE | HRCU-A-CB (Split System: Heat Pump with Remote Outdoor Unit-Air-Source) | HVH837GKA** |  |  | EHD4X42AAL+WALLCON | *96CTN0801714B* | 32400 | 16 | 8.1 | 33000 | 24800 | 75.15% | 1.92 | 0 | 11 |  |  |  |  | R-410A | 2.7 | Residential & Commercial | USHP | Ducted CEE Tier 1
213780159 | Central HP <5.4 tons | ARCOAIRE | HRCU-A-CB (Split System: Heat Pump with Remote Outdoor Unit-Air-Source) | HVH837GKA** |  |  | EHD4X48AAL+WALLCON | *80CTL0701716B* | 32600 | 16.5 | 8.1 | 33200 | 25000 | 75.3% | 1.94 | 0 | 11 |  |  |  |  | R-410A | 2.7167 | Residential & Commercial | USHP | Ducted CEE Tier 1
213778839 | Central HP <5.4 tons | ARCOAIRE | HRCU-A-CB (Split System: Heat Pump with Remote Outdoor Unit-Air-Source) | HVH837GKA** |  |  | EA*4X36L21A*+WALLCON | *80CTL0901716B* | 31600 | 17 | 8.1 | 33000 | 24200 | 73.33% | 1.84 | 0 | 11 |  |  |  |  | R-410A | 2.6333 | Residential & Commercial | USHP | Ducted CEE Tier 1
213779039 | Central HP <5.4 tons | ARCOAIRE | HRCU-A-CB (Split System: Heat Pump with Remote Outdoor Unit-Air-Source) | HVH837GKA** |  |  | EA*4X37L21A*+WALLCON | *96CTN0801714B* | 32800 | 17 | 8.5 | 33000 | 25200 | 76.36% | 1.96 | 0 | 11 |  |  |  |  | R-410A | 2.7333 | Residential & Commercial | USHP | Ducted CEE Tier 1
216751555 | Central HP <5.4 tons | YORK | HRCU-A-CB (Split System: Heat Pump with Remote Outdoor Unit-Air-Source) | HH824E2S11 | ADP |  | H,YG7J*36+TXV-BLEED | Y91E040A10SMPS1 | 22400 | 17 | 8.8 | 21400 | 17300 | 80.84% | 1.96 | 0 | 11.5 |  |  |  |  | R-454B | 1.8667 | Residential & Commercial | USHP | Ducted CEE Tier 1
216751557 | Central HP <5.4 tons | YORK | HRCU-A-CB (Split System: Heat Pump with Remote Outdoor Unit-Air-Source) | HH824E2S11 | ADP |  | H,YG9J*30+TXV-BLEED | Y91E040A10SMPS1 | 22800 | 17 | 9 | 21400 | 17300 | 80.84% | 2 | 0 | 11.7 |  |  |  |  | R-454B | 1.9 | Residential & Commercial | USHP | Ducted CEE Tier 1
216751573 | Central HP <5.4 tons | YORK | HRCU-A-CB (Split System: Heat Pump with Remote Outdoor Unit-Air-Source) | HH860E2S11 | ADP |  | H,YG3K*48+TXV-BLEED | TM8Y080C16MP11 | 44000 | 17 | 9 | 42000 | 33000 | 78.57% | 2 | 0 | 11.7 |  |  |  |  | R-454B | 3.6667 | Residential & Commercial | USHP | Ducted CEE Tier 1
216751589 | Central HP <5.4 tons | YORK | HRCU-A-CB (Split System: Heat Pump with Remote Outdoor Unit-Air-Source) | HH860E2S11 | ADP |  | H,YG52*48+TXV-BLEED | TM8Y080C16MP11 | 44000 | 18 | 9 | 42000 | 33000 | 78.57% | 2 | 0 | 11.7 |  |  |  |  | R-454B | 3.6667 | Residential & Commercial | USHP | Ducted CEE Tier 1
216751591 | Central HP <5.4 tons | YORK | HRCU-A-CB (Split System: Heat Pump with Remote Outdoor Unit-Air-Source) | HH860E2S11 | ADP |  | H,YG84*48+TXV-BLEED | TM8Y080C16MP11 | 44000 | 18 | 9 | 42000 | 33000 | 78.57% | 2 | 0 | 11.7 |  |  |  |  | R-454B | 3.6667 | Residential & Commercial | USHP | Ducted CEE Tier 1
216751596 | Central HP <5.4 tons | YORK | HRCU-A-CB (Split System: Heat Pump with Remote Outdoor Unit-Air-Source) | HH860E2S11 | ADP |  | H,YG88*60+TXV-BLEED | TM8Y080C16MP11 | 44000 | 18 | 9 | 42000 | 33000 | 78.57% | 2 | 0 | 11.7 |  |  |  |  | R-454B | 3.6667 | Residential & Commercial | USHP | Ducted CEE Tier 1
216751605 | Central HP <5.4 tons | YORK | HRCU-A-CB (Split System: Heat Pump with Remote Outdoor Unit-Air-Source) | HH860E2S11 | ADP |  | H,YG54*48+TXV-BLEED | TM8Y100C16MP11 | 44000 | 18 | 9 | 42000 | 33000 | 78.57% | 2 | 0 | 11.7 |  |  |  |  | R-454B | 3.6667 | Residential & Commercial | USHP | Ducted CEE Tier 1
210474099 | Central HP <5.4 tons | KEEPRITE | HRCU-A-CB (Split System: Heat Pump with Remote Outdoor Unit-Air-Source) | CVH825GKA3* |  |  | EN(A,D)4X48L24**+WALLCON | *80CTL1352422A* | 24200 | 17 | 8.1 | 21400 | 16600 | 77.57% | 2.02 | 0 | 11.5 |  |  |  |  | R-410A | 2.0167 | Residential & Commercial | USHP | Ducted CEE Tier 1
210473311 | Central HP <5.4 tons | KEEPRITE | HRCU-A-CB (Split System: Heat Pump with Remote Outdoor Unit-Air-Source) | CVH825GKA3* |  |  | EA*4X48L21A*+WALLCON | *80CSU0601716A* | 24000 | 17 | 8.1 | 21000 | 16600 | 79.05% | 2.02 | 0 | 11 |  |  |  |  | R-410A | 2 | Residential & Commercial | USHP | Ducted CEE Tier 1
210473432 | Central HP <5.4 tons | KEEPRITE | HRCU-A-CB (Split System: Heat Pump with Remote Outdoor Unit-Air-Source) | CVH825GKA3* |  |  | EA*4X48L21A*+WALLCON | *97CMN0602120A* | 24000 | 16.5 | 8.1 | 21000 | 16600 | 79.05% | 2 | 0 | 11 |  |  |  |  | R-410A | 2 | Residential & Commercial | USHP | Ducted CEE Tier 1
210472860 | Central HP <5.4 tons | KEEPRITE | HRCU-A-CB (Split System: Heat Pump with Remote Outdoor Unit-Air-Source) | CVH825GKA3* |  |  | EA*4X42L21A*+WALLCON | *80CSU0601716A* | 23800 | 16.5 | 8.1 | 21400 | 16600 | 77.57% | 1.96 | 0 | 10.5 |  |  |  |  | R-410A | 1.9833 | Residential & Commercial | USHP | Ducted CEE Tier 1
216737498 | Central HP <5.4 tons | PAYNE HEATING AND COOLING | HRCU-A-CB (Split System: Heat Pump with Remote Outdoor Unit-Air-Source) | 37MUHAQ24AA3 |  |  | CSAH*3012AM* | PG92MSAA60100C** | 22400 | 16 | 8.1 | 21000 | 18800 | 89.52% | 1.85 | 0 | 11 |  |  |  |  | R-454B | 1.8667 | Residential & Commercial | USHP | Ducted CEE Tier 1
214660558 | Central HP <5.4 tons | ECOER | HRCU-A-CB (Split System: Heat Pump with Remote Outdoor Unit-Air-Source) | EODA19H-4860AA* |  |  | GNC3036BPT | MGH96M060B3A | 33000 | 18 | 9 | 35000 | 28000 | 80% | 1.95 | 0 | 12 |  |  |  |  | R-410A | 2.75 | Residential & Commercial | USHP | Ducted CEE Tier 1
216643544 | Central HP <5.4 tons | ARCOAIRE | HRCU-A-CB (Split System: Heat Pump with Remote Outdoor Unit-Air-Source) | D5CUHAH18AAK |  |  | EA*5X25M17A* | *80MSU0401712A* | 18300 | 15.5 | 9.5 | 20000 | 17600 | 88% | 2 | 0 | 11 |  |  |  |  | R-454B | 1.525 | Residential & Commercial | USHP | Ducted CEE Tier 1
216445257 | Central HP <5.4 tons | LG | HRCU-A-C (Split System: Heat Pump with Remote Outdoor Unit with No Indoor Fan --Air Source) | KUSXA301A |  |  | LKMMA30B1 | 0 | 30000 | 15.7 | 8.8 | 32000 | 30600 | 95.62% | 1.8 | 0 | 11.8 |  |  |  |  | R-32 | 2.5 | Residential & Commercial | USHP | Ducted CEE Tier 1
216752079 | Central HP <5.4 tons | YORK | HRCU-A-CB (Split System: Heat Pump with Remote Outdoor Unit-Air-Source) | HH824E2S11 | ADP |  | H,YG1K*36+TXV-BLEED | TM9Y040A10MP11 | 23000 | 17 | 9 | 21400 | 17600 | 82.24% | 2 | 0 | 12 |  |  |  |  | R-454B | 1.9167 | Residential & Commercial | USHP | Ducted CEE Tier 1
216752094 | Central HP <5.4 tons | YORK | HRCU-A-CB (Split System: Heat Pump with Remote Outdoor Unit-Air-Source) | HH824E2S11 | ADP |  | H,YG8J*30+TXV-BLEED | Y82E060A12LMPS1 | 22600 | 18 | 9.4 | 21400 | 18100 | 84.58% | 1.98 | 0 | 11.7 |  |  |  |  | R-454B | 1.8833 | Residential & Commercial | USHP | Ducted CEE Tier 1
214838771 | Central HP <5.4 tons | ECOER | HRCU-A-CB (Split System: Heat Pump with Remote Outdoor Unit-Air-Source) | EODA19H-2436AA* |  |  | GNC3036BPT | FG7SA-090C-T24B* | 33000 | 16.5 | 8.5 | 34600 | 24400 | 70.52% | 1.95 | 0 | 11 |  |  |  |  | R-410A | 2.75 | Residential & Commercial | USHP | Ducted CEE Tier 1
213778979 | Central HP <5.4 tons | ARCOAIRE | HRCU-A-CB (Split System: Heat Pump with Remote Outdoor Unit-Air-Source) | HVH837GKA** |  |  | EA*4X37L21A*+WALLCON | *80CTL1102120B* | 33000 | 17 | 8.5 | 32800 | 25000 | 76.22% | 1.98 | 0 | 11.5 |  |  |  |  | R-410A | 2.75 | Residential & Commercial | USHP | Ducted CEE Tier 1
212977734 | Central HP <5.4 tons | ARCOAIRE | HRCU-A-CB (Split System: Heat Pump with Remote Outdoor Unit-Air-Source) | DLCURAH18ABK |  |  | EA*4X24L17A* | *80MS(N,L)0451412A* | 17500 | 16.5 | 8.5 | 18400 | 19400 | 105.4% | 2.34 | 0 | 10.5 |  |  |  |  | R-410A | 1.4583 | Residential & Commercial | USHP | Ducted CEE Tier 1
216751614 | Central HP <5.4 tons | YORK | HRCU-A-CB (Split System: Heat Pump with Remote Outdoor Unit-Air-Source) | HH860E2S11 | ADP |  | H,YG51*48+TXV-BLEED | TM8Y100C16MP11 | 44000 | 18 | 9 | 42000 | 33000 | 78.57% | 2 | 0 | 11.7 |  |  |  |  | R-454B | 3.6667 | Residential & Commercial | USHP | Ducted CEE Tier 1
216751616 | Central HP <5.4 tons | YORK | HRCU-A-CB (Split System: Heat Pump with Remote Outdoor Unit-Air-Source) | HH860E2S11 | ADP |  | H,YG74*60+TXV-BLEED | TM8Y100C16MP11 | 44000 | 18 | 9 | 42000 | 33000 | 78.57% | 2 | 0 | 11.7 |  |  |  |  | R-454B | 3.6667 | Residential & Commercial | USHP | Ducted CEE Tier 1
216751632 | Central HP <5.4 tons | YORK | HRCU-A-CB (Split System: Heat Pump with Remote Outdoor Unit-Air-Source) | HH860E2S11 | ADP |  | H,YG55*60+TXV-BLEED | TM8Y100C20MP11 | 54000 | 19 | 9 | 53000 | 39000 | 73.58% | 2 | 0 | 11 |  |  |  |  | R-454B | 4.5 | Residential & Commercial | USHP | Ducted CEE Tier 1
216751641 | Central HP <5.4 tons | YORK | HRCU-A-CB (Split System: Heat Pump with Remote Outdoor Unit-Air-Source) | HH860E2S11 | ADP |  | H,YG37*60+TXV-BLEED | TM8Y120C20MP11 | 53000 | 18 | 8.85 | 53000 | 39000 | 73.58% | 1.98 | 0 | 10.5 |  |  |  |  | R-454B | 4.4167 | Residential & Commercial | USHP | Ducted CEE Tier 1
214570672 | Central HP <5.4 tons | ARCOAIRE | HRCU-A-CB (Split System: Heat Pump with Remote Outdoor Unit-Air-Source) | HVH825GKA3* |  |  | EA*4X48L21A*+WALLCON | *80CTL0702120B* | 24000 | 16.5 | 8.5 | 21000 | 16600 | 79.05% | 2.02 | 0 | 11 |  |  |  |  | R-410A | 2 | Residential & Commercial | USHP | Ducted CEE Tier 1
212969559 | Central HP <5.4 tons | ARCOAIRE | HRCU-A-CB (Split System: Heat Pump with Remote Outdoor Unit-Air-Source) | DLCURAH18ABK |  |  | EN(A,D)4X18L14** | *80VSL0451412B* | 17400 | 16 | 8.5 | 18600 | 19700 | 105.9% | 2.38 | 0 | 10.5 |  |  |  |  | R-410A | 1.45 | Residential & Commercial | USHP | Ducted CEE Tier 1
216675998 | Central HP <5.4 tons | KEEPRITE | HRCU-A-CB (Split System: Heat Pump with Remote Outdoor Unit-Air-Source) | D5CURAH24AAK |  |  | EA*5X36M17A* | *80MS(N,L)0901714A* | 23800 | 15.2 | 8.5 | 24000 | 19400 | 80.83% | 1.92 | 0 | 9.8 |  |  |  |  | R-454B | 1.9833 | Residential & Commercial | USHP
215402208 | Central HP <5.4 tons | AMERISTAR | HRCU-A-CB (Split System: Heat Pump with Remote Outdoor Unit-Air-Source) | E4HL5030A1000A |  |  | 4TXCB004DS3 | A801X060BM4SD | 30000 | 15.2 | 8.1 | 25000 | 18000 | 72% | 1.75 | 0 | 9.5 |  |  |  |  | R-410A | 2.5 | Residential & Commercial | USHP
211712914 | Central HP <5.4 tons | KEEPRITE | HRCU-A-CB (Split System: Heat Pump with Remote Outdoor Unit-Air-Source) | DLCURAH30ABK |  |  | EA*4X42L24A* | *92ESN1002120A* | 30600 | 15.2 | 8.1 | 34200 | 27000 | 78.95% | 1.82 | 0 | 9 |  |  |  |  | R-410A | 2.55 | Residential & Commercial | USHP
216751488 | Central HP <5.4 tons | YORK | HRCU-A-CB (Split System: Heat Pump with Remote Outdoor Unit-Air-Source) | HH824E2S11 | ADP |  | H,YG7J*36+TXV-BLEED | TM9E026A08MP12 | 22400 | 16 | 8.8 | 21400 | 17900 | 83.64% | 1.96 | 0 | 11.5 |  |  |  |  | R-454B | 1.8667 | Residential & Commercial | USHP | Ducted CEE Tier 1
216751499 | Central HP <5.4 tons | YORK | HRCU-A-CB (Split System: Heat Pump with Remote Outdoor Unit-Air-Source) | HH824E2S11 | ADP |  | H,YG80*36+TXV-BLEED | TM9E040A10MP12 | 23000 | 17 | 9 | 21400 | 17600 | 82.24% | 2 | 0 | 12 |  |  |  |  | R-454B | 1.9167 | Residential & Commercial | USHP | Ducted CEE Tier 1
213779139 | Central HP <5.4 tons | ARCOAIRE | HRCU-A-CB (Split System: Heat Pump with Remote Outdoor Unit-Air-Source) | HVH837GKA** |  |  | EA*4X42L21A*+WALLCON | *97CMN1002122B* | 31800 | 17 | 8.1 | 33000 | 24400 | 73.94% | 1.88 | 0 | 11 |  |  |  |  | R-410A | 2.65 | Residential & Commercial | USHP | Ducted CEE Tier 1
213779239 | Central HP <5.4 tons | ARCOAIRE | HRCU-A-CB (Split System: Heat Pump with Remote Outdoor Unit-Air-Source) | HVH837GKA** |  |  | EA*4X42L24A*+WALLCON | *96CTN1202422B* | 31800 | 17 | 8.1 | 33000 | 24200 | 73.33% | 1.88 | 0 | 11 |  |  |  |  | R-410A | 2.65 | Residential & Commercial | USHP | Ducted CEE Tier 1
213779339 | Central HP <5.4 tons | ARCOAIRE | HRCU-A-CB (Split System: Heat Pump with Remote Outdoor Unit-Air-Source) | HVH837GKA** |  |  | EA*4X43L21A*+WALLCON | *96CTN0601714B* | 32800 | 17 | 8.1 | 33000 | 25400 | 76.97% | 1.96 | 0 | 11 |  |  |  |  | R-410A | 2.7333 | Residential & Commercial | USHP | Ducted CEE Tier 1
213779389 | Central HP <5.4 tons | ARCOAIRE | HRCU-A-CB (Split System: Heat Pump with Remote Outdoor Unit-Air-Source) | HVH837GKA** |  |  | EA*4X48L21A*+WALLCON | *80CTL0901716B* | 32400 | 17 | 8.1 | 32600 | 25000 | 76.69% | 1.96 | 0 | 11 |  |  |  |  | R-410A | 2.7 | Residential & Commercial | USHP | Ducted CEE Tier 1
213779439 | Central HP <5.4 tons | ARCOAIRE | HRCU-A-CB (Split System: Heat Pump with Remote Outdoor Unit-Air-Source) | HVH837GKA** |  |  | EA*4X48L21A*+WALLCON | *97CMN0801714B* | 32200 | 17 | 8.1 | 32600 | 25000 | 76.69% | 1.94 | 0 | 11 |  |  |  |  | R-410A | 2.6833 | Residential & Commercial | USHP | Ducted CEE Tier 1
216751869 | Central HP <5.4 tons | YORK | HRCU-A-CB (Split System: Heat Pump with Remote Outdoor Unit-Air-Source) | HH860E2S11 | ADP |  | H,YG3K*60+TXV-BLEED | Y91E100C16SMPS1 | 45500 | 18 | 9 | 44000 | 33400 | 75.91% | 2 | 0 | 11.7 |  |  |  |  | R-454B | 3.7917 | Residential & Commercial | USHP | Ducted CEE Tier 1
216751871 | Central HP <5.4 tons | YORK | HRCU-A-CB (Split System: Heat Pump with Remote Outdoor Unit-Air-Source) | HH860E2S11 | ADP |  | H,YG48*60+TXV-BLEED | Y91E100C16SMPS1 | 45500 | 18 | 9 | 44000 | 33400 | 75.91% | 2 | 0 | 11.7 |  |  |  |  | R-454B | 3.7917 | Residential & Commercial | USHP | Ducted CEE Tier 1
212977806 | Central HP <5.4 tons | ARCOAIRE | HRCU-A-CB (Split System: Heat Pump with Remote Outdoor Unit-Air-Source) | DLCURAH18ABK |  |  | EN(A,D)4X24L17** | *80MS(N,L)0451412A* | 17500 | 16.5 | 8.5 | 18400 | 19200 | 104.3% | 2.3 | 0 | 11 |  |  |  |  | R-410A | 1.4583 | Residential & Commercial | USHP | Ducted CEE Tier 1
212977722 | Central HP <5.4 tons | ARCOAIRE | HRCU-A-CB (Split System: Heat Pump with Remote Outdoor Unit-Air-Source) | DLCURAH18ABK |  |  | EA*4X24L14A* | *80MS(N,L)0451412A* | 17500 | 16.5 | 8.5 | 18400 | 19500 | 106% | 2.34 | 0 | 10.5 |  |  |  |  | R-410A | 1.4583 | Residential & Commercial | USHP | Ducted CEE Tier 1
213780329 | Central HP <5.4 tons | ARCOAIRE | HRCU-A-CB (Split System: Heat Pump with Remote Outdoor Unit-Air-Source) | HVH837GKA** |  |  | EHD4X60AAL+WALLCON | *80CTL0901716B* | 33000 | 16.5 | 8.1 | 32200 | 24800 | 77.02% | 1.98 | 0 | 11 |  |  |  |  | R-410A | 2.75 | Residential & Commercial | USHP | Ducted CEE Tier 1
213780179 | Central HP <5.4 tons | ARCOAIRE | HRCU-A-CB (Split System: Heat Pump with Remote Outdoor Unit-Air-Source) | HVH837GKA** |  |  | EHD4X48AAL+WALLCON | *80CTL0902120B* | 32600 | 16.5 | 8.1 | 33000 | 24800 | 75.15% | 1.96 | 0 | 11 |  |  |  |  | R-410A | 2.7167 | Residential & Commercial | USHP | Ducted CEE Tier 1
213779479 | Central HP <5.4 tons | ARCOAIRE | HRCU-A-CB (Split System: Heat Pump with Remote Outdoor Unit-Air-Source) | HVH837GKA** |  |  | EA*4X48L21A*+WALLCON | *96CTN1002122B* | 32400 | 17 | 8.1 | 32600 | 24800 | 76.07% | 1.98 | 0 | 11 |  |  |  |  | R-410A | 2.7 | Residential & Commercial | USHP | Ducted CEE Tier 1
213779629 | Central HP <5.4 tons | ARCOAIRE | HRCU-A-CB (Split System: Heat Pump with Remote Outdoor Unit-Air-Source) | HVH837GKA** |  |  | EA*4X61L21A*+WALLCON | *80CTL0451712B* | 33000 | 17 | 8.1 | 32400 | 25200 | 77.78% | 1.94 | 0 | 11 |  |  |  |  | R-410A | 2.75 | Residential & Commercial | USHP | Ducted CEE Tier 1
212973345 | Central HP <5.4 tons | ARCOAIRE | HRCU-A-CB (Split System: Heat Pump with Remote Outdoor Unit-Air-Source) | DLCURAH18ABK |  |  | EA*4X30L17A* | *96VSN0601412B* | 17400 | 16.5 | 8.5 | 18000 | 18700 | 103.9% | 2.26 | 0 | 10.5 |  |  |  |  | R-410A | 1.45 | Residential & Commercial | USHP | Ducted CEE Tier 1
212970910 | Central HP <5.4 tons | ARCOAIRE | HRCU-A-CB (Split System: Heat Pump with Remote Outdoor Unit-Air-Source) | DLCURAH18ABK |  |  | EN(A,D)4X18L14** | *80VTL0451412B* | 17400 | 16 | 8.5 | 18600 | 19700 | 105.9% | 2.38 | 0 | 10.5 |  |  |  |  | R-410A | 1.45 | Residential & Commercial | USHP | Ducted CEE Tier 1
216751935 | Central HP <5.4 tons | YORK | HRCU-A-CB (Split System: Heat Pump with Remote Outdoor Unit-Air-Source) | HH836E2S11 | ADP |  | H,YG81*36+TXV-BLEED | TM8Y080B12MP11 | 33400 | 18 | 8.5 | 29600 | 25200 | 85.14% | 2 | 0 | 11 |  |  |  |  | R-454B | 2.7833 | Residential & Commercial | USHP | Ducted CEE Tier 1
216751953 | Central HP <5.4 tons | YORK | HRCU-A-CB (Split System: Heat Pump with Remote Outdoor Unit-Air-Source) | HH836E2S11 | ADP |  | H,YG48*36+TXV-BLEED | TM8Y120C20MP11 | 34600 | 19 | 9 | 31000 | 25400 | 81.94% | 2 | 0 | 11 |  |  |  |  | R-454B | 2.8833 | Residential & Commercial | USHP | Ducted CEE Tier 1
216751968 | Central HP <5.4 tons | YORK | HRCU-A-CB (Split System: Heat Pump with Remote Outdoor Unit-Air-Source) | HH836E2S11 | ADP |  | H,YG48*36+TXV-BLEED | TM9E080C16MP12 | 33800 | 19 | 9 | 30400 | 25000 | 82.24% | 2 | 0 | 11 |  |  |  |  | R-454B | 2.8167 | Residential & Commercial | USHP | Ducted CEE Tier 1
216752001 | Central HP <5.4 tons | YORK | HRCU-A-CB (Split System: Heat Pump with Remote Outdoor Unit-Air-Source) | HH836E2S11 | ADP |  | H,YG36*36+TXV-BLEED | Y81E040A12SMPS1 | 33000 | 18 | 8.5 | 28800 | 24400 | 84.72% | 2 | 0 | 11.7 |  |  |  |  | R-454B | 2.75 | Residential & Commercial | USHP | Ducted CEE Tier 1
216752004 | Central HP <5.4 tons | YORK | HRCU-A-CB (Split System: Heat Pump with Remote Outdoor Unit-Air-Source) | HH836E2S11 | ADP |  | H,YG80*36+TXV-BLEED | Y81E040A12SMPS1 | 33000 | 18 | 8.5 | 28800 | 24400 | 84.72% | 2 | 0 | 11.7 |  |  |  |  | R-454B | 2.75 | Residential & Commercial | USHP | Ducted CEE Tier 1
213778939 | Central HP <5.4 tons | ARCOAIRE | HRCU-A-CB (Split System: Heat Pump with Remote Outdoor Unit-Air-Source) | HVH837GKA** |  |  | EA*4X37L21A*+WALLCON | *80CTL0451712B* | 32600 | 16.5 | 8.1 | 33200 | 25400 | 76.51% | 1.94 | 0 | 10.5 |  |  |  |  | R-410A | 2.7167 | Residential & Commercial | USHP | Ducted CEE Tier 1
212975046 | Central HP <5.4 tons | ARCOAIRE | HRCU-A-CB (Split System: Heat Pump with Remote Outdoor Unit-Air-Source) | DLCURAH24ABK |  |  | EN(A,D)4X30L17** | *96VTN0401410B* | 23400 | 16 | 8.1 | 26400 | 24600 | 93.18% | 2.04 | 0 | 10 |  |  |  |  | R-410A | 1.95 | Residential & Commercial | USHP | Ducted CEE Tier 1
212973825 | Central HP <5.4 tons | ARCOAIRE | HRCU-A-CB (Split System: Heat Pump with Remote Outdoor Unit-Air-Source) | DLCURAH24ABK |  |  | EA*4X24L17A* | *96VSN0801716B* | 23600 | 16.5 | 8.5 | 27000 | 25600 | 94.81% | 2.14 | 0 | 10 |  |  |  |  | R-410A | 1.9667 | Residential & Commercial | USHP | Ducted CEE Tier 1
212973925 | Central HP <5.4 tons | ARCOAIRE | HRCU-A-CB (Split System: Heat Pump with Remote Outdoor Unit-Air-Source) | DLCURAH24ABK |  |  | EN(A,D)4X36L21** | *96VSN0801716B* | 23400 | 16.5 | 8.1 | 25800 | 24200 | 93.8% | 2 | 0 | 10 |  |  |  |  | R-410A | 1.95 | Residential & Commercial | USHP | Ducted CEE Tier 1
212973555 | Central HP <5.4 tons | ARCOAIRE | HRCU-A-CB (Split System: Heat Pump with Remote Outdoor Unit-Air-Source) | DLCURAH24ABK |  |  | EA*4X30L14A* | *96VSN0601412B* | 23400 | 16.5 | 8.5 | 26200 | 25000 | 95.42% | 2.08 | 0 | 10 |  |  |  |  | R-410A | 1.95 | Residential & Commercial | USHP | Ducted CEE Tier 1
212973575 | Central HP <5.4 tons | ARCOAIRE | HRCU-A-CB (Split System: Heat Pump with Remote Outdoor Unit-Air-Source) | DLCURAH24ABK |  |  | EA*4X36L17A* | *96VSN0601412B* | 23600 | 17 | 8.5 | 26200 | 24000 | 91.6% | 2 | 0 | 10 |  |  |  |  | R-410A | 1.9667 | Residential & Commercial | USHP | Ducted CEE Tier 1
212973605 | Central HP <5.4 tons | ARCOAIRE | HRCU-A-CB (Split System: Heat Pump with Remote Outdoor Unit-Air-Source) | DLCURAH24ABK |  |  | EN(A,D)4X24L17** | *96VSN0601412B* | 23200 | 16.5 | 8.5 | 26800 | 25400 | 94.78% | 2.12 | 0 | 10 |  |  |  |  | R-410A | 1.9333 | Residential & Commercial | USHP | Ducted CEE Tier 1
213780349 | Central HP <5.4 tons | ARCOAIRE | HRCU-A-CB (Split System: Heat Pump with Remote Outdoor Unit-Air-Source) | HVH837GKA** |  |  | EHD4X60AAL+WALLCON | *80CTL1102120B* | 33000 | 16.5 | 8.1 | 32200 | 25400 | 78.88% | 2.04 | 0 | 11.5 |  |  |  |  | R-410A | 2.75 | Residential & Commercial | USHP | Ducted CEE Tier 1
213780379 | Central HP <5.4 tons | ARCOAIRE | HRCU-A-CB (Split System: Heat Pump with Remote Outdoor Unit-Air-Source) | HVH837GKA** |  |  | EHD4X60AAL+WALLCON | *97CMN0601714B* | 32800 | 16 | 8.1 | 32400 | 25200 | 77.78% | 1.96 | 0 | 11 |  |  |  |  | R-410A | 2.7333 | Residential & Commercial | USHP | Ducted CEE Tier 1
212977770 | Central HP <5.4 tons | ARCOAIRE | HRCU-A-CB (Split System: Heat Pump with Remote Outdoor Unit-Air-Source) | DLCURAH18ABK |  |  | EA*4X30L17A* | *80MS(N,L)0451412A* | 17700 | 16.5 | 8.5 | 18200 | 18800 | 103.3% | 2.26 | 0 | 10.5 |  |  |  |  | R-410A | 1.475 | Residential & Commercial | USHP | Ducted CEE Tier 1
212975828 | Central HP <5.4 tons | ARCOAIRE | HRCU-A-CB (Split System: Heat Pump with Remote Outdoor Unit-Air-Source) | DLCURAH18ABK |  |  | EN(A,D)4X24L17** | *96VTN0801716B* | 17700 | 16 | 8.5 | 18700 | 19100 | 102.1% | 2.3 | 0 | 11 |  |  |  |  | R-410A | 1.475 | Residential & Commercial | USHP | Ducted CEE Tier 1
213781169 | Central HP <5.4 tons | ARCOAIRE | HRCU-A-CB (Split System: Heat Pump with Remote Outdoor Unit-Air-Source) | HVH837GKA2* |  |  | EA*4X43L21A*+WALLCON | *80CTL0701716B* | 32800 | 17 | 8.5 | 33000 | 25200 | 76.36% | 1.96 | 0 | 11 |  |  |  |  | R-410A | 2.7333 | Residential & Commercial | USHP | Ducted CEE Tier 1
212975997 | Central HP <5.4 tons | ARCOAIRE | HRCU-A-CB (Split System: Heat Pump with Remote Outdoor Unit-Air-Source) | DLCURAH24ABK |  |  | EA*4X24L17A* | *96VTN0801716B* | 23600 | 16.5 | 8.5 | 27000 | 25600 | 94.81% | 2.14 | 0 | 10 |  |  |  |  | R-410A | 1.9667 | Residential & Commercial | USHP | Ducted CEE Tier 1
216010681 | Central HP <5.4 tons | YORK | HRCU-A-CB (Split System: Heat Pump with Remote Outdoor Unit-Air-Source) | HH824E2S11 | ADP |  | FE*G32*24+TXV | 0 | 24000 | 19 | 9.4 | 22400 | 16600 | 74.11% | 2.08 | 0 | 12 |  |  |  |  | R-454B | 2 | Residential & Commercial | USHP | Ducted CEE Tier 1
214242969 | Central HP <5.4 tons | ARCOAIRE | HRCU-A-CB (Split System: Heat Pump with Remote Outdoor Unit-Air-Source) | HVH825GKA2* |  |  | EN(A,D,W)4X42L21**+WALLCON | *80CTL0701716B* | 23600 | 16.5 | 8.1 | 21400 | 16700 | 78.04% | 1.96 | 0 | 11 |  |  |  |  | R-410A | 1.9667 | Residential & Commercial | USHP | Ducted CEE Tier 1
214242469 | Central HP <5.4 tons | ARCOAIRE | HRCU-A-CB (Split System: Heat Pump with Remote Outdoor Unit-Air-Source) | HVH825GKA2* |  |  | EN(A,D)4X24L17**+WALLCON | *97CMN0601714B* | 23200 | 15.5 | 8.1 | 22200 | 16900 | 76.13% | 1.92 | 0 | 10.5 |  |  |  |  | R-410A | 1.9333 | Residential & Commercial | USHP | Ducted CEE Tier 1
214242719 | Central HP <5.4 tons | ARCOAIRE | HRCU-A-CB (Split System: Heat Pump with Remote Outdoor Unit-Air-Source) | HVH825GKA2* |  |  | EN(A,D,W)4X36L17**+WALLCON | *96CTN0601714B* | 23400 | 16 | 8.1 | 21600 | 16800 | 77.78% | 1.9 | 0 | 10.5 |  |  |  |  | R-410A | 1.95 | Residential & Commercial | USHP | Ducted CEE Tier 1
213307504 | Central HP <5.4 tons | LG | HRCU-A-CB (Split System: Heat Pump with Remote Outdoor Unit-Air-Source) | LUU240HV |  |  | C74B(A,H)MX24C-B | FG7TC060D-V24B | 23000 | 17.1 | 9 | 26000 | 21400 | 82.31% | 1.91 | 0 | 11.7 |  |  |  |  | R-410A | 1.9167 | Residential & Commercial | USHP | Ducted CEE Tier 1
212977001 | Central HP <5.4 tons | ARCOAIRE | HRCU-A-CB (Split System: Heat Pump with Remote Outdoor Unit-Air-Source) | DLCURAH24ABK |  |  | EN(A,D)4X36L21** | *96VTN1002122B* | 23800 | 17 | 8.5 | 26400 | 23800 | 90.15% | 1.98 | 0 | 10.5 |  |  |  |  | R-410A | 1.9833 | Residential & Commercial | USHP | Ducted CEE Tier 1
216751657 | Central HP <5.4 tons | YORK | HRCU-A-CB (Split System: Heat Pump with Remote Outdoor Unit-Air-Source) | HH860E2S11 | ADP |  | H,YG37*48+TXV-BLEED | TM9E080C16MP12 | 44500 | 17 | 9 | 43500 | 34000 | 78.16% | 2 | 0 | 11 |  |  |  |  | R-454B | 3.7083 | Residential & Commercial | USHP | Ducted CEE Tier 1
216751675 | Central HP <5.4 tons | YORK | HRCU-A-CB (Split System: Heat Pump with Remote Outdoor Unit-Air-Source) | HH860E2S11 | ADP |  | H,YG51*60+TXV-BLEED | TM9E080C16MP12 | 44500 | 18 | 9 | 43500 | 34000 | 78.16% | 2 | 0 | 11 |  |  |  |  | R-454B | 3.7083 | Residential & Commercial | USHP | Ducted CEE Tier 1
216751691 | Central HP <5.4 tons | YORK | HRCU-A-CB (Split System: Heat Pump with Remote Outdoor Unit-Air-Source) | HH860E2S11 | ADP |  | H,YG50*60+TXV-BLEED | TM9E080C20MP12 | 54000 | 19 | 8.5 | 53000 | 39000 | 73.58% | 2 | 0 | 11 |  |  |  |  | R-454B | 4.5 | Residential & Commercial | USHP | Ducted CEE Tier 1
216751700 | Central HP <5.4 tons | YORK | HRCU-A-CB (Split System: Heat Pump with Remote Outdoor Unit-Air-Source) | HH860E2S11 | ADP |  | H,YG72*60+TXV-BLEED | TM9E100C16MP12 | 44500 | 18 | 9 | 44000 | 34000 | 77.27% | 2 | 0 | 11 |  |  |  |  | R-454B | 3.7083 | Residential & Commercial | USHP | Ducted CEE Tier 1
216751707 | Central HP <5.4 tons | YORK | HRCU-A-CB (Split System: Heat Pump with Remote Outdoor Unit-Air-Source) | HH860E2S11 | ADP |  | H,YG55*48+TXV-BLEED | TM9E100C16MP12 | 44500 | 18 | 9 | 44000 | 34000 | 77.27% | 2 | 0 | 11 |  |  |  |  | R-454B | 3.7083 | Residential & Commercial | USHP | Ducted CEE Tier 1
216751725 | Central HP <5.4 tons | YORK | HRCU-A-CB (Split System: Heat Pump with Remote Outdoor Unit-Air-Source) | HH860E2S11 | ADP |  | H,YG72*60+TXV-BLEED | TM9E100C20MP12 | 54000 | 19 | 8.5 | 53000 | 39000 | 73.58% | 2 | 0 | 11 |  |  |  |  | R-454B | 4.5 | Residential & Commercial | USHP | Ducted CEE Tier 1
216751757 | Central HP <5.4 tons | YORK | HRCU-A-CB (Split System: Heat Pump with Remote Outdoor Unit-Air-Source) | HH860E2S11 | ADP |  | H,YG48*60+TXV-BLEED | TM9V080C16MP12 | 43500 | 18 | 9 | 42000 | 33600 | 80% | 2 | 0 | 11 |  |  |  |  | R-454B | 3.625 | Residential & Commercial | USHP | Ducted CEE Tier 1
216751766 | Central HP <5.4 tons | YORK | HRCU-A-CB (Split System: Heat Pump with Remote Outdoor Unit-Air-Source) | HH860E2S11 | ADP |  | H,YG50*60+TXV-BLEED | TM9V080C16MP12 | 43500 | 18 | 9 | 42000 | 33600 | 80% | 2 | 0 | 11 |  |  |  |  | R-454B | 3.625 | Residential & Commercial | USHP | Ducted CEE Tier 1
210473366 | Central HP <5.4 tons | KEEPRITE | HRCU-A-CB (Split System: Heat Pump with Remote Outdoor Unit-Air-Source) | CVH825GKA3* |  |  | EA*4X48L21A*+WALLCON | *96CTN0801714A* | 24000 | 16.5 | 8.1 | 21000 | 16600 | 79.05% | 2 | 0 | 11 |  |  |  |  | R-410A | 2 | Residential & Commercial | USHP | Ducted CEE Tier 1
214573722 | Central HP <5.4 tons | ARCOAIRE | HRCU-A-CB (Split System: Heat Pump with Remote Outdoor Unit-Air-Source) | HVH837GKA2* |  |  | EA*4X37L21A*+WALLCON | *96CTN0802120B* | 33000 | 17.5 | 8.5 | 32600 | 25000 | 76.69% | 2 | 0 | 11.5 |  |  |  |  | R-410A | 2.75 | Residential & Commercial | USHP | Ducted CEE Tier 1
212977662 | Central HP <5.4 tons | ARCOAIRE | HRCU-A-CB (Split System: Heat Pump with Remote Outdoor Unit-Air-Source) | DLCURAH24ABK |  |  | EN(A,D)4X24L17** | *80MS(N,L)0451412A* | 23200 | 16.5 | 8.5 | 26800 | 25000 | 93.28% | 2.08 | 0 | 10 |  |  |  |  | R-410A | 1.9333 | Residential & Commercial | USHP | Ducted CEE Tier 1
216751902 | Central HP <5.4 tons | YORK | HRCU-A-CB (Split System: Heat Pump with Remote Outdoor Unit-Air-Source) | HH860E2S11 | ADP |  | H,YG74*60+TXV-BLEED | Y91E100C20SMPS1 | 53000 | 19 | 8.5 | 52000 | 38000 | 73.08% | 2 | 0 | 11 |  |  |  |  | R-454B | 4.4167 | Residential & Commercial | USHP | Ducted CEE Tier 1
216751904 | Central HP <5.4 tons | YORK | HRCU-A-CB (Split System: Heat Pump with Remote Outdoor Unit-Air-Source) | HH860E2S11 | ADP |  | H,YG86*60+TXV-BLEED | Y91E100C20SMPS1 | 53000 | 19 | 8.5 | 52000 | 38000 | 73.08% | 2 | 0 | 11 |  |  |  |  | R-454B | 4.4167 | Residential & Commercial | USHP | Ducted CEE Tier 1
211245779 | Central HP <5.4 tons | KEEPRITE | HRCU-A-CB (Split System: Heat Pump with Remote Outdoor Unit-Air-Source) | DLCURAH24ABK |  |  | EN(A,D)4X36L21** | OMV112K14A | 24200 | 16 | 8.1 | 26400 | 23000 | 87.12% | 1.88 | 0 | 10 |  |  |  |  | R-410A | 2.0167 | Residential & Commercial | USHP | Ducted CEE Tier 1
213780979 | Central HP <5.4 tons | ARCOAIRE | HRCU-A-CB (Split System: Heat Pump with Remote Outdoor Unit-Air-Source) | HVH837GKA2* |  |  | EA*4X42L21A*+WALLCON | *80CTL0701716B* | 31400 | 17 | 8.1 | 33200 | 24400 | 73.49% | 1.86 | 0 | 10.5 |  |  |  |  | R-410A | 2.6167 | Residential & Commercial | USHP | Ducted CEE Tier 1
213781009 | Central HP <5.4 tons | ARCOAIRE | HRCU-A-CB (Split System: Heat Pump with Remote Outdoor Unit-Air-Source) | HVH837GKA2* |  |  | EA*4X42L21A*+WALLCON | *80CTL1102120B* | 31800 | 17 | 8.1 | 32800 | 24200 | 73.78% | 1.88 | 0 | 11 |  |  |  |  | R-410A | 2.65 | Residential & Commercial | USHP | Ducted CEE Tier 1
213780729 | Central HP <5.4 tons | ARCOAIRE | HRCU-A-CB (Split System: Heat Pump with Remote Outdoor Unit-Air-Source) | HVH837GKA2* |  |  | EA*4X36L21A*+WALLCON | *80CTL0451712B* | 31200 | 16.5 | 8.1 | 33400 | 24600 | 73.65% | 1.82 | 0 | 10.5 |  |  |  |  | R-410A | 2.6 | Residential & Commercial | USHP | Ducted CEE Tier 1
213779729 | Central HP <5.4 tons | ARCOAIRE | HRCU-A-CB (Split System: Heat Pump with Remote Outdoor Unit-Air-Source) | HVH837GKA** |  |  | EA*4X61L21A*+WALLCON | *96CTN0801714B* | 33000 | 17 | 8.1 | 32000 | 25000 | 78.12% | 1.96 | 0 | 11 |  |  |  |  | R-410A | 2.75 | Residential & Commercial | USHP | Ducted CEE Tier 1
213779409 | Central HP <5.4 tons | ARCOAIRE | HRCU-A-CB (Split System: Heat Pump with Remote Outdoor Unit-Air-Source) | HVH837GKA** |  |  | EA*4X48L21A*+WALLCON | *80CTL1102120B* | 32400 | 17 | 8.1 | 32400 | 24800 | 76.54% | 1.98 | 0 | 11 |  |  |  |  | R-410A | 2.7 | Residential & Commercial | USHP | Ducted CEE Tier 1
213779109 | Central HP <5.4 tons | ARCOAIRE | HRCU-A-CB (Split System: Heat Pump with Remote Outdoor Unit-Air-Source) | HVH837GKA** |  |  | EA*4X42L21A*+WALLCON | *95CSU0601716B* | 31600 | 16.5 | 8.1 | 33000 | 24600 | 74.55% | 1.86 | 0 | 10.5 |  |  |  |  | R-410A | 2.6333 | Residential & Commercial | USHP | Ducted CEE Tier 1
213779229 | Central HP <5.4 tons | ARCOAIRE | HRCU-A-CB (Split System: Heat Pump with Remote Outdoor Unit-Air-Source) | HVH837GKA** |  |  | EA*4X42L24A*+WALLCON | *96CTN1002122B* | 31800 | 17 | 8.1 | 33000 | 24200 | 73.33% | 1.88 | 0 | 11 |  |  |  |  | R-410A | 2.65 | Residential & Commercial | USHP | Ducted CEE Tier 1
213778859 | Central HP <5.4 tons | ARCOAIRE | HRCU-A-CB (Split System: Heat Pump with Remote Outdoor Unit-Air-Source) | HVH837GKA** |  |  | EA*4X36L21A*+WALLCON | *80CTL1102120B* | 31600 | 17 | 8.1 | 32800 | 24200 | 73.78% | 1.86 | 0 | 11 |  |  |  |  | R-410A | 2.6333 | Residential & Commercial | USHP | Ducted CEE Tier 1
213778909 | Central HP <5.4 tons | ARCOAIRE | HRCU-A-CB (Split System: Heat Pump with Remote Outdoor Unit-Air-Source) | HVH837GKA** |  |  | EA*4X36L21A*+WALLCON | *96CTN0601714B* | 31400 | 16.5 | 8.1 | 33200 | 24400 | 73.49% | 1.82 | 0 | 10.5 |  |  |  |  | R-410A | 2.6167 | Residential & Commercial | USHP | Ducted CEE Tier 1
212972925 | Central HP <5.4 tons | ARCOAIRE | HRCU-A-CB (Split System: Heat Pump with Remote Outdoor Unit-Air-Source) | DLCURAH24ABK |  |  | EA*4X30L14A* | *96VSN0401410B* | 23400 | 16 | 8.5 | 26400 | 24800 | 93.94% | 2.06 | 0 | 10 |  |  |  |  | R-410A | 1.95 | Residential & Commercial | USHP | Ducted CEE Tier 1
213774569 | Central HP <5.4 tons | ARCOAIRE | HRCU-A-CB (Split System: Heat Pump with Remote Outdoor Unit-Air-Source) | HVH825GKA3* |  |  | EHD4X48AAL+WALLCON | *80CTL0701412B* | 24400 | 16.5 | 8.1 | 21200 | 16600 | 78.3% | 2 | 0 | 10.5 |  |  |  |  | R-410A | 2.0333 | Residential & Commercial | USHP | Ducted CEE Tier 1
212971702 | Central HP <5.4 tons | ARCOAIRE | HRCU-A-CB (Split System: Heat Pump with Remote Outdoor Unit-Air-Source) | DLCURAH24ABK |  |  | EN(A,D)4X24L17** | *80VTL0701716B* | 23200 | 16.5 | 8.5 | 26800 | 25200 | 94.03% | 2.1 | 0 | 10 |  |  |  |  | R-410A | 1.9333 | Residential & Commercial | USHP | Ducted CEE Tier 1
212971735 | Central HP <5.4 tons | ARCOAIRE | HRCU-A-CB (Split System: Heat Pump with Remote Outdoor Unit-Air-Source) | DLCURAH24ABK |  |  | EN(A,D)4X36L21** | *80VTL0701716B* | 23600 | 17 | 8.5 | 26400 | 24200 | 91.67% | 2 | 0 | 10.5 |  |  |  |  | R-410A | 1.9667 | Residential & Commercial | USHP | Ducted CEE Tier 1
213782289 | Central HP <5.4 tons | ARCOAIRE | HRCU-A-CB (Split System: Heat Pump with Remote Outdoor Unit-Air-Source) | HVH837GKA2* |  |  | EHD4X60AAL+WALLCON | *97CMN0601714B* | 32800 | 16 | 8.1 | 32400 | 25200 | 77.78% | 1.96 | 0 | 11 |  |  |  |  | R-410A | 2.7333 | Residential & Commercial | USHP | Ducted CEE Tier 1
213782339 | Central HP <5.4 tons | ARCOAIRE | HRCU-A-CB (Split System: Heat Pump with Remote Outdoor Unit-Air-Source) | HVH837GKA2* |  |  | EHD4X60AAL+WALLCON | *96CTN0801714B* | 32800 | 16.5 | 8.1 | 32200 | 25000 | 77.64% | 1.98 | 0 | 11 |  |  |  |  | R-410A | 2.7333 | Residential & Commercial | USHP | Ducted CEE Tier 1
213782039 | Central HP <5.4 tons | ARCOAIRE | HRCU-A-CB (Split System: Heat Pump with Remote Outdoor Unit-Air-Source) | HVH837GKA2* |  |  | EHD4X42AAL+WALLCON | *96CTN1202422B* | 32600 | 16.5 | 8.1 | 33000 | 24600 | 74.55% | 1.94 | 0 | 11 |  |  |  |  | R-410A | 2.7167 | Residential & Commercial | USHP | Ducted CEE Tier 1
213781469 | Central HP <5.4 tons | ARCOAIRE | HRCU-A-CB (Split System: Heat Pump with Remote Outdoor Unit-Air-Source) | HVH837GKA2* |  |  | EA*4X60L24A*+WALLCON | *80CTL0902120B* | 32800 | 17.5 | 8.1 | 31800 | 24600 | 77.36% | 1.98 | 0 | 11.5 |  |  |  |  | R-410A | 2.7333 | Residential & Commercial | USHP | Ducted CEE Tier 1
212975071 | Central HP <5.4 tons | ARCOAIRE | HRCU-A-CB (Split System: Heat Pump with Remote Outdoor Unit-Air-Source) | DLCURAH18ABK |  |  | EA*4X19L17A* | *96VTN0401712B* | 17700 | 16 | 8.1 | 17800 | 17900 | 100.6% | 2.16 | 0 | 10.5 |  |  |  |  | R-410A | 1.475 | Residential & Commercial | USHP | Ducted CEE Tier 1
212973665 | Central HP <5.4 tons | ARCOAIRE | HRCU-A-CB (Split System: Heat Pump with Remote Outdoor Unit-Air-Source) | DLCURAH18ABK |  |  | EA*4X24L17A* | *96VSN0801716B* | 17200 | 16 | 8.5 | 18200 | 19400 | 106.6% | 2.34 | 0 | 10.5 |  |  |  |  | R-410A | 1.4333 | Residential & Commercial | USHP | Ducted CEE Tier 1
212973365 | Central HP <5.4 tons | ARCOAIRE | HRCU-A-CB (Split System: Heat Pump with Remote Outdoor Unit-Air-Source) | DLCURAH18ABK |  |  | EN(A,D)4X24L14** | *96VSN0601412B* | 17500 | 16 | 8.5 | 18500 | 19200 | 103.8% | 2.3 | 0 | 10.5 |  |  |  |  | R-410A | 1.4583 | Residential & Commercial | USHP | Ducted CEE Tier 1
213780659 | Central HP <5.4 tons | ARCOAIRE | HRCU-A-CB (Split System: Heat Pump with Remote Outdoor Unit-Air-Source) | HVH837GKA2* |  |  | EA*4X36L17A*+WALLCON | *80CTL0701716B* | 31400 | 16.5 | 8.1 | 33400 | 24400 | 73.05% | 1.82 | 0 | 10.5 |  |  |  |  | R-410A | 2.6167 | Residential & Commercial | USHP | Ducted CEE Tier 1
212977626 | Central HP <5.4 tons | ARCOAIRE | HRCU-A-CB (Split System: Heat Pump with Remote Outdoor Unit-Air-Source) | DLCURAH24ABK |  |  | EA*4X36L17A* | *80MS(N,L)0451412A* | 23800 | 17 | 8.5 | 26200 | 23800 | 90.84% | 1.96 | 0 | 10 |  |  |  |  | R-410A | 1.9833 | Residential & Commercial | USHP | Ducted CEE Tier 1
212976404 | Central HP <5.4 tons | ARCOAIRE | HRCU-A-CB (Split System: Heat Pump with Remote Outdoor Unit-Air-Source) | DLCURAH24ABK |  |  | EA*4X37L21A* | *96VTN0802120B* | 24400 | 17 | 8.5 | 25200 | 21400 | 84.92% | 1.8 | 0 | 10.5 |  |  |  |  | R-410A | 2.0333 | Residential & Commercial | USHP | Ducted CEE Tier 1
212975720 | Central HP <5.4 tons | ARCOAIRE | HRCU-A-CB (Split System: Heat Pump with Remote Outdoor Unit-Air-Source) | DLCURAH24ABK |  |  | EN(A,D)4X24L17** | *96VTN0601412B* | 23200 | 16.5 | 8.5 | 26800 | 25400 | 94.78% | 2.12 | 0 | 10 |  |  |  |  | R-410A | 1.9333 | Residential & Commercial | USHP | Ducted CEE Tier 1
216751775 | Central HP <5.4 tons | YORK | HRCU-A-CB (Split System: Heat Pump with Remote Outdoor Unit-Air-Source) | HH860E2S11 | ADP |  | H,YG88*48+TXV-BLEED | TM9V080C16MP12 | 43500 | 18 | 9 | 42000 | 33600 | 80% | 2 | 0 | 11 |  |  |  |  | R-454B | 3.625 | Residential & Commercial | USHP | Ducted CEE Tier 1
216751816 | Central HP <5.4 tons | YORK | HRCU-A-CB (Split System: Heat Pump with Remote Outdoor Unit-Air-Source) | HH860E2S11 | ADP |  | H,YG74*60+TXV-BLEED | TM9V100C20MP12 | 53000 | 19 | 8.5 | 51500 | 38000 | 73.79% | 2 | 0 | 11 |  |  |  |  | R-454B | 4.4167 | Residential & Commercial | USHP | Ducted CEE Tier 1
216751857 | Central HP <5.4 tons | YORK | HRCU-A-CB (Split System: Heat Pump with Remote Outdoor Unit-Air-Source) | HH860E2S11 | ADP |  | H,YG49*60+TXV-BLEED | Y91E080C20SMPS1 | 53500 | 19 | 8.5 | 52000 | 38500 | 74.04% | 2 | 0 | 11 |  |  |  |  | R-454B | 4.4583 | Residential & Commercial | USHP | Ducted CEE Tier 1
216751873 | Central HP <5.4 tons | YORK | HRCU-A-CB (Split System: Heat Pump with Remote Outdoor Unit-Air-Source) | HH860E2S11 | ADP |  | H,YG54*60+TXV-BLEED | Y91E100C16SMPS1 | 45500 | 18 | 9 | 44000 | 33400 | 75.91% | 2 | 0 | 11.7 |  |  |  |  | R-454B | 3.7917 | Residential & Commercial | USHP | Ducted CEE Tier 1
212969759 | Central HP <5.4 tons | ARCOAIRE | HRCU-A-CB (Split System: Heat Pump with Remote Outdoor Unit-Air-Source) | DLCURAH24ABK |  |  | EA*4X30L14A* | *80VSL0451412B* | 23400 | 17 | 8.5 | 26200 | 25000 | 95.42% | 2.08 | 0 | 10 |  |  |  |  | R-410A | 1.95 | Residential & Commercial | USHP | Ducted CEE Tier 1
213780449 | Central HP <5.4 tons | ARCOAIRE | HRCU-A-CB (Split System: Heat Pump with Remote Outdoor Unit-Air-Source) | HVH837GKA** |  |  | EHD4X60AAL+WALLCON | *96CTN1202422B* | 33000 | 16.5 | 8.1 | 32200 | 24800 | 77.02% | 2 | 0 | 11.5 |  |  |  |  | R-410A | 2.75 | Residential & Commercial | USHP | Ducted CEE Tier 1
213780029 | Central HP <5.4 tons | ARCOAIRE | HRCU-A-CB (Split System: Heat Pump with Remote Outdoor Unit-Air-Source) | HVH837GKA** |  |  | EHD4X42AAL+WALLCON | *80CTL1102120B* | 32600 | 16.5 | 8.1 | 32800 | 24600 | 75% | 1.94 | 0 | 11 |  |  |  |  | R-410A | 2.7167 | Residential & Commercial | USHP | Ducted CEE Tier 1
213780229 | Central HP <5.4 tons | ARCOAIRE | HRCU-A-CB (Split System: Heat Pump with Remote Outdoor Unit-Air-Source) | HVH837GKA** |  |  | EHD4X48AAL+WALLCON | *97CMN0801714B* | 32400 | 16.5 | 8.1 | 33000 | 25000 | 75.76% | 1.94 | 0 | 11 |  |  |  |  | R-410A | 2.7 | Residential & Commercial | USHP | Ducted CEE Tier 1
213780279 | Central HP <5.4 tons | ARCOAIRE | HRCU-A-CB (Split System: Heat Pump with Remote Outdoor Unit-Air-Source) | HVH837GKA** |  |  | EHD4X48AAL+WALLCON | *96CTN1002122B* | 32600 | 16.5 | 8.1 | 33000 | 24800 | 75.15% | 1.96 | 0 | 11 |  |  |  |  | R-410A | 2.7167 | Residential & Commercial | USHP | Ducted CEE Tier 1
213779779 | Central HP <5.4 tons | ARCOAIRE | HRCU-A-CB (Split System: Heat Pump with Remote Outdoor Unit-Air-Source) | HVH837GKA** |  |  | EA*4X61L24A*+WALLCON | *97CMN1002122B* | 33200 | 17.5 | 8.5 | 32000 | 24800 | 77.5% | 2 | 0 | 11.7 |  |  |  |  | R-410A | 2.7667 | Residential & Commercial | USHP | Ducted CEE Tier 1
213779459 | Central HP <5.4 tons | ARCOAIRE | HRCU-A-CB (Split System: Heat Pump with Remote Outdoor Unit-Air-Source) | HVH837GKA** |  |  | EA*4X48L21A*+WALLCON | *96CTN0601714B* | 32200 | 17 | 8.1 | 32600 | 25200 | 77.3% | 1.94 | 0 | 11 |  |  |  |  | R-410A | 2.6833 | Residential & Commercial | USHP | Ducted CEE Tier 1
213779579 | Central HP <5.4 tons | ARCOAIRE | HRCU-A-CB (Split System: Heat Pump with Remote Outdoor Unit-Air-Source) | HVH837GKA** |  |  | EA*4X60L24A*+WALLCON | *80CTL1352422B* | 32800 | 17.5 | 8.1 | 31800 | 24600 | 77.36% | 1.98 | 0 | 11.5 |  |  |  |  | R-410A | 2.7333 | Residential & Commercial | USHP | Ducted CEE Tier 1
212971680 | Central HP <5.4 tons | ARCOAIRE | HRCU-A-CB (Split System: Heat Pump with Remote Outdoor Unit-Air-Source) | DLCURAH24ABK |  |  | EA*4X37L17A* | *80VTL0701716B* | 24000 | 17 | 8.5 | 25200 | 22000 | 87.3% | 1.84 | 0 | 10 |  |  |  |  | R-410A | 2 | Residential & Commercial | USHP | Ducted CEE Tier 1
213782279 | Central HP <5.4 tons | ARCOAIRE | HRCU-A-CB (Split System: Heat Pump with Remote Outdoor Unit-Air-Source) | HVH837GKA2* |  |  | EHD4X60AAL+WALLCON | *95CSU0601716B* | 32800 | 16.5 | 8.1 | 32200 | 25000 | 77.64% | 1.96 | 0 | 11 |  |  |  |  | R-410A | 2.7333 | Residential & Commercial | USHP | Ducted CEE Tier 1
213782329 | Central HP <5.4 tons | ARCOAIRE | HRCU-A-CB (Split System: Heat Pump with Remote Outdoor Unit-Air-Source) | HVH837GKA2* |  |  | EHD4X60AAL+WALLCON | *96CTN0601714B* | 32800 | 16.5 | 8.1 | 32400 | 25000 | 77.16% | 1.96 | 0 | 11 |  |  |  |  | R-410A | 2.7333 | Residential & Commercial | USHP | Ducted CEE Tier 1
213781559 | Central HP <5.4 tons | ARCOAIRE | HRCU-A-CB (Split System: Heat Pump with Remote Outdoor Unit-Air-Source) | HVH837GKA2* |  |  | EA*4X61L21A*+WALLCON | *80CTL0901716B* | 33200 | 17.5 | 8.1 | 32000 | 24800 | 77.5% | 1.98 | 0 | 11.5 |  |  |  |  | R-410A | 2.7667 | Residential & Commercial | USHP | Ducted CEE Tier 1
213781659 | Central HP <5.4 tons | ARCOAIRE | HRCU-A-CB (Split System: Heat Pump with Remote Outdoor Unit-Air-Source) | HVH837GKA2* |  |  | EA*4X61L24A*+WALLCON | *80CTL0902120B* | 33200 | 17.5 | 8.5 | 32000 | 24800 | 77.5% | 2 | 0 | 11.7 |  |  |  |  | R-410A | 2.7667 | Residential & Commercial | USHP | Ducted CEE Tier 1
213781359 | Central HP <5.4 tons | ARCOAIRE | HRCU-A-CB (Split System: Heat Pump with Remote Outdoor Unit-Air-Source) | HVH837GKA2* |  |  | EA*4X48L21A*+WALLCON | *97CMN1002122B* | 32400 | 17 | 8.1 | 32600 | 24800 | 76.07% | 1.98 | 0 | 11 |  |  |  |  | R-410A | 2.7 | Residential & Commercial | USHP | Ducted CEE Tier 1
213779309 | Central HP <5.4 tons | ARCOAIRE | HRCU-A-CB (Split System: Heat Pump with Remote Outdoor Unit-Air-Source) | HVH837GKA** |  |  | EA*4X43L21A*+WALLCON | *97CMN0601714B* | 32600 | 16.5 | 8.1 | 33000 | 25400 | 76.97% | 1.94 | 0 | 11 |  |  |  |  | R-410A | 2.7167 | Residential & Commercial | USHP | Ducted CEE Tier 1
213779359 | Central HP <5.4 tons | ARCOAIRE | HRCU-A-CB (Split System: Heat Pump with Remote Outdoor Unit-Air-Source) | HVH837GKA** |  |  | EA*4X43L21A*+WALLCON | *96CTN1002122B* | 33000 | 17 | 8.5 | 32600 | 25000 | 76.69% | 1.98 | 0 | 11.5 |  |  |  |  | R-410A | 2.75 | Residential & Commercial | USHP | Ducted CEE Tier 1
213779259 | Central HP <5.4 tons | ARCOAIRE | HRCU-A-CB (Split System: Heat Pump with Remote Outdoor Unit-Air-Source) | HVH837GKA** |  |  | EA*4X43L21A*+WALLCON | *80CTL0701716B* | 32800 | 17 | 8.5 | 33000 | 25200 | 76.36% | 1.96 | 0 | 11 |  |  |  |  | R-410A | 2.7333 | Residential & Commercial | USHP | Ducted CEE Tier 1
213778809 | Central HP <5.4 tons | ARCOAIRE | HRCU-A-CB (Split System: Heat Pump with Remote Outdoor Unit-Air-Source) | HVH837GKA** |  |  | EA*4X36L17A*+WALLCON | *96CTN0801714B* | 31400 | 16.5 | 8.1 | 33200 | 24400 | 73.49% | 1.82 | 0 | 10.5 |  |  |  |  | R-410A | 2.6167 | Residential & Commercial | USHP | Ducted CEE Tier 1
213781669 | Central HP <5.4 tons | ARCOAIRE | HRCU-A-CB (Split System: Heat Pump with Remote Outdoor Unit-Air-Source) | HVH837GKA2* |  |  | EA*4X61L24A*+WALLCON | *80CTL1102120B* | 33200 | 17.5 | 8.5 | 32000 | 24800 | 77.5% | 2 | 0 | 11.5 |  |  |  |  | R-410A | 2.7667 | Residential & Commercial | USHP | Ducted CEE Tier 1
213781719 | Central HP <5.4 tons | ARCOAIRE | HRCU-A-CB (Split System: Heat Pump with Remote Outdoor Unit-Air-Source) | HVH837GKA2* |  |  | EA*4X61L24A*+WALLCON | *96CTN1202422B* | 33200 | 17.5 | 8.5 | 32000 | 24800 | 77.5% | 2 | 0 | 11.7 |  |  |  |  | R-410A | 2.7667 | Residential & Commercial | USHP | Ducted CEE Tier 1
213780999 | Central HP <5.4 tons | ARCOAIRE | HRCU-A-CB (Split System: Heat Pump with Remote Outdoor Unit-Air-Source) | HVH837GKA2* |  |  | EA*4X42L21A*+WALLCON | *80CTL0902120B* | 31800 | 17 | 8.1 | 32800 | 24200 | 73.78% | 1.88 | 0 | 11 |  |  |  |  | R-410A | 2.65 | Residential & Commercial | USHP | Ducted CEE Tier 1
213779159 | Central HP <5.4 tons | ARCOAIRE | HRCU-A-CB (Split System: Heat Pump with Remote Outdoor Unit-Air-Source) | HVH837GKA** |  |  | EA*4X42L21A*+WALLCON | *96CTN0801714B* | 31600 | 17 | 8.1 | 33000 | 24600 | 74.55% | 1.86 | 0 | 10.5 |  |  |  |  | R-410A | 2.6333 | Residential & Commercial | USHP | Ducted CEE Tier 1
213779009 | Central HP <5.4 tons | ARCOAIRE | HRCU-A-CB (Split System: Heat Pump with Remote Outdoor Unit-Air-Source) | HVH837GKA** |  |  | EA*4X37L21A*+WALLCON | *97CMN0801714B* | 32800 | 17 | 8.1 | 33000 | 25200 | 76.36% | 1.96 | 0 | 11 |  |  |  |  | R-410A | 2.7333 | Residential & Commercial | USHP | Ducted CEE Tier 1
212971724 | Central HP <5.4 tons | ARCOAIRE | HRCU-A-CB (Split System: Heat Pump with Remote Outdoor Unit-Air-Source) | DLCURAH24ABK |  |  | EN(A,D,W)4X36L17** | *80VTL0701716B* | 23600 | 17 | 8.5 | 26400 | 24200 | 91.67% | 2.02 | 0 | 10.5 |  |  |  |  | R-410A | 1.9667 | Residential & Commercial | USHP | Ducted CEE Tier 1
212971222 | Central HP <5.4 tons | ARCOAIRE | HRCU-A-CB (Split System: Heat Pump with Remote Outdoor Unit-Air-Source) | DLCURAH24ABK |  |  | EN(A,D)4X30L14** | *80VTL0451412B* | 23400 | 17 | 8.1 | 25800 | 24400 | 94.57% | 2.04 | 0 | 10 |  |  |  |  | R-410A | 1.95 | Residential & Commercial | USHP | Ducted CEE Tier 1
212969809 | Central HP <5.4 tons | ARCOAIRE | HRCU-A-CB (Split System: Heat Pump with Remote Outdoor Unit-Air-Source) | DLCURAH24ABK |  |  | EN(A,D)4X24L17** | *80VSL0451412B* | 23400 | 17 | 8.5 | 27000 | 25000 | 92.59% | 2.08 | 0 | 10 |  |  |  |  | R-410A | 1.95 | Residential & Commercial | USHP | Ducted CEE Tier 1
213781449 | Central HP <5.4 tons | ARCOAIRE | HRCU-A-CB (Split System: Heat Pump with Remote Outdoor Unit-Air-Source) | HVH837GKA2* |  |  | EA*4X48L24A*+WALLCON | *96CTN1002122B* | 32400 | 17 | 8.5 | 32200 | 24800 | 77.02% | 1.98 | 0 | 11 |  |  |  |  | R-410A | 2.7 | Residential & Commercial | USHP | Ducted CEE Tier 1
213781499 | Central HP <5.4 tons | ARCOAIRE | HRCU-A-CB (Split System: Heat Pump with Remote Outdoor Unit-Air-Source) | HVH837GKA2* |  |  | EA*4X60L24A*+WALLCON | *97CMN1002122B* | 32800 | 17.5 | 8.1 | 31800 | 24600 | 77.36% | 1.98 | 0 | 11.5 |  |  |  |  | R-410A | 2.7333 | Residential & Commercial | USHP | Ducted CEE Tier 1
213781299 | Central HP <5.4 tons | ARCOAIRE | HRCU-A-CB (Split System: Heat Pump with Remote Outdoor Unit-Air-Source) | HVH837GKA2* |  |  | EA*4X48L21A*+WALLCON | *80CTL0901716B* | 32400 | 17 | 8.1 | 32600 | 25000 | 76.69% | 1.96 | 0 | 11 |  |  |  |  | R-410A | 2.7 | Residential & Commercial | USHP | Ducted CEE Tier 1
213781239 | Central HP <5.4 tons | ARCOAIRE | HRCU-A-CB (Split System: Heat Pump with Remote Outdoor Unit-Air-Source) | HVH837GKA2* |  |  | EA*4X43L21A*+WALLCON | *97CMN1002122B* | 33000 | 17 | 8.5 | 32600 | 25000 | 76.69% | 1.98 | 0 | 11.5 |  |  |  |  | R-410A | 2.75 | Residential & Commercial | USHP | Ducted CEE Tier 1
213781259 | Central HP <5.4 tons | ARCOAIRE | HRCU-A-CB (Split System: Heat Pump with Remote Outdoor Unit-Air-Source) | HVH837GKA2* |  |  | EA*4X43L21A*+WALLCON | *96CTN0801714B* | 32800 | 17 | 8.5 | 32800 | 25200 | 76.83% | 1.96 | 0 | 11 |  |  |  |  | R-410A | 2.7333 | Residential & Commercial | USHP | Ducted CEE Tier 1
213781109 | Central HP <5.4 tons | ARCOAIRE | HRCU-A-CB (Split System: Heat Pump with Remote Outdoor Unit-Air-Source) | HVH837GKA2* |  |  | EA*4X42L24A*+WALLCON | *80CTL1352422B* | 31800 | 17 | 8.1 | 33000 | 24200 | 73.33% | 1.88 | 0 | 11 |  |  |  |  | R-410A | 2.65 | Residential & Commercial | USHP | Ducted CEE Tier 1
213781139 | Central HP <5.4 tons | ARCOAIRE | HRCU-A-CB (Split System: Heat Pump with Remote Outdoor Unit-Air-Source) | HVH837GKA2* |  |  | EA*4X42L24A*+WALLCON | *96CTN1002122B* | 31800 | 17 | 8.1 | 33000 | 24200 | 73.33% | 1.88 | 0 | 11 |  |  |  |  | R-410A | 2.65 | Residential & Commercial | USHP | Ducted CEE Tier 1
213780739 | Central HP <5.4 tons | ARCOAIRE | HRCU-A-CB (Split System: Heat Pump with Remote Outdoor Unit-Air-Source) | HVH837GKA2* |  |  | EA*4X36L21A*+WALLCON | *80CTL0701716B* | 31400 | 16.5 | 8.1 | 33000 | 24400 | 73.94% | 1.84 | 0 | 10.5 |  |  |  |  | R-410A | 2.6167 | Residential & Commercial | USHP | Ducted CEE Tier 1
212976049 | Central HP <5.4 tons | ARCOAIRE | HRCU-A-CB (Split System: Heat Pump with Remote Outdoor Unit-Air-Source) | DLCURAH24ABK |  |  | EA*4X36L21A* | *96VTN0801716B* | 23600 | 17 | 8.5 | 26200 | 24000 | 91.6% | 2 | 0 | 10 |  |  |  |  | R-410A | 1.9667 | Residential & Commercial | USHP | Ducted CEE Tier 1
212975676 | Central HP <5.4 tons | ARCOAIRE | HRCU-A-CB (Split System: Heat Pump with Remote Outdoor Unit-Air-Source) | DLCURAH24ABK |  |  | EA*4X30L17A* | *96VTN0601412B* | 23400 | 16.5 | 8.5 | 26400 | 24800 | 93.94% | 2.06 | 0 | 10 |  |  |  |  | R-410A | 1.95 | Residential & Commercial | USHP | Ducted CEE Tier 1
206765624 | Central HP <5.4 tons | KEEPRITE | HRCU-A-CB (Split System: Heat Pump with Remote Outdoor Unit-Air-Source) | CVH825GKA3* |  |  | EA*4X30L17A*+WALLCON | *97CMN0801714A* | 23400 | 16 | 8.1 | 21600 | 16800 | 77.78% | 1.9 | 11 | 10.5 |  |  |  |  | R-410A | 1.95 | Residential & Commercial | USHP | Ducted CEE Tier 1
216445259 | Central HP <5.4 tons | LG | HRCU-A-C (Split System: Heat Pump with Remote Outdoor Unit with No Indoor Fan --Air Source) | KUSXA361A |  |  | LKMMA36C1 | 0 | 34400 | 16 | 8.9 | 37000 | 33000 | 89.19% | 1.8 | 0 | 11.7 |  |  |  |  | R-32 | 2.8667 | Residential & Commercial | USHP | Ducted CEE Tier 1
213780239 | Central HP <5.4 tons | ARCOAIRE | HRCU-A-CB (Split System: Heat Pump with Remote Outdoor Unit-Air-Source) | HVH837GKA** |  |  | EHD4X48AAL+WALLCON | *97CMN1002122B* | 32600 | 16.5 | 8.1 | 33000 | 24800 | 75.15% | 1.96 | 0 | 11 |  |  |  |  | R-410A | 2.7167 | Residential & Commercial | USHP | Ducted CEE Tier 1
213780289 | Central HP <5.4 tons | ARCOAIRE | HRCU-A-CB (Split System: Heat Pump with Remote Outdoor Unit-Air-Source) | HVH837GKA** |  |  | EHD4X48AAL+WALLCON | *96CTN1202422B* | 32600 | 16.5 | 8.1 | 33000 | 24800 | 75.15% | 1.96 | 0 | 11 |  |  |  |  | R-410A | 2.7167 | Residential & Commercial | USHP | Ducted CEE Tier 1
213781519 | Central HP <5.4 tons | ARCOAIRE | HRCU-A-CB (Split System: Heat Pump with Remote Outdoor Unit-Air-Source) | HVH837GKA2* |  |  | EA*4X60L24A*+WALLCON | *96CTN1002122B* | 32800 | 17.5 | 8.1 | 31800 | 24600 | 77.36% | 1.98 | 0 | 11.7 |  |  |  |  | R-410A | 2.7333 | Residential & Commercial | USHP | Ducted CEE Tier 1
213781589 | Central HP <5.4 tons | ARCOAIRE | HRCU-A-CB (Split System: Heat Pump with Remote Outdoor Unit-Air-Source) | HVH837GKA2* |  |  | EA*4X61L21A*+WALLCON | *95CSU0601716B* | 33000 | 17 | 8.1 | 32200 | 25000 | 77.64% | 1.96 | 0 | 11 |  |  |  |  | R-410A | 2.75 | Residential & Commercial | USHP | Ducted CEE Tier 1
213781619 | Central HP <5.4 tons | ARCOAIRE | HRCU-A-CB (Split System: Heat Pump with Remote Outdoor Unit-Air-Source) | HVH837GKA2* |  |  | EA*4X61L21A*+WALLCON | *97CMN1002122B* | 33200 | 17.5 | 8.5 | 32000 | 24800 | 77.5% | 1.98 | 0 | 11.7 |  |  |  |  | R-410A | 2.7667 | Residential & Commercial | USHP | Ducted CEE Tier 1
213781639 | Central HP <5.4 tons | ARCOAIRE | HRCU-A-CB (Split System: Heat Pump with Remote Outdoor Unit-Air-Source) | HVH837GKA2* |  |  | EA*4X61L21A*+WALLCON | *96CTN0801714B* | 33000 | 17 | 8.1 | 32000 | 25000 | 78.12% | 1.96 | 0 | 11 |  |  |  |  | R-410A | 2.75 | Residential & Commercial | USHP | Ducted CEE Tier 1
216751504 | Central HP <5.4 tons | YORK | HRCU-A-CB (Split System: Heat Pump with Remote Outdoor Unit-Air-Source) | HH824E2S11 | ADP |  | H,YG9J*30+TXV-BLEED | TM9E060A10MP12 | 23000 | 16 | 9 | 21400 | 17700 | 82.71% | 2 | 0 | 12 |  |  |  |  | R-454B | 1.9167 | Residential & Commercial | USHP | Ducted CEE Tier 1
216751556 | Central HP <5.4 tons | YORK | HRCU-A-CB (Split System: Heat Pump with Remote Outdoor Unit-Air-Source) | HH824E2S11 | ADP |  | H,YG8J*36+TXV-BLEED | Y91E040A10SMPS1 | 22600 | 17 | 8.9 | 21400 | 17300 | 80.84% | 1.98 | 0 | 11.7 |  |  |  |  | R-454B | 1.8833 | Residential & Commercial | USHP | Ducted CEE Tier 1
213780019 | Central HP <5.4 tons | ARCOAIRE | HRCU-A-CB (Split System: Heat Pump with Remote Outdoor Unit-Air-Source) | HVH837GKA** |  |  | EHD4X42AAL+WALLCON | *80CTL0902120B* | 32400 | 16.5 | 8.1 | 32800 | 24600 | 75% | 1.94 | 0 | 11 |  |  |  |  | R-410A | 2.7 | Residential & Commercial | USHP | Ducted CEE Tier 1
213780039 | Central HP <5.4 tons | ARCOAIRE | HRCU-A-CB (Split System: Heat Pump with Remote Outdoor Unit-Air-Source) | HVH837GKA** |  |  | EHD4X42AAL+WALLCON | *80CTL1352422B* | 32600 | 16.5 | 8.1 | 33000 | 24600 | 74.55% | 1.96 | 0 | 11 |  |  |  |  | R-410A | 2.7167 | Residential & Commercial | USHP | Ducted CEE Tier 1
213779449 | Central HP <5.4 tons | ARCOAIRE | HRCU-A-CB (Split System: Heat Pump with Remote Outdoor Unit-Air-Source) | HVH837GKA** |  |  | EA*4X48L21A*+WALLCON | *97CMN1002122B* | 32400 | 17 | 8.1 | 32600 | 24800 | 76.07% | 1.98 | 0 | 11 |  |  |  |  | R-410A | 2.7 | Residential & Commercial | USHP | Ducted CEE Tier 1
213779699 | Central HP <5.4 tons | ARCOAIRE | HRCU-A-CB (Split System: Heat Pump with Remote Outdoor Unit-Air-Source) | HVH837GKA** |  |  | EA*4X61L21A*+WALLCON | *97CMN0801714B* | 33000 | 17 | 8.1 | 32200 | 25000 | 77.64% | 1.96 | 0 | 11 |  |  |  |  | R-410A | 2.75 | Residential & Commercial | USHP | Ducted CEE Tier 1
212975020 | Central HP <5.4 tons | ARCOAIRE | HRCU-A-CB (Split System: Heat Pump with Remote Outdoor Unit-Air-Source) | DLCURAH24ABK |  |  | EN(A,D)4X24L17** | *96VTN0401410B* | 23200 | 15.5 | 8.5 | 27000 | 25000 | 92.59% | 2.06 | 0 | 10 |  |  |  |  | R-410A | 1.9333 | Residential & Commercial | USHP | Ducted CEE Tier 1
212973915 | Central HP <5.4 tons | ARCOAIRE | HRCU-A-CB (Split System: Heat Pump with Remote Outdoor Unit-Air-Source) | DLCURAH24ABK |  |  | EN(A,D,W)4X36L17** | *96VSN0801716B* | 23400 | 16.5 | 8.1 | 25800 | 24200 | 93.8% | 2 | 0 | 10 |  |  |  |  | R-410A | 1.95 | Residential & Commercial | USHP | Ducted CEE Tier 1
212973565 | Central HP <5.4 tons | ARCOAIRE | HRCU-A-CB (Split System: Heat Pump with Remote Outdoor Unit-Air-Source) | DLCURAH24ABK |  |  | EA*4X30L17A* | *96VSN0601412B* | 23400 | 16.5 | 8.5 | 26400 | 24800 | 93.94% | 2.06 | 0 | 10 |  |  |  |  | R-410A | 1.95 | Residential & Commercial | USHP | Ducted CEE Tier 1
212973265 | Central HP <5.4 tons | ARCOAIRE | HRCU-A-CB (Split System: Heat Pump with Remote Outdoor Unit-Air-Source) | DLCURAH24ABK |  |  | EN(A,D)4X30L17** | *96VSN0401712B* | 23200 | 16 | 8.1 | 26200 | 24800 | 94.66% | 2.06 | 0 | 10 |  |  |  |  | R-410A | 1.9333 | Residential & Commercial | USHP | Ducted CEE Tier 1
212973045 | Central HP <5.4 tons | ARCOAIRE | HRCU-A-CB (Split System: Heat Pump with Remote Outdoor Unit-Air-Source) | DLCURAH18ABK |  |  | EA*4X30L17A* | *96VSN0401712B* | 17400 | 16 | 8.5 | 18000 | 18800 | 104.4% | 2.24 | 0 | 10.5 |  |  |  |  | R-410A | 1.45 | Residential & Commercial | USHP | Ducted CEE Tier 1
216752110 | Central HP <5.4 tons | YORK | HRCU-A-CB (Split System: Heat Pump with Remote Outdoor Unit-Air-Source) | HH824E2S11 | ADP |  | H,YG7J*30+TXV-BLEED | Y91E060A10SMPS1 | 22400 | 18 | 8.8 | 21400 | 18100 | 84.58% | 1.96 | 0 | 11.5 |  |  |  |  | R-454B | 1.8667 | Residential & Commercial | USHP | Ducted CEE Tier 1
216752111 | Central HP <5.4 tons | YORK | HRCU-A-CB (Split System: Heat Pump with Remote Outdoor Unit-Air-Source) | HH824E2S11 | ADP |  | H,YG8J*30+TXV-BLEED | Y91E060A10SMPS1 | 22600 | 18 | 8.9 | 21400 | 18100 | 84.58% | 1.98 | 0 | 11.7 |  |  |  |  | R-454B | 1.8833 | Residential & Commercial | USHP | Ducted CEE Tier 1
216751945 | Central HP <5.4 tons | YORK | HRCU-A-CB (Split System: Heat Pump with Remote Outdoor Unit-Air-Source) | HH836E2S11 | ADP |  | H,YG81*36+TXV-BLEED | TM8Y100C16MP11 | 33800 | 19 | 9 | 30200 | 25000 | 82.78% | 2 | 0 | 11 |  |  |  |  | R-454B | 2.8167 | Residential & Commercial | USHP | Ducted CEE Tier 1
216751977 | Central HP <5.4 tons | YORK | HRCU-A-CB (Split System: Heat Pump with Remote Outdoor Unit-Air-Source) | HH836E2S11 | ADP |  | H,YG37*36+TXV-BLEED | TM9E100C16MP12 | 33400 | 19 | 9 | 29800 | 25000 | 83.89% | 2 | 0 | 11 |  |  |  |  | R-454B | 2.7833 | Residential & Commercial | USHP | Ducted CEE Tier 1
210596774 | Central HP <5.4 tons | KEEPRITE | HRCU-A-CB (Split System: Heat Pump with Remote Outdoor Unit-Air-Source) | CVH825GKA2* |  |  | EA*4X43L21A*+WALLCON | *80CTL0901716A* | 24600 | 17.5 | 8.5 | 21000 | 16500 | 78.57% | 2.04 | 0 | 11.7 |  |  |  |  | R-410A | 2.05 | Residential & Commercial | USHP | Ducted CEE Tier 1
214570612 | Central HP <5.4 tons | ARCOAIRE | HRCU-A-CB (Split System: Heat Pump with Remote Outdoor Unit-Air-Source) | HVH825GKA3* |  |  | EA*4X43L21A*+WALLCON | *80CTL0702120B* | 24400 | 16.5 | 8.5 | 21200 | 16600 | 78.3% | 2.02 | 0 | 11 |  |  |  |  | R-410A | 2.0333 | Residential & Commercial | USHP | Ducted CEE Tier 1
212977782 | Central HP <5.4 tons | ARCOAIRE | HRCU-A-CB (Split System: Heat Pump with Remote Outdoor Unit-Air-Source) | DLCURAH18ABK |  |  | EN(A,D)4X18L14** | *80MS(N,L)0451412A* | 17200 | 16 | 8.5 | 18400 | 19800 | 107.6% | 2.4 | 0 | 10.5 |  |  |  |  | R-410A | 1.4333 | Residential & Commercial | USHP | Ducted CEE Tier 1
215931828 | Central HP <5.4 tons | ARCOAIRE | HRCU-A-CB (Split System: Heat Pump with Remote Outdoor Unit-Air-Source) | H5H3V60*K*AAA* |  |  | ESH5X60M12A*+WALLCON | *80CTL0902120B* | 56500 | 18 | 8.1 | 61000 | 45500 | 74.59% | 2 | 0 | 11.5 |  |  |  |  | R-454B | 4.7083 | Residential & Commercial | USHP | Ducted CEE Tier 1
212501408 | Central HP <5.4 tons | LENNOX | HRCU-A-CB (Split System: Heat Pump with Remote Outdoor Unit-Air-Source) | SL25XPV-024-230A** | ADP |  | LP36/37R9 | EL296UH090XV48C* | 22200 | 21 | 9.4 | 19800 | 19600 | 98.99% | 1.9 | 0 | 14.5 |  |  |  |  | R-410A | 1.85 | Residential & Commercial | USHP | Ducted CEE Tier 1
212975324 | Central HP <5.4 tons | ARCOAIRE | HRCU-A-CB (Split System: Heat Pump with Remote Outdoor Unit-Air-Source) | DLCURAH24ABK |  |  | EA*4X37L21A* | *96VTN0401712B* | 24200 | 16.5 | 8.5 | 25400 | 21600 | 85.04% | 1.8 | 0 | 10 |  |  |  |  | R-410A | 2.0167 | Residential & Commercial | USHP | Ducted CEE Tier 1
213782309 | Central HP <5.4 tons | ARCOAIRE | HRCU-A-CB (Split System: Heat Pump with Remote Outdoor Unit-Air-Source) | HVH837GKA2* |  |  | EHD4X60AAL+WALLCON | *97CMN1002122B* | 33000 | 16.5 | 8.1 | 32200 | 24800 | 77.02% | 2 | 0 | 11.5 |  |  |  |  | R-410A | 2.75 | Residential & Commercial | USHP | Ducted CEE Tier 1
213781709 | Central HP <5.4 tons | ARCOAIRE | HRCU-A-CB (Split System: Heat Pump with Remote Outdoor Unit-Air-Source) | HVH837GKA2* |  |  | EA*4X61L24A*+WALLCON | *96CTN1002122B* | 33200 | 17.5 | 8.5 | 32000 | 24800 | 77.5% | 2 | 0 | 11.7 |  |  |  |  | R-410A | 2.7667 | Residential & Commercial | USHP | Ducted CEE Tier 1
213781909 | Central HP <5.4 tons | ARCOAIRE | HRCU-A-CB (Split System: Heat Pump with Remote Outdoor Unit-Air-Source) | HVH837GKA2* |  |  | EHD4X42AAL+WALLCON | *80CTL0701716B* | 32400 | 16 | 8.1 | 33200 | 24800 | 74.7% | 1.92 | 0 | 11 |  |  |  |  | R-410A | 2.7 | Residential & Commercial | USHP | Ducted CEE Tier 1
216751581 | Central HP <5.4 tons | YORK | HRCU-A-CB (Split System: Heat Pump with Remote Outdoor Unit-Air-Source) | HH860E2S11 | ADP |  | H,YG53*48+TXV-BLEED | TM8Y080C16MP11 | 44000 | 18 | 9 | 42000 | 33000 | 78.57% | 2 | 0 | 11.7 |  |  |  |  | R-454B | 3.6667 | Residential & Commercial | USHP | Ducted CEE Tier 1
216751613 | Central HP <5.4 tons | YORK | HRCU-A-CB (Split System: Heat Pump with Remote Outdoor Unit-Air-Source) | HH860E2S11 | ADP |  | H,YG50*60+TXV-BLEED | TM8Y100C16MP11 | 44000 | 18 | 9 | 42000 | 33000 | 78.57% | 2 | 0 | 11.7 |  |  |  |  | R-454B | 3.6667 | Residential & Commercial | USHP | Ducted CEE Tier 1
213780089 | Central HP <5.4 tons | ARCOAIRE | HRCU-A-CB (Split System: Heat Pump with Remote Outdoor Unit-Air-Source) | HVH837GKA** |  |  | EHD4X42AAL+WALLCON | *97CMN1202422B* | 32400 | 16.5 | 8.1 | 32800 | 24800 | 75.61% | 1.94 | 0 | 11 |  |  |  |  | R-410A | 2.7 | Residential & Commercial | USHP | Ducted CEE Tier 1
213779669 | Central HP <5.4 tons | ARCOAIRE | HRCU-A-CB (Split System: Heat Pump with Remote Outdoor Unit-Air-Source) | HVH837GKA** |  |  | EA*4X61L21A*+WALLCON | *80CTL1102120B* | 33200 | 17.5 | 8.5 | 32000 | 24800 | 77.5% | 1.98 | 0 | 11.5 |  |  |  |  | R-410A | 2.7667 | Residential & Commercial | USHP | Ducted CEE Tier 1
213779129 | Central HP <5.4 tons | ARCOAIRE | HRCU-A-CB (Split System: Heat Pump with Remote Outdoor Unit-Air-Source) | HVH837GKA** |  |  | EA*4X42L21A*+WALLCON | *97CMN0801714B* | 31600 | 16.5 | 8.1 | 33400 | 24600 | 73.65% | 1.86 | 0 | 10.5 |  |  |  |  | R-410A | 2.6333 | Residential & Commercial | USHP | Ducted CEE Tier 1
213778949 | Central HP <5.4 tons | ARCOAIRE | HRCU-A-CB (Split System: Heat Pump with Remote Outdoor Unit-Air-Source) | HVH837GKA** |  |  | EA*4X37L21A*+WALLCON | *80CTL0701716B* | 32800 | 17 | 8.5 | 33000 | 25200 | 76.36% | 1.96 | 0 | 11 |  |  |  |  | R-410A | 2.7333 | Residential & Commercial | USHP | Ducted CEE Tier 1
213778779 | Central HP <5.4 tons | ARCOAIRE | HRCU-A-CB (Split System: Heat Pump with Remote Outdoor Unit-Air-Source) | HVH837GKA** |  |  | EA*4X36L17A*+WALLCON | *97CMN0601714B* | 31200 | 16.5 | 8.1 | 33400 | 24600 | 73.65% | 1.82 | 0 | 10.5 |  |  |  |  | R-410A | 2.6 | Residential & Commercial | USHP | Ducted CEE Tier 1
214628340 | Central HP <5.4 tons | CARRIER | HRCU-A-CB (Split System: Heat Pump with Remote Outdoor Unit-Air-Source) | 38MURAQ24AB3* | ADP |  | C36A***L129 | 59SC6A040M14**10 | 23000 | 16 | 8.5 | 25400 | 24800 | 97.64% | 2.1 | 0 | 10 |  |  |  |  | R-410A | 1.9167 | Residential & Commercial | USHP | Ducted CEE Tier 1
216445249 | Central HP <5.4 tons | LG | HRCU-A-C (Split System: Heat Pump with Remote Outdoor Unit with No Indoor Fan --Air Source) | KUSXB421A |  |  | LKMMA42C1 | 0 | 41000 | 15.2 | 8.5 | 43000 | 36000 | 83.72% | 1.8 | 0 | 11.7 |  |  |  |  | R-32 | 3.4167 | Residential & Commercial | USHP | Ducted CEE Tier 1
214574432 | Central HP <5.4 tons | ARCOAIRE | HRCU-A-CB (Split System: Heat Pump with Remote Outdoor Unit-Air-Source) | HVH837GKA2* |  |  | EHD4X60AAL+WALLCON | *97CMN0802120B* | 33000 | 17 | 8.5 | 32200 | 24800 | 77.02% | 2 | 0 | 11.5 |  |  |  |  | R-410A | 2.75 | Residential & Commercial | USHP | Ducted CEE Tier 1
212976075 | Central HP <5.4 tons | ARCOAIRE | HRCU-A-CB (Split System: Heat Pump with Remote Outdoor Unit-Air-Source) | DLCURAH24ABK |  |  | EA*4X37L21A* | *96VTN0801716B* | 24600 | 17 | 8.5 | 25200 | 21200 | 84.13% | 1.78 | 0 | 10.5 |  |  |  |  | R-410A | 2.05 | Residential & Commercial | USHP | Ducted CEE Tier 1
213781349 | Central HP <5.4 tons | ARCOAIRE | HRCU-A-CB (Split System: Heat Pump with Remote Outdoor Unit-Air-Source) | HVH837GKA2* |  |  | EA*4X48L21A*+WALLCON | *97CMN0801714B* | 32200 | 17 | 8.1 | 32600 | 25000 | 76.69% | 1.94 | 0 | 11 |  |  |  |  | R-410A | 2.6833 | Residential & Commercial | USHP | Ducted CEE Tier 1
213781149 | Central HP <5.4 tons | ARCOAIRE | HRCU-A-CB (Split System: Heat Pump with Remote Outdoor Unit-Air-Source) | HVH837GKA2* |  |  | EA*4X42L24A*+WALLCON | *96CTN1202422B* | 31800 | 17 | 8.1 | 33000 | 24200 | 73.33% | 1.88 | 0 | 11 |  |  |  |  | R-410A | 2.65 | Residential & Commercial | USHP | Ducted CEE Tier 1
213782059 | Central HP <5.4 tons | ARCOAIRE | HRCU-A-CB (Split System: Heat Pump with Remote Outdoor Unit-Air-Source) | HVH837GKA2* |  |  | EHD4X48AAL+WALLCON | *80CTL0701412B* | 32600 | 16.5 | 8.1 | 33200 | 25000 | 75.3% | 1.94 | 0 | 11 |  |  |  |  | R-410A | 2.7167 | Residential & Commercial | USHP | Ducted CEE Tier 1
213781609 | Central HP <5.4 tons | ARCOAIRE | HRCU-A-CB (Split System: Heat Pump with Remote Outdoor Unit-Air-Source) | HVH837GKA2* |  |  | EA*4X61L21A*+WALLCON | *97CMN0801714B* | 33000 | 17 | 8.1 | 32200 | 25000 | 77.64% | 1.96 | 0 | 11 |  |  |  |  | R-410A | 2.75 | Residential & Commercial | USHP | Ducted CEE Tier 1
216751947 | Central HP <5.4 tons | YORK | HRCU-A-CB (Split System: Heat Pump with Remote Outdoor Unit-Air-Source) | HH836E2S11 | ADP |  | H,YG37*36+TXV-BLEED | TM8Y100C20MP11 | 34600 | 19 | 9 | 31000 | 25400 | 81.94% | 2 | 0 | 11 |  |  |  |  | R-454B | 2.8833 | Residential & Commercial | USHP | Ducted CEE Tier 1
213781049 | Central HP <5.4 tons | ARCOAIRE | HRCU-A-CB (Split System: Heat Pump with Remote Outdoor Unit-Air-Source) | HVH837GKA2* |  |  | EA*4X42L21A*+WALLCON | *97CMN1002122B* | 31800 | 17 | 8.1 | 33000 | 24400 | 73.94% | 1.88 | 0 | 11 |  |  |  |  | R-410A | 2.65 | Residential & Commercial | USHP | Ducted CEE Tier 1
213781199 | Central HP <5.4 tons | ARCOAIRE | HRCU-A-CB (Split System: Heat Pump with Remote Outdoor Unit-Air-Source) | HVH837GKA2* |  |  | EA*4X43L21A*+WALLCON | *80CTL1102120B* | 33000 | 17 | 8.5 | 32600 | 25000 | 76.69% | 1.98 | 0 | 11.5 |  |  |  |  | R-410A | 2.75 | Residential & Commercial | USHP | Ducted CEE Tier 1
213781249 | Central HP <5.4 tons | ARCOAIRE | HRCU-A-CB (Split System: Heat Pump with Remote Outdoor Unit-Air-Source) | HVH837GKA2* |  |  | EA*4X43L21A*+WALLCON | *96CTN0601714B* | 32800 | 17 | 8.1 | 33000 | 25400 | 76.97% | 1.96 | 0 | 11 |  |  |  |  | R-410A | 2.7333 | Residential & Commercial | USHP | Ducted CEE Tier 1
212975632 | Central HP <5.4 tons | ARCOAIRE | HRCU-A-CB (Split System: Heat Pump with Remote Outdoor Unit-Air-Source) | DLCURAH24ABK |  |  | EA*4X24L14A* | *96VTN0601412B* | 23200 | 16.5 | 8.5 | 26800 | 27000 | 100.7% | 2.3 | 0 | 10 |  |  |  |  | R-410A | 1.9333 | Residential & Commercial | USHP | Ducted CEE Tier 1
212975643 | Central HP <5.4 tons | ARCOAIRE | HRCU-A-CB (Split System: Heat Pump with Remote Outdoor Unit-Air-Source) | DLCURAH24ABK |  |  | EA*4X24L17A* | *96VTN0601412B* | 23200 | 16.5 | 8.5 | 26800 | 26800 | 100% | 2.28 | 0 | 10 |  |  |  |  | R-410A | 1.9333 | Residential & Commercial | USHP | Ducted CEE Tier 1
212975698 | Central HP <5.4 tons | ARCOAIRE | HRCU-A-CB (Split System: Heat Pump with Remote Outdoor Unit-Air-Source) | DLCURAH24ABK |  |  | EA*4X37L17A* | *96VTN0601412B* | 24000 | 17 | 8.1 | 25200 | 22400 | 88.89% | 1.86 | 0 | 10 |  |  |  |  | R-410A | 2 | Residential & Commercial | USHP | Ducted CEE Tier 1
215931768 | Central HP <5.4 tons | ARCOAIRE | HRCU-A-CB (Split System: Heat Pump with Remote Outdoor Unit-Air-Source) | H5H3V60*K*AAA* |  |  | EA*5X61M24A*+WALLCON | *97CMN1202422B* | 57000 | 18.5 | 8.5 | 60500 | 46500 | 76.86% | 2.02 | 0 | 11 |  |  |  |  | R-454B | 4.75 | Residential & Commercial | USHP | Ducted CEE Tier 1
212976981 | Central HP <5.4 tons | ARCOAIRE | HRCU-A-CB (Split System: Heat Pump with Remote Outdoor Unit-Air-Source) | DLCURAH24ABK |  |  | EA*4X36L21A* | *96VTN1002122B* | 24200 | 17.5 | 8.5 | 26400 | 23200 | 87.88% | 1.92 | 0 | 10 |  |  |  |  | R-410A | 2.0167 | Residential & Commercial | USHP | Ducted CEE Tier 1
212975313 | Central HP <5.4 tons | ARCOAIRE | HRCU-A-CB (Split System: Heat Pump with Remote Outdoor Unit-Air-Source) | DLCURAH24ABK |  |  | EA*4X37L17A* | *96VTN0401712B* | 24000 | 16 | 8.1 | 25400 | 22000 | 86.61% | 1.82 | 0 | 10 |  |  |  |  | R-410A | 2 | Residential & Commercial | USHP | Ducted CEE Tier 1
212974994 | Central HP <5.4 tons | ARCOAIRE | HRCU-A-CB (Split System: Heat Pump with Remote Outdoor Unit-Air-Source) | DLCURAH24ABK |  |  | EA*4X37L17A* | *96VTN0401410B* | 23800 | 16 | 8.1 | 25200 | 22400 | 88.89% | 1.84 | 0 | 10 |  |  |  |  | R-410A | 1.9833 | Residential & Commercial | USHP | Ducted CEE Tier 1
212975059 | Central HP <5.4 tons | ARCOAIRE | HRCU-A-CB (Split System: Heat Pump with Remote Outdoor Unit-Air-Source) | DLCURAH24ABK |  |  | EN(A,D,W)4X36L17** | *96VTN0401410B* | 23400 | 16 | 8.1 | 26400 | 24600 | 93.18% | 2.04 | 0 | 10 |  |  |  |  | R-410A | 1.95 | Residential & Commercial | USHP | Ducted CEE Tier 1
212973525 | Central HP <5.4 tons | ARCOAIRE | HRCU-A-CB (Split System: Heat Pump with Remote Outdoor Unit-Air-Source) | DLCURAH24ABK |  |  | EA*4X24L14A* | *96VSN0601412B* | 23200 | 16.5 | 8.5 | 26800 | 27000 | 100.7% | 2.3 | 0 | 10 |  |  |  |  | R-410A | 1.9333 | Residential & Commercial | USHP | Ducted CEE Tier 1
215931578 | Central HP <5.4 tons | ARCOAIRE | HRCU-A-CB (Split System: Heat Pump with Remote Outdoor Unit-Air-Source) | H5H3V60*K*AAA* |  |  | EA*5X60M24A*+WALLCON | *95CSU0802120B* | 55500 | 18 | 8.1 | 60500 | 46000 | 76.03% | 1.95 | 0 | 11 |  |  |  |  | R-454B | 4.625 | Residential & Commercial | USHP | Ducted CEE Tier 1
215931598 | Central HP <5.4 tons | ARCOAIRE | HRCU-A-CB (Split System: Heat Pump with Remote Outdoor Unit-Air-Source) | H5H3V60*K*AAA* |  |  | EA*5X60M24A*+WALLCON | *97CMN0602120B* | 55000 | 17.5 | 8.1 | 61000 | 47000 | 77.05% | 1.95 | 0 | 10.5 |  |  |  |  | R-454B | 4.5833 | Residential & Commercial | USHP | Ducted CEE Tier 1
215934128 | Central HP <5.4 tons | ARCOAIRE | HRCU-A-CB (Split System: Heat Pump with Remote Outdoor Unit-Air-Source) | H5H3V48*K*AAA* |  |  | EA*5X60M24A*+WALLCON | *95CSU0802120B* | 44500 | 21 | 9.5 | 48500 | 36600 | 75.46% | 2 | 0 | 11 |  |  |  |  | R-454B | 3.7083 | Residential & Commercial | USHP | Ducted CEE Tier 1
206767557 | Central HP <5.4 tons | KEEPRITE | HRCU-A-CB (Split System: Heat Pump with Remote Outdoor Unit-Air-Source) | CVH825GKA3* |  |  | EA*4X37L21A*+WALLCON | *95CSU1002122A* | 24400 | 17 | 8.5 | 21200 | 16600 | 78.3% | 2.04 | 11.5 | 11 |  |  |  |  | R-410A | 2.0333 | Residential & Commercial | USHP | Ducted CEE Tier 1
210473278 | Central HP <5.4 tons | KEEPRITE | HRCU-A-CB (Split System: Heat Pump with Remote Outdoor Unit-Air-Source) | CVH825GKA3* |  |  | EA*4X48L21A*+WALLCON | *95CSU0802120A* | 24200 | 17 | 8.1 | 21000 | 16500 | 78.57% | 2.02 | 0 | 11 |  |  |  |  | R-410A | 2.0167 | Residential & Commercial | USHP | Ducted CEE Tier 1
210474500 | Central HP <5.4 tons | KEEPRITE | HRCU-A-CB (Split System: Heat Pump with Remote Outdoor Unit-Air-Source) | CVH825GKA3* |  |  | EHD4X48AAL+WALLCON | *80CSU1002120A* | 24200 | 16 | 8.1 | 21200 | 16600 | 78.3% | 2 | 0 | 10.5 |  |  |  |  | R-410A | 2.0167 | Residential & Commercial | USHP | Ducted CEE Tier 1
210473080 | Central HP <5.4 tons | KEEPRITE | HRCU-A-CB (Split System: Heat Pump with Remote Outdoor Unit-Air-Source) | CVH825GKA3* |  |  | EA*4X42L24A*+WALLCON | *97CMN0602120A* | 23600 | 16.5 | 8.1 | 21400 | 16700 | 78.04% | 1.96 | 0 | 11 |  |  |  |  | R-410A | 1.9667 | Residential & Commercial | USHP | Ducted CEE Tier 1
213779539 | Central HP <5.4 tons | ARCOAIRE | HRCU-A-CB (Split System: Heat Pump with Remote Outdoor Unit-Air-Source) | HVH837GKA** |  |  | EA*4X48L24A*+WALLCON | *96CTN1002122B* | 32400 | 17 | 8.5 | 32200 | 24800 | 77.02% | 1.98 | 0 | 11 |  |  |  |  | R-410A | 2.7 | Residential & Commercial | USHP | Ducted CEE Tier 1
212977758 | Central HP <5.4 tons | ARCOAIRE | HRCU-A-CB (Split System: Heat Pump with Remote Outdoor Unit-Air-Source) | DLCURAH18ABK |  |  | EA*4X30L14A* | *80MS(N,L)0451412A* | 17600 | 16.5 | 8.5 | 18100 | 18700 | 103.3% | 2.24 | 0 | 10.5 |  |  |  |  | R-410A | 1.4667 | Residential & Commercial | USHP | Ducted CEE Tier 1
213780809 | Central HP <5.4 tons | ARCOAIRE | HRCU-A-CB (Split System: Heat Pump with Remote Outdoor Unit-Air-Source) | HVH837GKA2* |  |  | EA*4X36L21A*+WALLCON | *97CMN1002122B* | 31600 | 17 | 8.1 | 32800 | 24200 | 73.78% | 1.86 | 0 | 11 |  |  |  |  | R-410A | 2.6333 | Residential & Commercial | USHP | Ducted CEE Tier 1
213780909 | Central HP <5.4 tons | ARCOAIRE | HRCU-A-CB (Split System: Heat Pump with Remote Outdoor Unit-Air-Source) | HVH837GKA2* |  |  | EA*4X37L21A*+WALLCON | *97CMN0601714B* | 32600 | 16.5 | 8.1 | 33200 | 25400 | 76.51% | 1.94 | 0 | 11 |  |  |  |  | R-410A | 2.7167 | Residential & Commercial | USHP | Ducted CEE Tier 1
213780709 | Central HP <5.4 tons | ARCOAIRE | HRCU-A-CB (Split System: Heat Pump with Remote Outdoor Unit-Air-Source) | HVH837GKA2* |  |  | EA*4X36L17A*+WALLCON | *96CTN0601714B* | 31200 | 16.5 | 8.1 | 33400 | 24600 | 73.65% | 1.82 | 0 | 10.5 |  |  |  |  | R-410A | 2.6 | Residential & Commercial | USHP | Ducted CEE Tier 1
212977578 | Central HP <5.4 tons | ARCOAIRE | HRCU-A-CB (Split System: Heat Pump with Remote Outdoor Unit-Air-Source) | DLCURAH24ABK |  |  | EA*4X24L17A* | *80MS(N,L)0451412A* | 23400 | 17 | 9 | 27000 | 26200 | 97.04% | 2.2 | 0 | 10 |  |  |  |  | R-410A | 1.95 | Residential & Commercial | USHP | Ducted CEE Tier 1
216751958 | Central HP <5.4 tons | YORK | HRCU-A-CB (Split System: Heat Pump with Remote Outdoor Unit-Air-Source) | HH836E2S11 | ADP |  | H,YG48*36+TXV-BLEED | TM9E060B12MP12 | 33200 | 17 | 8.5 | 30000 | 25000 | 83.33% | 2 | 0 | 11 |  |  |  |  | R-454B | 2.7667 | Residential & Commercial | USHP | Ducted CEE Tier 1
213781189 | Central HP <5.4 tons | ARCOAIRE | HRCU-A-CB (Split System: Heat Pump with Remote Outdoor Unit-Air-Source) | HVH837GKA2* |  |  | EA*4X43L21A*+WALLCON | *80CTL0902120B* | 32800 | 17 | 8.5 | 32600 | 25000 | 76.69% | 1.98 | 0 | 11.5 |  |  |  |  | R-410A | 2.7333 | Residential & Commercial | USHP | Ducted CEE Tier 1
213781089 | Central HP <5.4 tons | ARCOAIRE | HRCU-A-CB (Split System: Heat Pump with Remote Outdoor Unit-Air-Source) | HVH837GKA2* |  |  | EA*4X42L24A*+WALLCON | *80CTL0902120B* | 31800 | 17 | 8.1 | 32800 | 24200 | 73.78% | 1.88 | 0 | 11 |  |  |  |  | R-410A | 2.65 | Residential & Commercial | USHP | Ducted CEE Tier 1
213779319 | Central HP <5.4 tons | ARCOAIRE | HRCU-A-CB (Split System: Heat Pump with Remote Outdoor Unit-Air-Source) | HVH837GKA** |  |  | EA*4X43L21A*+WALLCON | *97CMN0801714B* | 32800 | 17 | 8.1 | 33000 | 25200 | 76.36% | 1.96 | 0 | 11 |  |  |  |  | R-410A | 2.7333 | Residential & Commercial | USHP | Ducted CEE Tier 1
213778969 | Central HP <5.4 tons | ARCOAIRE | HRCU-A-CB (Split System: Heat Pump with Remote Outdoor Unit-Air-Source) | HVH837GKA** |  |  | EA*4X37L21A*+WALLCON | *80CTL0902120B* | 32800 | 17 | 8.5 | 33000 | 25000 | 75.76% | 1.98 | 0 | 11 |  |  |  |  | R-410A | 2.7333 | Residential & Commercial | USHP | Ducted CEE Tier 1
212586148 | Central HP <5.4 tons | AMERISTAR | HRCU-A-CB (Split System: Heat Pump with Remote Outdoor Unit-Air-Source) | E4HL5060A1000A |  |  | 4TXCD010DS3 | A951X120DD5SAB | 48000 | 15.2 | 8.1 | 45000 | 33400 | 74.22% | 1.75 | 0 | 9.5 |  |  |  |  | R-410A | 4 | Residential & Commercial | USHP
216719106 | Central HP <5.4 tons | RUUD | HRCU-A-CB (Split System: Heat Pump with Remote Outdoor Unit-Air-Source) | RD17AZ36AJ3N | ADP |  | V,R36H175P159 | R801V0754A17UHS | 32400 | 17 | 8.1 | 32600 | 29000 | 88.96% | 2 | 0 | 9.5 |  |  |  |  | R-410A | 2.7 | Residential & Commercial | USHP
212977818 | Central HP <5.4 tons | ARCOAIRE | HRCU-A-CB (Split System: Heat Pump with Remote Outdoor Unit-Air-Source) | DLCURAH18ABK |  |  | EN(A,D)4X30L14** | *80MS(N,L)0451412A* | 17700 | 16.5 | 8.1 | 18200 | 18600 | 102.2% | 2.24 | 0 | 11 |  |  |  |  | R-410A | 1.475 | Residential & Commercial | USHP | Ducted CEE Tier 1
214239927 | Central HP <5.4 tons | ARCOAIRE | HRCU-A-CB (Split System: Heat Pump with Remote Outdoor Unit-Air-Source) | HVH837GKA** |  |  | EN(A,D,W)4X48L21**+WALLCON | *97CMN1002122B* | 32400 | 17 | 8.1 | 32600 | 24600 | 75.46% | 1.96 | 0 | 11.7 |  |  |  |  | R-410A | 2.7 | Residential & Commercial | USHP | Ducted CEE Tier 1
213740005 | Central HP <5.4 tons | DAY & NIGHT | HRCU-A-CB (Split System: Heat Pump with Remote Outdoor Unit-Air-Source) | DLCURAH24ABK | ADP |  | PL36H175P159 | *96VTN0601412B* | 23600 | 17 | 8.5 | 24600 | 23600 | 95.93% | 2 | 0 | 10 |  |  |  |  | R-410A | 1.9667 | Residential & Commercial | USHP | Ducted CEE Tier 1
214239977 | Central HP <5.4 tons | ARCOAIRE | HRCU-A-CB (Split System: Heat Pump with Remote Outdoor Unit-Air-Source) | HVH837GKA** |  |  | EN(A,D)4X48L24**+WALLCON | *80CTL1102120B* | 32400 | 17 | 8.1 | 32600 | 24600 | 75.46% | 1.96 | 0 | 11.5 |  |  |  |  | R-410A | 2.7 | Residential & Commercial | USHP | Ducted CEE Tier 1
216751974 | Central HP <5.4 tons | YORK | HRCU-A-CB (Split System: Heat Pump with Remote Outdoor Unit-Air-Source) | HH836E2S11 | ADP |  | H,YG80*36+TXV-BLEED | TM9E080C20MP12 | 34000 | 17 | 9 | 30400 | 25000 | 82.24% | 2 | 0 | 11 |  |  |  |  | R-454B | 2.8333 | Residential & Commercial | USHP | Ducted CEE Tier 1
216752022 | Central HP <5.4 tons | YORK | HRCU-A-CB (Split System: Heat Pump with Remote Outdoor Unit-Air-Source) | HH836E2S11 | ADP |  | H,YG37*36+TXV-BLEED | Y91E080C20SMPS1 | 34000 | 19 | 9 | 30400 | 25200 | 82.89% | 2 | 0 | 11 |  |  |  |  | R-454B | 2.8333 | Residential & Commercial | USHP | Ducted CEE Tier 1
212501410 | Central HP <5.4 tons | LENNOX | HRCU-A-CB (Split System: Heat Pump with Remote Outdoor Unit-Air-Source) | SL25XPV-024-230A** | ADP |  | LP36/37R9 | SL280UH070V36A* | 22800 | 22 | 9.6 | 19800 | 19600 | 98.99% | 1.98 | 0 | 14.5 |  |  |  |  | R-410A | 1.9 | Residential & Commercial | USHP | Ducted CEE Tier 1
216751615 | Central HP <5.4 tons | YORK | HRCU-A-CB (Split System: Heat Pump with Remote Outdoor Unit-Air-Source) | HH860E2S11 | ADP |  | H,YG51*60+TXV-BLEED | TM8Y100C16MP11 | 44000 | 18 | 9 | 42000 | 33000 | 78.57% | 2 | 0 | 11.7 |  |  |  |  | R-454B | 3.6667 | Residential & Commercial | USHP | Ducted CEE Tier 1
216751624 | Central HP <5.4 tons | YORK | HRCU-A-CB (Split System: Heat Pump with Remote Outdoor Unit-Air-Source) | HH860E2S11 | ADP |  | H,YG88*60+TXV-BLEED | TM8Y100C16MP11 | 44000 | 18 | 9 | 42000 | 33000 | 78.57% | 2 | 0 | 11.7 |  |  |  |  | R-454B | 3.6667 | Residential & Commercial | USHP | Ducted CEE Tier 1
211260578 | Central HP <5.4 tons | ARCOAIRE | HRCU-A-CB (Split System: Heat Pump with Remote Outdoor Unit-Air-Source) | DLCURAH18ABK |  |  | EA*4X24L17A* | *92ESN0601412A* | 18100 | 16 | 9 | 19000 | 18800 | 98.95% | 2.28 | 0 | 10.5 |  |  |  |  | R-410A | 1.5083 | Residential & Commercial | USHP | Ducted CEE Tier 1
212983131 | Central HP <5.4 tons | PAYNE HEATING AND COOLING | HRCU-A-CB (Split System: Heat Pump with Remote Outdoor Unit-Air-Source) | 38MURAQ24AB3* |  |  | CAP**2417AL* | PG92MSAA36040B** | 23200 | 15.5 | 8.5 | 27000 | 26600 | 98.52% | 2.24 | 0 | 9.5 |  |  |  |  | R-410A | 1.9333 | Residential & Commercial | USHP
212984135 | Central HP <5.4 tons | PAYNE HEATING AND COOLING | HRCU-A-CB (Split System: Heat Pump with Remote Outdoor Unit-Air-Source) | 38MURAQ24AB3* |  |  | CNPV*3617AL* | PG92MSAA42060B** | 23600 | 17 | 8.5 | 26400 | 24400 | 92.42% | 2.02 | 0 | 10.5 |  |  |  |  | R-410A | 1.9667 | Residential & Commercial | USHP | Ducted CEE Tier 1
212985805 | Central HP <5.4 tons | PAYNE HEATING AND COOLING | HRCU-A-CB (Split System: Heat Pump with Remote Outdoor Unit-Air-Source) | 38MURAQ24AB3* |  |  | CAP**3617AL* | PG96MSAA30026A** | 23400 | 16.5 | 8.5 | 26200 | 24400 | 93.13% | 2.02 | 0 | 10 |  |  |  |  | R-410A | 1.95 | Residential & Commercial | USHP | Ducted CEE Tier 1
213779069 | Central HP <5.4 tons | ARCOAIRE | HRCU-A-CB (Split System: Heat Pump with Remote Outdoor Unit-Air-Source) | HVH837GKA** |  |  | EA*4X42L21A*+WALLCON | *80CTL0701716B* | 31400 | 17 | 8.1 | 33200 | 24400 | 73.49% | 1.86 | 0 | 10.5 |  |  |  |  | R-410A | 2.6167 | Residential & Commercial | USHP | Ducted CEE Tier 1
213779119 | Central HP <5.4 tons | ARCOAIRE | HRCU-A-CB (Split System: Heat Pump with Remote Outdoor Unit-Air-Source) | HVH837GKA** |  |  | EA*4X42L21A*+WALLCON | *97CMN0601714B* | 31600 | 16.5 | 8.1 | 33200 | 24600 | 74.1% | 1.84 | 0 | 10.5 |  |  |  |  | R-410A | 2.6333 | Residential & Commercial | USHP | Ducted CEE Tier 1
213774699 | Central HP <5.4 tons | ARCOAIRE | HRCU-A-CB (Split System: Heat Pump with Remote Outdoor Unit-Air-Source) | HVH825GKA3* |  |  | EHD4X48AAL+WALLCON | *96CTN0801714B* | 24200 | 16 | 8.1 | 21400 | 16600 | 77.57% | 2 | 0 | 10.5 |  |  |  |  | R-410A | 2.0167 | Residential & Commercial | USHP | Ducted CEE Tier 1
214395008 | Central HP <5.4 tons | PAYNE HEATING AND COOLING | HRCU-A-CB (Split System: Heat Pump with Remote Outdoor Unit-Air-Source) | 38MURAQ24AB3* |  |  | CNPV*2417AL* | PG96MSAA48060B** | 23400 | 16 | 9 | 26600 | 24200 | 90.98% | 2 | 0 | 10 |  |  |  |  | R-410A | 1.95 | Residential & Commercial | USHP | Ducted CEE Tier 1
215931858 | Central HP <5.4 tons | ARCOAIRE | HRCU-A-CB (Split System: Heat Pump with Remote Outdoor Unit-Air-Source) | H5H3V60*K*AAA* |  |  | ESH5X60M12A*+WALLCON | *95CSU1002122B* | 56500 | 18 | 8.1 | 61000 | 45500 | 74.59% | 2 | 0 | 11.5 |  |  |  |  | R-454B | 4.7083 | Residential & Commercial | USHP | Ducted CEE Tier 1
212975742 | Central HP <5.4 tons | ARCOAIRE | HRCU-A-CB (Split System: Heat Pump with Remote Outdoor Unit-Air-Source) | DLCURAH24ABK |  |  | EN(A,D)4X30L17** | *96VTN0601412B* | 23400 | 16.5 | 8.1 | 26200 | 24600 | 93.89% | 2.04 | 0 | 10 |  |  |  |  | R-410A | 1.95 | Residential & Commercial | USHP | Ducted CEE Tier 1
212975815 | Central HP <5.4 tons | ARCOAIRE | HRCU-A-CB (Split System: Heat Pump with Remote Outdoor Unit-Air-Source) | DLCURAH18ABK |  |  | EA*4X30L17A* | *96VTN0801716B* | 17400 | 16 | 8.5 | 18000 | 18700 | 103.9% | 2.26 | 0 | 10.5 |  |  |  |  | R-410A | 1.45 | Residential & Commercial | USHP | Ducted CEE Tier 1
212975401 | Central HP <5.4 tons | ARCOAIRE | HRCU-A-CB (Split System: Heat Pump with Remote Outdoor Unit-Air-Source) | DLCURAH18ABK |  |  | EA*4X24L17A* | *96VTN0601412B* | 17300 | 16 | 8.5 | 18200 | 19400 | 106.6% | 2.34 | 0 | 10.5 |  |  |  |  | R-410A | 1.4417 | Residential & Commercial | USHP | Ducted CEE Tier 1
212974981 | Central HP <5.4 tons | ARCOAIRE | HRCU-A-CB (Split System: Heat Pump with Remote Outdoor Unit-Air-Source) | DLCURAH24ABK |  |  | EA*4X36L17A* | *96VTN0401410B* | 23400 | 16 | 8.5 | 26200 | 24200 | 92.37% | 2 | 0 | 10 |  |  |  |  | R-410A | 1.95 | Residential & Commercial | USHP | Ducted CEE Tier 1
215931490 | Central HP <5.4 tons | ARCOAIRE | HRCU-A-CB (Split System: Heat Pump with Remote Outdoor Unit-Air-Source) | H5H3V60*K*AAA* |  |  | FCMA5B60L0D*+WALLCON | 0 | 58000 | 20 | 8.5 | 60000 | 44500 | 74.17% | 2.06 | 0 | 12.5 |  |  |  |  | R-454B | 4.8333 | Residential & Commercial | USHP | Ducted CEE Tier 1
215931658 | Central HP <5.4 tons | ARCOAIRE | HRCU-A-CB (Split System: Heat Pump with Remote Outdoor Unit-Air-Source) | H5H3V60*K*AAA* |  |  | EA*5X61M21A*+WALLCON | *80CTL0701716B* | 56000 | 18 | 8.5 | 61000 | 45500 | 74.59% | 2.1 | 0 | 11 |  |  |  |  | R-454B | 4.6667 | Residential & Commercial | USHP | Ducted CEE Tier 1
216445248 | Central HP <5.4 tons | LG | HRCU-A-C (Split System: Heat Pump with Remote Outdoor Unit with No Indoor Fan --Air Source) | KUSXB361A |  |  | LKMMA36C1 | 0 | 34400 | 15.5 | 8.5 | 37000 | 32000 | 86.49% | 1.8 | 0 | 11.7 |  |  |  |  | R-32 | 2.8667 | Residential & Commercial | USHP | Ducted CEE Tier 1
214241949 | Central HP <5.4 tons | ARCOAIRE | HRCU-A-CB (Split System: Heat Pump with Remote Outdoor Unit-Air-Source) | HVH825GKA3* |  |  | EN(A,D)4X36L21**+WALLCON | *97CMN1002122B* | 23600 | 16.5 | 8.1 | 21400 | 16700 | 78.04% | 1.92 | 0 | 11 |  |  |  |  | R-410A | 1.9667 | Residential & Commercial | USHP | Ducted CEE Tier 1
214242199 | Central HP <5.4 tons | ARCOAIRE | HRCU-A-CB (Split System: Heat Pump with Remote Outdoor Unit-Air-Source) | HVH825GKA3* |  |  | EN(A,D,W)4X42L21**+WALLCON | *96CTN1002122B* | 23800 | 16.5 | 8.1 | 21400 | 16600 | 77.57% | 1.96 | 0 | 11 |  |  |  |  | R-410A | 1.9833 | Residential & Commercial | USHP | Ducted CEE Tier 1
214242369 | Central HP <5.4 tons | ARCOAIRE | HRCU-A-CB (Split System: Heat Pump with Remote Outdoor Unit-Air-Source) | HVH825GKA3* |  |  | EN(A,D)4X48L24**+WALLCON | *97CMN1202422B* | 24200 | 17 | 8.1 | 21200 | 16600 | 78.3% | 2 | 0 | 11 |  |  |  |  | R-410A | 2.0167 | Residential & Commercial | USHP | Ducted CEE Tier 1
215933618 | Central HP <5.4 tons | ARCOAIRE | HRCU-A-CB (Split System: Heat Pump with Remote Outdoor Unit-Air-Source) | H5H3V36*K*AAA* |  |  | ESH5X48M12A*+WALLCON | *95CSU0802120B* | 33600 | 19 | 9 | 34800 | 26600 | 76.44% | 1.94 | 0 | 11.5 |  |  |  |  | R-454B | 2.8 | Residential & Commercial | USHP | Ducted CEE Tier 1
215933768 | Central HP <5.4 tons | ARCOAIRE | HRCU-A-CB (Split System: Heat Pump with Remote Outdoor Unit-Air-Source) | H5H3V36*K*AAA* |  |  | ESH5X60M12A*+WALLCON | *80CTL0701716B* | 34000 | 19.5 | 9 | 34600 | 26400 | 76.3% | 1.94 | 0 | 11.5 |  |  |  |  | R-454B | 2.8333 | Residential & Commercial | USHP | Ducted CEE Tier 1
215935108 | Central HP <5.4 tons | ARCOAIRE | HRCU-A-CB (Split System: Heat Pump with Remote Outdoor Unit-Air-Source) | H5H3V36*K*AAA* |  |  | EVM5X49M21A*+WALLCON | *97CMN0802120B* | 35600 | 21.5 | 8.5 | 38000 | 28600 | 75.26% | 2.04 | 0 | 12 |  |  |  |  | R-454B | 2.9667 | Residential & Commercial | USHP | Ducted CEE Tier 1
215935038 | Central HP <5.4 tons | ARCOAIRE | HRCU-A-CB (Split System: Heat Pump with Remote Outdoor Unit-Air-Source) | H5H3V36*K*AAA* |  |  | EVM5X49M21A*+WALLCON | *80CTL0902120B* | 35600 | 22 | 8.5 | 38000 | 28400 | 74.74% | 2.04 | 0 | 12.5 |  |  |  |  | R-454B | 2.9667 | Residential & Commercial | USHP | Ducted CEE Tier 1
204298792 | Central HP <5.4 tons | KEEPRITE | HRCU-A-CB (Split System: Heat Pump with Remote Outdoor Unit-Air-Source) | CVH837GKA** |  |  | EA*4X36L21A*+WALLCON | *97CMN0602120A* | 31400 | 17 | 8.1 | 33600 | 24600 | 73.21% | 1.84 | 11 | 11 |  |  |  |  | R-410A | 2.6167 | Residential & Commercial | USHP | Ducted CEE Tier 1
213076345 | Central HP <5.4 tons | ARCOAIRE | HRCU-A-CB (Split System: Heat Pump with Remote Outdoor Unit-Air-Source) | DLCURAH24ABK |  |  | EA*4X36L21A* | *95MSU1002122A* | 23600 | 17.5 | 8.5 | 26200 | 23800 | 90.84% | 1.98 | 0 | 10 |  |  |  |  | R-410A | 1.9667 | Residential & Commercial | USHP | Ducted CEE Tier 1
216681792 | Central HP <5.4 tons | GRANDAIRE | HRCU-A-CB (Split System: Heat Pump with Remote Outdoor Unit-Air-Source) | WDLCURAH36ABK |  |  | WLA*424DA* | WFJT100C060A* | 35400 | 16 | 8.5 | 38500 | 34600 | 89.87% | 1.76 | 0 | 10 |  |  |  |  | R-410A | 2.95 | Residential & Commercial | USHP | Ducted CEE Tier 1
215931748 | Central HP <5.4 tons | ARCOAIRE | HRCU-A-CB (Split System: Heat Pump with Remote Outdoor Unit-Air-Source) | H5H3V60*K*AAA* |  |  | EA*5X61M24A*+WALLCON | *97CMN0802120B* | 56500 | 18.5 | 8.5 | 60500 | 46500 | 76.86% | 2.02 | 0 | 11 |  |  |  |  | R-454B | 4.7083 | Residential & Commercial | USHP | Ducted CEE Tier 1
212973705 | Central HP <5.4 tons | ARCOAIRE | HRCU-A-CB (Split System: Heat Pump with Remote Outdoor Unit-Air-Source) | DLCURAH18ABK |  |  | EN(A,D)4X30L17** | *96VSN0801716B* | 17500 | 16 | 8.1 | 18000 | 18700 | 103.9% | 2.24 | 0 | 11 |  |  |  |  | R-410A | 1.4583 | Residential & Commercial | USHP | Ducted CEE Tier 1
214660562 | Central HP <5.4 tons | ECOER | HRCU-A-CB (Split System: Heat Pump with Remote Outdoor Unit-Air-Source) | EODA19H-4860AA* |  |  | GNC4860DPT | MGH96M120D5A | 52000 | 18 | 8.7 | 54000 | 37800 | 70% | 1.9 | 0 | 11.7 |  |  |  |  | R-410A | 4.3333 | Residential & Commercial | USHP | Ducted CEE Tier 1
216445262 | Central HP <5.4 tons | LG | HRCU-A-C (Split System: Heat Pump with Remote Outdoor Unit with No Indoor Fan --Air Source) | KUSXA482A |  |  | LKMMA48D1 | 0 | 45500 | 16.1 | 9.1 | 50000 | 43000 | 86% | 1.9 | 0 | 11.7 |  |  |  |  | R-32 | 3.7917 | Residential & Commercial | USHP | Ducted CEE Tier 1
216682347 | Central HP <5.4 tons | PAYNE HEATING AND COOLING | HRCU-A-CB (Split System: Heat Pump with Remote Outdoor Unit-Air-Source) | 38MURAQ24AB3* |  |  | CSPH*3612AL* | PG97VTAA60100C** | 23800 | 16.5 | 8.5 | 25200 | 22400 | 88.89% | 1.75 | 0 | 10 |  |  |  |  | R-410A | 1.9833 | Residential & Commercial | USHP | Ducted CEE Tier 1
216558239 | Central HP <5.4 tons | ECOER | HRCU-A-CB (Split System: Heat Pump with Remote Outdoor Unit-Air-Source) | EODA19H-4860AA* |  |  | EAHDEN-36AB* | 0 | 35200 | 19.5 | 9.5 | 36000 | 29200 | 81.11% | 1.9 | 0 | 12.5 |  |  |  |  | R-410A | 2.9333 | Residential & Commercial | USHP | Ducted CEE Tier 1
215931868 | Central HP <5.4 tons | ARCOAIRE | HRCU-A-CB (Split System: Heat Pump with Remote Outdoor Unit-Air-Source) | H5H3V60*K*AAA* |  |  | ESH5X60M12A*+WALLCON | *97CMN0602120B* | 55500 | 17 | 8.1 | 61500 | 47000 | 76.42% | 1.95 | 0 | 10.5 |  |  |  |  | R-454B | 4.625 | Residential & Commercial | USHP | Ducted CEE Tier 1
212975423 | Central HP <5.4 tons | ARCOAIRE | HRCU-A-CB (Split System: Heat Pump with Remote Outdoor Unit-Air-Source) | DLCURAH18ABK |  |  | EA*4X30L14A* | *96VTN0601412B* | 17400 | 16.5 | 8.5 | 18000 | 18900 | 105% | 2.28 | 0 | 10.5 |  |  |  |  | R-410A | 1.45 | Residential & Commercial | USHP | Ducted CEE Tier 1
212987377 | Central HP <5.4 tons | PAYNE HEATING AND COOLING | HRCU-A-CB (Split System: Heat Pump with Remote Outdoor Unit-Air-Source) | 38MURAQ24AB3* |  |  | CAP**2517AL* | PG96MSAA48080B** | 24400 | 17 | 8.5 | 25200 | 21600 | 85.71% | 1.8 | 0 | 10 |  |  |  |  | R-410A | 2.0333 | Residential & Commercial | USHP | Ducted CEE Tier 1
212988699 | Central HP <5.4 tons | PAYNE HEATING AND COOLING | HRCU-A-CB (Split System: Heat Pump with Remote Outdoor Unit-Air-Source) | 38MURAQ24AB3* |  |  | CAP**3717AL* | PG95MSUA36040B** | 24000 | 16.5 | 8.5 | 25200 | 22200 | 88.1% | 1.84 | 0 | 10 |  |  |  |  | R-410A | 2 | Residential & Commercial | USHP | Ducted CEE Tier 1
212975344 | Central HP <5.4 tons | PAYNE HEATING AND COOLING | HRCU-A-CB (Split System: Heat Pump with Remote Outdoor Unit-Air-Source) | 38MURAQ24AB3* |  |  | CNPV*3017AL* | PG96VTAB36040B** | 23200 | 16 | 8.1 | 26200 | 24800 | 94.66% | 2.06 | 0 | 10 |  |  |  |  | R-410A | 1.9333 | Residential & Commercial | USHP | Ducted CEE Tier 1
212975630 | Central HP <5.4 tons | PAYNE HEATING AND COOLING | HRCU-A-CB (Split System: Heat Pump with Remote Outdoor Unit-Air-Source) | 38MURAQ24AB3* |  |  | CAP**2414AL* | PG96VTAB36060A** | 23200 | 16.5 | 8.5 | 26800 | 27000 | 100.7% | 2.3 | 0 | 10 |  |  |  |  | R-410A | 1.9333 | Residential & Commercial | USHP | Ducted CEE Tier 1
212975663 | Central HP <5.4 tons | PAYNE HEATING AND COOLING | HRCU-A-CB (Split System: Heat Pump with Remote Outdoor Unit-Air-Source) | 38MURAQ24AB3* |  |  | CAP**3014AL* | PG96VTAB36060A** | 23400 | 16.5 | 8.5 | 26200 | 25000 | 95.42% | 2.08 | 0 | 10 |  |  |  |  | R-410A | 1.95 | Residential & Commercial | USHP | Ducted CEE Tier 1
212976047 | Central HP <5.4 tons | PAYNE HEATING AND COOLING | HRCU-A-CB (Split System: Heat Pump with Remote Outdoor Unit-Air-Source) | 38MURAQ24AB3* |  |  | CAP**3621AL* | PG96VTAB48080B** | 23600 | 17 | 8.5 | 26200 | 24000 | 91.6% | 2 | 0 | 10 |  |  |  |  | R-410A | 1.9667 | Residential & Commercial | USHP | Ducted CEE Tier 1
212983197 | Central HP <5.4 tons | PAYNE HEATING AND COOLING | HRCU-A-CB (Split System: Heat Pump with Remote Outdoor Unit-Air-Source) | 38MURAQ24AB3* |  |  | CAP**3721AL* | PG92MSAA36040B** | 24000 | 16 | 8.1 | 25400 | 21800 | 85.83% | 1.8 | 0 | 10 |  |  |  |  | R-410A | 2 | Residential & Commercial | USHP | Ducted CEE Tier 1
212983538 | Central HP <5.4 tons | PAYNE HEATING AND COOLING | HRCU-A-CB (Split System: Heat Pump with Remote Outdoor Unit-Air-Source) | 38MURAQ24AB3* |  |  | CAP**3014AL* | PG92MSAA36060A** | 23800 | 16.5 | 8.5 | 26400 | 24200 | 91.67% | 2 | 0 | 10 |  |  |  |  | R-410A | 1.9833 | Residential & Commercial | USHP | Ducted CEE Tier 1
215935628 | Central HP <5.4 tons | ARCOAIRE | HRCU-A-CB (Split System: Heat Pump with Remote Outdoor Unit-Air-Source) | H5H3V36*K*AAA* |  |  | EVD5X36M21A*+WALLCON | *80CTL0701716B* | 34200 | 20.5 | 8.5 | 39000 | 28400 | 72.82% | 2.02 | 0 | 11.5 |  |  |  |  | R-454B | 2.85 | Residential & Commercial | USHP | Ducted CEE Tier 1
213781099 | Central HP <5.4 tons | ARCOAIRE | HRCU-A-CB (Split System: Heat Pump with Remote Outdoor Unit-Air-Source) | HVH837GKA2* |  |  | EA*4X42L24A*+WALLCON | *80CTL1102120B* | 31800 | 17 | 8.1 | 32800 | 24200 | 73.78% | 1.88 | 0 | 11 |  |  |  |  | R-410A | 2.65 | Residential & Commercial | USHP | Ducted CEE Tier 1
213780749 | Central HP <5.4 tons | ARCOAIRE | HRCU-A-CB (Split System: Heat Pump with Remote Outdoor Unit-Air-Source) | HVH837GKA2* |  |  | EA*4X36L21A*+WALLCON | *80CTL0901716B* | 31600 | 17 | 8.1 | 33000 | 24200 | 73.33% | 1.84 | 0 | 11 |  |  |  |  | R-410A | 2.6333 | Residential & Commercial | USHP | Ducted CEE Tier 1
213778759 | Central HP <5.4 tons | ARCOAIRE | HRCU-A-CB (Split System: Heat Pump with Remote Outdoor Unit-Air-Source) | HVH837GKA** |  |  | EA*4X36L17A*+WALLCON | *80CTL0901716B* | 31200 | 16.5 | 8.1 | 33200 | 24200 | 72.89% | 1.84 | 0 | 10.5 |  |  |  |  | R-410A | 2.6 | Residential & Commercial | USHP | Ducted CEE Tier 1
214731180 | Central HP <5.4 tons | BRYANT HEATING AND COOLING SYSTEMS | HRCU-A-CB (Split System: Heat Pump with Remote Outdoor Unit-Air-Source) | 38MURAQ24AB3* | ADP |  | H,PG9J936 | 926TC48060V17*** | 24000 | 16 | 9 | 24400 | 22800 | 93.44% | 1.92 | 0 | 10.5 |  |  |  |  | R-410A | 2 | Residential & Commercial | USHP | Ducted CEE Tier 1
214731181 | Central HP <5.4 tons | BRYANT HEATING AND COOLING SYSTEMS | HRCU-A-CB (Split System: Heat Pump with Remote Outdoor Unit-Air-Source) | 38MURAQ24AB3* | ADP |  | H,PG81936 | 926TC48060V17*** | 24000 | 16 | 9 | 24400 | 22800 | 93.44% | 1.92 | 0 | 10.5 |  |  |  |  | R-410A | 2 | Residential & Commercial | USHP | Ducted CEE Tier 1
211713277 | Central HP <5.4 tons | KEEPRITE | HRCU-A-CB (Split System: Heat Pump with Remote Outdoor Unit-Air-Source) | DLCURAH30ABK |  |  | EA*4X43L21A* | *80ES(N,L)0901714A* | 30600 | 15.2 | 8.1 | 33200 | 26000 | 78.31% | 1.84 | 0 | 9 |  |  |  |  | R-410A | 2.55 | Residential & Commercial | USHP
211713132 | Central HP <5.4 tons | KEEPRITE | HRCU-A-CB (Split System: Heat Pump with Remote Outdoor Unit-Air-Source) | DLCURAH30ABK |  |  | EA*4X43L21A* | *80ESU0401712A* | 31200 | 15.2 | 8.1 | 33400 | 26000 | 77.84% | 1.86 | 0 | 9 |  |  |  |  | R-410A | 2.6 | Residential & Commercial | USHP
211222536 | Central HP <5.4 tons | KEEPRITE | HRCU-A-CB (Split System: Heat Pump with Remote Outdoor Unit-Air-Source) | DLCURAH30ABK |  |  | EA*4X37L21A* | *80ESU0601716A | 31200 | 15.2 | 8.5 | 33400 | 26000 | 77.84% | 1.86 | 0 | 9 |  |  |  |  | R-410A | 2.6 | Residential & Commercial | USHP
215932078 | Central HP <5.4 tons | ARCOAIRE | HRCU-A-CB (Split System: Heat Pump with Remote Outdoor Unit-Air-Source) | H5H3V36*K*AAA* |  |  | EA*5X36M17A*+WALLCON | *80CTL0901716B* | 32200 | 19.5 | 9.5 | 35200 | 27000 | 76.7% | 2 | 0 | 11 |  |  |  |  | R-454B | 2.6833 | Residential & Commercial | USHP | Ducted CEE Tier 1
212976732 | Central HP <5.4 tons | ARCOAIRE | HRCU-A-CB (Split System: Heat Pump with Remote Outdoor Unit-Air-Source) | DLCURAH30ABK |  |  | EA*4X42L21A* | *96VTN1002120B* | 30200 | 15.2 | 8.5 | 34200 | 27600 | 80.7% | 1.8 | 0 | 9 |  |  |  |  | R-410A | 2.5167 | Residential & Commercial | USHP
216737881 | Central HP <5.4 tons | PAYNE HEATING AND COOLING | HRCU-A-CB (Split System: Heat Pump with Remote Outdoor Unit-Air-Source) | 37MUHAQ24AA3 |  |  | CSAH*3012AM* | PG96VTAB66120D** | 22800 | 15.5 | 8.1 | 21200 | 19000 | 89.62% | 1.85 | 0 | 10.5 |  |  |  |  | R-454B | 1.9 | Residential & Commercial | USHP | Ducted CEE Tier 1
216679472 | Central HP <5.4 tons | PAYNE HEATING AND COOLING | HRCU-A-CB (Split System: Heat Pump with Remote Outdoor Unit-Air-Source) | 38MURAQ24AB3* |  |  | CSPH*3012AL* | PG97VTAA48060B** | 23600 | 16 | 9 | 25800 | 23200 | 89.92% | 1.8 | 0 | 10 |  |  |  |  | R-410A | 1.9667 | Residential & Commercial | USHP | Ducted CEE Tier 1
216680492 | Central HP <5.4 tons | PAYNE HEATING AND COOLING | HRCU-A-CB (Split System: Heat Pump with Remote Outdoor Unit-Air-Source) | 38MURAQ24AB3* |  |  | CAP**2417AL* | PG97VTAA48080B** | 23600 | 16.5 | 9.5 | 26600 | 24600 | 92.48% | 1.96 | 0 | 10 |  |  |  |  | R-410A | 1.9667 | Residential & Commercial | USHP | Ducted CEE Tier 1
216680540 | Central HP <5.4 tons | PAYNE HEATING AND COOLING | HRCU-A-CB (Split System: Heat Pump with Remote Outdoor Unit-Air-Source) | 38MURAQ24AB3* |  |  | CAP**3621AL* | PG97VTAA48080B** | 23600 | 17 | 9 | 25600 | 23200 | 90.62% | 1.84 | 0 | 10 |  |  |  |  | R-410A | 1.9667 | Residential & Commercial | USHP | Ducted CEE Tier 1
216680624 | Central HP <5.4 tons | PAYNE HEATING AND COOLING | HRCU-A-CB (Split System: Heat Pump with Remote Outdoor Unit-Air-Source) | 38MURAQ24AB3* |  |  | CNPV*3017AL* | PG97VTAA48080B** | 23400 | 16.5 | 9 | 25800 | 23800 | 92.25% | 1.78 | 0 | 10 |  |  |  |  | R-410A | 1.95 | Residential & Commercial | USHP | Ducted CEE Tier 1
212977051 | Central HP <5.4 tons | ARCOAIRE | HRCU-A-CB (Split System: Heat Pump with Remote Outdoor Unit-Air-Source) | DLCURAH30ABK |  |  | EA*4X43L21A* | *96VTN1002122B* | 30400 | 15.2 | 8.1 | 33000 | 26400 | 80% | 1.84 | 0 | 9 |  |  |  |  | R-410A | 2.5333 | Residential & Commercial | USHP
215934188 | Central HP <5.4 tons | ARCOAIRE | HRCU-A-CB (Split System: Heat Pump with Remote Outdoor Unit-Air-Source) | H5H3V48*K*AAA* |  |  | EA*5X61M21A*+WALLCON | *80CTL0902120B* | 45500 | 21.5 | 9.5 | 48500 | 36600 | 75.46% | 2 | 0 | 11.5 |  |  |  |  | R-454B | 3.7917 | Residential & Commercial | USHP | Ducted CEE Tier 1
215932788 | Central HP <5.4 tons | ARCOAIRE | HRCU-A-CB (Split System: Heat Pump with Remote Outdoor Unit-Air-Source) | H5H3V36*K*AAA* |  |  | EA*5X61M21A*+WALLCON | *97CMN0602120B* | 34200 | 20 | 9 | 34800 | 26600 | 76.44% | 1.92 | 0 | 11.5 |  |  |  |  | R-454B | 2.85 | Residential & Commercial | USHP | Ducted CEE Tier 1
215932468 | Central HP <5.4 tons | ARCOAIRE | HRCU-A-CB (Split System: Heat Pump with Remote Outdoor Unit-Air-Source) | H5H3V36*K*AAA* |  |  | EA*5X48M21A*+WALLCON | *97CMN0601714B* | 33000 | 19.5 | 9.5 | 34000 | 26000 | 76.47% | 2.04 | 0 | 11 |  |  |  |  | R-454B | 2.75 | Residential & Commercial | USHP | Ducted CEE Tier 1
215932538 | Central HP <5.4 tons | ARCOAIRE | HRCU-A-CB (Split System: Heat Pump with Remote Outdoor Unit-Air-Source) | H5H3V36*K*AAA* |  |  | EA*5X60M24A*+WALLCON | *80CTL0702120B* | 34000 | 20.5 | 9.5 | 34200 | 26000 | 76.02% | 2.04 | 0 | 11.7 |  |  |  |  | R-454B | 2.8333 | Residential & Commercial | USHP | Ducted CEE Tier 1
215932388 | Central HP <5.4 tons | ARCOAIRE | HRCU-A-CB (Split System: Heat Pump with Remote Outdoor Unit-Air-Source) | H5H3V36*K*AAA* |  |  | EA*5X48M21A*+WALLCON | *80CSU0401712A* | 33400 | 20.5 | 9.5 | 34600 | 26400 | 76.3% | 2.04 | 0 | 11.5 |  |  |  |  | R-454B | 2.7833 | Residential & Commercial | USHP | Ducted CEE Tier 1
215933238 | Central HP <5.4 tons | ARCOAIRE | HRCU-A-CB (Split System: Heat Pump with Remote Outdoor Unit-Air-Source) | H5H3V36*K*AAA* |  |  | ESH5X36M12A*+WALLCON | *96CTN0601714B* | 33000 | 18.5 | 9 | 34400 | 26200 | 76.16% | 1.92 | 0 | 10.5 |  |  |  |  | R-454B | 2.75 | Residential & Commercial | USHP | Ducted CEE Tier 1
215933088 | Central HP <5.4 tons | ARCOAIRE | HRCU-A-CB (Split System: Heat Pump with Remote Outdoor Unit-Air-Source) | H5H3V36*K*AAA* |  |  | ESH5X36M12A*+WALLCON | *80CTL0702120B* | 33200 | 19 | 9 | 35000 | 26800 | 76.57% | 1.92 | 0 | 11 |  |  |  |  | R-454B | 2.7667 | Residential & Commercial | USHP | Ducted CEE Tier 1
212977698 | Central HP <5.4 tons | ARCOAIRE | HRCU-A-CB (Split System: Heat Pump with Remote Outdoor Unit-Air-Source) | DLCURAH24ABK |  |  | EN(A,D,W)4X36L17** | *80MS(N,L)0451412A* | 23600 | 17 | 8.5 | 26400 | 24200 | 91.67% | 2 | 0 | 10.5 |  |  |  |  | R-410A | 1.9667 | Residential & Commercial | USHP | Ducted CEE Tier 1
212976419 | Central HP <5.4 tons | ARCOAIRE | HRCU-A-CB (Split System: Heat Pump with Remote Outdoor Unit-Air-Source) | DLCURAH24ABK |  |  | EN(A,D)4X36L21** | *96VTN0802120B* | 23800 | 17 | 8.5 | 26400 | 24000 | 90.91% | 1.98 | 0 | 10.5 |  |  |  |  | R-410A | 1.9833 | Residential & Commercial | USHP | Ducted CEE Tier 1
212977746 | Central HP <5.4 tons | ARCOAIRE | HRCU-A-CB (Split System: Heat Pump with Remote Outdoor Unit-Air-Source) | DLCURAH18ABK |  |  | EA*4X25L17A* | *80MS(N,L)0451412A* | 18000 | 16.5 | 8.5 | 17900 | 17700 | 98.88% | 2.14 | 0 | 11 |  |  |  |  | R-410A | 1.5 | Residential & Commercial | USHP | Ducted CEE Tier 1
212977071 | Central HP <5.4 tons | ARCOAIRE | HRCU-A-CB (Split System: Heat Pump with Remote Outdoor Unit-Air-Source) | DLCURAH30ABK |  |  | EN(A,D,W)4X42L21** | *96VTN1002122B* | 29800 | 15.2 | 8.1 | 34200 | 27800 | 81.29% | 1.8 | 0 | 9 |  |  |  |  | R-410A | 2.4833 | Residential & Commercial | USHP
215931978 | Central HP <5.4 tons | ARCOAIRE | HRCU-A-CB (Split System: Heat Pump with Remote Outdoor Unit-Air-Source) | H5H3V36*K*AAA* |  |  | EA*5X25M17A*+WALLCON | *96CTN0401410B* | 32400 | 18 | 9 | 33800 | 26000 | 76.92% | 1.96 | 0 | 10.5 |  |  |  |  | R-454B | 2.7 | Residential & Commercial | USHP | Ducted CEE Tier 1
215934098 | Central HP <5.4 tons | ARCOAIRE | HRCU-A-CB (Split System: Heat Pump with Remote Outdoor Unit-Air-Source) | H5H3V48*K*AAA* |  |  | EA*5X60M24A*+WALLCON | *80CTL0702120B* | 44500 | 21 | 9.5 | 48500 | 36600 | 75.46% | 2 | 0 | 11 |  |  |  |  | R-454B | 3.7083 | Residential & Commercial | USHP | Ducted CEE Tier 1
214240027 | Central HP <5.4 tons | ARCOAIRE | HRCU-A-CB (Split System: Heat Pump with Remote Outdoor Unit-Air-Source) | HVH837GKA** |  |  | EN(A,D)4X48L24**+WALLCON | *96CTN1202422B* | 32400 | 17 | 8.1 | 32600 | 24600 | 75.46% | 1.96 | 0 | 11.7 |  |  |  |  | R-410A | 2.7 | Residential & Commercial | USHP | Ducted CEE Tier 1
211261281 | Central HP <5.4 tons | ARCOAIRE | HRCU-A-CB (Split System: Heat Pump with Remote Outdoor Unit-Air-Source) | DLCURAH18ABK |  |  | EA*4X30L14A* | *96VSN0601412A* | 18000 | 16 | 8.5 | 18500 | 18500 | 100% | 2.22 | 0 | 10.5 |  |  |  |  | R-410A | 1.5 | Residential & Commercial | USHP | Ducted CEE Tier 1
211260497 | Central HP <5.4 tons | ARCOAIRE | HRCU-A-CB (Split System: Heat Pump with Remote Outdoor Unit-Air-Source) | DLCURAH18ABK |  |  | EA*4X24L17A* | *96VTN0601412A* | 17900 | 16 | 8.5 | 18800 | 19000 | 101.1% | 2.28 | 0 | 10.5 |  |  |  |  | R-410A | 1.4917 | Residential & Commercial | USHP | Ducted CEE Tier 1
211260176 | Central HP <5.4 tons | ARCOAIRE | HRCU-A-CB (Split System: Heat Pump with Remote Outdoor Unit-Air-Source) | DLCURAH18ABK |  |  | EA*4X24L14A* | *95ESN0261410A* | 17900 | 15.5 | 8.5 | 19000 | 18900 | 99.47% | 2.26 | 0 | 10.5 |  |  |  |  | R-410A | 1.4917 | Residential & Commercial | USHP | Ducted CEE Tier 1
211260059 | Central HP <5.4 tons | ARCOAIRE | HRCU-A-CB (Split System: Heat Pump with Remote Outdoor Unit-Air-Source) | DLCURAH18ABK |  |  | EA*4X19L17A* | OMV112K14A | 18600 | 15.5 | 8.5 | 18700 | 17500 | 93.58% | 2.12 | 0 | 10.5 |  |  |  |  | R-410A | 1.55 | Residential & Commercial | USHP | Ducted CEE Tier 1
211261499 | Central HP <5.4 tons | ARCOAIRE | HRCU-A-CB (Split System: Heat Pump with Remote Outdoor Unit-Air-Source) | DLCURAH18ABK |  |  | EA*4X30L14A* | *80ES(N,L)0701412A* | 17700 | 16.5 | 8.5 | 18200 | 18500 | 101.6% | 2.22 | 0 | 10.5 |  |  |  |  | R-410A | 1.475 | Residential & Commercial | USHP | Ducted CEE Tier 1
213307888 | Central HP <5.4 tons | LG | HRCU-A-CB (Split System: Heat Pump with Remote Outdoor Unit-Air-Source) | LUU420HV |  |  | C74B(A,H)MX48C-C | FG7TC080D-V35C | 42000 | 17.2 | 9.3 | 45000 | 38000 | 84.44% | 1.82 | 0 | 11.7 |  |  |  |  | R-410A | 3.5 | Residential & Commercial | USHP | Ducted CEE Tier 1
216445252 | Central HP <5.4 tons | LG | HRCU-A-C (Split System: Heat Pump with Remote Outdoor Unit with No Indoor Fan --Air Source) | KUSXB601A |  |  | LKMMA60C1 | 0 | 52500 | 15.2 | 8.5 | 56000 | 44000 | 78.57% | 1.8 | 0 | 10.5 |  |  |  |  | R-32 | 4.375 | Residential & Commercial | USHP | Ducted CEE Tier 1
215931708 | Central HP <5.4 tons | ARCOAIRE | HRCU-A-CB (Split System: Heat Pump with Remote Outdoor Unit-Air-Source) | H5H3V60*K*AAA* |  |  | EA*5X61M24A*+WALLCON | *80CTL1102120B* | 57000 | 19 | 8.5 | 60500 | 46500 | 76.86% | 2.02 | 0 | 11.5 |  |  |  |  | R-454B | 4.75 | Residential & Commercial | USHP | Ducted CEE Tier 1
215931878 | Central HP <5.4 tons | ARCOAIRE | HRCU-A-CB (Split System: Heat Pump with Remote Outdoor Unit-Air-Source) | H5H3V60*K*AAA* |  |  | ESH5X60M12A*+WALLCON | *97CMN0802120B* | 56000 | 17.5 | 8.1 | 61000 | 46000 | 75.41% | 1.95 | 0 | 11 |  |  |  |  | R-454B | 4.6667 | Residential & Commercial | USHP | Ducted CEE Tier 1
215931908 | Central HP <5.4 tons | ARCOAIRE | HRCU-A-CB (Split System: Heat Pump with Remote Outdoor Unit-Air-Source) | H5H3V60*K*AAA* |  |  | ESH5X60M12A*+WALLCON | *96CTN1002122B* | 56500 | 18 | 8.1 | 61000 | 46000 | 75.41% | 1.95 | 0 | 11 |  |  |  |  | R-454B | 4.7083 | Residential & Commercial | USHP | Ducted CEE Tier 1
215931608 | Central HP <5.4 tons | ARCOAIRE | HRCU-A-CB (Split System: Heat Pump with Remote Outdoor Unit-Air-Source) | H5H3V60*K*AAA* |  |  | EA*5X60M24A*+WALLCON | *97CMN0802120B* | 55500 | 18 | 8.1 | 60500 | 46000 | 76.03% | 1.95 | 0 | 11 |  |  |  |  | R-454B | 4.625 | Residential & Commercial | USHP | Ducted CEE Tier 1
215932008 | Central HP <5.4 tons | ARCOAIRE | HRCU-A-CB (Split System: Heat Pump with Remote Outdoor Unit-Air-Source) | H5H3V36*K*AAA* |  |  | EA*5X30M17A*+WALLCON | *97CMN0601714B* | 31800 | 18.5 | 9 | 34600 | 26600 | 76.88% | 1.9 | 0 | 10.5 |  |  |  |  | R-454B | 2.65 | Residential & Commercial | USHP | Ducted CEE Tier 1
215932128 | Central HP <5.4 tons | ARCOAIRE | HRCU-A-CB (Split System: Heat Pump with Remote Outdoor Unit-Air-Source) | H5H3V36*K*AAA* |  |  | EA*5X36M17A*+WALLCON | *96CTN0801714B* | 32200 | 19 | 9.5 | 35400 | 27200 | 76.84% | 1.98 | 0 | 10.5 |  |  |  |  | R-454B | 2.6833 | Residential & Commercial | USHP | Ducted CEE Tier 1
212977031 | Central HP <5.4 tons | ARCOAIRE | HRCU-A-CB (Split System: Heat Pump with Remote Outdoor Unit-Air-Source) | DLCURAH30ABK |  |  | EA*4X42L21A* | *96VTN1002122B* | 30000 | 15.2 | 8.1 | 34200 | 27600 | 80.7% | 1.8 | 0 | 9 |  |  |  |  | R-410A | 2.5 | Residential & Commercial | USHP
215932348 | Central HP <5.4 tons | ARCOAIRE | HRCU-A-CB (Split System: Heat Pump with Remote Outdoor Unit-Air-Source) | H5H3V36*K*AAA* |  |  | EA*5X42M21A*+WALLCON | *96CTN0801714B* | 32600 | 19.5 | 9.5 | 35200 | 27000 | 76.7% | 2 | 0 | 11 |  |  |  |  | R-454B | 2.7167 | Residential & Commercial | USHP | Ducted CEE Tier 1
215932298 | Central HP <5.4 tons | ARCOAIRE | HRCU-A-CB (Split System: Heat Pump with Remote Outdoor Unit-Air-Source) | H5H3V36*K*AAA* |  |  | EA*5X42M21A*+WALLCON | *97CMN0602120B* | 32600 | 19 | 9.5 | 35200 | 27200 | 77.27% | 2 | 0 | 11 |  |  |  |  | R-454B | 2.7167 | Residential & Commercial | USHP | Ducted CEE Tier 1
215932968 | Central HP <5.4 tons | ARCOAIRE | HRCU-A-CB (Split System: Heat Pump with Remote Outdoor Unit-Air-Source) | H5H3V36*K*AAA* |  |  | ESH5X24M12A*+WALLCON | *97CMN0601714B* | 32000 | 17.5 | 9 | 35000 | 27000 | 77.14% | 1.9 | 0 | 10 |  |  |  |  | R-454B | 2.6667 | Residential & Commercial | USHP | Ducted CEE Tier 1
215932548 | Central HP <5.4 tons | ARCOAIRE | HRCU-A-CB (Split System: Heat Pump with Remote Outdoor Unit-Air-Source) | H5H3V36*K*AAA* |  |  | EA*5X60M24A*+WALLCON | *80CTL0902120B* | 34000 | 20.5 | 9.5 | 34000 | 25800 | 75.88% | 2.06 | 0 | 12 |  |  |  |  | R-454B | 2.8333 | Residential & Commercial | USHP | Ducted CEE Tier 1
215932748 | Central HP <5.4 tons | ARCOAIRE | HRCU-A-CB (Split System: Heat Pump with Remote Outdoor Unit-Air-Source) | H5H3V36*K*AAA* |  |  | EA*5X61M21A*+WALLCON | *95CSU0601716B* | 34200 | 20 | 9 | 34800 | 26600 | 76.44% | 1.92 | 0 | 11.5 |  |  |  |  | R-454B | 2.85 | Residential & Commercial | USHP | Ducted CEE Tier 1
215933488 | Central HP <5.4 tons | ARCOAIRE | HRCU-A-CB (Split System: Heat Pump with Remote Outdoor Unit-Air-Source) | H5H3V36*K*AAA* |  |  | ESH5X42M12A*+WALLCON | *96CTN1002122B* | 33600 | 19 | 9 | 34600 | 26600 | 76.88% | 1.94 | 0 | 11.5 |  |  |  |  | R-454B | 2.8 | Residential & Commercial | USHP | Ducted CEE Tier 1
215933558 | Central HP <5.4 tons | ARCOAIRE | HRCU-A-CB (Split System: Heat Pump with Remote Outdoor Unit-Air-Source) | H5H3V36*K*AAA* |  |  | ESH5X48M12A*+WALLCON | *80CTL0701716B* | 33600 | 19 | 9 | 35000 | 26800 | 76.57% | 1.92 | 0 | 11 |  |  |  |  | R-454B | 2.8 | Residential & Commercial | USHP | Ducted CEE Tier 1
216734341 | Central HP <5.4 tons | ARCOAIRE | HRCU-A-CB (Split System: Heat Pump with Remote Outdoor Unit-Air-Source) | D5CUHAH24AAK |  |  | EA*5X36M17A* | *80CSU0401712A* | 23000 | 17 | 8.5 | 21200 | 18900 | 89.15% | 1.94 | 0 | 11 |  |  |  |  | R-454B | 1.9167 | Residential & Commercial | USHP | Ducted CEE Tier 1
216734459 | Central HP <5.4 tons | ARCOAIRE | HRCU-A-CB (Split System: Heat Pump with Remote Outdoor Unit-Air-Source) | D5CUHAH24AAK |  |  | EA*5X36M17A* | *80MSU0401712A* | 22400 | 16.5 | 8.5 | 20800 | 18700 | 89.9% | 1.96 | 0 | 11 |  |  |  |  | R-454B | 1.8667 | Residential & Commercial | USHP | Ducted CEE Tier 1
216734677 | Central HP <5.4 tons | ARCOAIRE | HRCU-A-CB (Split System: Heat Pump with Remote Outdoor Unit-Air-Source) | D5CUHAH24AAK |  |  | EA*5X36M17A* | *96MSN0801716A* | 22600 | 16 | 8.5 | 21000 | 18800 | 89.52% | 1.96 | 0 | 10.5 |  |  |  |  | R-454B | 1.8833 | Residential & Commercial | USHP | Ducted CEE Tier 1
215933688 | Central HP <5.4 tons | ARCOAIRE | HRCU-A-CB (Split System: Heat Pump with Remote Outdoor Unit-Air-Source) | H5H3V36*K*AAA* |  |  | ESH5X48M12A*+WALLCON | *96CTN0401410B* | 32200 | 17.5 | 9 | 33800 | 26000 | 76.92% | 1.94 | 0 | 10.5 |  |  |  |  | R-454B | 2.6833 | Residential & Commercial | USHP | Ducted CEE Tier 1
215932328 | Central HP <5.4 tons | ARCOAIRE | HRCU-A-CB (Split System: Heat Pump with Remote Outdoor Unit-Air-Source) | H5H3V36*K*AAA* |  |  | EA*5X42M21A*+WALLCON | *97CMN1002122B* | 32800 | 20 | 9.5 | 34800 | 26600 | 76.44% | 2 | 0 | 11.5 |  |  |  |  | R-454B | 2.7333 | Residential & Commercial | USHP | Ducted CEE Tier 1
215932278 | Central HP <5.4 tons | ARCOAIRE | HRCU-A-CB (Split System: Heat Pump with Remote Outdoor Unit-Air-Source) | H5H3V36*K*AAA* |  |  | EA*5X42M21A*+WALLCON | *95CSU1002122B* | 32800 | 20 | 9.5 | 34600 | 26600 | 76.88% | 2.02 | 0 | 11.5 |  |  |  |  | R-454B | 2.7333 | Residential & Commercial | USHP | Ducted CEE Tier 1
215932428 | Central HP <5.4 tons | ARCOAIRE | HRCU-A-CB (Split System: Heat Pump with Remote Outdoor Unit-Air-Source) | H5H3V36*K*AAA* |  |  | EA*5X48M21A*+WALLCON | *80CTL0901716B* | 33400 | 20 | 9.5 | 34600 | 26400 | 76.3% | 2.04 | 0 | 11.5 |  |  |  |  | R-454B | 2.7833 | Residential & Commercial | USHP | Ducted CEE Tier 1
215933498 | Central HP <5.4 tons | ARCOAIRE | HRCU-A-CB (Split System: Heat Pump with Remote Outdoor Unit-Air-Source) | H5H3V36*K*AAA* |  |  | ESH5X42M12A*+WALLCON | *96CTN1202422B* | 33600 | 19 | 9 | 34600 | 26600 | 76.88% | 1.94 | 0 | 11.5 |  |  |  |  | R-454B | 2.8 | Residential & Commercial | USHP | Ducted CEE Tier 1
215933398 | Central HP <5.4 tons | ARCOAIRE | HRCU-A-CB (Split System: Heat Pump with Remote Outdoor Unit-Air-Source) | H5H3V36*K*AAA* |  |  | ESH5X42M12A*+WALLCON | *97CMN0601714B* | 33200 | 18.5 | 9 | 34200 | 26200 | 76.61% | 1.94 | 0 | 10.5 |  |  |  |  | R-454B | 2.7667 | Residential & Commercial | USHP | Ducted CEE Tier 1
215933178 | Central HP <5.4 tons | ARCOAIRE | HRCU-A-CB (Split System: Heat Pump with Remote Outdoor Unit-Air-Source) | H5H3V36*K*AAA* |  |  | ESH5X36M12A*+WALLCON | *97CMN0602120B* | 33000 | 18.5 | 9 | 35400 | 27200 | 76.84% | 1.92 | 0 | 11 |  |  |  |  | R-454B | 2.75 | Residential & Commercial | USHP | Ducted CEE Tier 1
215932778 | Central HP <5.4 tons | ARCOAIRE | HRCU-A-CB (Split System: Heat Pump with Remote Outdoor Unit-Air-Source) | H5H3V36*K*AAA* |  |  | EA*5X61M21A*+WALLCON | *97CMN0601714B* | 34000 | 19.5 | 9 | 33800 | 25800 | 76.33% | 1.94 | 0 | 11 |  |  |  |  | R-454B | 2.8333 | Residential & Commercial | USHP | Ducted CEE Tier 1
212972462 | Central HP <5.4 tons | ARCOAIRE | HRCU-A-CB (Split System: Heat Pump with Remote Outdoor Unit-Air-Source) | DLCURAH30ABK |  |  | EA*4X42L21A* | *80VTL1102122B* | 29800 | 15.2 | 8.1 | 34200 | 27600 | 80.7% | 1.8 | 0 | 9 |  |  |  |  | R-410A | 2.4833 | Residential & Commercial | USHP
215932208 | Central HP <5.4 tons | ARCOAIRE | HRCU-A-CB (Split System: Heat Pump with Remote Outdoor Unit-Air-Source) | H5H3V36*K*AAA* |  |  | EA*5X42M21A*+WALLCON | *80CSU1002120A* | 32600 | 19.5 | 9.5 | 35000 | 26800 | 76.57% | 2.02 | 0 | 11 |  |  |  |  | R-454B | 2.7167 | Residential & Commercial | USHP | Ducted CEE Tier 1
215932408 | Central HP <5.4 tons | ARCOAIRE | HRCU-A-CB (Split System: Heat Pump with Remote Outdoor Unit-Air-Source) | H5H3V36*K*AAA* |  |  | EA*5X48M21A*+WALLCON | *80CTL0451712B* | 33000 | 19.5 | 9 | 35400 | 27200 | 76.84% | 1.9 | 0 | 10.5 |  |  |  |  | R-454B | 2.75 | Residential & Commercial | USHP | Ducted CEE Tier 1
212984063 | Central HP <5.4 tons | PAYNE HEATING AND COOLING | HRCU-A-CB (Split System: Heat Pump with Remote Outdoor Unit-Air-Source) | 38MURAQ24AB3* |  |  | CAP**3617AL* | PG92MSAA42060B** | 23800 | 17 | 8.5 | 26200 | 23800 | 90.84% | 1.98 | 0 | 10 |  |  |  |  | R-410A | 1.9833 | Residential & Commercial | USHP | Ducted CEE Tier 1
212984615 | Central HP <5.4 tons | PAYNE HEATING AND COOLING | HRCU-A-CB (Split System: Heat Pump with Remote Outdoor Unit-Air-Source) | 38MURAQ24AB3* |  |  | CAP**3621AL* | PG92MSAA48080B** | 23800 | 17.5 | 8.5 | 26200 | 23800 | 90.84% | 2 | 0 | 10 |  |  |  |  | R-410A | 1.9833 | Residential & Commercial | USHP | Ducted CEE Tier 1
212985253 | Central HP <5.4 tons | PAYNE HEATING AND COOLING | HRCU-A-CB (Split System: Heat Pump with Remote Outdoor Unit-Air-Source) | 38MURAQ30AB3* |  |  | CAP**3621AL* | PG92MSAA60100C** | 30000 | 15.2 | 8.1 | 34400 | 28000 | 81.4% | 1.78 | 0 | 9 |  |  |  |  | R-410A | 2.5 | Residential & Commercial | USHP
212977021 | Central HP <5.4 tons | ARCOAIRE | HRCU-A-CB (Split System: Heat Pump with Remote Outdoor Unit-Air-Source) | DLCURAH30ABK |  |  | EA*4X37L21A* | *96VTN1002122B* | 30400 | 15.2 | 8.1 | 33400 | 26400 | 79.04% | 1.84 | 0 | 9 |  |  |  |  | R-410A | 2.5333 | Residential & Commercial | USHP
215931958 | Central HP <5.4 tons | ARCOAIRE | HRCU-A-CB (Split System: Heat Pump with Remote Outdoor Unit-Air-Source) | H5H3V36*K*AAA* |  |  | EA*5X24M17A*+WALLCON | *96CTN0601714B* | 31400 | 18.5 | 9.5 | 35000 | 26800 | 76.57% | 2 | 0 | 10 |  |  |  |  | R-454B | 2.6167 | Residential & Commercial | USHP | Ducted CEE Tier 1
215932028 | Central HP <5.4 tons | ARCOAIRE | HRCU-A-CB (Split System: Heat Pump with Remote Outdoor Unit-Air-Source) | H5H3V36*K*AAA* |  |  | EA*5X30M17A*+WALLCON | *96CTN0601714B* | 31800 | 19 | 9.5 | 34600 | 26600 | 76.88% | 2 | 0 | 10.5 |  |  |  |  | R-454B | 2.65 | Residential & Commercial | USHP | Ducted CEE Tier 1
215931928 | Central HP <5.4 tons | ARCOAIRE | HRCU-A-CB (Split System: Heat Pump with Remote Outdoor Unit-Air-Source) | H5H3V36*K*AAA* |  |  | EA*5X24M14A*+WALLCON | *96CTN0401410B* | 30400 | 17 | 9 | 35000 | 26800 | 76.57% | 1.9 | 0 | 10 |  |  |  |  | R-454B | 2.5333 | Residential & Commercial | USHP | Ducted CEE Tier 1
215932378 | Central HP <5.4 tons | ARCOAIRE | HRCU-A-CB (Split System: Heat Pump with Remote Outdoor Unit-Air-Source) | H5H3V36*K*AAA* |  |  | EA*5X43M21A*+WALLCON | *96CTN0601714B* | 33800 | 19.5 | 9.5 | 34200 | 26000 | 76.02% | 2.06 | 0 | 11 |  |  |  |  | R-454B | 2.8167 | Residential & Commercial | USHP | Ducted CEE Tier 1
215932178 | Central HP <5.4 tons | ARCOAIRE | HRCU-A-CB (Split System: Heat Pump with Remote Outdoor Unit-Air-Source) | H5H3V36*K*AAA* |  |  | EA*5X37M21A*+WALLCON | *96CTN0601714B* | 33800 | 19.5 | 9.5 | 34200 | 26000 | 76.02% | 2.06 | 0 | 11 |  |  |  |  | R-454B | 2.8167 | Residential & Commercial | USHP | Ducted CEE Tier 1
215932728 | Central HP <5.4 tons | ARCOAIRE | HRCU-A-CB (Split System: Heat Pump with Remote Outdoor Unit-Air-Source) | H5H3V36*K*AAA* |  |  | EA*5X61M21A*+WALLCON | *80CTL0902120B* | 34400 | 20.5 | 9.5 | 34200 | 26000 | 76.02% | 2.06 | 0 | 12 |  |  |  |  | R-454B | 2.8667 | Residential & Commercial | USHP | Ducted CEE Tier 1
215932628 | Central HP <5.4 tons | ARCOAIRE | HRCU-A-CB (Split System: Heat Pump with Remote Outdoor Unit-Air-Source) | H5H3V36*K*AAA* |  |  | EA*5X60M24A*+WALLCON | *97CMN1202422B* | 34000 | 20.5 | 9.5 | 34200 | 26000 | 76.02% | 2.06 | 0 | 11.7 |  |  |  |  | R-454B | 2.8333 | Residential & Commercial | USHP | Ducted CEE Tier 1
215933228 | Central HP <5.4 tons | ARCOAIRE | HRCU-A-CB (Split System: Heat Pump with Remote Outdoor Unit-Air-Source) | H5H3V36*K*AAA* |  |  | ESH5X36M12A*+WALLCON | *96CTN0401410B* | 31800 | 17 | 9 | 34000 | 26200 | 77.06% | 1.94 | 0 | 10.5 |  |  |  |  | R-454B | 2.65 | Residential & Commercial | USHP | Ducted CEE Tier 1
215932828 | Central HP <5.4 tons | ARCOAIRE | HRCU-A-CB (Split System: Heat Pump with Remote Outdoor Unit-Air-Source) | H5H3V36*K*AAA* |  |  | EA*5X61M21A*+WALLCON | *96CTN0801714B* | 34200 | 20 | 9 | 34600 | 26400 | 76.3% | 1.94 | 0 | 11.5 |  |  |  |  | R-454B | 2.85 | Residential & Commercial | USHP | Ducted CEE Tier 1
215932948 | Central HP <5.4 tons | ARCOAIRE | HRCU-A-CB (Split System: Heat Pump with Remote Outdoor Unit-Air-Source) | H5H3V36*K*AAA* |  |  | EA*5X61M24A*+WALLCON | *96CTN1002122B* | 34400 | 20.5 | 9.5 | 34200 | 26000 | 76.02% | 2.08 | 0 | 12 |  |  |  |  | R-454B | 2.8667 | Residential & Commercial | USHP | Ducted CEE Tier 1
216734251 | Central HP <5.4 tons | ARCOAIRE | HRCU-A-CB (Split System: Heat Pump with Remote Outdoor Unit-Air-Source) | D5CUHAH24AAK |  |  | EA*5X30M17A* | *96VTN0401712B* | 22000 | 15.5 | 8.1 | 20800 | 18800 | 90.38% | 1.9 | 0 | 10.5 |  |  |  |  | R-454B | 1.8333 | Residential & Commercial | USHP | Ducted CEE Tier 1
216734803 | Central HP <5.4 tons | ARCOAIRE | HRCU-A-CB (Split System: Heat Pump with Remote Outdoor Unit-Air-Source) | D5CUHAH24AAK |  |  | EA*5X36M17A* | *96VTN0601412B* | 22200 | 16 | 8.1 | 20800 | 18700 | 89.9% | 1.85 | 0 | 10.5 |  |  |  |  | R-454B | 1.85 | Residential & Commercial | USHP | Ducted CEE Tier 1
216734401 | Central HP <5.4 tons | ARCOAIRE | HRCU-A-CB (Split System: Heat Pump with Remote Outdoor Unit-Air-Source) | D5CUHAH24AAK |  |  | EA*5X36M17A* | *80MS(N,L)0701716A* | 22400 | 16 | 8.1 | 20800 | 18700 | 89.9% | 1.9 | 0 | 11 |  |  |  |  | R-454B | 1.8667 | Residential & Commercial | USHP | Ducted CEE Tier 1
216736107 | Central HP <5.4 tons | ARCOAIRE | HRCU-A-CB (Split System: Heat Pump with Remote Outdoor Unit-Air-Source) | D5CUHAH24AAK |  |  | EA*5X37M21A* | OMV098J12* | 23200 | 15.2 | 8.5 | 20600 | 18500 | 89.81% | 1.98 | 0 | 11 |  |  |  |  | R-454B | 1.9333 | Residential & Commercial | USHP | Ducted CEE Tier 1
216736164 | Central HP <5.4 tons | ARCOAIRE | HRCU-A-CB (Split System: Heat Pump with Remote Outdoor Unit-Air-Source) | D5CUHAH24AAK |  |  | ESH5X24M12A* | *80MS(N,L)0701712A* | 22200 | 15.2 | 8.1 | 21000 | 18900 | 90% | 1.9 | 0 | 10.5 |  |  |  |  | R-454B | 1.85 | Residential & Commercial | USHP | Ducted CEE Tier 1
216736298 | Central HP <5.4 tons | ARCOAIRE | HRCU-A-CB (Split System: Heat Pump with Remote Outdoor Unit-Air-Source) | D5CUHAH24AAK |  |  | ESH5X24M12A* | *80VSL0901716B* | 22200 | 15.2 | 8.1 | 21000 | 19000 | 90.48% | 1.9 | 0 | 10.5 |  |  |  |  | R-454B | 1.85 | Residential & Commercial | USHP | Ducted CEE Tier 1
206136111 | Central HP <5.4 tons | KEEPRITE | HRCU-A-CB (Split System: Heat Pump with Remote Outdoor Unit-Air-Source) | CVH837GKA** |  |  | EA*4X42L21A*+WALLCON | *95CSU1002122A* | 31800 | 17.5 | 8.1 | 33000 | 24400 | 73.94% | 1.9 | 11.5 | 11 |  |  |  |  | R-410A | 2.65 | Residential & Commercial | USHP | Ducted CEE Tier 1
215931838 | Central HP <5.4 tons | ARCOAIRE | HRCU-A-CB (Split System: Heat Pump with Remote Outdoor Unit-Air-Source) | H5H3V60*K*AAA* |  |  | ESH5X60M12A*+WALLCON | *80CTL1102120B* | 56500 | 18 | 8.1 | 61000 | 46000 | 75.41% | 2 | 0 | 11.5 |  |  |  |  | R-454B | 4.7083 | Residential & Commercial | USHP | Ducted CEE Tier 1
211712693 | Central HP <5.4 tons | KEEPRITE | HRCU-A-CB (Split System: Heat Pump with Remote Outdoor Unit-Air-Source) | DLCURAH30ABK |  |  | EA*4X42L24A* | *80VSL1102422A* | 30000 | 15.2 | 8.1 | 33800 | 27200 | 80.47% | 1.8 | 0 | 9 |  |  |  |  | R-410A | 2.5 | Residential & Commercial | USHP
211712876 | Central HP <5.4 tons | KEEPRITE | HRCU-A-CB (Split System: Heat Pump with Remote Outdoor Unit-Air-Source) | DLCURAH30ABK |  |  | EA*4X42L24A* | *80ES(N,L)1102420A* | 30000 | 15.2 | 8.1 | 33800 | 27200 | 80.47% | 1.8 | 0 | 9 |  |  |  |  | R-410A | 2.5 | Residential & Commercial | USHP
214303510 | Central HP <5.4 tons | ECOER | HRCU-A-CB (Split System: Heat Pump with Remote Outdoor Unit-Air-Source) | EODA19H-4860A |  |  | EAHATN-48B | 0 | 47000 | 19 | 9.5 | 48000 | 34400 | 71.67% | 2.1 | 0 | 12.5 |  |  |  |  | R-410A | 3.9167 | Residential & Commercial | USHP | Ducted CEE Tier 1
211713045 | Central HP <5.4 tons | KEEPRITE | HRCU-A-CB (Split System: Heat Pump with Remote Outdoor Unit-Air-Source) | DLCURAH30ABK |  |  | EA*4X43L21A* | *96VTN1002122A* | 30600 | 15.2 | 8.1 | 33000 | 26000 | 78.79% | 1.84 | 0 | 9 |  |  |  |  | R-410A | 2.55 | Residential & Commercial | USHP
215931938 | Central HP <5.4 tons | ARCOAIRE | HRCU-A-CB (Split System: Heat Pump with Remote Outdoor Unit-Air-Source) | H5H3V36*K*AAA* |  |  | EA*5X24M17A*+WALLCON | *97CMN0601714B* | 31400 | 18.5 | 9.5 | 35000 | 27000 | 77.14% | 1.98 | 0 | 10 |  |  |  |  | R-454B | 2.6167 | Residential & Commercial | USHP | Ducted CEE Tier 1
216779047 | Central HP <5.4 tons | BRYANT HEATING AND COOLING SYSTEMS | HRCU-A-CB (Split System: Heat Pump with Remote Outdoor Unit-Air-Source) | 38MURAQ30AB3* | ADP |  | H,PG1K936 | 927TA60080V21*** | 33600 | 17 | 10.5 | 36400 | 37600 | 103.3% | 2.24 | 0 | 10.5 |  |  |  |  | R-410A | 2.8 | Residential & Commercial | USHP | Ducted CEE Tier 1
215932088 | Central HP <5.4 tons | ARCOAIRE | HRCU-A-CB (Split System: Heat Pump with Remote Outdoor Unit-Air-Source) | H5H3V36*K*AAA* |  |  | EA*5X36M17A*+WALLCON | *97CMN0601714B* | 32000 | 19 | 9.5 | 34600 | 26600 | 76.88% | 2 | 0 | 10.5 |  |  |  |  | R-454B | 2.6667 | Residential & Commercial | USHP | Ducted CEE Tier 1
215932658 | Central HP <5.4 tons | ARCOAIRE | HRCU-A-CB (Split System: Heat Pump with Remote Outdoor Unit-Air-Source) | H5H3V36*K*AAA* |  |  | EA*5X61M21A*+WALLCON | *80CSU0401712A* | 34400 | 20.5 | 9 | 34600 | 26200 | 75.72% | 1.94 | 0 | 11.7 |  |  |  |  | R-454B | 2.8667 | Residential & Commercial | USHP | Ducted CEE Tier 1
215932808 | Central HP <5.4 tons | ARCOAIRE | HRCU-A-CB (Split System: Heat Pump with Remote Outdoor Unit-Air-Source) | H5H3V36*K*AAA* |  |  | EA*5X61M21A*+WALLCON | *97CMN1002122B* | 34400 | 20.5 | 9.5 | 34200 | 26000 | 76.02% | 2.06 | 0 | 12 |  |  |  |  | R-454B | 2.8667 | Residential & Commercial | USHP | Ducted CEE Tier 1
215933678 | Central HP <5.4 tons | ARCOAIRE | HRCU-A-CB (Split System: Heat Pump with Remote Outdoor Unit-Air-Source) | H5H3V36*K*AAA* |  |  | ESH5X48M12A*+WALLCON | *97CMN1202422B* | 33800 | 19.5 | 9 | 35000 | 26600 | 76% | 1.92 | 0 | 11.5 |  |  |  |  | R-454B | 2.8167 | Residential & Commercial | USHP | Ducted CEE Tier 1
215933328 | Central HP <5.4 tons | ARCOAIRE | HRCU-A-CB (Split System: Heat Pump with Remote Outdoor Unit-Air-Source) | H5H3V36*K*AAA* |  |  | ESH5X42M12A*+WALLCON | *80CTL0702120B* | 33600 | 19 | 9 | 34800 | 26600 | 76.44% | 1.92 | 0 | 11 |  |  |  |  | R-454B | 2.8 | Residential & Commercial | USHP | Ducted CEE Tier 1
215936428 | Central HP <5.4 tons | ARCOAIRE | HRCU-A-CB (Split System: Heat Pump with Remote Outdoor Unit-Air-Source) | H5H3V36*K*AAA* |  |  | EVD5X49M24A*+WALLCON | *80CSU1002120A* | 35400 | 21.5 | 8.5 | 38500 | 28600 | 74.29% | 2.04 | 0 | 12 |  |  |  |  | R-454B | 2.95 | Residential & Commercial | USHP | Ducted CEE Tier 1
212552637 | Central HP <5.4 tons | DAY & NIGHT | HRCU-A-CB (Split System: Heat Pump with Remote Outdoor Unit-Air-Source) | CVH848GKA** | ADP |  | V,G60H210P299 | *95CSU0802120A* | 46000 | 17 | 8.5 | 44000 | 34600 | 78.64% | 2 | 0 | 10 |  |  |  |  | R-410A | 3.8333 | Residential & Commercial | USHP | Ducted CEE Tier 1
212552655 | Central HP <5.4 tons | DAY & NIGHT | HRCU-A-CB (Split System: Heat Pump with Remote Outdoor Unit-Air-Source) | CVH848GKA** | ADP |  | FG84960 | *95CSU1002122A* | 45500 | 17 | 8.5 | 44000 | 34400 | 78.18% | 2 | 0 | 10.5 |  |  |  |  | R-410A | 3.7917 | Residential & Commercial | USHP | Ducted CEE Tier 1
212985289 | Central HP <5.4 tons | PAYNE HEATING AND COOLING | HRCU-A-CB (Split System: Heat Pump with Remote Outdoor Unit-Air-Source) | 38MURAQ30AB3* |  |  | CAP**4224AL* | PG92MSAA60100C** | 30200 | 15.2 | 8.1 | 34200 | 27400 | 80.12% | 1.8 | 0 | 9 |  |  |  |  | R-410A | 2.5167 | Residential & Commercial | USHP
215932818 | Central HP <5.4 tons | ARCOAIRE | HRCU-A-CB (Split System: Heat Pump with Remote Outdoor Unit-Air-Source) | H5H3V36*K*AAA* |  |  | EA*5X61M21A*+WALLCON | *96CTN0601714B* | 34000 | 20 | 9.4 | 33800 | 25600 | 75.74% | 2.05 | 0 | 11 |  |  |  |  | R-454B | 2.8333 | Residential & Commercial | USHP | Ducted CEE Tier 1
215933418 | Central HP <5.4 tons | ARCOAIRE | HRCU-A-CB (Split System: Heat Pump with Remote Outdoor Unit-Air-Source) | H5H3V36*K*AAA* |  |  | ESH5X42M12A*+WALLCON | *97CMN0801714B* | 33400 | 18.5 | 9 | 35400 | 27000 | 76.27% | 1.92 | 0 | 11 |  |  |  |  | R-454B | 2.7833 | Residential & Commercial | USHP | Ducted CEE Tier 1
215933068 | Central HP <5.4 tons | ARCOAIRE | HRCU-A-CB (Split System: Heat Pump with Remote Outdoor Unit-Air-Source) | H5H3V36*K*AAA* |  |  | ESH5X36M12A*+WALLCON | *80CTL0701412B* | 33000 | 18.5 | 9 | 35400 | 27200 | 76.84% | 1.9 | 0 | 10.5 |  |  |  |  | R-454B | 2.75 | Residential & Commercial | USHP | Ducted CEE Tier 1
215933888 | Central HP <5.4 tons | ARCOAIRE | HRCU-A-CB (Split System: Heat Pump with Remote Outdoor Unit-Air-Source) | H5H3V36*K*AAA* |  |  | ESH5X60M12A*+WALLCON | *97CMN0802120B* | 34200 | 19.5 | 9 | 34400 | 26000 | 75.58% | 1.94 | 0 | 11.7 |  |  |  |  | R-454B | 2.85 | Residential & Commercial | USHP | Ducted CEE Tier 1
215933938 | Central HP <5.4 tons | ARCOAIRE | HRCU-A-CB (Split System: Heat Pump with Remote Outdoor Unit-Air-Source) | H5H3V36*K*AAA* |  |  | ESH5X60M12A*+WALLCON | *96CTN1002122B* | 34200 | 19.5 | 9 | 34200 | 26000 | 76.02% | 1.94 | 0 | 11.7 |  |  |  |  | R-454B | 2.85 | Residential & Commercial | USHP | Ducted CEE Tier 1
215933968 | Central HP <5.4 tons | ARCOAIRE | HRCU-A-CB (Split System: Heat Pump with Remote Outdoor Unit-Air-Source) | H5H3V36*K*AAA* |  |  | FCMA5B60L0D*+WALLCON | 0 | 35000 | 22 | 9.5 | 33400 | 25200 | 75.45% | 2.08 | 0 | 13 |  |  |  |  | R-454B | 2.9167 | Residential & Commercial | USHP | Ducted CEE Tier 1
215935088 | Central HP <5.4 tons | ARCOAIRE | HRCU-A-CB (Split System: Heat Pump with Remote Outdoor Unit-Air-Source) | H5H3V36*K*AAA* |  |  | EVM5X49M21A*+WALLCON | *97CMN0602120B* | 35400 | 21 | 8.5 | 38500 | 29000 | 75.32% | 2.02 | 0 | 12 |  |  |  |  | R-454B | 2.95 | Residential & Commercial | USHP | Ducted CEE Tier 1
213076555 | Central HP <5.4 tons | ARCOAIRE | HRCU-A-CB (Split System: Heat Pump with Remote Outdoor Unit-Air-Source) | DLCURAH36ABK |  |  | END4X42L17** | *80VTL0701716B* | 35400 | 16 | 8.1 | 38500 | 35000 | 90.91% | 1.94 | 0 | 10 |  |  |  |  | R-410A | 2.95 | Residential & Commercial | USHP | Ducted CEE Tier 1
215933248 | Central HP <5.4 tons | ARCOAIRE | HRCU-A-CB (Split System: Heat Pump with Remote Outdoor Unit-Air-Source) | H5H3V36*K*AAA* |  |  | ESH5X36M12A*+WALLCON | *96CTN0801714B* | 33000 | 18.5 | 9 | 35200 | 27000 | 76.7% | 1.92 | 0 | 11 |  |  |  |  | R-454B | 2.75 | Residential & Commercial | USHP | Ducted CEE Tier 1
215933078 | Central HP <5.4 tons | ARCOAIRE | HRCU-A-CB (Split System: Heat Pump with Remote Outdoor Unit-Air-Source) | H5H3V36*K*AAA* |  |  | ESH5X36M12A*+WALLCON | *80CTL0701716B* | 33200 | 18.5 | 9 | 35200 | 27000 | 76.7% | 1.92 | 0 | 11 |  |  |  |  | R-454B | 2.7667 | Residential & Commercial | USHP | Ducted CEE Tier 1
215933848 | Central HP <5.4 tons | ARCOAIRE | HRCU-A-CB (Split System: Heat Pump with Remote Outdoor Unit-Air-Source) | H5H3V36*K*AAA* |  |  | ESH5X60M12A*+WALLCON | *95CSU1002122B* | 34200 | 19.5 | 9 | 34200 | 25800 | 75.44% | 1.96 | 0 | 11.7 |  |  |  |  | R-454B | 2.85 | Residential & Commercial | USHP | Ducted CEE Tier 1
215933548 | Central HP <5.4 tons | ARCOAIRE | HRCU-A-CB (Split System: Heat Pump with Remote Outdoor Unit-Air-Source) | H5H3V36*K*AAA* |  |  | ESH5X48M12A*+WALLCON | *80CTL0701412B* | 33600 | 19 | 9 | 35200 | 27000 | 76.7% | 1.9 | 0 | 11 |  |  |  |  | R-454B | 2.8 | Residential & Commercial | USHP | Ducted CEE Tier 1
215932878 | Central HP <5.4 tons | ARCOAIRE | HRCU-A-CB (Split System: Heat Pump with Remote Outdoor Unit-Air-Source) | H5H3V36*K*AAA* |  |  | EA*5X61M24A*+WALLCON | *80CTL1352422B* | 34600 | 20.5 | 9.5 | 34200 | 25800 | 75.44% | 2.06 | 0 | 12 |  |  |  |  | R-454B | 2.8833 | Residential & Commercial | USHP | Ducted CEE Tier 1
216675750 | Central HP <5.4 tons | PAYNE HEATING AND COOLING | HRCU-A-CB (Split System: Heat Pump with Remote Outdoor Unit-Air-Source) | 37MURAQ24AA3 |  |  | CAA**3721AM* | PG80MS(A,L)A42045B** | 24400 | 15.2 | 8.5 | 23000 | 19000 | 82.61% | 1.96 | 0 | 10 |  |  |  |  | R-454B | 2.0333 | Residential & Commercial | USHP | Ducted CEE Tier 1
213780849 | Central HP <5.4 tons | ARCOAIRE | HRCU-A-CB (Split System: Heat Pump with Remote Outdoor Unit-Air-Source) | HVH837GKA2* |  |  | EA*4X37L21A*+WALLCON | *80CTL0451712B* | 32600 | 16.5 | 8.1 | 33200 | 25400 | 76.51% | 1.94 | 0 | 10.5 |  |  |  |  | R-410A | 2.7167 | Residential & Commercial | USHP | Ducted CEE Tier 1
212976745 | Central HP <5.4 tons | ARCOAIRE | HRCU-A-CB (Split System: Heat Pump with Remote Outdoor Unit-Air-Source) | DLCURAH30ABK |  |  | EA*4X42L24A* | *96VTN1002120B* | 30200 | 15.2 | 8.1 | 34200 | 27400 | 80.12% | 1.8 | 0 | 9 |  |  |  |  | R-410A | 2.5167 | Residential & Commercial | USHP
213249232 | Central HP <5.4 tons | DIRECT AIR | HRCU-A-C (Split System: Heat Pump with Remote Outdoor Unit with No Indoor Fan --Air Source) | DIRM-30MAGICPRO20-OU | ADP |  | HG33936+TD | 0 | 29400 | 15.2 | 9.35 | 31200 | 26600 | 85.26% | 1.8 | 0 | 10 |  |  |  |  | R-410A | 2.45 | Residential & Commercial | USHP | Ducted CEE Tier 1
212897484 | Central HP <5.4 tons | DIRECT AIR | HRCU-A-C (Split System: Heat Pump with Remote Outdoor Unit with No Indoor Fan --Air Source) | DIRM-36MAGICPRO20-OU | ADP |  | HG8J936+TD | 0 | 34600 | 15.2 | 9.8 | 37400 | 31600 | 84.49% | 1.96 | 0 | 9.5 |  |  |  |  | R-410A | 2.8833 | Residential & Commercial | USHP
213075938 | Central HP <5.4 tons | ARCOAIRE | HRCU-A-CB (Split System: Heat Pump with Remote Outdoor Unit-Air-Source) | DLCURAH36ABK |  |  | EA*4X48L21A* | *95MSU1002120A* | 36000 | 16 | 8.5 | 38000 | 34800 | 91.58% | 2.04 | 0 | 10 |  |  |  |  | R-410A | 3 | Residential & Commercial | USHP | Ducted CEE Tier 1
213079849 | Central HP <5.4 tons | ARCOAIRE | HRCU-A-CB (Split System: Heat Pump with Remote Outdoor Unit-Air-Source) | DLCURAH36ABK |  |  | EA*4X37L21A* | *92MSN1002122A* | 36200 | 16.5 | 8.5 | 38000 | 34800 | 91.58% | 2.04 | 0 | 10 |  |  |  |  | R-410A | 3.0167 | Residential & Commercial | USHP | Ducted CEE Tier 1
213079499 | Central HP <5.4 tons | ARCOAIRE | HRCU-A-CB (Split System: Heat Pump with Remote Outdoor Unit-Air-Source) | DLCURAH36ABK |  |  | EN(A,D,W)4X48L21** | *92MSN0601714A* | 35800 | 16 | 8.1 | 38500 | 35000 | 90.91% | 2 | 0 | 10 |  |  |  |  | R-410A | 2.9833 | Residential & Commercial | USHP | Ducted CEE Tier 1
213079663 | Central HP <5.4 tons | ARCOAIRE | HRCU-A-CB (Split System: Heat Pump with Remote Outdoor Unit-Air-Source) | DLCURAH36ABK |  |  | EA*4X42L21A* | *92MSN0802120A* | 35200 | 16.5 | 8.1 | 38500 | 35000 | 90.91% | 1.88 | 0 | 10 |  |  |  |  | R-410A | 2.9333 | Residential & Commercial | USHP | Ducted CEE Tier 1
213079713 | Central HP <5.4 tons | ARCOAIRE | HRCU-A-CB (Split System: Heat Pump with Remote Outdoor Unit-Air-Source) | DLCURAH36ABK |  |  | EN(A,D,W)4X48L21** | *92MSN0802120A* | 35800 | 16.5 | 8.1 | 38500 | 34800 | 90.39% | 2 | 0 | 10 |  |  |  |  | R-410A | 2.9833 | Residential & Commercial | USHP | Ducted CEE Tier 1
213078929 | Central HP <5.4 tons | ARCOAIRE | HRCU-A-CB (Split System: Heat Pump with Remote Outdoor Unit-Air-Source) | DLCURAH36ABK |  |  | EN(A,D,W)4X42L21** | *80MSU1002120A* | 35400 | 15.5 | 8.5 | 38500 | 35200 | 91.43% | 1.88 | 0 | 10 |  |  |  |  | R-410A | 2.95 | Residential & Commercial | USHP | Ducted CEE Tier 1
213079013 | Central HP <5.4 tons | ARCOAIRE | HRCU-A-CB (Split System: Heat Pump with Remote Outdoor Unit-Air-Source) | DLCURAH36ABK |  |  | EA*4X43L21A* | *80MSU0401712A* | 36600 | 16 | 8.5 | 38500 | 34800 | 90.39% | 2.08 | 0 | 10 |  |  |  |  | R-410A | 3.05 | Residential & Commercial | USHP | Ducted CEE Tier 1
215934788 | Central HP <5.4 tons | ARCOAIRE | HRCU-A-CB (Split System: Heat Pump with Remote Outdoor Unit-Air-Source) | H5H3V36*K*AAA* |  |  | EVM5X44M21A*+WALLCON | *80CSU0601716A* | 35600 | 22 | 8.5 | 38000 | 28600 | 75.26% | 2.02 | 0 | 12 |  |  |  |  | R-454B | 2.9667 | Residential & Commercial | USHP | Ducted CEE Tier 1
215934988 | Central HP <5.4 tons | ARCOAIRE | HRCU-A-CB (Split System: Heat Pump with Remote Outdoor Unit-Air-Source) | H5H3V36*K*AAA* |  |  | EVM5X49M21A*+WALLCON | *80CSU1002120A* | 35600 | 21.5 | 8.5 | 38000 | 28800 | 75.79% | 2.02 | 0 | 12 |  |  |  |  | R-454B | 2.9667 | Residential & Commercial | USHP | Ducted CEE Tier 1
215942544 | Central HP <5.4 tons | ARCOAIRE | HRCU-A-CB (Split System: Heat Pump with Remote Outdoor Unit-Air-Source) | H5H3V36*K*AAA* |  |  | EVD5X61M21A*+WALLCON | *96CTN1002122B* | 36000 | 22 | 8.5 | 37400 | 28200 | 75.4% | 2.04 | 0 | 12.5 |  |  |  |  | R-454B | 3 | Residential & Commercial | USHP | Ducted CEE Tier 1
215942394 | Central HP <5.4 tons | ARCOAIRE | HRCU-A-CB (Split System: Heat Pump with Remote Outdoor Unit-Air-Source) | H5H3V36*K*AAA* |  |  | EVM5X49M21A*+WALLCON | *96CTN0601714B* | 35200 | 21 | 8.5 | 37400 | 28000 | 74.87% | 2.06 | 0 | 11.7 |  |  |  |  | R-454B | 2.9333 | Residential & Commercial | USHP | Ducted CEE Tier 1
216733277 | Central HP <5.4 tons | ARCOAIRE | HRCU-A-CB (Split System: Heat Pump with Remote Outdoor Unit-Air-Source) | D5CUHAH24AAK |  |  | EA*5X25M17A* | *80CTL0451712B* | 23000 | 16 | 8.5 | 20800 | 18500 | 88.94% | 1.98 | 0 | 11 |  |  |  |  | R-454B | 1.9167 | Residential & Commercial | USHP | Ducted CEE Tier 1
216732609 | Central HP <5.4 tons | ARCOAIRE | HRCU-A-CB (Split System: Heat Pump with Remote Outdoor Unit-Air-Source) | D5CUHAH24AAK |  |  | EA*5X24M14A* | *96VSN0601412B* | 21800 | 15.5 | 8.5 | 21000 | 19100 | 90.95% | 1.96 | 0 | 10.5 |  |  |  |  | R-454B | 1.8167 | Residential & Commercial | USHP | Ducted CEE Tier 1
216732941 | Central HP <5.4 tons | ARCOAIRE | HRCU-A-CB (Split System: Heat Pump with Remote Outdoor Unit-Air-Source) | D5CUHAH24AAK |  |  | EA*5X24M17A* | *96MSN0801716A* | 22200 | 15.5 | 8.5 | 21200 | 19200 | 90.57% | 1.96 | 0 | 10.5 |  |  |  |  | R-454B | 1.85 | Residential & Commercial | USHP | Ducted CEE Tier 1
216733827 | Central HP <5.4 tons | ARCOAIRE | HRCU-A-CB (Split System: Heat Pump with Remote Outdoor Unit-Air-Source) | D5CUHAH24AAK |  |  | EA*5X30M17A* | *80MS(N,L)0451412A* | 22400 | 16 | 8.1 | 20800 | 18800 | 90.38% | 1.9 | 0 | 10.5 |  |  |  |  | R-454B | 1.8667 | Residential & Commercial | USHP | Ducted CEE Tier 1
216733609 | Central HP <5.4 tons | ARCOAIRE | HRCU-A-CB (Split System: Heat Pump with Remote Outdoor Unit-Air-Source) | D5CUHAH24AAK |  |  | EA*5X25M17A* | *97VTN0601716A* | 23000 | 16.5 | 8.5 | 20600 | 18400 | 89.32% | 1.98 | 0 | 11 |  |  |  |  | R-454B | 1.9167 | Residential & Commercial | USHP | Ducted CEE Tier 1
216734113 | Central HP <5.4 tons | ARCOAIRE | HRCU-A-CB (Split System: Heat Pump with Remote Outdoor Unit-Air-Source) | D5CUHAH24AAK |  |  | EA*5X30M17A* | *96MSN0601412A* | 22200 | 15.5 | 8.1 | 21000 | 18800 | 89.52% | 1.85 | 0 | 10.5 |  |  |  |  | R-454B | 1.85 | Residential & Commercial | USHP | Ducted CEE Tier 1
215938298 | Central HP <5.4 tons | ARCOAIRE | HRCU-A-CB (Split System: Heat Pump with Remote Outdoor Unit-Air-Source) | H5H3V48*K*AAA* |  |  | EVD5X60M24A*+WALLCON | *80CTL0902120B* | 45500 | 21 | 8.1 | 52500 | 38000 | 72.38% | 1.95 | 0 | 11.5 |  |  |  |  | R-454B | 3.7917 | Residential & Commercial | USHP | Ducted CEE Tier 1
215937028 | Central HP <5.4 tons | ARCOAIRE | HRCU-A-CB (Split System: Heat Pump with Remote Outdoor Unit-Air-Source) | H5H3V48*K*AAA* |  |  | EVM5X48M21A*+WALLCON | *80CTL1102120B* | 44500 | 20 | 8.1 | 52000 | 38000 | 73.08% | 1.9 | 0 | 11 |  |  |  |  | R-454B | 3.7083 | Residential & Commercial | USHP | Ducted CEE Tier 1
215934248 | Central HP <5.4 tons | ARCOAIRE | HRCU-A-CB (Split System: Heat Pump with Remote Outdoor Unit-Air-Source) | H5H3V48*K*AAA* |  |  | EA*5X61M21A*+WALLCON | *97CMN0801714B* | 44500 | 20.5 | 9.5 | 49000 | 36600 | 74.69% | 2 | 0 | 11 |  |  |  |  | R-454B | 3.7083 | Residential & Commercial | USHP | Ducted CEE Tier 1
215931499 | Central HP <5.4 tons | ARCOAIRE | HRCU-A-CB (Split System: Heat Pump with Remote Outdoor Unit-Air-Source) | H5H3V36*K*AAA* |  |  | FCMA5B48L0C*+WALLCON | 0 | 34400 | 21.5 | 9.5 | 34200 | 25800 | 75.44% | 2.06 | 0 | 12.5 |  |  |  |  | R-454B | 2.8667 | Residential & Commercial | USHP | Ducted CEE Tier 1
215932978 | Central HP <5.4 tons | ARCOAIRE | HRCU-A-CB (Split System: Heat Pump with Remote Outdoor Unit-Air-Source) | H5H3V36*K*AAA* |  |  | ESH5X24M12A*+WALLCON | *96CTN0401410B* | 31200 | 16 | 9 | 34800 | 26600 | 76.44% | 1.92 | 0 | 10 |  |  |  |  | R-454B | 2.6 | Residential & Commercial | USHP | Ducted CEE Tier 1
216683195 | Central HP <5.4 tons | PAYNE HEATING AND COOLING | HRCU-A-CB (Split System: Heat Pump with Remote Outdoor Unit-Air-Source) | 38MURAQ36AB3* |  |  | CSPH*3612AL* | PG97VTAA66120D** | 35600 | 15.5 | 8.5 | 38500 | 34600 | 89.87% | 1.78 | 0 | 9.8 |  |  |  |  | R-410A | 2.9667 | Residential & Commercial | USHP
215932228 | Central HP <5.4 tons | ARCOAIRE | HRCU-A-CB (Split System: Heat Pump with Remote Outdoor Unit-Air-Source) | H5H3V36*K*AAA* |  |  | EA*5X42M21A*+WALLCON | *80CTL0701716B* | 32600 | 19.5 | 9.5 | 35200 | 27000 | 76.7% | 2 | 0 | 11 |  |  |  |  | R-454B | 2.7167 | Residential & Commercial | USHP | Ducted CEE Tier 1
215933098 | Central HP <5.4 tons | ARCOAIRE | HRCU-A-CB (Split System: Heat Pump with Remote Outdoor Unit-Air-Source) | H5H3V36*K*AAA* |  |  | ESH5X36M12A*+WALLCON | *80CTL0901716B* | 33200 | 19 | 9 | 35000 | 26800 | 76.57% | 1.92 | 0 | 11 |  |  |  |  | R-454B | 2.7667 | Residential & Commercial | USHP | Ducted CEE Tier 1
215933128 | Central HP <5.4 tons | ARCOAIRE | HRCU-A-CB (Split System: Heat Pump with Remote Outdoor Unit-Air-Source) | H5H3V36*K*AAA* |  |  | ESH5X36M12A*+WALLCON | *80CTL1352422B* | 33400 | 19 | 9 | 34800 | 26600 | 76.44% | 1.92 | 0 | 11.5 |  |  |  |  | R-454B | 2.7833 | Residential & Commercial | USHP | Ducted CEE Tier 1
215933198 | Central HP <5.4 tons | ARCOAIRE | HRCU-A-CB (Split System: Heat Pump with Remote Outdoor Unit-Air-Source) | H5H3V36*K*AAA* |  |  | ESH5X36M12A*+WALLCON | *97CMN0802120B* | 33200 | 19 | 9 | 34800 | 26800 | 77.01% | 1.92 | 0 | 11 |  |  |  |  | R-454B | 2.7667 | Residential & Commercial | USHP | Ducted CEE Tier 1
215933298 | Central HP <5.4 tons | ARCOAIRE | HRCU-A-CB (Split System: Heat Pump with Remote Outdoor Unit-Air-Source) | H5H3V36*K*AAA* |  |  | ESH5X42M12A*+WALLCON | *80CTL0451712B* | 33200 | 18.5 | 9 | 35600 | 27400 | 76.97% | 1.9 | 0 | 10.5 |  |  |  |  | R-454B | 2.7667 | Residential & Commercial | USHP | Ducted CEE Tier 1
215933648 | Central HP <5.4 tons | ARCOAIRE | HRCU-A-CB (Split System: Heat Pump with Remote Outdoor Unit-Air-Source) | H5H3V36*K*AAA* |  |  | ESH5X48M12A*+WALLCON | *97CMN0602120B* | 33600 | 19 | 9 | 35200 | 27000 | 76.7% | 1.92 | 0 | 11 |  |  |  |  | R-454B | 2.8 | Residential & Commercial | USHP | Ducted CEE Tier 1
215933598 | Central HP <5.4 tons | ARCOAIRE | HRCU-A-CB (Split System: Heat Pump with Remote Outdoor Unit-Air-Source) | H5H3V36*K*AAA* |  |  | ESH5X48M12A*+WALLCON | *80CTL1352422B* | 33800 | 19.5 | 9 | 34600 | 26400 | 76.3% | 1.94 | 0 | 11.7 |  |  |  |  | R-454B | 2.8167 | Residential & Commercial | USHP | Ducted CEE Tier 1
215932098 | Central HP <5.4 tons | ARCOAIRE | HRCU-A-CB (Split System: Heat Pump with Remote Outdoor Unit-Air-Source) | H5H3V36*K*AAA* |  |  | EA*5X36M17A*+WALLCON | *97CMN0801714B* | 32000 | 19 | 9.5 | 35600 | 27400 | 76.97% | 1.98 | 0 | 10.5 |  |  |  |  | R-454B | 2.6667 | Residential & Commercial | USHP | Ducted CEE Tier 1
215934238 | Central HP <5.4 tons | ARCOAIRE | HRCU-A-CB (Split System: Heat Pump with Remote Outdoor Unit-Air-Source) | H5H3V48*K*AAA* |  |  | EA*5X61M21A*+WALLCON | *97CMN0602120B* | 44500 | 20.5 | 9.4 | 49000 | 37400 | 76.33% | 2 | 0 | 10 |  |  |  |  | R-454B | 3.7083 | Residential & Commercial | USHP | Ducted CEE Tier 1
215934018 | Central HP <5.4 tons | ARCOAIRE | HRCU-A-CB (Split System: Heat Pump with Remote Outdoor Unit-Air-Source) | H5H3V48*K*AAA* |  |  | EA*5X48M21A*+WALLCON | *80CTL1102120B* | 44000 | 21 | 9.5 | 48000 | 36400 | 75.83% | 1.92 | 0 | 11 |  |  |  |  | R-454B | 3.6667 | Residential & Commercial | USHP | Ducted CEE Tier 1
215934088 | Central HP <5.4 tons | ARCOAIRE | HRCU-A-CB (Split System: Heat Pump with Remote Outdoor Unit-Air-Source) | H5H3V48*K*AAA* |  |  | EA*5X60M24A*+WALLCON | *80CSU1002120A* | 44500 | 21 | 9.5 | 48500 | 36400 | 75.05% | 2 | 0 | 11 |  |  |  |  | R-454B | 3.7083 | Residential & Commercial | USHP | Ducted CEE Tier 1
215931998 | Central HP <5.4 tons | ARCOAIRE | HRCU-A-CB (Split System: Heat Pump with Remote Outdoor Unit-Air-Source) | H5H3V36*K*AAA* |  |  | EA*5X30M14A*+WALLCON | *96CTN0401410B* | 30800 | 17 | 9 | 34400 | 26600 | 77.33% | 1.9 | 0 | 10 |  |  |  |  | R-454B | 2.5667 | Residential & Commercial | USHP | Ducted CEE Tier 1
215936868 | Central HP <5.4 tons | ARCOAIRE | HRCU-A-CB (Split System: Heat Pump with Remote Outdoor Unit-Air-Source) | H5H3V36*K*AAA* |  |  | EVD5X61M21A*+WALLCON | *80CTL0451712B* | 35400 | 21 | 8.5 | 38500 | 29000 | 75.32% | 2.02 | 0 | 11.7 |  |  |  |  | R-454B | 2.95 | Residential & Commercial | USHP | Ducted CEE Tier 1
213076665 | Central HP <5.4 tons | ARCOAIRE | HRCU-A-CB (Split System: Heat Pump with Remote Outdoor Unit-Air-Source) | DLCURAH36ABK |  |  | EA*4X42L24A* | *80VTL0902120B* | 35200 | 16 | 8.1 | 38500 | 35000 | 90.91% | 1.88 | 0 | 10 |  |  |  |  | R-410A | 2.9333 | Residential & Commercial | USHP | Ducted CEE Tier 1
213077466 | Central HP <5.4 tons | ARCOAIRE | HRCU-A-CB (Split System: Heat Pump with Remote Outdoor Unit-Air-Source) | DLCURAH36ABK |  |  | EN(A,D,W)4X48L21** | *96VTN0801716B* | 35600 | 16 | 8.1 | 38500 | 35000 | 90.91% | 1.98 | 0 | 10 |  |  |  |  | R-410A | 2.9667 | Residential & Commercial | USHP | Ducted CEE Tier 1
213077533 | Central HP <5.4 tons | ARCOAIRE | HRCU-A-CB (Split System: Heat Pump with Remote Outdoor Unit-Air-Source) | DLCURAH36ABK |  |  | EA*4X48L21A* | *96VTN0802120B* | 36200 | 16 | 8.5 | 38000 | 34800 | 91.58% | 2.04 | 0 | 10 |  |  |  |  | R-410A | 3.0167 | Residential & Commercial | USHP | Ducted CEE Tier 1
213077566 | Central HP <5.4 tons | ARCOAIRE | HRCU-A-CB (Split System: Heat Pump with Remote Outdoor Unit-Air-Source) | DLCURAH36ABK |  |  | EN(A,D,W)4X48L21** | *96VTN0802120B* | 35600 | 16.5 | 8.1 | 38500 | 34800 | 90.39% | 1.98 | 0 | 10 |  |  |  |  | R-410A | 2.9667 | Residential & Commercial | USHP | Ducted CEE Tier 1
216779056 | Central HP <5.4 tons | BRYANT HEATING AND COOLING SYSTEMS | HRCU-A-CB (Split System: Heat Pump with Remote Outdoor Unit-Air-Source) | 38MURAQ30AB3* | ADP |  | H,PG7J936 | 927TA60080V21*** | 33200 | 17 | 10.5 | 36800 | 38000 | 103.3% | 2.22 | 0 | 10.5 |  |  |  |  | R-410A | 2.7667 | Residential & Commercial | USHP | Ducted CEE Tier 1
216779058 | Central HP <5.4 tons | BRYANT HEATING AND COOLING SYSTEMS | HRCU-A-CB (Split System: Heat Pump with Remote Outdoor Unit-Air-Source) | 38MURAQ30AB3* | ADP |  | H,PG7J936 | 927TA66100V21*** | 33200 | 17 | 10.5 | 36400 | 38000 | 104.4% | 2.22 | 0 | 10.5 |  |  |  |  | R-410A | 2.7667 | Residential & Commercial | USHP | Ducted CEE Tier 1
216734371 | Central HP <5.4 tons | ARCOAIRE | HRCU-A-CB (Split System: Heat Pump with Remote Outdoor Unit-Air-Source) | D5CUHAH24AAK |  |  | EA*5X36M17A* | *80MS(N,L)0451714A* | 22200 | 15.5 | 8.1 | 20800 | 18700 | 89.9% | 1.85 | 0 | 10.5 |  |  |  |  | R-454B | 1.85 | Residential & Commercial | USHP | Ducted CEE Tier 1
216734422 | Central HP <5.4 tons | ARCOAIRE | HRCU-A-CB (Split System: Heat Pump with Remote Outdoor Unit-Air-Source) | D5CUHAH24AAK |  |  | EA*5X36M17A* | *80VSL0451412B* | 22200 | 16.5 | 8.5 | 20800 | 18700 | 89.9% | 1.94 | 0 | 10.5 |  |  |  |  | R-454B | 1.85 | Residential & Commercial | USHP | Ducted CEE Tier 1
216736795 | Central HP <5.4 tons | ARCOAIRE | HRCU-A-CB (Split System: Heat Pump with Remote Outdoor Unit-Air-Source) | D5CUHAH24AAK |  |  | ESH5X24M12A* | *96CTN0801714B* | 22200 | 15.2 | 8.1 | 21000 | 19000 | 90.48% | 1.85 | 0 | 10.5 |  |  |  |  | R-454B | 1.85 | Residential & Commercial | USHP | Ducted CEE Tier 1
216737195 | Central HP <5.4 tons | ARCOAIRE | HRCU-A-CB (Split System: Heat Pump with Remote Outdoor Unit-Air-Source) | D5CUHAH24AAK |  |  | ESH5X30M12A* | *80VSL1102122B* | 22800 | 15.2 | 8.1 | 21200 | 19000 | 89.62% | 1.85 | 0 | 10.5 |  |  |  |  | R-454B | 1.9 | Residential & Commercial | USHP | Ducted CEE Tier 1
216735708 | Central HP <5.4 tons | ARCOAIRE | HRCU-A-CB (Split System: Heat Pump with Remote Outdoor Unit-Air-Source) | D5CUHAH24AAK |  |  | EA*5X37M21A* | *97CMN0601714B* | 22800 | 16 | 8.5 | 20600 | 18400 | 89.32% | 1.98 | 0 | 11 |  |  |  |  | R-454B | 1.9 | Residential & Commercial | USHP | Ducted CEE Tier 1
216738157 | Central HP <5.4 tons | ARCOAIRE | HRCU-A-CB (Split System: Heat Pump with Remote Outdoor Unit-Air-Source) | D5CUHAH24AAK |  |  | ESH5X36M12A* | *80VSL0701716B* | 22600 | 16 | 8.1 | 20800 | 18400 | 88.46% | 1.85 | 0 | 11 |  |  |  |  | R-454B | 1.8833 | Residential & Commercial | USHP | Ducted CEE Tier 1
216737973 | Central HP <5.4 tons | ARCOAIRE | HRCU-A-CB (Split System: Heat Pump with Remote Outdoor Unit-Air-Source) | D5CUHAH24AAK |  |  | ESH5X36M12A* | *80CSU0601716A* | 23400 | 16.5 | 8.5 | 21200 | 18800 | 88.68% | 1.94 | 0 | 10.5 |  |  |  |  | R-454B | 1.95 | Residential & Commercial | USHP | Ducted CEE Tier 1
216738073 | Central HP <5.4 tons | ARCOAIRE | HRCU-A-CB (Split System: Heat Pump with Remote Outdoor Unit-Air-Source) | D5CUHAH24AAK |  |  | ESH5X36M12A* | *80MS(N,L)0902116A* | 22800 | 16 | 8.1 | 20800 | 18600 | 89.42% | 1.85 | 0 | 11 |  |  |  |  | R-454B | 1.9 | Residential & Commercial | USHP | Ducted CEE Tier 1
216738640 | Central HP <5.4 tons | ARCOAIRE | HRCU-A-CB (Split System: Heat Pump with Remote Outdoor Unit-Air-Source) | D5CUHAH24AAK |  |  | ESH5X36M12A* | *96VSN0601412B* | 22600 | 16 | 8.1 | 20800 | 18500 | 88.94% | 1.85 | 0 | 11 |  |  |  |  | R-454B | 1.8833 | Residential & Commercial | USHP | Ducted CEE Tier 1
213079097 | Central HP <5.4 tons | ARCOAIRE | HRCU-A-CB (Split System: Heat Pump with Remote Outdoor Unit-Air-Source) | DLCURAH36ABK |  |  | EA*4X37L21A* | *80MSU0601716A* | 36400 | 16.5 | 8.5 | 38000 | 34800 | 91.58% | 2.08 | 0 | 10 |  |  |  |  | R-410A | 3.0333 | Residential & Commercial | USHP | Ducted CEE Tier 1
213079181 | Central HP <5.4 tons | ARCOAIRE | HRCU-A-CB (Split System: Heat Pump with Remote Outdoor Unit-Air-Source) | DLCURAH36ABK |  |  | EN(A,D,W)4X48L21** | *80MSU0601716A* | 35800 | 16.5 | 8.1 | 38500 | 34800 | 90.39% | 2 | 0 | 10 |  |  |  |  | R-410A | 2.9833 | Residential & Commercial | USHP | Ducted CEE Tier 1
213077577 | Central HP <5.4 tons | ARCOAIRE | HRCU-A-CB (Split System: Heat Pump with Remote Outdoor Unit-Air-Source) | DLCURAH36ABK |  |  | EN(A,D)4X48L24** | *96VTN0802120B* | 35600 | 16.5 | 8.1 | 38500 | 34800 | 90.39% | 1.98 | 0 | 10 |  |  |  |  | R-410A | 2.9667 | Residential & Commercial | USHP | Ducted CEE Tier 1
213077258 | Central HP <5.4 tons | ARCOAIRE | HRCU-A-CB (Split System: Heat Pump with Remote Outdoor Unit-Air-Source) | DLCURAH36ABK |  |  | EN(A,D)4X48L24** | *96VSN1202422B* | 36000 | 16.5 | 8.1 | 38500 | 35000 | 90.91% | 2 | 0 | 10 |  |  |  |  | R-410A | 3 | Residential & Commercial | USHP | Ducted CEE Tier 1
213076755 | Central HP <5.4 tons | ARCOAIRE | HRCU-A-CB (Split System: Heat Pump with Remote Outdoor Unit-Air-Source) | DLCURAH36ABK |  |  | EA*4X42L21A* | *80VTL1102122B* | 35600 | 16 | 8.1 | 38500 | 35200 | 91.43% | 1.9 | 0 | 10 |  |  |  |  | R-410A | 2.9667 | Residential & Commercial | USHP | Ducted CEE Tier 1
213076839 | Central HP <5.4 tons | ARCOAIRE | HRCU-A-CB (Split System: Heat Pump with Remote Outdoor Unit-Air-Source) | DLCURAH36ABK |  |  | EN(A,D,W)4X48L21** | *80VTL1102122B* | 36400 | 16.5 | 8.1 | 38500 | 35000 | 90.91% | 2.02 | 0 | 10.5 |  |  |  |  | R-410A | 3.0333 | Residential & Commercial | USHP | Ducted CEE Tier 1
213077058 | Central HP <5.4 tons | ARCOAIRE | HRCU-A-CB (Split System: Heat Pump with Remote Outdoor Unit-Air-Source) | DLCURAH36ABK |  |  | EA*4X42L21A* | *96VSN0802120B* | 35600 | 16 | 8.1 | 38500 | 35200 | 91.43% | 1.9 | 0 | 10 |  |  |  |  | R-410A | 2.9667 | Residential & Commercial | USHP | Ducted CEE Tier 1
215932198 | Central HP <5.4 tons | ARCOAIRE | HRCU-A-CB (Split System: Heat Pump with Remote Outdoor Unit-Air-Source) | H5H3V36*K*AAA* |  |  | EA*5X42M21A*+WALLCON | *80CSU0601716A* | 32600 | 20 | 9.5 | 34800 | 26800 | 77.01% | 2 | 0 | 11 |  |  |  |  | R-454B | 2.7167 | Residential & Commercial | USHP | Ducted CEE Tier 1
215932398 | Central HP <5.4 tons | ARCOAIRE | HRCU-A-CB (Split System: Heat Pump with Remote Outdoor Unit-Air-Source) | H5H3V36*K*AAA* |  |  | EA*5X48M21A*+WALLCON | *80CSU1002120A* | 33400 | 20 | 9.5 | 34600 | 26400 | 76.3% | 2.04 | 0 | 11.5 |  |  |  |  | R-454B | 2.7833 | Residential & Commercial | USHP | Ducted CEE Tier 1
215932768 | Central HP <5.4 tons | ARCOAIRE | HRCU-A-CB (Split System: Heat Pump with Remote Outdoor Unit-Air-Source) | H5H3V36*K*AAA* |  |  | EA*5X61M21A*+WALLCON | *95CSU1002122B* | 34400 | 20.5 | 9.5 | 34200 | 26000 | 76.02% | 2.08 | 0 | 12 |  |  |  |  | R-454B | 2.8667 | Residential & Commercial | USHP | Ducted CEE Tier 1
215932798 | Central HP <5.4 tons | ARCOAIRE | HRCU-A-CB (Split System: Heat Pump with Remote Outdoor Unit-Air-Source) | H5H3V36*K*AAA* |  |  | EA*5X61M21A*+WALLCON | *97CMN0801714B* | 34200 | 20 | 9 | 35000 | 26600 | 76% | 1.94 | 0 | 11.5 |  |  |  |  | R-454B | 2.85 | Residential & Commercial | USHP | Ducted CEE Tier 1
215932918 | Central HP <5.4 tons | ARCOAIRE | HRCU-A-CB (Split System: Heat Pump with Remote Outdoor Unit-Air-Source) | H5H3V36*K*AAA* |  |  | EA*5X61M24A*+WALLCON | *97CMN0802120B* | 34400 | 20.5 | 9.5 | 34400 | 26000 | 75.58% | 2.06 | 0 | 12 |  |  |  |  | R-454B | 2.8667 | Residential & Commercial | USHP | Ducted CEE Tier 1
215941258 | Central HP <5.4 tons | ARCOAIRE | HRCU-A-CB (Split System: Heat Pump with Remote Outdoor Unit-Air-Source) | H5H3V48*K*AAA* |  |  | ESH5X60M12A*+WALLCON | *97CTN1202422A* | 45000 | 20.5 | 9 | 48500 | 36400 | 75.05% | 1.82 | 0 | 11 |  |  |  |  | R-454B | 3.75 | Residential & Commercial | USHP | Ducted CEE Tier 1
215940988 | Central HP <5.4 tons | ARCOAIRE | HRCU-A-CB (Split System: Heat Pump with Remote Outdoor Unit-Air-Source) | H5H3V48*K*AAA* |  |  | EA*5X48M21A*+WALLCON | *97CTN1002122A* | 43500 | 21 | 9.5 | 48000 | 36400 | 75.83% | 2 | 0 | 10.5 |  |  |  |  | R-454B | 3.625 | Residential & Commercial | USHP | Ducted CEE Tier 1
215933908 | Central HP <5.4 tons | ARCOAIRE | HRCU-A-CB (Split System: Heat Pump with Remote Outdoor Unit-Air-Source) | H5H3V36*K*AAA* |  |  | ESH5X60M12A*+WALLCON | *96CTN0401410B* | 32600 | 17.5 | 8.5 | 33400 | 25600 | 76.65% | 1.86 | 0 | 10.5 |  |  |  |  | R-454B | 2.7167 | Residential & Commercial | USHP | Ducted CEE Tier 1
215933958 | Central HP <5.4 tons | ARCOAIRE | HRCU-A-CB (Split System: Heat Pump with Remote Outdoor Unit-Air-Source) | H5H3V36*K*AAA* |  |  | FCMA5B36L0C*+WALLCON | 0 | 33000 | 20.5 | 9.5 | 34800 | 26800 | 77.01% | 2 | 0 | 11.7 |  |  |  |  | R-454B | 2.75 | Residential & Commercial | USHP | Ducted CEE Tier 1
215934958 | Central HP <5.4 tons | ARCOAIRE | HRCU-A-CB (Split System: Heat Pump with Remote Outdoor Unit-Air-Source) | H5H3V36*K*AAA* |  |  | EVM5X48M21A*+WALLCON | *97CMN0601714B* | 34400 | 20.5 | 8.5 | 38000 | 27600 | 72.63% | 2.08 | 0 | 11 |  |  |  |  | R-454B | 2.8667 | Residential & Commercial | USHP | Ducted CEE Tier 1
216736070 | Central HP <5.4 tons | ARCOAIRE | HRCU-A-CB (Split System: Heat Pump with Remote Outdoor Unit-Air-Source) | D5CUHAH24AAK |  |  | EA*5X37M21A* | *97VTN0802120A* | 23200 | 16.5 | 8.5 | 20800 | 18500 | 88.94% | 1.96 | 0 | 11 |  |  |  |  | R-454B | 1.9333 | Residential & Commercial | USHP | Ducted CEE Tier 1
216735672 | Central HP <5.4 tons | ARCOAIRE | HRCU-A-CB (Split System: Heat Pump with Remote Outdoor Unit-Air-Source) | D5CUHAH24AAK |  |  | EA*5X37M21A* | *80VTL1102122B* | 23200 | 16 | 8.5 | 20600 | 18500 | 89.81% | 1.96 | 0 | 11 |  |  |  |  | R-454B | 1.9333 | Residential & Commercial | USHP | Ducted CEE Tier 1
216735595 | Central HP <5.4 tons | ARCOAIRE | HRCU-A-CB (Split System: Heat Pump with Remote Outdoor Unit-Air-Source) | D5CUHAH24AAK |  |  | EA*5X37M21A* | *80CTL0451712B* | 23000 | 16 | 8.5 | 20600 | 18400 | 89.32% | 1.98 | 0 | 11 |  |  |  |  | R-454B | 1.9167 | Residential & Commercial | USHP | Ducted CEE Tier 1
216735954 | Central HP <5.4 tons | ARCOAIRE | HRCU-A-CB (Split System: Heat Pump with Remote Outdoor Unit-Air-Source) | D5CUHAH24AAK |  |  | EA*5X37M21A* | *96CTN0601714B* | 23000 | 16.5 | 8.5 | 20600 | 18400 | 89.32% | 1.94 | 0 | 11 |  |  |  |  | R-454B | 1.9167 | Residential & Commercial | USHP | Ducted CEE Tier 1
215932648 | Central HP <5.4 tons | ARCOAIRE | HRCU-A-CB (Split System: Heat Pump with Remote Outdoor Unit-Air-Source) | H5H3V36*K*AAA* |  |  | EA*5X60M24A*+WALLCON | *96CTN1202422B* | 34000 | 20.5 | 9.5 | 34000 | 26000 | 76.47% | 2.06 | 0 | 12 |  |  |  |  | R-454B | 2.8333 | Residential & Commercial | USHP | Ducted CEE Tier 1
215933268 | Central HP <5.4 tons | ARCOAIRE | HRCU-A-CB (Split System: Heat Pump with Remote Outdoor Unit-Air-Source) | H5H3V36*K*AAA* |  |  | ESH5X36M12A*+WALLCON | *96CTN1202422B* | 33400 | 19 | 9 | 34800 | 26600 | 76.44% | 1.92 | 0 | 11 |  |  |  |  | R-454B | 2.7833 | Residential & Commercial | USHP | Ducted CEE Tier 1
215933368 | Central HP <5.4 tons | ARCOAIRE | HRCU-A-CB (Split System: Heat Pump with Remote Outdoor Unit-Air-Source) | H5H3V36*K*AAA* |  |  | ESH5X42M12A*+WALLCON | *95CSU0601716B* | 33400 | 18.5 | 9 | 35200 | 27000 | 76.7% | 1.92 | 0 | 11 |  |  |  |  | R-454B | 2.7833 | Residential & Commercial | USHP | Ducted CEE Tier 1
215932668 | Central HP <5.4 tons | ARCOAIRE | HRCU-A-CB (Split System: Heat Pump with Remote Outdoor Unit-Air-Source) | H5H3V36*K*AAA* |  |  | EA*5X61M21A*+WALLCON | *80CSU0601716A* | 34400 | 20.5 | 9.5 | 34400 | 26000 | 75.58% | 2.06 | 0 | 11.7 |  |  |  |  | R-454B | 2.8667 | Residential & Commercial | USHP | Ducted CEE Tier 1
215934638 | Central HP <5.4 tons | ARCOAIRE | HRCU-A-CB (Split System: Heat Pump with Remote Outdoor Unit-Air-Source) | H5H3V36*K*AAA* |  |  | EVM5X25M17A*+WALLCON | *96CTN0601714B* | 34000 | 20 | 8.1 | 38000 | 27200 | 71.58% | 2 | 0 | 11 |  |  |  |  | R-454B | 2.8333 | Residential & Commercial | USHP | Ducted CEE Tier 1
215933868 | Central HP <5.4 tons | ARCOAIRE | HRCU-A-CB (Split System: Heat Pump with Remote Outdoor Unit-Air-Source) | H5H3V36*K*AAA* |  |  | ESH5X60M12A*+WALLCON | *97CMN0602120B* | 34000 | 19 | 9 | 34800 | 26400 | 75.86% | 1.92 | 0 | 11.5 |  |  |  |  | R-454B | 2.8333 | Residential & Commercial | USHP | Ducted CEE Tier 1
215939618 | Central HP <5.4 tons | ARCOAIRE | HRCU-A-CB (Split System: Heat Pump with Remote Outdoor Unit-Air-Source) | H5H3V36*K*AAA* |  |  | EA*5X36M17A*+WALLCON | *80CSU0601716B* | 32400 | 19.5 | 9.5 | 35000 | 27000 | 77.14% | 2 | 0 | 11 |  |  |  |  | R-454B | 2.7 | Residential & Commercial | USHP | Ducted CEE Tier 1
215934968 | Central HP <5.4 tons | ARCOAIRE | HRCU-A-CB (Split System: Heat Pump with Remote Outdoor Unit-Air-Source) | H5H3V36*K*AAA* |  |  | EVM5X48M21A*+WALLCON | *96CTN0601714B* | 34600 | 20.5 | 8.5 | 38000 | 27600 | 72.63% | 2.05 | 0 | 11.5 |  |  |  |  | R-454B | 2.8833 | Residential & Commercial | USHP | Ducted CEE Tier 1
215935218 | Central HP <5.4 tons | ARCOAIRE | HRCU-A-CB (Split System: Heat Pump with Remote Outdoor Unit-Air-Source) | H5H3V36*K*AAA* |  |  | EVM5X60M21A*+WALLCON | *80CTL0902120B* | 35600 | 22 | 8.5 | 38000 | 28400 | 74.74% | 2.02 | 0 | 12.5 |  |  |  |  | R-454B | 2.9667 | Residential & Commercial | USHP | Ducted CEE Tier 1
215387235 | Central HP <5.4 tons | 1HVAC | HRCU-A-CB (Split System: Heat Pump with Remote Outdoor Unit-Air-Source) | ACIQ-36-HP32 |  |  | ACIQ-36-AH32 | 0 | 34000 | 18 | 10 | 34000 | 34000 | 100% | 2 | 0 | 12 |  |  |  |  | R-32 | 2.8333 | Residential & Commercial | USHP | Ducted CEE Tier 1
216735426 | Central HP <5.4 tons | ARCOAIRE | HRCU-A-CB (Split System: Heat Pump with Remote Outdoor Unit-Air-Source) | D5CUHAH24AAK |  |  | EA*5X37M21A* | *80CSU0601716A* | 23800 | 17 | 8.5 | 21000 | 18700 | 89.05% | 1.96 | 0 | 11 |  |  |  |  | R-454B | 1.9833 | Residential & Commercial | USHP | Ducted CEE Tier 1
216735792 | Central HP <5.4 tons | ARCOAIRE | HRCU-A-CB (Split System: Heat Pump with Remote Outdoor Unit-Air-Source) | D5CUHAH24AAK |  |  | EA*5X37M21A* | *92MSN1002120A* | 23000 | 16.5 | 8.5 | 20600 | 18400 | 89.32% | 1.98 | 0 | 11 |  |  |  |  | R-454B | 1.9167 | Residential & Commercial | USHP | Ducted CEE Tier 1
216735576 | Central HP <5.4 tons | ARCOAIRE | HRCU-A-CB (Split System: Heat Pump with Remote Outdoor Unit-Air-Source) | D5CUHAH24AAK |  |  | EA*5X37M21A* | *80MSU0802120A* | 22800 | 16.5 | 8.5 | 20400 | 18300 | 89.71% | 1.98 | 0 | 11 |  |  |  |  | R-454B | 1.9 | Residential & Commercial | USHP | Ducted CEE Tier 1
216735491 | Central HP <5.4 tons | ARCOAIRE | HRCU-A-CB (Split System: Heat Pump with Remote Outdoor Unit-Air-Source) | D5CUHAH24AAK |  |  | EA*5X37M21A* | *80MS(N,L)0901714A* | 23000 | 16 | 8.5 | 20600 | 18400 | 89.32% | 1.98 | 0 | 11 |  |  |  |  | R-454B | 1.9167 | Residential & Commercial | USHP | Ducted CEE Tier 1
216735207 | Central HP <5.4 tons | ARCOAIRE | HRCU-A-CB (Split System: Heat Pump with Remote Outdoor Unit-Air-Source) | D5CUHAH24AAK |  |  | EA*5X37M17A* | *96MSN0801716A* | 23000 | 16 | 8.5 | 20800 | 18500 | 88.94% | 1.98 | 0 | 11 |  |  |  |  | R-454B | 1.9167 | Residential & Commercial | USHP | Ducted CEE Tier 1
216735376 | Central HP <5.4 tons | ARCOAIRE | HRCU-A-CB (Split System: Heat Pump with Remote Outdoor Unit-Air-Source) | D5CUHAH24AAK |  |  | EA*5X37M17A* | *97VTN0801716A* | 23000 | 16.5 | 8.5 | 20800 | 18500 | 88.94% | 1.96 | 0 | 11 |  |  |  |  | R-454B | 1.9167 | Residential & Commercial | USHP | Ducted CEE Tier 1
215934218 | Central HP <5.4 tons | ARCOAIRE | HRCU-A-CB (Split System: Heat Pump with Remote Outdoor Unit-Air-Source) | H5H3V48*K*AAA* |  |  | EA*5X61M21A*+WALLCON | *95CSU0802120B* | 45000 | 21 | 9.5 | 48500 | 37000 | 76.29% | 2 | 0 | 11 |  |  |  |  | R-454B | 3.75 | Residential & Commercial | USHP | Ducted CEE Tier 1
215934298 | Central HP <5.4 tons | ARCOAIRE | HRCU-A-CB (Split System: Heat Pump with Remote Outdoor Unit-Air-Source) | H5H3V48*K*AAA* |  |  | EA*5X61M24A*+WALLCON | *80CSU1002120A* | 45500 | 21 | 9.5 | 48500 | 36800 | 75.88% | 2 | 0 | 11 |  |  |  |  | R-454B | 3.7917 | Residential & Commercial | USHP | Ducted CEE Tier 1
215934468 | Central HP <5.4 tons | ARCOAIRE | HRCU-A-CB (Split System: Heat Pump with Remote Outdoor Unit-Air-Source) | H5H3V48*K*AAA* |  |  | ESH5X48M12A*+WALLCON | *80CTL1102120B* | 44500 | 20.5 | 9 | 48500 | 36400 | 75.05% | 1.82 | 0 | 11 |  |  |  |  | R-454B | 3.7083 | Residential & Commercial | USHP | Ducted CEE Tier 1
213088241 | Central HP <5.4 tons | ARCOAIRE | HRCU-A-CB (Split System: Heat Pump with Remote Outdoor Unit-Air-Source) | DLCURAH30ABK | ADP |  | H,GG35936+AEFE4B* | 0 | 31000 | 15.2 | 8.5 | 33800 | 26400 | 78.11% | 1.86 | 0 | 9 |  |  |  |  | R-410A | 2.5833 | Residential & Commercial | USHP
213250267 | Central HP <5.4 tons | DIRECT AIR | HRCU-A-C (Split System: Heat Pump with Remote Outdoor Unit with No Indoor Fan --Air Source) | DIRM-30MAGICPRO20-OU | ADP |  | *E31930+TD | 0 | 28600 | 15.2 | 9.05 | 31000 | 26600 | 85.81% | 1.76 | 0 | 10 |  |  |  |  | R-410A | 2.3833 | Residential & Commercial | USHP | Ducted CEE Tier 1
216013801 | Central HP <5.4 tons | YORK | HRCU-A-CB (Split System: Heat Pump with Remote Outdoor Unit-Air-Source) | HH860E2S11 | ADP |  | V,Y60H210P19*+TXV-BLEED | Y91E100C16SMPS1 | 45500 | 18 | 8.5 | 45000 | 33800 | 75.11% | 2 | 0 | 11.7 |  |  |  |  | R-454B | 3.7917 | Residential & Commercial | USHP | Ducted CEE Tier 1
216752012 | Central HP <5.4 tons | YORK | HRCU-A-CB (Split System: Heat Pump with Remote Outdoor Unit-Air-Source) | HH836E2S11 | ADP |  | H,YG37*36+TXV-BLEED | Y91E080B12SMPS1 | 33600 | 18 | 8.5 | 29800 | 25200 | 84.56% | 2 | 0 | 11 |  |  |  |  | R-454B | 2.8 | Residential & Commercial | USHP | Ducted CEE Tier 1
215934688 | Central HP <5.4 tons | ARCOAIRE | HRCU-A-CB (Split System: Heat Pump with Remote Outdoor Unit-Air-Source) | H5H3V36*K*AAA* |  |  | EVM5X32M17A*+WALLCON | *97CMN0601714B* | 35000 | 21 | 8.5 | 38000 | 28000 | 73.68% | 2.06 | 0 | 11.5 |  |  |  |  | R-454B | 2.9167 | Residential & Commercial | USHP | Ducted CEE Tier 1
215934738 | Central HP <5.4 tons | ARCOAIRE | HRCU-A-CB (Split System: Heat Pump with Remote Outdoor Unit-Air-Source) | H5H3V36*K*AAA* |  |  | EVM5X42M21A*+WALLCON | *97CMN0601714B* | 34000 | 20 | 8.1 | 38000 | 27000 | 71.05% | 2 | 0 | 11 |  |  |  |  | R-454B | 2.8333 | Residential & Commercial | USHP | Ducted CEE Tier 1
215934888 | Central HP <5.4 tons | ARCOAIRE | HRCU-A-CB (Split System: Heat Pump with Remote Outdoor Unit-Air-Source) | H5H3V36*K*AAA* |  |  | EVM5X44M21A*+WALLCON | *95CSU1002122B* | 35600 | 22 | 8.5 | 38000 | 28400 | 74.74% | 2.02 | 0 | 12.5 |  |  |  |  | R-454B | 2.9667 | Residential & Commercial | USHP | Ducted CEE Tier 1
215940138 | Central HP <5.4 tons | ARCOAIRE | HRCU-A-CB (Split System: Heat Pump with Remote Outdoor Unit-Air-Source) | H5H3V36*K*AAA* |  |  | ESH5X48M12A*+WALLCON | *97CTN0801716A* | 33400 | 19 | 9 | 35200 | 27000 | 76.7% | 1.92 | 0 | 11 |  |  |  |  | R-454B | 2.7833 | Residential & Commercial | USHP | Ducted CEE Tier 1
215935158 | Central HP <5.4 tons | ARCOAIRE | HRCU-A-CB (Split System: Heat Pump with Remote Outdoor Unit-Air-Source) | H5H3V36*K*AAA* |  |  | EVM5X60M21A*+WALLCON | *80CSU0601716A* | 35600 | 22 | 8.5 | 38000 | 28600 | 75.26% | 2.02 | 0 | 12 |  |  |  |  | R-454B | 2.9667 | Residential & Commercial | USHP | Ducted CEE Tier 1
215940018 | Central HP <5.4 tons | ARCOAIRE | HRCU-A-CB (Split System: Heat Pump with Remote Outdoor Unit-Air-Source) | H5H3V36*K*AAA* |  |  | ESH5X42M12A*+WALLCON | *96CTN0802120B* | 33600 | 19 | 9 | 34800 | 26600 | 76.44% | 1.92 | 0 | 11.5 |  |  |  |  | R-454B | 2.8 | Residential & Commercial | USHP | Ducted CEE Tier 1
215939718 | Central HP <5.4 tons | ARCOAIRE | HRCU-A-CB (Split System: Heat Pump with Remote Outdoor Unit-Air-Source) | H5H3V36*K*AAA* |  |  | EA*5X48M21A*+WALLCON | *96CTN0802120B* | 33400 | 20 | 9.5 | 34600 | 26400 | 76.3% | 2.04 | 0 | 11.5 |  |  |  |  | R-454B | 2.7833 | Residential & Commercial | USHP | Ducted CEE Tier 1
215934458 | Central HP <5.4 tons | ARCOAIRE | HRCU-A-CB (Split System: Heat Pump with Remote Outdoor Unit-Air-Source) | H5H3V48*K*AAA* |  |  | ESH5X48M12A*+WALLCON | *80CTL0902120B* | 44500 | 20.5 | 9 | 48500 | 36400 | 75.05% | 1.82 | 0 | 11 |  |  |  |  | R-454B | 3.7083 | Residential & Commercial | USHP | Ducted CEE Tier 1
215932318 | Central HP <5.4 tons | ARCOAIRE | HRCU-A-CB (Split System: Heat Pump with Remote Outdoor Unit-Air-Source) | H5H3V36*K*AAA* |  |  | EA*5X42M21A*+WALLCON | *97CMN0802120B* | 32800 | 19.5 | 9.5 | 34800 | 26800 | 77.01% | 2.02 | 0 | 11 |  |  |  |  | R-454B | 2.7333 | Residential & Commercial | USHP | Ducted CEE Tier 1
215932368 | Central HP <5.4 tons | ARCOAIRE | HRCU-A-CB (Split System: Heat Pump with Remote Outdoor Unit-Air-Source) | H5H3V36*K*AAA* |  |  | EA*5X43M21A*+WALLCON | *97CMN0601714B* | 33800 | 19.5 | 9.5 | 34200 | 26200 | 76.61% | 2.06 | 0 | 11 |  |  |  |  | R-454B | 2.8167 | Residential & Commercial | USHP | Ducted CEE Tier 1
216734991 | Central HP <5.4 tons | ARCOAIRE | HRCU-A-CB (Split System: Heat Pump with Remote Outdoor Unit-Air-Source) | D5CUHAH24AAK |  |  | EA*5X37M17A* | *80VSL0901716B* | 23000 | 16.5 | 8.5 | 20800 | 18500 | 88.94% | 1.96 | 0 | 11 |  |  |  |  | R-454B | 1.9167 | Residential & Commercial | USHP | Ducted CEE Tier 1
215933358 | Central HP <5.4 tons | ARCOAIRE | HRCU-A-CB (Split System: Heat Pump with Remote Outdoor Unit-Air-Source) | H5H3V36*K*AAA* |  |  | ESH5X42M12A*+WALLCON | *80CTL1352422B* | 33600 | 19.5 | 9 | 34600 | 26400 | 76.3% | 1.92 | 0 | 11.7 |  |  |  |  | R-454B | 2.8 | Residential & Commercial | USHP | Ducted CEE Tier 1
215932908 | Central HP <5.4 tons | ARCOAIRE | HRCU-A-CB (Split System: Heat Pump with Remote Outdoor Unit-Air-Source) | H5H3V36*K*AAA* |  |  | EA*5X61M24A*+WALLCON | *97CMN0602120B* | 34200 | 20 | 9 | 34800 | 26400 | 75.86% | 1.92 | 0 | 11.5 |  |  |  |  | R-454B | 2.85 | Residential & Commercial | USHP | Ducted CEE Tier 1
215933258 | Central HP <5.4 tons | ARCOAIRE | HRCU-A-CB (Split System: Heat Pump with Remote Outdoor Unit-Air-Source) | H5H3V36*K*AAA* |  |  | ESH5X36M12A*+WALLCON | *96CTN1002122B* | 33400 | 19 | 9 | 34800 | 26600 | 76.44% | 1.92 | 0 | 11 |  |  |  |  | R-454B | 2.7833 | Residential & Commercial | USHP | Ducted CEE Tier 1
215934698 | Central HP <5.4 tons | ARCOAIRE | HRCU-A-CB (Split System: Heat Pump with Remote Outdoor Unit-Air-Source) | H5H3V36*K*AAA* |  |  | EVM5X32M17A*+WALLCON | *96CTN0401410B* | 33800 | 19.5 | 8.1 | 37200 | 26600 | 71.51% | 2.02 | 0 | 11.5 |  |  |  |  | R-454B | 2.8167 | Residential & Commercial | USHP | Ducted CEE Tier 1
215935098 | Central HP <5.4 tons | ARCOAIRE | HRCU-A-CB (Split System: Heat Pump with Remote Outdoor Unit-Air-Source) | H5H3V36*K*AAA* |  |  | EVM5X49M21A*+WALLCON | *97CMN0801714B* | 35400 | 21.5 | 8.5 | 38500 | 29000 | 75.32% | 2.02 | 0 | 12 |  |  |  |  | R-454B | 2.95 | Residential & Commercial | USHP | Ducted CEE Tier 1
215941158 | Central HP <5.4 tons | ARCOAIRE | HRCU-A-CB (Split System: Heat Pump with Remote Outdoor Unit-Air-Source) | H5H3V48*K*AAA* |  |  | ESH5X48M12A*+WALLCON | *80CSU0601716B* | 44000 | 20 | 9 | 48500 | 36600 | 75.46% | 1.8 | 0 | 11 |  |  |  |  | R-454B | 3.6667 | Residential & Commercial | USHP | Ducted CEE Tier 1
215941608 | Central HP <5.4 tons | ARCOAIRE | HRCU-A-CB (Split System: Heat Pump with Remote Outdoor Unit-Air-Source) | H5H3V48*K*AAA* |  |  | EVD5X48M24A*+WALLCON | *97CTN1002122A* | 44500 | 20 | 8.1 | 52000 | 38000 | 73.08% | 1.9 | 0 | 11 |  |  |  |  | R-454B | 3.7083 | Residential & Commercial | USHP | Ducted CEE Tier 1
215941658 | Central HP <5.4 tons | ARCOAIRE | HRCU-A-CB (Split System: Heat Pump with Remote Outdoor Unit-Air-Source) | H5H3V48*K*AAA* |  |  | EVD5X49M24A*+WALLCON | *97CTN1202422A* | 45500 | 20.5 | 8.1 | 52500 | 38000 | 72.38% | 1.95 | 0 | 11.5 |  |  |  |  | R-454B | 3.7917 | Residential & Commercial | USHP | Ducted CEE Tier 1
215941758 | Central HP <5.4 tons | ARCOAIRE | HRCU-A-CB (Split System: Heat Pump with Remote Outdoor Unit-Air-Source) | H5H3V48*K*AAA* |  |  | EVD5X60M24A*+WALLCON | *97CTN1202422A* | 45500 | 20.5 | 8.1 | 52500 | 38000 | 72.38% | 1.95 | 0 | 11.5 |  |  |  |  | R-454B | 3.7917 | Residential & Commercial | USHP | Ducted CEE Tier 1
216738459 | Central HP <5.4 tons | ARCOAIRE | HRCU-A-CB (Split System: Heat Pump with Remote Outdoor Unit-Air-Source) | D5CUHAH24AAK |  |  | ESH5X36M12A* | *92MSN0601714A* | 22800 | 16 | 8.1 | 20800 | 18500 | 88.94% | 1.85 | 0 | 11 |  |  |  |  | R-454B | 1.9 | Residential & Commercial | USHP | Ducted CEE Tier 1
216738573 | Central HP <5.4 tons | ARCOAIRE | HRCU-A-CB (Split System: Heat Pump with Remote Outdoor Unit-Air-Source) | D5CUHAH24AAK |  |  | ESH5X36M12A* | *96MSN0802120A* | 22800 | 15.5 | 8.1 | 20800 | 18500 | 88.94% | 1.85 | 0 | 10.5 |  |  |  |  | R-454B | 1.9 | Residential & Commercial | USHP | Ducted CEE Tier 1
216980856 | Central HP <5.4 tons | 1HVAC | HRCU-A-CB (Split System: Heat Pump with Remote Outdoor Unit-Air-Source) | EZ-60-HPB |  |  | EZ-60-AHB | 0 | 54000 | 16 | 9 | 56000 | 52000 | 92.86% | 1.8 | 0 | 10 |  |  |  |  | R-454B | 4.5 | Residential & Commercial | USHP | Ducted CEE Tier 1
216737822 | Central HP <5.4 tons | ARCOAIRE | HRCU-A-CB (Split System: Heat Pump with Remote Outdoor Unit-Air-Source) | D5CUHAH24AAK |  |  | ESH5X30M12A* | *96VTN0601412B* | 22200 | 15.2 | 8.1 | 21000 | 18800 | 89.52% | 1.9 | 0 | 10.5 |  |  |  |  | R-454B | 1.85 | Residential & Commercial | USHP | Ducted CEE Tier 1
215934908 | Central HP <5.4 tons | ARCOAIRE | HRCU-A-CB (Split System: Heat Pump with Remote Outdoor Unit-Air-Source) | H5H3V36*K*AAA* |  |  | EVM5X44M21A*+WALLCON | *97CMN0801714B* | 35400 | 21.5 | 8.5 | 38500 | 29000 | 75.32% | 2.02 | 0 | 12 |  |  |  |  | R-454B | 2.95 | Residential & Commercial | USHP | Ducted CEE Tier 1
216734561 | Central HP <5.4 tons | ARCOAIRE | HRCU-A-CB (Split System: Heat Pump with Remote Outdoor Unit-Air-Source) | D5CUHAH24AAK |  |  | EA*5X36M17A* | *97CMN0801714B* | 22200 | 16 | 8.1 | 20800 | 18600 | 89.42% | 1.85 | 0 | 10.5 |  |  |  |  | R-454B | 1.85 | Residential & Commercial | USHP | Ducted CEE Tier 1
216735059 | Central HP <5.4 tons | ARCOAIRE | HRCU-A-CB (Split System: Heat Pump with Remote Outdoor Unit-Air-Source) | D5CUHAH24AAK |  |  | EA*5X37M17A* | *80VTL0451412B* | 23000 | 16.5 | 8.5 | 20800 | 18500 | 88.94% | 1.96 | 0 | 11 |  |  |  |  | R-454B | 1.9167 | Residential & Commercial | USHP | Ducted CEE Tier 1
212394547 | Central HP <5.4 tons | YORK | HRCU-A-CB (Split System: Heat Pump with Remote Outdoor Unit-Air-Source) | HMH72B341 | ADP |  | H,YE35936 | TM9E060A10MP12 | 33600 | 17 | 8.5 | 32200 | 23400 | 72.67% | 2.02 | 0 | 9.5 |  |  |  |  | R-410A | 2.8 | Residential & Commercial | USHP
212864637 | Central HP <5.4 tons | BRYANT HEATING AND COOLING SYSTEMS | HRCU-A-CB (Split System: Heat Pump with Remote Outdoor Unit-Air-Source) | 284ANV024*0**B* | ADP |  | H,PG32930 | 986TC42060C17*** | 23000 | 20 | 10 | 25000 | 19600 | 78.4% | 2.4 | 0 | 13 |  |  |  |  | R-410A | 1.9167 | Residential & Commercial | USHP | Ducted CEE Tier 1
216643536 | Central HP <5.4 tons | GRANDAIRE | HRCU-A-CB (Split System: Heat Pump with Remote Outdoor Unit-Air-Source) | WD5CUHAH18AAK |  |  | W5A*30M17XA* | WFEU040B036B* | 17800 | 15.2 | 9.5 | 20000 | 18100 | 90.5% | 1.92 | 0 | 11 |  |  |  |  | R-454B | 1.4833 | Residential & Commercial | USHP | Ducted CEE Tier 1
213369641 | Central HP <5.4 tons | DIRECT AIR | HRCU-A-C (Split System: Heat Pump with Remote Outdoor Unit with No Indoor Fan --Air Source) | DIRM-36MAGICPRO20-OU | ADP |  | *E32936+TD | 0 | 33800 | 15.2 | 8.2 | 36000 | 31200 | 86.67% | 1.78 | 0 | 9.5 |  |  |  |  | R-410A | 2.8167 | Residential & Commercial | USHP
215932358 | Central HP <5.4 tons | ARCOAIRE | HRCU-A-CB (Split System: Heat Pump with Remote Outdoor Unit-Air-Source) | H5H3V36*K*AAA* |  |  | EA*5X42M21A*+WALLCON | *96CTN1002122B* | 32800 | 20 | 9.5 | 34800 | 26600 | 76.44% | 2 | 0 | 11.5 |  |  |  |  | R-454B | 2.7333 | Residential & Commercial | USHP | Ducted CEE Tier 1
215933528 | Central HP <5.4 tons | ARCOAIRE | HRCU-A-CB (Split System: Heat Pump with Remote Outdoor Unit-Air-Source) | H5H3V36*K*AAA* |  |  | ESH5X48M12A*+WALLCON | *80CSU1002120A* | 33600 | 19.5 | 9 | 34800 | 26600 | 76.44% | 1.94 | 0 | 11.5 |  |  |  |  | R-454B | 2.8 | Residential & Commercial | USHP | Ducted CEE Tier 1
215933478 | Central HP <5.4 tons | ARCOAIRE | HRCU-A-CB (Split System: Heat Pump with Remote Outdoor Unit-Air-Source) | H5H3V36*K*AAA* |  |  | ESH5X42M12A*+WALLCON | *96CTN0801714B* | 33400 | 19 | 9 | 35000 | 26800 | 76.57% | 1.9 | 0 | 11 |  |  |  |  | R-454B | 2.7833 | Residential & Commercial | USHP | Ducted CEE Tier 1
215934628 | Central HP <5.4 tons | ARCOAIRE | HRCU-A-CB (Split System: Heat Pump with Remote Outdoor Unit-Air-Source) | H5H3V36*K*AAA* |  |  | EVM5X25M17A*+WALLCON | *97CMN0601714B* | 34000 | 20 | 8.1 | 38000 | 27200 | 71.58% | 2 | 0 | 11 |  |  |  |  | R-454B | 2.8333 | Residential & Commercial | USHP | Ducted CEE Tier 1
215934648 | Central HP <5.4 tons | ARCOAIRE | HRCU-A-CB (Split System: Heat Pump with Remote Outdoor Unit-Air-Source) | H5H3V36*K*AAA* |  |  | EVM5X30M17A*+WALLCON | *97CMN0601714B* | 34000 | 20 | 8.1 | 38000 | 27200 | 71.58% | 2 | 0 | 11 |  |  |  |  | R-454B | 2.8333 | Residential & Commercial | USHP | Ducted CEE Tier 1
215933728 | Central HP <5.4 tons | ARCOAIRE | HRCU-A-CB (Split System: Heat Pump with Remote Outdoor Unit-Air-Source) | H5H3V36*K*AAA* |  |  | ESH5X60M12A*+WALLCON | *80CSU0601716A* | 34000 | 19.5 | 9 | 34400 | 26000 | 75.58% | 1.94 | 0 | 11.7 |  |  |  |  | R-454B | 2.8333 | Residential & Commercial | USHP | Ducted CEE Tier 1
213738476 | Central HP <5.4 tons | DAY & NIGHT | HRCU-A-CB (Split System: Heat Pump with Remote Outdoor Unit-Air-Source) | DLCURAH36ABK | ADP |  | PL36H210P179 | *80MS(N,L)0701712A* | 35600 | 16 | 8.1 | 36800 | 34600 | 94.02% | 1.94 | 0 | 10 |  |  |  |  | R-410A | 2.9667 | Residential & Commercial | USHP | Ducted CEE Tier 1
214630344 | Central HP <5.4 tons | CARRIER | HRCU-A-CB (Split System: Heat Pump with Remote Outdoor Unit-Air-Source) | 25VNA825A*032* | ADP |  | PL36H210P299 | 58CU*A040C17**12 | 24200 | 17 | 8.1 | 19600 | 16200 | 82.65% | 2.02 | 0 | 11.5 |  |  |  |  | R-410A | 2.0167 | Residential & Commercial | USHP | Ducted CEE Tier 1
214630508 | Central HP <5.4 tons | CARRIER | HRCU-A-CB (Split System: Heat Pump with Remote Outdoor Unit-Air-Source) | 25VNA837A*031* | ADP |  | PL36H175P159 | 58CU*A060C17**16 | 32000 | 17 | 8.1 | 31400 | 24400 | 77.71% | 1.96 | 0 | 11.5 |  |  |  |  | R-410A | 2.6667 | Residential & Commercial | USHP | Ducted CEE Tier 1
215934208 | Central HP <5.4 tons | ARCOAIRE | HRCU-A-CB (Split System: Heat Pump with Remote Outdoor Unit-Air-Source) | H5H3V48*K*AAA* |  |  | EA*5X61M21A*+WALLCON | *95CSU0601716B* | 44500 | 20.5 | 9.5 | 49000 | 36600 | 74.69% | 2 | 0 | 11 |  |  |  |  | R-454B | 3.7083 | Residential & Commercial | USHP | Ducted CEE Tier 1
211749858 | Central HP <5.4 tons | AMERISTAR | HRCU-A-CB (Split System: Heat Pump with Remote Outdoor Unit-Air-Source) | E4HL5030A1000A |  |  | E4AH5E36A1J30A | 0 | 28000 | 15.2 | 8.5 | 28000 | 21000 | 75% | 1.81 | 0 | 11 |  |  |  |  | R-410A | 2.3333 | Residential & Commercial | USHP | Ducted CEE Tier 1
215935018 | Central HP <5.4 tons | ARCOAIRE | HRCU-A-CB (Split System: Heat Pump with Remote Outdoor Unit-Air-Source) | H5H3V36*K*AAA* |  |  | EVM5X49M21A*+WALLCON | *80CTL0702120B* | 35600 | 21.5 | 8.5 | 38000 | 28600 | 75.26% | 2.02 | 0 | 12 |  |  |  |  | R-454B | 2.9667 | Residential & Commercial | USHP | Ducted CEE Tier 1
215934918 | Central HP <5.4 tons | ARCOAIRE | HRCU-A-CB (Split System: Heat Pump with Remote Outdoor Unit-Air-Source) | H5H3V36*K*AAA* |  |  | EVM5X44M21A*+WALLCON | *97CMN0802120B* | 35600 | 21.5 | 8.5 | 38000 | 28600 | 75.26% | 2.02 | 0 | 12 |  |  |  |  | R-454B | 2.9667 | Residential & Commercial | USHP | Ducted CEE Tier 1
213771529 | Central HP <5.4 tons | ARCOAIRE | HRCU-A-CB (Split System: Heat Pump with Remote Outdoor Unit-Air-Source) | HVH825GKA2* |  |  | EA*4X43L21A*+WALLCON | *96CTN0601714B* | 24400 | 16.5 | 8.1 | 21200 | 16700 | 78.77% | 2.02 | 0 | 11 |  |  |  |  | R-410A | 2.0333 | Residential & Commercial | USHP | Ducted CEE Tier 1
213771579 | Central HP <5.4 tons | ARCOAIRE | HRCU-A-CB (Split System: Heat Pump with Remote Outdoor Unit-Air-Source) | HVH825GKA2* |  |  | EA*4X48L21A*+WALLCON | *80CTL0901716B* | 24200 | 17 | 8.1 | 20800 | 16500 | 79.33% | 2.02 | 0 | 11 |  |  |  |  | R-410A | 2.0167 | Residential & Commercial | USHP | Ducted CEE Tier 1
213078643 | Central HP <5.4 tons | ARCOAIRE | HRCU-A-CB (Split System: Heat Pump with Remote Outdoor Unit-Air-Source) | DLCURAH36ABK |  |  | EA*4X42L24A* | *80MS(N,L)1102120A* | 35800 | 16.5 | 8.1 | 38500 | 35000 | 90.91% | 1.9 | 0 | 10 |  |  |  |  | R-410A | 2.9833 | Residential & Commercial | USHP | Ducted CEE Tier 1
215387237 | Central HP <5.4 tons | 1HVAC | HRCU-A-CB (Split System: Heat Pump with Remote Outdoor Unit-Air-Source) | ACIQ-60-HP32 |  |  | ACIQ-60-AH32 | 0 | 53000 | 18.5 | 10.5 | 54000 | 54000 | 100% | 2.1 | 0 | 11.7 |  |  |  |  | R-32 | 4.4167 | Residential & Commercial | USHP | Ducted CEE Tier 1
213369409 | Central HP <5.4 tons | CARRIER | HRCU-A-CB (Split System: Heat Pump with Remote Outdoor Unit-Air-Source) | 38MURAQ24AB3* | ADP |  | H,PG7J936 | 59TP6C040V14**10 | 23000 | 16 | 8.5 | 24800 | 24400 | 98.39% | 2.06 | 0 | 9.5 |  |  |  |  | R-410A | 1.9167 | Residential & Commercial | USHP
213369410 | Central HP <5.4 tons | CARRIER | HRCU-A-CB (Split System: Heat Pump with Remote Outdoor Unit-Air-Source) | 38MURAQ24AB3* | ADP |  | H,PG7J936 | 59TP6C040V17**12 | 23400 | 16 | 8.5 | 25400 | 25800 | 101.6% | 2.18 | 0 | 9.5 |  |  |  |  | R-410A | 1.95 | Residential & Commercial | USHP
216681852 | Central HP <5.4 tons | GRANDAIRE | HRCU-A-CB (Split System: Heat Pump with Remote Outdoor Unit-Air-Source) | WDLCURAH36ABK |  |  | WLSH424AA* | WFJT100C060A* | 36000 | 16 | 8.5 | 38500 | 34400 | 89.35% | 1.8 | 0 | 10 |  |  |  |  | R-410A | 3 | Residential & Commercial | USHP | Ducted CEE Tier 1
215932418 | Central HP <5.4 tons | ARCOAIRE | HRCU-A-CB (Split System: Heat Pump with Remote Outdoor Unit-Air-Source) | H5H3V36*K*AAA* |  |  | EA*5X48M21A*+WALLCON | *80CTL0702120B* | 33400 | 20 | 9.5 | 34600 | 26400 | 76.3% | 2.04 | 0 | 11.5 |  |  |  |  | R-454B | 2.7833 | Residential & Commercial | USHP | Ducted CEE Tier 1
215932438 | Central HP <5.4 tons | ARCOAIRE | HRCU-A-CB (Split System: Heat Pump with Remote Outdoor Unit-Air-Source) | H5H3V36*K*AAA* |  |  | EA*5X48M21A*+WALLCON | *80CTL0902120B* | 33400 | 20 | 9.5 | 34600 | 26400 | 76.3% | 2.04 | 0 | 11.7 |  |  |  |  | R-454B | 2.7833 | Residential & Commercial | USHP | Ducted CEE Tier 1
215932118 | Central HP <5.4 tons | ARCOAIRE | HRCU-A-CB (Split System: Heat Pump with Remote Outdoor Unit-Air-Source) | H5H3V36*K*AAA* |  |  | EA*5X36M17A*+WALLCON | *96CTN0601714B* | 32000 | 19 | 9.5 | 34600 | 26600 | 76.88% | 2.02 | 0 | 10.5 |  |  |  |  | R-454B | 2.6667 | Residential & Commercial | USHP | Ducted CEE Tier 1
215932488 | Central HP <5.4 tons | ARCOAIRE | HRCU-A-CB (Split System: Heat Pump with Remote Outdoor Unit-Air-Source) | H5H3V36*K*AAA* |  |  | EA*5X48M21A*+WALLCON | *97CMN0801714B* | 33200 | 19.5 | 9.5 | 35000 | 26800 | 76.57% | 2.02 | 0 | 11 |  |  |  |  | R-454B | 2.7667 | Residential & Commercial | USHP | Ducted CEE Tier 1
215934828 | Central HP <5.4 tons | ARCOAIRE | HRCU-A-CB (Split System: Heat Pump with Remote Outdoor Unit-Air-Source) | H5H3V36*K*AAA* |  |  | EVM5X44M21A*+WALLCON | *80CTL0702120B* | 35600 | 21.5 | 8.5 | 38000 | 28600 | 75.26% | 2.02 | 0 | 12 |  |  |  |  | R-454B | 2.9667 | Residential & Commercial | USHP | Ducted CEE Tier 1
215934858 | Central HP <5.4 tons | ARCOAIRE | HRCU-A-CB (Split System: Heat Pump with Remote Outdoor Unit-Air-Source) | H5H3V36*K*AAA* |  |  | EVM5X44M21A*+WALLCON | *80CTL1102120B* | 35600 | 22 | 8.5 | 38000 | 28400 | 74.74% | 2.02 | 0 | 12.5 |  |  |  |  | R-454B | 2.9667 | Residential & Commercial | USHP | Ducted CEE Tier 1
215933608 | Central HP <5.4 tons | ARCOAIRE | HRCU-A-CB (Split System: Heat Pump with Remote Outdoor Unit-Air-Source) | H5H3V36*K*AAA* |  |  | ESH5X48M12A*+WALLCON | *95CSU0601716B* | 33600 | 19 | 9 | 35200 | 27000 | 76.7% | 1.92 | 0 | 11 |  |  |  |  | R-454B | 2.8 | Residential & Commercial | USHP | Ducted CEE Tier 1
215936918 | Central HP <5.4 tons | ARCOAIRE | HRCU-A-CB (Split System: Heat Pump with Remote Outdoor Unit-Air-Source) | H5H3V36*K*AAA* |  |  | EVD5X61M21A*+WALLCON | *96CTN0601714B* | 35600 | 21.5 | 8.5 | 37600 | 28200 | 75% | 2 | 0 | 12 |  |  |  |  | R-454B | 2.9667 | Residential & Commercial | USHP | Ducted CEE Tier 1
215935718 | Central HP <5.4 tons | ARCOAIRE | HRCU-A-CB (Split System: Heat Pump with Remote Outdoor Unit-Air-Source) | H5H3V36*K*AAA* |  |  | EVD5X36M21A*+WALLCON | *97CMN0602120B* | 34200 | 20.5 | 8.5 | 39000 | 28600 | 73.33% | 2.04 | 0 | 11.5 |  |  |  |  | R-454B | 2.85 | Residential & Commercial | USHP | Ducted CEE Tier 1
215935748 | Central HP <5.4 tons | ARCOAIRE | HRCU-A-CB (Split System: Heat Pump with Remote Outdoor Unit-Air-Source) | H5H3V36*K*AAA* |  |  | EVD5X36M21A*+WALLCON | *97CMN1002122B* | 34400 | 21 | 8.5 | 38500 | 28000 | 72.73% | 2.06 | 0 | 12 |  |  |  |  | R-454B | 2.8667 | Residential & Commercial | USHP | Ducted CEE Tier 1
216752021 | Central HP <5.4 tons | YORK | HRCU-A-CB (Split System: Heat Pump with Remote Outdoor Unit-Air-Source) | HH836E2S11 | ADP |  | H,YG36*36+TXV-BLEED | Y91E080C20SMPS1 | 34000 | 19 | 9 | 30400 | 25200 | 82.89% | 2 | 0 | 11 |  |  |  |  | R-454B | 2.8333 | Residential & Commercial | USHP | Ducted CEE Tier 1
215934428 | Central HP <5.4 tons | ARCOAIRE | HRCU-A-CB (Split System: Heat Pump with Remote Outdoor Unit-Air-Source) | H5H3V48*K*AAA* |  |  | ESH5X48M12A*+WALLCON | *80CSU1002120A* | 44000 | 20 | 9 | 48500 | 36600 | 75.46% | 1.8 | 0 | 10.5 |  |  |  |  | R-454B | 3.6667 | Residential & Commercial | USHP | Ducted CEE Tier 1
215938388 | Central HP <5.4 tons | ARCOAIRE | HRCU-A-CB (Split System: Heat Pump with Remote Outdoor Unit-Air-Source) | H5H3V48*K*AAA* |  |  | EVD5X60M24A*+WALLCON | *96CTN1002122B* | 45500 | 20.5 | 8.1 | 52500 | 38000 | 72.38% | 1.9 | 0 | 11.5 |  |  |  |  | R-454B | 3.7917 | Residential & Commercial | USHP | Ducted CEE Tier 1
212972945 | Central HP <5.4 tons | ARCOAIRE | HRCU-A-CB (Split System: Heat Pump with Remote Outdoor Unit-Air-Source) | DLCURAH24ABK |  |  | EA*4X36L17A* | *96VSN0401410B* | 23600 | 16 | 8.5 | 26200 | 24000 | 91.6% | 1.98 | 0 | 10 |  |  |  |  | R-410A | 1.9667 | Residential & Commercial | USHP | Ducted CEE Tier 1
215933898 | Central HP <5.4 tons | ARCOAIRE | HRCU-A-CB (Split System: Heat Pump with Remote Outdoor Unit-Air-Source) | H5H3V36*K*AAA* |  |  | ESH5X60M12A*+WALLCON | *97CMN1002122B* | 34200 | 19.5 | 9 | 34200 | 26000 | 76.02% | 1.94 | 0 | 11.7 |  |  |  |  | R-454B | 2.85 | Residential & Commercial | USHP | Ducted CEE Tier 1
215933798 | Central HP <5.4 tons | ARCOAIRE | HRCU-A-CB (Split System: Heat Pump with Remote Outdoor Unit-Air-Source) | H5H3V36*K*AAA* |  |  | ESH5X60M12A*+WALLCON | *80CTL0902120B* | 34200 | 19.5 | 9 | 34200 | 25800 | 75.44% | 1.96 | 0 | 12 |  |  |  |  | R-454B | 2.85 | Residential & Commercial | USHP | Ducted CEE Tier 1
216735744 | Central HP <5.4 tons | ARCOAIRE | HRCU-A-CB (Split System: Heat Pump with Remote Outdoor Unit-Air-Source) | D5CUHAH24AAK |  |  | EA*5X37M21A* | *97CMN1002122B* | 23400 | 16 | 8.5 | 20800 | 18500 | 88.94% | 1.98 | 0 | 11 |  |  |  |  | R-454B | 1.95 | Residential & Commercial | USHP | Ducted CEE Tier 1
216736346 | Central HP <5.4 tons | ARCOAIRE | HRCU-A-CB (Split System: Heat Pump with Remote Outdoor Unit-Air-Source) | D5CUHAH24AAK |  |  | ESH5X24M12A* | *80MSU0601716A* | 22600 | 16 | 8.1 | 21200 | 19000 | 89.62% | 1.85 | 0 | 10.5 |  |  |  |  | R-454B | 1.8833 | Residential & Commercial | USHP | Ducted CEE Tier 1
216736725 | Central HP <5.4 tons | ARCOAIRE | HRCU-A-CB (Split System: Heat Pump with Remote Outdoor Unit-Air-Source) | D5CUHAH24AAK |  |  | ESH5X24M12A* | *96VSN1202422B* | 22400 | 15.2 | 8.1 | 21200 | 19100 | 90.09% | 1.85 | 0 | 10.5 |  |  |  |  | R-454B | 1.8667 | Residential & Commercial | USHP | Ducted CEE Tier 1
216735528 | Central HP <5.4 tons | ARCOAIRE | HRCU-A-CB (Split System: Heat Pump with Remote Outdoor Unit-Air-Source) | D5CUHAH24AAK |  |  | EA*5X37M21A* | *80VSL0901716B* | 22800 | 16 | 8.5 | 20400 | 18300 | 89.71% | 1.98 | 0 | 11 |  |  |  |  | R-454B | 1.9 | Residential & Commercial | USHP | Ducted CEE Tier 1
216736396 | Central HP <5.4 tons | ARCOAIRE | HRCU-A-CB (Split System: Heat Pump with Remote Outdoor Unit-Air-Source) | D5CUHAH24AAK |  |  | ESH5X24M12A* | *80CTL0701716B* | 22400 | 15.2 | 8.1 | 21200 | 19100 | 90.09% | 1.85 | 0 | 10.5 |  |  |  |  | R-454B | 1.8667 | Residential & Commercial | USHP | Ducted CEE Tier 1
213307506 | Central HP <5.4 tons | LG | HRCU-A-CB (Split System: Heat Pump with Remote Outdoor Unit-Air-Source) | LUU360HV |  |  | C74B(A,H)MX36C-C | FG7TC080D-V35C | 36000 | 18.2 | 9.2 | 40000 | 33800 | 84.5% | 1.87 | 0 | 12.2 |  |  |  |  | R-410A | 3 | Residential & Commercial | USHP | Ducted CEE Tier 1
216779070 | Central HP <5.4 tons | BRYANT HEATING AND COOLING SYSTEMS | HRCU-A-CB (Split System: Heat Pump with Remote Outdoor Unit-Air-Source) | 288BNV025*0**C* | ADP |  | H,PG9J*36+TXV | 987MC42060C17*** | 23600 | 16 | 8.1 | 20000 | 16300 | 81.5% | 1.94 | 0 | 10.5 |  |  |  |  | R-410A | 1.9667 | Residential & Commercial | USHP | Ducted CEE Tier 1
212897481 | Central HP <5.4 tons | DIRECT AIR | HRCU-A-C (Split System: Heat Pump with Remote Outdoor Unit with No Indoor Fan --Air Source) | DIRM-30MAGICPRO20-OU | ADP |  | HG8J936+TD | 0 | 29800 | 15.2 | 9.5 | 31400 | 26600 | 84.71% | 1.82 | 0 | 10.5 |  |  |  |  | R-410A | 2.4833 | Residential & Commercial | USHP | Ducted CEE Tier 1
213369640 | Central HP <5.4 tons | DIRECT AIR | HRCU-A-C (Split System: Heat Pump with Remote Outdoor Unit with No Indoor Fan --Air Source) | DIRM-30MAGICPRO20-OU | ADP |  | *E32936+TD | 0 | 29000 | 15.2 | 9.2 | 31200 | 26600 | 85.26% | 1.78 | 0 | 10 |  |  |  |  | R-410A | 2.4167 | Residential & Commercial | USHP | Ducted CEE Tier 1
216797738 | Central HP <5.4 tons | YORK | HRCU-A-CB (Split System: Heat Pump with Remote Outdoor Unit-Air-Source) | HH824E2S11 | ADP |  | AX241A*C+TXV | 0 | 23800 | 19 | 9.25 | 22400 | 16600 | 74.11% | 2.04 | 0 | 11.7 |  |  |  |  | R-454B | 1.9833 | Residential & Commercial | USHP | Ducted CEE Tier 1
213771609 | Central HP <5.4 tons | ARCOAIRE | HRCU-A-CB (Split System: Heat Pump with Remote Outdoor Unit-Air-Source) | HVH825GKA2* |  |  | EA*4X48L21A*+WALLCON | *95CSU0601716B* | 24000 | 16.5 | 8.1 | 21000 | 16500 | 78.57% | 2 | 0 | 10.5 |  |  |  |  | R-410A | 2 | Residential & Commercial | USHP | Ducted CEE Tier 1
215933438 | Central HP <5.4 tons | ARCOAIRE | HRCU-A-CB (Split System: Heat Pump with Remote Outdoor Unit-Air-Source) | H5H3V36*K*AAA* |  |  | ESH5X42M12A*+WALLCON | *97CMN1002122B* | 33600 | 19 | 9 | 34600 | 26600 | 76.88% | 1.94 | 0 | 11.5 |  |  |  |  | R-454B | 2.8 | Residential & Commercial | USHP | Ducted CEE Tier 1
215932938 | Central HP <5.4 tons | ARCOAIRE | HRCU-A-CB (Split System: Heat Pump with Remote Outdoor Unit-Air-Source) | H5H3V36*K*AAA* |  |  | EA*5X61M24A*+WALLCON | *97CMN1202422B* | 34400 | 20.5 | 9.5 | 34400 | 26000 | 75.58% | 2.06 | 0 | 12 |  |  |  |  | R-454B | 2.8667 | Residential & Commercial | USHP | Ducted CEE Tier 1
215932618 | Central HP <5.4 tons | ARCOAIRE | HRCU-A-CB (Split System: Heat Pump with Remote Outdoor Unit-Air-Source) | H5H3V36*K*AAA* |  |  | EA*5X60M24A*+WALLCON | *97CMN1002122B* | 34000 | 20.5 | 9.5 | 34000 | 25800 | 75.88% | 2.06 | 0 | 12 |  |  |  |  | R-454B | 2.8333 | Residential & Commercial | USHP | Ducted CEE Tier 1
215932688 | Central HP <5.4 tons | ARCOAIRE | HRCU-A-CB (Split System: Heat Pump with Remote Outdoor Unit-Air-Source) | H5H3V36*K*AAA* |  |  | EA*5X61M21A*+WALLCON | *80CTL0451712B* | 34000 | 19.5 | 9 | 35200 | 26800 | 76.14% | 1.92 | 0 | 11 |  |  |  |  | R-454B | 2.8333 | Residential & Commercial | USHP | Ducted CEE Tier 1
215932738 | Central HP <5.4 tons | ARCOAIRE | HRCU-A-CB (Split System: Heat Pump with Remote Outdoor Unit-Air-Source) | H5H3V36*K*AAA* |  |  | EA*5X61M21A*+WALLCON | *80CTL1102120B* | 34400 | 20.5 | 9.5 | 34200 | 26000 | 76.02% | 2.06 | 0 | 12 |  |  |  |  | R-454B | 2.8667 | Residential & Commercial | USHP | Ducted CEE Tier 1
212969959 | Central HP <5.4 tons | ARCOAIRE | HRCU-A-CB (Split System: Heat Pump with Remote Outdoor Unit-Air-Source) | DLCURAH36ABK |  |  | END4X42L17** | *80VSL0451412B* | 35400 | 16 | 8.1 | 38500 | 35000 | 90.91% | 1.94 | 0 | 10 |  |  |  |  | R-410A | 2.95 | Residential & Commercial | USHP | Ducted CEE Tier 1
215932568 | Central HP <5.4 tons | ARCOAIRE | HRCU-A-CB (Split System: Heat Pump with Remote Outdoor Unit-Air-Source) | H5H3V36*K*AAA* |  |  | EA*5X60M24A*+WALLCON | *80CTL1352422B* | 34000 | 20.5 | 9.5 | 34000 | 25800 | 75.88% | 2.06 | 0 | 12 |  |  |  |  | R-454B | 2.8333 | Residential & Commercial | USHP | Ducted CEE Tier 1
215932588 | Central HP <5.4 tons | ARCOAIRE | HRCU-A-CB (Split System: Heat Pump with Remote Outdoor Unit-Air-Source) | H5H3V36*K*AAA* |  |  | EA*5X60M24A*+WALLCON | *95CSU1002122B* | 34000 | 20.5 | 9.5 | 34000 | 25800 | 75.88% | 2.04 | 0 | 12 |  |  |  |  | R-454B | 2.8333 | Residential & Commercial | USHP | Ducted CEE Tier 1
215932268 | Central HP <5.4 tons | ARCOAIRE | HRCU-A-CB (Split System: Heat Pump with Remote Outdoor Unit-Air-Source) | H5H3V36*K*AAA* |  |  | EA*5X42M21A*+WALLCON | *95CSU0601716B* | 32400 | 19.5 | 9.5 | 35400 | 27200 | 76.84% | 2 | 0 | 11 |  |  |  |  | R-454B | 2.7 | Residential & Commercial | USHP | Ducted CEE Tier 1
215932068 | Central HP <5.4 tons | ARCOAIRE | HRCU-A-CB (Split System: Heat Pump with Remote Outdoor Unit-Air-Source) | H5H3V36*K*AAA* |  |  | EA*5X36M17A*+WALLCON | *80CTL0701716B* | 32200 | 19 | 9.5 | 35400 | 27200 | 76.84% | 2 | 0 | 10.5 |  |  |  |  | R-454B | 2.6833 | Residential & Commercial | USHP | Ducted CEE Tier 1
215932888 | Central HP <5.4 tons | ARCOAIRE | HRCU-A-CB (Split System: Heat Pump with Remote Outdoor Unit-Air-Source) | H5H3V36*K*AAA* |  |  | EA*5X61M24A*+WALLCON | *95CSU0802120B* | 34400 | 20.5 | 9.5 | 34400 | 26000 | 75.58% | 2.06 | 0 | 12 |  |  |  |  | R-454B | 2.8667 | Residential & Commercial | USHP | Ducted CEE Tier 1
215933288 | Central HP <5.4 tons | ARCOAIRE | HRCU-A-CB (Split System: Heat Pump with Remote Outdoor Unit-Air-Source) | H5H3V36*K*AAA* |  |  | ESH5X42M12A*+WALLCON | *80CSU1002120A* | 33600 | 19 | 9 | 35000 | 26600 | 76% | 1.92 | 0 | 11 |  |  |  |  | R-454B | 2.8 | Residential & Commercial | USHP | Ducted CEE Tier 1
215933538 | Central HP <5.4 tons | ARCOAIRE | HRCU-A-CB (Split System: Heat Pump with Remote Outdoor Unit-Air-Source) | H5H3V36*K*AAA* |  |  | ESH5X48M12A*+WALLCON | *80CTL0451712B* | 33400 | 18.5 | 9 | 35600 | 27400 | 76.97% | 1.9 | 0 | 10.5 |  |  |  |  | R-454B | 2.7833 | Residential & Commercial | USHP | Ducted CEE Tier 1
216445261 | Central HP <5.4 tons | LG | HRCU-A-C (Split System: Heat Pump with Remote Outdoor Unit with No Indoor Fan --Air Source) | KUSXA482A |  |  | LKMMA48C1 | 0 | 45500 | 15.9 | 8.9 | 50000 | 43000 | 86% | 1.9 | 0 | 11.7 |  |  |  |  | R-32 | 3.7917 | Residential & Commercial | USHP | Ducted CEE Tier 1
216734973 | Central HP <5.4 tons | ARCOAIRE | HRCU-A-CB (Split System: Heat Pump with Remote Outdoor Unit-Air-Source) | D5CUHAH24AAK |  |  | EA*5X37M17A* | *80VSL0701412B* | 23000 | 16.5 | 8.5 | 20800 | 18500 | 88.94% | 1.94 | 0 | 11 |  |  |  |  | R-454B | 1.9167 | Residential & Commercial | USHP | Ducted CEE Tier 1
216751552 | Central HP <5.4 tons | YORK | HRCU-A-CB (Split System: Heat Pump with Remote Outdoor Unit-Air-Source) | HH824E2S11 | ADP |  | H,YG80*36+TXV-BLEED | Y91E026A08SMPS1 | 23000 | 18 | 9 | 21400 | 17700 | 82.71% | 2 | 0 | 12 |  |  |  |  | R-454B | 1.9167 | Residential & Commercial | USHP | Ducted CEE Tier 1
216643741 | Central HP <5.4 tons | ARCOAIRE | HRCU-A-CB (Split System: Heat Pump with Remote Outdoor Unit-Air-Source) | D5CUHAH18AAK |  |  | EA*5X25M17A* | *80VTL0451412B* | 18500 | 15.2 | 9.5 | 20000 | 17600 | 88% | 2.02 | 0 | 11.7 |  |  |  |  | R-454B | 1.5417 | Residential & Commercial | USHP | Ducted CEE Tier 1
214242869 | Central HP <5.4 tons | ARCOAIRE | HRCU-A-CB (Split System: Heat Pump with Remote Outdoor Unit-Air-Source) | HVH825GKA2* |  |  | END4X42L17**+WALLCON | *80CTL0701412B* | 24000 | 17 | 8.1 | 21400 | 16600 | 77.57% | 1.98 | 0 | 11 |  |  |  |  | R-410A | 2 | Residential & Commercial | USHP | Ducted CEE Tier 1
213771459 | Central HP <5.4 tons | ARCOAIRE | HRCU-A-CB (Split System: Heat Pump with Remote Outdoor Unit-Air-Source) | HVH825GKA2* |  |  | EA*4X43L21A*+WALLCON | *80CTL0901716B* | 24600 | 17 | 8.5 | 21000 | 16600 | 79.05% | 2.02 | 0 | 11 |  |  |  |  | R-410A | 2.05 | Residential & Commercial | USHP | Ducted CEE Tier 1
216643682 | Central HP <5.4 tons | ARCOAIRE | HRCU-A-CB (Split System: Heat Pump with Remote Outdoor Unit-Air-Source) | D5CUHAH18AAK |  |  | EA*5X19M17A* | *80VTL0451412B* | 18300 | 15.2 | 9.5 | 20000 | 17800 | 89% | 2 | 0 | 11 |  |  |  |  | R-454B | 1.525 | Residential & Commercial | USHP | Ducted CEE Tier 1
215934938 | Central HP <5.4 tons | ARCOAIRE | HRCU-A-CB (Split System: Heat Pump with Remote Outdoor Unit-Air-Source) | H5H3V36*K*AAA* |  |  | EVM5X44M21A*+WALLCON | *96CTN0801714B* | 35400 | 21.5 | 8.5 | 38500 | 28800 | 74.81% | 2.02 | 0 | 12 |  |  |  |  | R-454B | 2.95 | Residential & Commercial | USHP | Ducted CEE Tier 1
213738480 | Central HP <5.4 tons | DAY & NIGHT | HRCU-A-CB (Split System: Heat Pump with Remote Outdoor Unit-Air-Source) | DLCURAH36ABK | ADP |  | PL36H175P069 | *80MS(N,L)0901714A* | 34000 | 16 | 8.1 | 36800 | 34600 | 94.02% | 2 | 0 | 10 |  |  |  |  | R-410A | 2.8333 | Residential & Commercial | USHP | Ducted CEE Tier 1
216735937 | Central HP <5.4 tons | ARCOAIRE | HRCU-A-CB (Split System: Heat Pump with Remote Outdoor Unit-Air-Source) | D5CUHAH24AAK |  |  | EA*5X37M21A* | *95MSU1002120A* | 23200 | 16.5 | 8.5 | 20600 | 18400 | 89.32% | 1.96 | 0 | 11 |  |  |  |  | R-454B | 1.9333 | Residential & Commercial | USHP | Ducted CEE Tier 1
215932928 | Central HP <5.4 tons | ARCOAIRE | HRCU-A-CB (Split System: Heat Pump with Remote Outdoor Unit-Air-Source) | H5H3V36*K*AAA* |  |  | EA*5X61M24A*+WALLCON | *97CMN1002122B* | 34400 | 20.5 | 9.5 | 34200 | 26000 | 76.02% | 2.08 | 0 | 12 |  |  |  |  | R-454B | 2.8667 | Residential & Commercial | USHP | Ducted CEE Tier 1
215933948 | Central HP <5.4 tons | ARCOAIRE | HRCU-A-CB (Split System: Heat Pump with Remote Outdoor Unit-Air-Source) | H5H3V36*K*AAA* |  |  | ESH5X60M12A*+WALLCON | *96CTN1202422B* | 34200 | 19.5 | 9 | 34200 | 26000 | 76.02% | 1.94 | 0 | 11.7 |  |  |  |  | R-454B | 2.85 | Residential & Commercial | USHP | Ducted CEE Tier 1
215934768 | Central HP <5.4 tons | ARCOAIRE | HRCU-A-CB (Split System: Heat Pump with Remote Outdoor Unit-Air-Source) | H5H3V36*K*AAA* |  |  | EVM5X43M21A*+WALLCON | *96CTN0601714B* | 34600 | 20.5 | 8.5 | 38000 | 27600 | 72.63% | 2.06 | 0 | 11.5 |  |  |  |  | R-454B | 2.8833 | Residential & Commercial | USHP | Ducted CEE Tier 1
215935168 | Central HP <5.4 tons | ARCOAIRE | HRCU-A-CB (Split System: Heat Pump with Remote Outdoor Unit-Air-Source) | H5H3V36*K*AAA* |  |  | EVM5X60M21A*+WALLCON | *80CSU1002120A* | 35600 | 21.5 | 8.5 | 38000 | 28800 | 75.79% | 2.02 | 0 | 12 |  |  |  |  | R-454B | 2.9667 | Residential & Commercial | USHP | Ducted CEE Tier 1
206766056 | Central HP <5.4 tons | KEEPRITE | HRCU-A-CB (Split System: Heat Pump with Remote Outdoor Unit-Air-Source) | CVH825GKA3* |  |  | EA*4X37L21A*+WALLCON | *97CMN0602120A* | 24400 | 16.5 | 8.1 | 21200 | 16700 | 78.77% | 2.02 | 11 | 11 |  |  |  |  | R-410A | 2.0333 | Residential & Commercial | USHP | Ducted CEE Tier 1
216736464 | Central HP <5.4 tons | ARCOAIRE | HRCU-A-CB (Split System: Heat Pump with Remote Outdoor Unit-Air-Source) | D5CUHAH24AAK |  |  | ESH5X24M12A* | *95CSU0601716B* | 22200 | 15.2 | 8.1 | 21000 | 19000 | 90.48% | 1.85 | 0 | 10.5 |  |  |  |  | R-454B | 1.85 | Residential & Commercial | USHP | Ducted CEE Tier 1
216735519 | Central HP <5.4 tons | ARCOAIRE | HRCU-A-CB (Split System: Heat Pump with Remote Outdoor Unit-Air-Source) | D5CUHAH24AAK |  |  | EA*5X37M21A* | *80VSL0701716B* | 23000 | 16.5 | 8.5 | 20600 | 18300 | 88.83% | 1.96 | 0 | 11 |  |  |  |  | R-454B | 1.9167 | Residential & Commercial | USHP | Ducted CEE Tier 1
216735085 | Central HP <5.4 tons | ARCOAIRE | HRCU-A-CB (Split System: Heat Pump with Remote Outdoor Unit-Air-Source) | D5CUHAH24AAK |  |  | EA*5X37M17A* | *95CSU0601716B* | 22800 | 16 | 8.5 | 20800 | 18500 | 88.94% | 1.98 | 0 | 11 |  |  |  |  | R-454B | 1.9 | Residential & Commercial | USHP | Ducted CEE Tier 1
216735103 | Central HP <5.4 tons | ARCOAIRE | HRCU-A-CB (Split System: Heat Pump with Remote Outdoor Unit-Air-Source) | D5CUHAH24AAK |  |  | EA*5X37M17A* | *97CMN0801714B* | 22800 | 16 | 8.5 | 20600 | 18400 | 89.32% | 1.96 | 0 | 11 |  |  |  |  | R-454B | 1.9 | Residential & Commercial | USHP | Ducted CEE Tier 1
216735435 | Central HP <5.4 tons | ARCOAIRE | HRCU-A-CB (Split System: Heat Pump with Remote Outdoor Unit-Air-Source) | D5CUHAH24AAK |  |  | EA*5X37M21A* | *80CSU0802120A* | 24000 | 16 | 8.5 | 21200 | 18700 | 88.21% | 1.98 | 0 | 11 |  |  |  |  | R-454B | 2 | Residential & Commercial | USHP | Ducted CEE Tier 1
216681807 | Central HP <5.4 tons | PAYNE HEATING AND COOLING | HRCU-A-CB (Split System: Heat Pump with Remote Outdoor Unit-Air-Source) | 38MURAQ36AB3* |  |  | CAP**4821AL* | PG97VTAA60100C** | 35800 | 16.5 | 9 | 38000 | 34200 | 90% | 1.94 | 0 | 10 |  |  |  |  | R-410A | 2.9833 | Residential & Commercial | USHP | Ducted CEE Tier 1
216736368 | Central HP <5.4 tons | ARCOAIRE | HRCU-A-CB (Split System: Heat Pump with Remote Outdoor Unit-Air-Source) | D5CUHAH24AAK |  |  | ESH5X24M12A* | *80MSU1002120A* | 22800 | 15.5 | 8.5 | 21400 | 19300 | 90.19% | 1.96 | 0 | 10.5 |  |  |  |  | R-454B | 1.9 | Residential & Commercial | USHP | Ducted CEE Tier 1
216737236 | Central HP <5.4 tons | ARCOAIRE | HRCU-A-CB (Split System: Heat Pump with Remote Outdoor Unit-Air-Source) | D5CUHAH24AAK |  |  | ESH5X30M12A* | *80MSU0802120A* | 22800 | 16 | 8.5 | 21200 | 19000 | 89.62% | 1.96 | 0 | 10.5 |  |  |  |  | R-454B | 1.9 | Residential & Commercial | USHP | Ducted CEE Tier 1
215402194 | Central HP <5.4 tons | AMERISTAR | HRCU-A-CB (Split System: Heat Pump with Remote Outdoor Unit-Air-Source) | E4HL5024A1000A |  |  | 4TXCB003DS3 | A952V060BU4SB | 24000 | 15.2 | 8.5 | 24000 | 21000 | 87.5% | 1.85 | 0 | 9 |  |  |  |  | R-410A | 2 | Residential & Commercial | USHP
211222768 | Central HP <5.4 tons | KEEPRITE | HRCU-A-CB (Split System: Heat Pump with Remote Outdoor Unit-Air-Source) | DLCURAH30ABK |  |  | FMA4X36**AL* | 0 | 31200 | 15.5 | 8.5 | 35400 | 26800 | 75.71% | 1.86 | 0 | 9 |  |  |  |  | R-410A | 2.6 | Residential & Commercial | USHP
216776406 | Central HP <5.4 tons | FRIEDRICH | HRCU-A-CB (Split System: Heat Pump with Remote Outdoor Unit-Air-Source) | WFPU17Y483D |  |  | WFH48Y223D | 0 | 48000 | 18 | 9 | 48000 | 35000 | 72.92% | 2 | 0 | 10 |  |  |  |  | R-454B | 4 | Residential & Commercial | USHP | Ducted CEE Tier 1
216751513 | Central HP <5.4 tons | YORK | HRCU-A-CB (Split System: Heat Pump with Remote Outdoor Unit-Air-Source) | HH824E2S11 | ADP |  | H,YG9J*30+TXV-BLEED | TM9V040A10MP12 | 22800 | 16 | 9 | 21400 | 17400 | 81.31% | 2 | 0 | 11.7 |  |  |  |  | R-454B | 1.9 | Residential & Commercial | USHP | Ducted CEE Tier 1
216751579 | Central HP <5.4 tons | YORK | HRCU-A-CB (Split System: Heat Pump with Remote Outdoor Unit-Air-Source) | HH860E2S11 | ADP |  | H,YG55*48+TXV-BLEED | TM8Y080C16MP11 | 44000 | 18 | 9 | 42000 | 33000 | 78.57% | 2 | 0 | 11.7 |  |  |  |  | R-454B | 3.6667 | Residential & Commercial | USHP | Ducted CEE Tier 1
216751606 | Central HP <5.4 tons | YORK | HRCU-A-CB (Split System: Heat Pump with Remote Outdoor Unit-Air-Source) | HH860E2S11 | ADP |  | H,YG54*60+TXV-BLEED | TM8Y100C16MP11 | 44000 | 18 | 9 | 42000 | 33000 | 78.57% | 2 | 0 | 11.7 |  |  |  |  | R-454B | 3.6667 | Residential & Commercial | USHP | Ducted CEE Tier 1
216751631 | Central HP <5.4 tons | YORK | HRCU-A-CB (Split System: Heat Pump with Remote Outdoor Unit-Air-Source) | HH860E2S11 | ADP |  | H,YG54*60+TXV-BLEED | TM8Y100C20MP11 | 54000 | 19 | 9 | 53000 | 39000 | 73.58% | 2 | 0 | 11 |  |  |  |  | R-454B | 4.5 | Residential & Commercial | USHP | Ducted CEE Tier 1
216751681 | Central HP <5.4 tons | YORK | HRCU-A-CB (Split System: Heat Pump with Remote Outdoor Unit-Air-Source) | HH860E2S11 | ADP |  | H,YG86*60+TXV-BLEED | TM9E080C16MP12 | 44500 | 18 | 9 | 43500 | 34000 | 78.16% | 2 | 0 | 11 |  |  |  |  | R-454B | 3.7083 | Residential & Commercial | USHP | Ducted CEE Tier 1
216751699 | Central HP <5.4 tons | YORK | HRCU-A-CB (Split System: Heat Pump with Remote Outdoor Unit-Air-Source) | HH860E2S11 | ADP |  | H,YG72*48+TXV-BLEED | TM9E100C16MP12 | 44500 | 18 | 9 | 44000 | 34000 | 77.27% | 2 | 0 | 11 |  |  |  |  | R-454B | 3.7083 | Residential & Commercial | USHP | Ducted CEE Tier 1
216751708 | Central HP <5.4 tons | YORK | HRCU-A-CB (Split System: Heat Pump with Remote Outdoor Unit-Air-Source) | HH860E2S11 | ADP |  | H,YG55*60+TXV-BLEED | TM9E100C16MP12 | 44500 | 18 | 9 | 44000 | 34000 | 77.27% | 2 | 0 | 11 |  |  |  |  | R-454B | 3.7083 | Residential & Commercial | USHP | Ducted CEE Tier 1
216751747 | Central HP <5.4 tons | YORK | HRCU-A-CB (Split System: Heat Pump with Remote Outdoor Unit-Air-Source) | HH860E2S11 | ADP |  | H,YG52*60+TXV-BLEED | TM9E120D20MP12 | 53500 | 19 | 8.5 | 52500 | 39000 | 74.29% | 2 | 0 | 11 |  |  |  |  | R-454B | 4.4583 | Residential & Commercial | USHP | Ducted CEE Tier 1
216751756 | Central HP <5.4 tons | YORK | HRCU-A-CB (Split System: Heat Pump with Remote Outdoor Unit-Air-Source) | HH860E2S11 | ADP |  | H,YG48*48+TXV-BLEED | TM9V080C16MP12 | 43500 | 18 | 9 | 42000 | 33600 | 80% | 2 | 0 | 11 |  |  |  |  | R-454B | 3.625 | Residential & Commercial | USHP | Ducted CEE Tier 1
216751765 | Central HP <5.4 tons | YORK | HRCU-A-CB (Split System: Heat Pump with Remote Outdoor Unit-Air-Source) | HH860E2S11 | ADP |  | H,YG50*48+TXV-BLEED | TM9V080C16MP12 | 43500 | 18 | 9 | 42000 | 33600 | 80% | 2 | 0 | 11 |  |  |  |  | R-454B | 3.625 | Residential & Commercial | USHP | Ducted CEE Tier 1
216751792 | Central HP <5.4 tons | YORK | HRCU-A-CB (Split System: Heat Pump with Remote Outdoor Unit-Air-Source) | HH860E2S11 | ADP |  | H,YG50*48+TXV-BLEED | TM9V100C16MP12 | 43500 | 18 | 9 | 42000 | 32800 | 78.1% | 2 | 0 | 11.7 |  |  |  |  | R-454B | 3.625 | Residential & Commercial | USHP | Ducted CEE Tier 1
216751799 | Central HP <5.4 tons | YORK | HRCU-A-CB (Split System: Heat Pump with Remote Outdoor Unit-Air-Source) | HH860E2S11 | ADP |  | H,YG84*48+TXV-BLEED | TM9V100C16MP12 | 43500 | 18 | 9 | 42000 | 32800 | 78.1% | 2 | 0 | 11.7 |  |  |  |  | R-454B | 3.625 | Residential & Commercial | USHP | Ducted CEE Tier 1
216737913 | Central HP <5.4 tons | PAYNE HEATING AND COOLING | HRCU-A-CB (Split System: Heat Pump with Remote Outdoor Unit-Air-Source) | 37MUHAQ24AA3 |  |  | CSAH*3012AM* | PG97VTAA60080C** | 22600 | 15.5 | 8.1 | 21000 | 18900 | 90% | 1.85 | 0 | 10.5 |  |  |  |  | R-454B | 1.8833 | Residential & Commercial | USHP | Ducted CEE Tier 1
216737998 | Central HP <5.4 tons | PAYNE HEATING AND COOLING | HRCU-A-CB (Split System: Heat Pump with Remote Outdoor Unit-Air-Source) | 37MUHAQ24AA3 |  |  | CSAH*3612AM* | PG80MS(A,L)A36045A** | 22800 | 15.5 | 8.1 | 20800 | 18500 | 88.94% | 1.9 | 0 | 10.5 |  |  |  |  | R-454B | 1.9 | Residential & Commercial | USHP | Ducted CEE Tier 1
216738098 | Central HP <5.4 tons | PAYNE HEATING AND COOLING | HRCU-A-CB (Split System: Heat Pump with Remote Outdoor Unit-Air-Source) | 37MUHAQ24AA3 |  |  | CSAH*3612AM* | PG80MS(A,L)A60110C** | 22600 | 16 | 8.1 | 20600 | 18400 | 89.32% | 1.9 | 0 | 11 |  |  |  |  | R-454B | 1.8833 | Residential & Commercial | USHP | Ducted CEE Tier 1
216738233 | Central HP <5.4 tons | PAYNE HEATING AND COOLING | HRCU-A-CB (Split System: Heat Pump with Remote Outdoor Unit-Air-Source) | 37MUHAQ24AA3 |  |  | CSAH*3612AM* | PG80MSUA60100C** | 22800 | 16 | 8.1 | 21000 | 18600 | 88.57% | 1.85 | 0 | 11 |  |  |  |  | R-454B | 1.9 | Residential & Commercial | USHP | Ducted CEE Tier 1
216679820 | Central HP <5.4 tons | PAYNE HEATING AND COOLING | HRCU-A-CB (Split System: Heat Pump with Remote Outdoor Unit-Air-Source) | 38MURAQ36AB3* |  |  | CAP**3621AL* | PG97VTAA48080B** | 34800 | 15.5 | 8.5 | 38500 | 34800 | 90.39% | 1.75 | 0 | 9.5 |  |  |  |  | R-410A | 2.9 | Residential & Commercial | USHP
216679856 | Central HP <5.4 tons | PAYNE HEATING AND COOLING | HRCU-A-CB (Split System: Heat Pump with Remote Outdoor Unit-Air-Source) | 38MURAQ36AB3* |  |  | CAP**4221AL* | PG97VTAA48080B** | 35000 | 15.5 | 8.5 | 38500 | 34600 | 89.87% | 1.76 | 0 | 9.8 |  |  |  |  | R-410A | 2.9167 | Residential & Commercial | USHP
216738581 | Central HP <5.4 tons | PAYNE HEATING AND COOLING | HRCU-A-CB (Split System: Heat Pump with Remote Outdoor Unit-Air-Source) | 37MUHAQ24AA3 |  |  | CSAH*3612AM* | PG96MSAA60100C** | 23000 | 15.5 | 8.1 | 21000 | 18600 | 88.57% | 1.9 | 0 | 10.5 |  |  |  |  | R-454B | 1.9167 | Residential & Commercial | USHP | Ducted CEE Tier 1
216738851 | Central HP <5.4 tons | PAYNE HEATING AND COOLING | HRCU-A-CB (Split System: Heat Pump with Remote Outdoor Unit-Air-Source) | 37MUHAQ24AA3 |  |  | CSAH*3612AM* | PG96VTAB60080C** | 22800 | 16 | 8.1 | 21000 | 18600 | 88.57% | 1.85 | 0 | 11 |  |  |  |  | R-454B | 1.9 | Residential & Commercial | USHP | Ducted CEE Tier 1
216735783 | Central HP <5.4 tons | ARCOAIRE | HRCU-A-CB (Split System: Heat Pump with Remote Outdoor Unit-Air-Source) | D5CUHAH24AAK |  |  | EA*5X37M21A* | *92MSN0802120A* | 23600 | 16.5 | 8.5 | 20800 | 18500 | 88.94% | 1.96 | 0 | 11 |  |  |  |  | R-454B | 1.9667 | Residential & Commercial | USHP | Ducted CEE Tier 1
216734933 | Central HP <5.4 tons | ARCOAIRE | HRCU-A-CB (Split System: Heat Pump with Remote Outdoor Unit-Air-Source) | D5CUHAH24AAK |  |  | EA*5X37M17A* | *80MS(N,L)0701712A* | 23000 | 16.5 | 8.5 | 20800 | 18500 | 88.94% | 1.98 | 0 | 11 |  |  |  |  | R-454B | 1.9167 | Residential & Commercial | USHP | Ducted CEE Tier 1
214627159 | Central HP <5.4 tons | CARRIER | HRCU-A-CB (Split System: Heat Pump with Remote Outdoor Unit-Air-Source) | 25VNA448A*031* | ADP |  | V,C60H210P179 | 58CU*A100C21**20 | 44500 | 21 | 9.5 | 44000 | 36000 | 81.82% | 2.36 | 0 | 11.7 |  |  |  |  | R-410A | 3.7083 | Residential & Commercial | USHP | Ducted CEE Tier 1
214627191 | Central HP <5.4 tons | CARRIER | HRCU-A-CB (Split System: Heat Pump with Remote Outdoor Unit-Air-Source) | 25VNA448A*031* | ADP |  | C60A***L169 | 59CU5A080C21**20 | 44000 | 21 | 8.5 | 44500 | 36000 | 80.9% | 2.18 | 0 | 12 |  |  |  |  | R-410A | 3.6667 | Residential & Commercial | USHP | Ducted CEE Tier 1
214626857 | Central HP <5.4 tons | CARRIER | HRCU-A-CB (Split System: Heat Pump with Remote Outdoor Unit-Air-Source) | 25VNA424A*031* | ADP |  | V,C36H175P159 | 58CU*A060C17**16 | 23400 | 20 | 10.5 | 25000 | 19300 | 77.2% | 2.46 | 0 | 13.5 |  |  |  |  | R-410A | 1.95 | Residential & Commercial | USHP | Ducted CEE Tier 1
214627241 | Central HP <5.4 tons | CARRIER | HRCU-A-CB (Split System: Heat Pump with Remote Outdoor Unit-Air-Source) | 25VNA448A*031* | ADP |  | C60A***L199 | 59CU5A100C21**22 | 45000 | 21 | 9.5 | 43500 | 35600 | 81.84% | 2.36 | 0 | 12 |  |  |  |  | R-410A | 3.75 | Residential & Commercial | USHP | Ducted CEE Tier 1
216751808 | Central HP <5.4 tons | YORK | HRCU-A-CB (Split System: Heat Pump with Remote Outdoor Unit-Air-Source) | HH860E2S11 | ADP |  | H,YG3K*60+TXV-BLEED | TM9V100C20MP12 | 44000 | 18 | 9 | 43000 | 33400 | 77.67% | 2 | 0 | 11 |  |  |  |  | R-454B | 3.6667 | Residential & Commercial | USHP | Ducted CEE Tier 1
216751515 | Central HP <5.4 tons | YORK | HRCU-A-CB (Split System: Heat Pump with Remote Outdoor Unit-Air-Source) | HH824E2S11 | ADP |  | H,YG80*36+TXV-BLEED | TM9V040A10MP12 | 23000 | 17 | 8.95 | 21400 | 17400 | 81.31% | 2 | 0 | 12 |  |  |  |  | R-454B | 1.9167 | Residential & Commercial | USHP | Ducted CEE Tier 1
216751524 | Central HP <5.4 tons | YORK | HRCU-A-CB (Split System: Heat Pump with Remote Outdoor Unit-Air-Source) | HH824E2S11 | ADP |  | H,YG8J*36+TXV-BLEED | TM9Y040A10MP11 | 22600 | 16 | 8.9 | 21400 | 17600 | 82.24% | 1.98 | 0 | 11.7 |  |  |  |  | R-454B | 1.8833 | Residential & Commercial | USHP | Ducted CEE Tier 1
216752040 | Central HP <5.4 tons | YORK | HRCU-A-CB (Split System: Heat Pump with Remote Outdoor Unit-Air-Source) | HH824E2S11 | ADP |  | H,YG7J*30+TXV-BLEED | TM8V080B12MP12 | 22400 | 17 | 8.8 | 21400 | 18100 | 84.58% | 1.96 | 0 | 11.5 |  |  |  |  | R-454B | 1.8667 | Residential & Commercial | USHP | Ducted CEE Tier 1
216752047 | Central HP <5.4 tons | YORK | HRCU-A-CB (Split System: Heat Pump with Remote Outdoor Unit-Air-Source) | HH824E2S11 | ADP |  | H,YG1K*36+TXV-BLEED | TM8Y060A12MP11 | 23000 | 18 | 9 | 21400 | 17800 | 83.18% | 2 | 0 | 12 |  |  |  |  | R-454B | 1.9167 | Residential & Commercial | USHP | Ducted CEE Tier 1
216752051 | Central HP <5.4 tons | YORK | HRCU-A-CB (Split System: Heat Pump with Remote Outdoor Unit-Air-Source) | HH824E2S11 | ADP |  | H,YG8J*30+TXV-BLEED | TM9E026A08MP12 | 22600 | 16 | 8.9 | 21400 | 17900 | 83.64% | 1.98 | 0 | 11.7 |  |  |  |  | R-454B | 1.8833 | Residential & Commercial | USHP | Ducted CEE Tier 1
216752056 | Central HP <5.4 tons | YORK | HRCU-A-CB (Split System: Heat Pump with Remote Outdoor Unit-Air-Source) | HH824E2S11 | ADP |  | H,YG8J*30+TXV-BLEED | TM9E040A10MP12 | 22600 | 16 | 8.9 | 21400 | 17600 | 82.24% | 1.98 | 0 | 11.7 |  |  |  |  | R-454B | 1.8833 | Residential & Commercial | USHP | Ducted CEE Tier 1
216752065 | Central HP <5.4 tons | YORK | HRCU-A-CB (Split System: Heat Pump with Remote Outdoor Unit-Air-Source) | HH824E2S11 | ADP |  | H,YG7J*30+TXV-BLEED | TM9V040A10MP12 | 22400 | 16 | 8.8 | 21400 | 17400 | 81.31% | 1.96 | 0 | 11.5 |  |  |  |  | R-454B | 1.8667 | Residential & Commercial | USHP | Ducted CEE Tier 1
216752067 | Central HP <5.4 tons | YORK | HRCU-A-CB (Split System: Heat Pump with Remote Outdoor Unit-Air-Source) | HH824E2S11 | ADP |  | H,YG1K*36+TXV-BLEED | TM9V040A10MP12 | 23000 | 17 | 9 | 21400 | 17400 | 81.31% | 2 | 0 | 12 |  |  |  |  | R-454B | 1.9167 | Residential & Commercial | USHP | Ducted CEE Tier 1
216751842 | Central HP <5.4 tons | YORK | HRCU-A-CB (Split System: Heat Pump with Remote Outdoor Unit-Air-Source) | HH860E2S11 | ADP |  | H,YG74*60+TXV-BLEED | Y91E080C16SMPS1 | 45000 | 18 | 9 | 44000 | 33400 | 75.91% | 2 | 0 | 11.7 |  |  |  |  | R-454B | 3.75 | Residential & Commercial | USHP | Ducted CEE Tier 1
216751881 | Central HP <5.4 tons | YORK | HRCU-A-CB (Split System: Heat Pump with Remote Outdoor Unit-Air-Source) | HH860E2S11 | ADP |  | H,YG51*48+TXV-BLEED | Y91E100C16SMPS1 | 45500 | 18 | 9 | 44000 | 33400 | 75.91% | 2 | 0 | 11.7 |  |  |  |  | R-454B | 3.7917 | Residential & Commercial | USHP | Ducted CEE Tier 1
216752072 | Central HP <5.4 tons | YORK | HRCU-A-CB (Split System: Heat Pump with Remote Outdoor Unit-Air-Source) | HH824E2S11 | ADP |  | H,YG7J*24+TXV-BLEED | TM9V080B12MP12 | 22400 | 17 | 9.25 | 21400 | 18100 | 84.58% | 1.96 | 0 | 11.5 |  |  |  |  | R-454B | 1.8667 | Residential & Commercial | USHP | Ducted CEE Tier 1
216734665 | Central HP <5.4 tons | ARCOAIRE | HRCU-A-CB (Split System: Heat Pump with Remote Outdoor Unit-Air-Source) | D5CUHAH24AAK |  |  | EA*5X36M17A* | *96MSN0601716A* | 22200 | 15.5 | 8.1 | 20800 | 18700 | 89.9% | 1.85 | 0 | 10.5 |  |  |  |  | R-454B | 1.85 | Residential & Commercial | USHP | Ducted CEE Tier 1
216734696 | Central HP <5.4 tons | ARCOAIRE | HRCU-A-CB (Split System: Heat Pump with Remote Outdoor Unit-Air-Source) | D5CUHAH24AAK |  |  | EA*5X36M17A* | *96VSN0401712B* | 22200 | 15.5 | 8.1 | 20800 | 18700 | 89.9% | 1.85 | 0 | 10.5 |  |  |  |  | R-454B | 1.85 | Residential & Commercial | USHP | Ducted CEE Tier 1
215942494 | Central HP <5.4 tons | ARCOAIRE | HRCU-A-CB (Split System: Heat Pump with Remote Outdoor Unit-Air-Source) | H5H3V36*K*AAA* |  |  | EVD5X61M21A*+WALLCON | *80CTL0901716B* | 35800 | 22 | 8.5 | 37400 | 28400 | 75.94% | 2.02 | 0 | 12.5 |  |  |  |  | R-454B | 2.9833 | Residential & Commercial | USHP | Ducted CEE Tier 1
215942444 | Central HP <5.4 tons | ARCOAIRE | HRCU-A-CB (Split System: Heat Pump with Remote Outdoor Unit-Air-Source) | H5H3V36*K*AAA* |  |  | EVM5X61M24A*+WALLCON | *97CMN0802120B* | 36000 | 22 | 8.5 | 37400 | 28200 | 75.4% | 2.04 | 0 | 12.5 |  |  |  |  | R-454B | 3 | Residential & Commercial | USHP | Ducted CEE Tier 1
216682789 | Central HP <5.4 tons | ARCOAIRE | HRCU-A-CB (Split System: Heat Pump with Remote Outdoor Unit-Air-Source) | DLCURAH30ABK |  |  | EA*4X37L21A* | *97VTN1002122A* | 30400 | 15.2 | 9 | 33000 | 26000 | 78.79% | 1.75 | 0 | 9 |  |  |  |  | R-410A | 2.5333 | Residential & Commercial | USHP
216751480 | Central HP <5.4 tons | YORK | HRCU-A-CB (Split System: Heat Pump with Remote Outdoor Unit-Air-Source) | HH824E2S11 | ADP |  | H,YG7J*36+TXV-BLEED | TM8Y060A12MP11 | 22400 | 17 | 8.8 | 21400 | 17800 | 83.18% | 1.96 | 0 | 11.5 |  |  |  |  | R-454B | 1.8667 | Residential & Commercial | USHP | Ducted CEE Tier 1
214630391 | Central HP <5.4 tons | CARRIER | HRCU-A-CB (Split System: Heat Pump with Remote Outdoor Unit-Air-Source) | 25VNA825A*032* | ADP |  | PL36H210P749 | 59CU5B060C17**16 | 23400 | 16 | 8.1 | 19800 | 16300 | 82.32% | 1.96 | 0 | 11 |  |  |  |  | R-410A | 1.95 | Residential & Commercial | USHP | Ducted CEE Tier 1
214630393 | Central HP <5.4 tons | CARRIER | HRCU-A-CB (Split System: Heat Pump with Remote Outdoor Unit-Air-Source) | 25VNA825A*032* | ADP |  | PL36H210P299 | 59MN7B060C17**14 | 24200 | 16 | 8.1 | 19600 | 16400 | 83.67% | 2 | 0 | 11 |  |  |  |  | R-410A | 2.0167 | Residential & Commercial | USHP | Ducted CEE Tier 1
214630402 | Central HP <5.4 tons | CARRIER | HRCU-A-CB (Split System: Heat Pump with Remote Outdoor Unit-Air-Source) | 25VNA825A*032* | ADP |  | PL36H210P299 | 59MN7B060C21**20 | 24400 | 16 | 8.1 | 19600 | 16300 | 83.16% | 2.02 | 0 | 11 |  |  |  |  | R-410A | 2.0333 | Residential & Commercial | USHP | Ducted CEE Tier 1
216445251 | Central HP <5.4 tons | LG | HRCU-A-C (Split System: Heat Pump with Remote Outdoor Unit with No Indoor Fan --Air Source) | KUSXB481A |  |  | LKMMA48D1 | 0 | 45500 | 15.5 | 8.5 | 48000 | 38000 | 79.17% | 1.8 | 0 | 11 |  |  |  |  | R-32 | 3.7917 | Residential & Commercial | USHP | Ducted CEE Tier 1
214630536 | Central HP <5.4 tons | CARRIER | HRCU-A-CB (Split System: Heat Pump with Remote Outdoor Unit-Air-Source) | 25VNA837A*031* | ADP |  | V,C36H175P159 | 59MN7B080C17**14 | 31600 | 17 | 8.1 | 31800 | 24400 | 76.73% | 1.86 | 0 | 11 |  |  |  |  | R-410A | 2.6333 | Residential & Commercial | USHP | Ducted CEE Tier 1
215933588 | Central HP <5.4 tons | ARCOAIRE | HRCU-A-CB (Split System: Heat Pump with Remote Outdoor Unit-Air-Source) | H5H3V36*K*AAA* |  |  | ESH5X48M12A*+WALLCON | *80CTL0902120B* | 33800 | 19.5 | 9 | 34600 | 26400 | 76.3% | 1.94 | 0 | 11.7 |  |  |  |  | R-454B | 2.8167 | Residential & Commercial | USHP | Ducted CEE Tier 1
215933638 | Central HP <5.4 tons | ARCOAIRE | HRCU-A-CB (Split System: Heat Pump with Remote Outdoor Unit-Air-Source) | H5H3V36*K*AAA* |  |  | ESH5X48M12A*+WALLCON | *97CMN0601714B* | 33400 | 19 | 9 | 34200 | 26200 | 76.61% | 1.96 | 0 | 10.5 |  |  |  |  | R-454B | 2.7833 | Residential & Commercial | USHP | Ducted CEE Tier 1
215933338 | Central HP <5.4 tons | ARCOAIRE | HRCU-A-CB (Split System: Heat Pump with Remote Outdoor Unit-Air-Source) | H5H3V36*K*AAA* |  |  | ESH5X42M12A*+WALLCON | *80CTL0901716B* | 33600 | 19 | 9 | 34800 | 26600 | 76.44% | 1.92 | 0 | 11 |  |  |  |  | R-454B | 2.8 | Residential & Commercial | USHP | Ducted CEE Tier 1
215933138 | Central HP <5.4 tons | ARCOAIRE | HRCU-A-CB (Split System: Heat Pump with Remote Outdoor Unit-Air-Source) | H5H3V36*K*AAA* |  |  | ESH5X36M12A*+WALLCON | *95CSU0601716B* | 33000 | 18.5 | 9 | 35400 | 27200 | 76.84% | 1.92 | 0 | 11 |  |  |  |  | R-454B | 2.75 | Residential & Commercial | USHP | Ducted CEE Tier 1
215933788 | Central HP <5.4 tons | ARCOAIRE | HRCU-A-CB (Split System: Heat Pump with Remote Outdoor Unit-Air-Source) | H5H3V36*K*AAA* |  |  | ESH5X60M12A*+WALLCON | *80CTL0901716B* | 34200 | 19.5 | 9 | 34400 | 26200 | 76.16% | 1.94 | 0 | 11.7 |  |  |  |  | R-454B | 2.85 | Residential & Commercial | USHP | Ducted CEE Tier 1
215933738 | Central HP <5.4 tons | ARCOAIRE | HRCU-A-CB (Split System: Heat Pump with Remote Outdoor Unit-Air-Source) | H5H3V36*K*AAA* |  |  | ESH5X60M12A*+WALLCON | *80CSU1002120A* | 34200 | 19.5 | 9 | 34400 | 26200 | 76.16% | 1.96 | 0 | 11.7 |  |  |  |  | R-454B | 2.85 | Residential & Commercial | USHP | Ducted CEE Tier 1
215935178 | Central HP <5.4 tons | ARCOAIRE | HRCU-A-CB (Split System: Heat Pump with Remote Outdoor Unit-Air-Source) | H5H3V36*K*AAA* |  |  | EVM5X60M21A*+WALLCON | *80CTL0451712B* | 35200 | 21 | 8.5 | 39000 | 29400 | 75.38% | 2 | 0 | 11.7 |  |  |  |  | R-454B | 2.9333 | Residential & Commercial | USHP | Ducted CEE Tier 1
215934708 | Central HP <5.4 tons | ARCOAIRE | HRCU-A-CB (Split System: Heat Pump with Remote Outdoor Unit-Air-Source) | H5H3V36*K*AAA* |  |  | EVM5X32M17A*+WALLCON | *96CTN0601714B* | 35200 | 21 | 8.5 | 38000 | 28000 | 73.68% | 2.06 | 0 | 11.7 |  |  |  |  | R-454B | 2.9333 | Residential & Commercial | USHP | Ducted CEE Tier 1
214630409 | Central HP <5.4 tons | CARRIER | HRCU-A-CB (Split System: Heat Pump with Remote Outdoor Unit-Air-Source) | 25VNA825A*032* | ADP |  | V,C36H175P149 | 59MN7C060C17**14 | 23400 | 16 | 8.1 | 20000 | 16300 | 81.5% | 1.94 | 0 | 11 |  |  |  |  | R-410A | 1.95 | Residential & Commercial | USHP | Ducted CEE Tier 1
214630411 | Central HP <5.4 tons | CARRIER | HRCU-A-CB (Split System: Heat Pump with Remote Outdoor Unit-Air-Source) | 25VNA825A*032* | ADP |  | V,C36H175P159 | 59MN7C060C17**14 | 23600 | 16 | 8.1 | 19800 | 16300 | 82.32% | 1.98 | 0 | 11 |  |  |  |  | R-410A | 1.9667 | Residential & Commercial | USHP | Ducted CEE Tier 1
214630420 | Central HP <5.4 tons | CARRIER | HRCU-A-CB (Split System: Heat Pump with Remote Outdoor Unit-Air-Source) | 25VNA825A*032* | ADP |  | PL36H175P159 | 59TN6B060C17**14 | 23800 | 16 | 8.1 | 19400 | 16200 | 83.51% | 2 | 0 | 11 |  |  |  |  | R-410A | 1.9833 | Residential & Commercial | USHP | Ducted CEE Tier 1
216013808 | Central HP <5.4 tons | YORK | HRCU-A-CB (Split System: Heat Pump with Remote Outdoor Unit-Air-Source) | HH860E2S11 | ADP |  | H,YG88*60+TXV-BLEED | Y91E100C20SMPS1 | 45500 | 18 | 8.5 | 45000 | 33600 | 74.67% | 2 | 0 | 11.7 |  |  |  |  | R-454B | 3.7917 | Residential & Commercial | USHP | Ducted CEE Tier 1
215405744 | Central HP <5.4 tons | YORK | HRCU-A-CB (Split System: Heat Pump with Remote Outdoor Unit-Air-Source) | HH860E2S11 | ADP |  | CH480C*C+TXV+AEF60CXP* | 0 | 45500 | 19 | 8.8 | 44000 | 33600 | 76.36% | 2.06 | 0 | 11.7 |  |  |  |  | R-454B | 3.7917 | Residential & Commercial | USHP | Ducted CEE Tier 1
215407221 | Central HP <5.4 tons | YORK | HRCU-A-CB (Split System: Heat Pump with Remote Outdoor Unit-Air-Source) | HH860E2S11 | ADP |  | H,YG48*60+TXV | TM9V100C16MP12 | 43500 | 18 | 8.5 | 42000 | 32800 | 78.1% | 2 | 0 | 11.7 |  |  |  |  | R-454B | 3.625 | Residential & Commercial | USHP | Ducted CEE Tier 1
213771339 | Central HP <5.4 tons | ARCOAIRE | HRCU-A-CB (Split System: Heat Pump with Remote Outdoor Unit-Air-Source) | HVH825GKA2* |  |  | EA*4X42L21A*+WALLCON | *96CTN0601714B* | 23600 | 16.5 | 8.1 | 21400 | 16700 | 78.04% | 1.96 | 0 | 10.5 |  |  |  |  | R-410A | 1.9667 | Residential & Commercial | USHP | Ducted CEE Tier 1
216751491 | Central HP <5.4 tons | YORK | HRCU-A-CB (Split System: Heat Pump with Remote Outdoor Unit-Air-Source) | HH824E2S11 | ADP |  | H,YG9J*36+TXV-BLEED | TM9E026A08MP12 | 23000 | 16 | 9 | 21400 | 17900 | 83.64% | 2 | 0 | 12 |  |  |  |  | R-454B | 1.9167 | Residential & Commercial | USHP | Ducted CEE Tier 1
216751514 | Central HP <5.4 tons | YORK | HRCU-A-CB (Split System: Heat Pump with Remote Outdoor Unit-Air-Source) | HH824E2S11 | ADP |  | H,YG9J*36+TXV-BLEED | TM9V040A10MP12 | 22800 | 16 | 9 | 21400 | 17400 | 81.31% | 2 | 0 | 11.7 |  |  |  |  | R-454B | 1.9 | Residential & Commercial | USHP | Ducted CEE Tier 1
214242909 | Central HP <5.4 tons | ARCOAIRE | HRCU-A-CB (Split System: Heat Pump with Remote Outdoor Unit-Air-Source) | HVH825GKA2* |  |  | END4X42L17**+WALLCON | *97CMN0601714B* | 23800 | 16 | 8.1 | 21400 | 16700 | 78.04% | 1.98 | 0 | 11 |  |  |  |  | R-410A | 1.9833 | Residential & Commercial | USHP | Ducted CEE Tier 1
214242509 | Central HP <5.4 tons | ARCOAIRE | HRCU-A-CB (Split System: Heat Pump with Remote Outdoor Unit-Air-Source) | HVH825GKA2* |  |  | EN(A,D)4X24L17**+WALLCON | *96CTN0801714B* | 23200 | 16 | 8.1 | 22000 | 16900 | 76.82% | 1.92 | 0 | 10.5 |  |  |  |  | R-410A | 1.9333 | Residential & Commercial | USHP | Ducted CEE Tier 1
214243029 | Central HP <5.4 tons | ARCOAIRE | HRCU-A-CB (Split System: Heat Pump with Remote Outdoor Unit-Air-Source) | HVH825GKA2* |  |  | EN(A,D,W)4X42L21**+WALLCON | *97CMN0801714B* | 23600 | 16.5 | 8.1 | 21400 | 16700 | 78.04% | 1.96 | 0 | 11 |  |  |  |  | R-410A | 1.9667 | Residential & Commercial | USHP | Ducted CEE Tier 1
215934758 | Central HP <5.4 tons | ARCOAIRE | HRCU-A-CB (Split System: Heat Pump with Remote Outdoor Unit-Air-Source) | H5H3V36*K*AAA* |  |  | EVM5X43M21A*+WALLCON | *97CMN0601714B* | 34400 | 20.5 | 8.5 | 38000 | 27600 | 72.63% | 2.08 | 0 | 11 |  |  |  |  | R-454B | 2.8667 | Residential & Commercial | USHP | Ducted CEE Tier 1
214303083 | Central HP <5.4 tons | RUUD | HRCU-A-CB (Split System: Heat Pump with Remote Outdoor Unit-Air-Source) | RD17AZ24AJ3N | ADP |  | H,RG34936 | R921V0403A17M4S | 22000 | 17 | 8.1 | 21000 | 16500 | 78.57% | 2 | 0 | 9.5 |  |  |  |  | R-410A | 1.8333 | Residential & Commercial | USHP
214303085 | Central HP <5.4 tons | RUUD | HRCU-A-CB (Split System: Heat Pump with Remote Outdoor Unit-Air-Source) | RD17AZ24AJ3N | ADP |  | H,RG34936 | R921V0703A17M4S | 22000 | 17 | 8.1 | 21000 | 16500 | 78.57% | 2 | 0 | 9.5 |  |  |  |  | R-410A | 1.8333 | Residential & Commercial | USHP
210472904 | Central HP <5.4 tons | KEEPRITE | HRCU-A-CB (Split System: Heat Pump with Remote Outdoor Unit-Air-Source) | CVH825GKA3* |  |  | EA*4X42L21A*+WALLCON | *96CTN0601714A* | 23600 | 16.5 | 8.1 | 21400 | 16700 | 78.04% | 1.94 | 0 | 11 |  |  |  |  | R-410A | 1.9667 | Residential & Commercial | USHP | Ducted CEE Tier 1
213780789 | Central HP <5.4 tons | ARCOAIRE | HRCU-A-CB (Split System: Heat Pump with Remote Outdoor Unit-Air-Source) | HVH837GKA2* |  |  | EA*4X36L21A*+WALLCON | *97CMN0601714B* | 31200 | 16.5 | 8.1 | 33200 | 24600 | 74.1% | 1.82 | 0 | 10.5 |  |  |  |  | R-410A | 2.6 | Residential & Commercial | USHP | Ducted CEE Tier 1
213780889 | Central HP <5.4 tons | ARCOAIRE | HRCU-A-CB (Split System: Heat Pump with Remote Outdoor Unit-Air-Source) | HVH837GKA2* |  |  | EA*4X37L21A*+WALLCON | *80CTL1102120B* | 33000 | 17 | 8.5 | 32800 | 25000 | 76.22% | 1.98 | 0 | 11.5 |  |  |  |  | R-410A | 2.75 | Residential & Commercial | USHP | Ducted CEE Tier 1
212976416 | Central HP <5.4 tons | PAYNE HEATING AND COOLING | HRCU-A-CB (Split System: Heat Pump with Remote Outdoor Unit-Air-Source) | 38MURAQ24AB3* |  |  | CNPV*3621AL* | PG96VTAB60080C** | 23800 | 17 | 8.5 | 26400 | 24000 | 90.91% | 1.98 | 0 | 10.5 |  |  |  |  | R-410A | 1.9833 | Residential & Commercial | USHP | Ducted CEE Tier 1
215935118 | Central HP <5.4 tons | ARCOAIRE | HRCU-A-CB (Split System: Heat Pump with Remote Outdoor Unit-Air-Source) | H5H3V36*K*AAA* |  |  | EVM5X49M21A*+WALLCON | *97CMN1002122B* | 35600 | 22 | 8.5 | 38000 | 28600 | 75.26% | 2.02 | 0 | 12.5 |  |  |  |  | R-454B | 2.9667 | Residential & Commercial | USHP | Ducted CEE Tier 1
215935268 | Central HP <5.4 tons | ARCOAIRE | HRCU-A-CB (Split System: Heat Pump with Remote Outdoor Unit-Air-Source) | H5H3V36*K*AAA* |  |  | EVM5X60M21A*+WALLCON | *97CMN0602120B* | 35400 | 21 | 8.5 | 38500 | 29000 | 75.32% | 2.02 | 0 | 12 |  |  |  |  | R-454B | 2.95 | Residential & Commercial | USHP | Ducted CEE Tier 1
215935368 | Central HP <5.4 tons | ARCOAIRE | HRCU-A-CB (Split System: Heat Pump with Remote Outdoor Unit-Air-Source) | H5H3V36*K*AAA* |  |  | EVM5X60M24A*+WALLCON | *80CTL1352422B* | 35600 | 22 | 8.5 | 38000 | 28400 | 74.74% | 2.04 | 0 | 12.5 |  |  |  |  | R-454B | 2.9667 | Residential & Commercial | USHP | Ducted CEE Tier 1
213738364 | Central HP <5.4 tons | DAY & NIGHT | HRCU-A-CB (Split System: Heat Pump with Remote Outdoor Unit-Air-Source) | DLCURAH30ABK | ADP |  | FG80936 | *80MSU0401712A* | 29800 | 15.2 | 8.1 | 32200 | 27200 | 84.47% | 1.8 | 0 | 9 |  |  |  |  | R-410A | 2.4833 | Residential & Commercial | USHP
214303087 | Central HP <5.4 tons | RUUD | HRCU-A-CB (Split System: Heat Pump with Remote Outdoor Unit-Air-Source) | RD17AZ24AJ3N | ADP |  | H,RG34936 | R951V0403A17UHU | 21800 | 17 | 8.1 | 20800 | 16700 | 80.29% | 2 | 0 | 9.5 |  |  |  |  | R-410A | 1.8167 | Residential & Commercial | USHP
215935918 | Central HP <5.4 tons | ARCOAIRE | HRCU-A-CB (Split System: Heat Pump with Remote Outdoor Unit-Air-Source) | H5H3V36*K*AAA* |  |  | EVD5X42M17A*+WALLCON | *97CMN0601714B* | 34200 | 20 | 8.5 | 38000 | 27400 | 72.11% | 2.08 | 0 | 11 |  |  |  |  | R-454B | 2.85 | Residential & Commercial | USHP | Ducted CEE Tier 1
215936518 | Central HP <5.4 tons | ARCOAIRE | HRCU-A-CB (Split System: Heat Pump with Remote Outdoor Unit-Air-Source) | H5H3V36*K*AAA* |  |  | EVD5X49M24A*+WALLCON | *97CMN1002122B* | 35400 | 22 | 8.5 | 38000 | 28400 | 74.74% | 2.04 | 0 | 12.5 |  |  |  |  | R-454B | 2.95 | Residential & Commercial | USHP | Ducted CEE Tier 1
214861457 | Central HP <5.4 tons | RUUD | HRCU-A-CB (Split System: Heat Pump with Remote Outdoor Unit-Air-Source) | RD17AZ24AJ3N | ADP |  | H,RE7J936 | R951V0603A17M4S | 21600 | 16 | 9.5 | 21000 | 16600 | 79.05% | 2 | 0 | 9.5 |  |  |  |  | R-410A | 1.8 | Residential & Commercial | USHP
213080055 | Central HP <5.4 tons | ARCOAIRE | HRCU-A-CB (Split System: Heat Pump with Remote Outdoor Unit-Air-Source) | DLCURAH36ABK |  |  | EA*4X43L21A* | *96MSN0801716A* | 36400 | 15.5 | 8.5 | 38500 | 35000 | 90.91% | 2.06 | 0 | 10 |  |  |  |  | R-410A | 3.0333 | Residential & Commercial | USHP | Ducted CEE Tier 1
211712778 | Central HP <5.4 tons | KEEPRITE | HRCU-A-CB (Split System: Heat Pump with Remote Outdoor Unit-Air-Source) | DLCURAH30ABK |  |  | EA*4X42L24A* | *96VTN0802120A* | 29600 | 15.2 | 8.1 | 33600 | 27400 | 81.55% | 1.78 | 0 | 9 |  |  |  |  | R-410A | 2.4667 | Residential & Commercial | USHP
215932188 | Central HP <5.4 tons | ARCOAIRE | HRCU-A-CB (Split System: Heat Pump with Remote Outdoor Unit-Air-Source) | H5H3V36*K*AAA* |  |  | EA*5X42M21A*+WALLCON | *80CSU0401712A* | 32600 | 20 | 9.5 | 35000 | 26800 | 76.57% | 2 | 0 | 11 |  |  |  |  | R-454B | 2.7167 | Residential & Commercial | USHP | Ducted CEE Tier 1
215932108 | Central HP <5.4 tons | ARCOAIRE | HRCU-A-CB (Split System: Heat Pump with Remote Outdoor Unit-Air-Source) | H5H3V36*K*AAA* |  |  | EA*5X36M17A*+WALLCON | *96CTN0401410B* | 31000 | 17.5 | 9 | 34200 | 26400 | 77.19% | 1.92 | 0 | 10.5 |  |  |  |  | R-454B | 2.5833 | Residential & Commercial | USHP | Ducted CEE Tier 1
215932958 | Central HP <5.4 tons | ARCOAIRE | HRCU-A-CB (Split System: Heat Pump with Remote Outdoor Unit-Air-Source) | H5H3V36*K*AAA* |  |  | EA*5X61M24A*+WALLCON | *96CTN1202422B* | 34400 | 20.5 | 9.5 | 34200 | 26000 | 76.02% | 2.08 | 0 | 12 |  |  |  |  | R-454B | 2.8667 | Residential & Commercial | USHP | Ducted CEE Tier 1
215933008 | Central HP <5.4 tons | ARCOAIRE | HRCU-A-CB (Split System: Heat Pump with Remote Outdoor Unit-Air-Source) | H5H3V36*K*AAA* |  |  | ESH5X30M12A*+WALLCON | *96CTN0401410B* | 31400 | 16.5 | 9 | 34400 | 26400 | 76.74% | 1.92 | 0 | 10 |  |  |  |  | R-454B | 2.6167 | Residential & Commercial | USHP | Ducted CEE Tier 1
215933108 | Central HP <5.4 tons | ARCOAIRE | HRCU-A-CB (Split System: Heat Pump with Remote Outdoor Unit-Air-Source) | H5H3V36*K*AAA* |  |  | ESH5X36M12A*+WALLCON | *80CTL0902120B* | 33400 | 19 | 9 | 34800 | 26600 | 76.44% | 1.92 | 0 | 11.5 |  |  |  |  | R-454B | 2.7833 | Residential & Commercial | USHP | Ducted CEE Tier 1
210597018 | Central HP <5.4 tons | KEEPRITE | HRCU-A-CB (Split System: Heat Pump with Remote Outdoor Unit-Air-Source) | CVH825GKA2* |  |  | EN(A,D)4X48L24**+WALLCON | *96CTN1202422A* | 24200 | 17 | 8.1 | 21200 | 16600 | 78.3% | 2.02 | 0 | 11.5 |  |  |  |  | R-410A | 2.0167 | Residential & Commercial | USHP | Ducted CEE Tier 1
216682098 | Central HP <5.4 tons | ARCOAIRE | HRCU-A-CB (Split System: Heat Pump with Remote Outdoor Unit-Air-Source) | DLCURAH30ABK |  |  | EA*4X42L24A* | *97VTN1002120A* | 30200 | 15.2 | 9 | 34000 | 27200 | 80% | 1.75 | 0 | 9 |  |  |  |  | R-410A | 2.5167 | Residential & Commercial | USHP
216681798 | Central HP <5.4 tons | ARCOAIRE | HRCU-A-CB (Split System: Heat Pump with Remote Outdoor Unit-Air-Source) | DLCURAH36ABK |  |  | EA*4X43L21A* | *97VTN1002120A* | 36200 | 16.5 | 9 | 38000 | 34400 | 90.53% | 1.96 | 0 | 10 |  |  |  |  | R-410A | 3.0167 | Residential & Commercial | USHP | Ducted CEE Tier 1
216751899 | Central HP <5.4 tons | YORK | HRCU-A-CB (Split System: Heat Pump with Remote Outdoor Unit-Air-Source) | HH860E2S11 | ADP |  | H,YG49*60+TXV-BLEED | Y91E100C20SMPS1 | 53000 | 19 | 8.5 | 52000 | 38000 | 73.08% | 2 | 0 | 11 |  |  |  |  | R-454B | 4.4167 | Residential & Commercial | USHP | Ducted CEE Tier 1
213738491 | Central HP <5.4 tons | DAY & NIGHT | HRCU-A-CB (Split System: Heat Pump with Remote Outdoor Unit-Air-Source) | DLCURAH36ABK | ADP |  | FG82936 | *80MS(N,L)0901714A* | 36000 | 16 | 8.1 | 36800 | 34600 | 94.02% | 2 | 0 | 10.5 |  |  |  |  | R-410A | 3 | Residential & Commercial | USHP | Ducted CEE Tier 1
213738532 | Central HP <5.4 tons | DAY & NIGHT | HRCU-A-CB (Split System: Heat Pump with Remote Outdoor Unit-Air-Source) | DLCURAH36ABK | ADP |  | PL36H210P299 | *92MSN0601714A* | 36600 | 16 | 8.5 | 36800 | 34600 | 94.02% | 2.06 | 0 | 10 |  |  |  |  | R-410A | 3.05 | Residential & Commercial | USHP | Ducted CEE Tier 1
216774359 | Central HP <5.4 tons | AIREASE | HRCU-A-CB (Split System: Heat Pump with Remote Outdoor Unit-Air-Source) | A7SCP18V60P-**A | ADP |  | V,A,D60H210P19*+TXV+AEFE5* | 0 | 51000 | 15.2 | 8.5 | 52000 | 41000 | 78.85% | 1.95 | 0 | 10 |  |  |  |  | R-454B | 4.25 | Residential & Commercial | USHP | Ducted CEE Tier 1
216734687 | Central HP <5.4 tons | ARCOAIRE | HRCU-A-CB (Split System: Heat Pump with Remote Outdoor Unit-Air-Source) | D5CUHAH24AAK |  |  | EA*5X36M17A* | *96VSN0401410B* | 22200 | 15.5 | 8.1 | 21000 | 18800 | 89.52% | 1.85 | 0 | 10.5 |  |  |  |  | R-454B | 1.85 | Residential & Commercial | USHP | Ducted CEE Tier 1
213250268 | Central HP <5.4 tons | DIRECT AIR | HRCU-A-C (Split System: Heat Pump with Remote Outdoor Unit with No Indoor Fan --Air Source) | DIRM-30MAGICPRO20-OU | ADP |  | *G8J936+TD | 0 | 29800 | 15.2 | 9.5 | 31400 | 26600 | 84.71% | 1.82 | 0 | 10.5 |  |  |  |  | R-410A | 2.4833 | Residential & Commercial | USHP | Ducted CEE Tier 1
213250270 | Central HP <5.4 tons | DIRECT AIR | HRCU-A-C (Split System: Heat Pump with Remote Outdoor Unit with No Indoor Fan --Air Source) | DIRM-30MAGICPRO20-OU | ADP |  | *G33936+TD | 0 | 29400 | 15.2 | 9.35 | 31200 | 26600 | 85.26% | 1.8 | 0 | 10 |  |  |  |  | R-410A | 2.45 | Residential & Commercial | USHP | Ducted CEE Tier 1
216774312 | Central HP <5.4 tons | AIREASE | HRCU-A-CB (Split System: Heat Pump with Remote Outdoor Unit-Air-Source) | A7SCP18V24P-**A | ADP |  | V,A,D36H***D21*+TXV+AEFE3A* | 0 | 24000 | 16 | 9 | 22400 | 22200 | 99.11% | 1.8 | 0 | 11.7 |  |  |  |  | R-454B | 2 | Residential & Commercial | USHP | Ducted CEE Tier 1
214731161 | Central HP <5.4 tons | BRYANT HEATING AND COOLING SYSTEMS | HRCU-A-CB (Split System: Heat Pump with Remote Outdoor Unit-Air-Source) | 38MURAQ24AB3* | ADP |  | H,PG81936 | 916SA48060M17*** | 23600 | 17 | 9 | 24200 | 23200 | 95.87% | 1.96 | 0 | 10 |  |  |  |  | R-410A | 1.9667 | Residential & Commercial | USHP | Ducted CEE Tier 1
213369411 | Central HP <5.4 tons | CARRIER | HRCU-A-CB (Split System: Heat Pump with Remote Outdoor Unit-Air-Source) | 38MURAQ24AB3* | ADP |  | H,PG7J936 | 59TP6C060V14**12 | 23000 | 17 | 8.5 | 24600 | 23600 | 95.93% | 2 | 0 | 9.5 |  |  |  |  | R-410A | 1.9167 | Residential & Commercial | USHP
214731195 | Central HP <5.4 tons | BRYANT HEATING AND COOLING SYSTEMS | HRCU-A-CB (Split System: Heat Pump with Remote Outdoor Unit-Air-Source) | 38MURAQ24AB3* | ADP |  | H,PG9J936 | 926TC60100V21*** | 23600 | 17 | 8.5 | 24600 | 24200 | 98.37% | 2.04 | 0 | 10.5 |  |  |  |  | R-410A | 1.9667 | Residential & Commercial | USHP | Ducted CEE Tier 1
213738464 | Central HP <5.4 tons | DAY & NIGHT | HRCU-A-CB (Split System: Heat Pump with Remote Outdoor Unit-Air-Source) | DLCURAH36ABK | ADP |  | FG35936 | *80MS(N,L)0701412A* | 35000 | 16 | 8.1 | 36800 | 34600 | 94.02% | 1.94 | 0 | 9.5 |  |  |  |  | R-410A | 2.9167 | Residential & Commercial | USHP
213738473 | Central HP <5.4 tons | DAY & NIGHT | HRCU-A-CB (Split System: Heat Pump with Remote Outdoor Unit-Air-Source) | DLCURAH36ABK | ADP |  | V,G36H175P159 | *80MS(N,L)0701712A* | 35400 | 16 | 8.1 | 36800 | 34600 | 94.02% | 1.94 | 0 | 10 |  |  |  |  | R-410A | 2.95 | Residential & Commercial | USHP | Ducted CEE Tier 1
213738482 | Central HP <5.4 tons | DAY & NIGHT | HRCU-A-CB (Split System: Heat Pump with Remote Outdoor Unit-Air-Source) | DLCURAH36ABK | ADP |  | FG32936 | *80MS(N,L)0901714A* | 34000 | 16 | 8.5 | 36200 | 34200 | 94.48% | 2.02 | 0 | 9.5 |  |  |  |  | R-410A | 2.8333 | Residential & Commercial | USHP
213738484 | Central HP <5.4 tons | DAY & NIGHT | HRCU-A-CB (Split System: Heat Pump with Remote Outdoor Unit-Air-Source) | DLCURAH36ABK | ADP |  | PL36H175P159 | *80MS(N,L)0901714A* | 35400 | 16 | 8.1 | 36800 | 34600 | 94.02% | 1.88 | 0 | 10 |  |  |  |  | R-410A | 2.95 | Residential & Commercial | USHP | Ducted CEE Tier 1
213738509 | Central HP <5.4 tons | DAY & NIGHT | HRCU-A-CB (Split System: Heat Pump with Remote Outdoor Unit-Air-Source) | DLCURAH36ABK | ADP |  | FG35936 | *80VSL0451412B* | 35000 | 16 | 8.1 | 36800 | 34600 | 94.02% | 1.94 | 0 | 9.5 |  |  |  |  | R-410A | 2.9167 | Residential & Commercial | USHP
216774361 | Central HP <5.4 tons | AIREASE | HRCU-A-CB (Split System: Heat Pump with Remote Outdoor Unit-Air-Source) | A7SCP18V60P-**A | ADP |  | H,A,DG86*60+TXV+AEFE5* | 0 | 51000 | 15.2 | 8.5 | 52000 | 41000 | 78.85% | 1.95 | 0 | 10 |  |  |  |  | R-454B | 4.25 | Residential & Commercial | USHP | Ducted CEE Tier 1
216774308 | Central HP <5.4 tons | AIREASE | HRCU-A-CB (Split System: Heat Pump with Remote Outdoor Unit-Air-Source) | A7SCP18V24P-**A | ADP |  | PL36H175P15*+TXV+AEFE4B* | 0 | 24000 | 16 | 9 | 22400 | 22200 | 99.11% | 1.8 | 0 | 11.7 |  |  |  |  | R-454B | 2 | Residential & Commercial | USHP | Ducted CEE Tier 1
216734723 | Central HP <5.4 tons | ARCOAIRE | HRCU-A-CB (Split System: Heat Pump with Remote Outdoor Unit-Air-Source) | D5CUHAH24AAK |  |  | EA*5X36M17A* | *96VSN0801716B* | 22200 | 16 | 8.1 | 20800 | 18700 | 89.9% | 1.85 | 0 | 10.5 |  |  |  |  | R-454B | 1.85 | Residential & Commercial | USHP | Ducted CEE Tier 1
216735274 | Central HP <5.4 tons | ARCOAIRE | HRCU-A-CB (Split System: Heat Pump with Remote Outdoor Unit-Air-Source) | D5CUHAH24AAK |  |  | EA*5X37M17A* | *95MSU0601716A* | 22800 | 16.5 | 8.5 | 20600 | 18400 | 89.32% | 1.96 | 0 | 11 |  |  |  |  | R-454B | 1.9 | Residential & Commercial | USHP | Ducted CEE Tier 1
216736746 | Central HP <5.4 tons | ARCOAIRE | HRCU-A-CB (Split System: Heat Pump with Remote Outdoor Unit-Air-Source) | D5CUHAH24AAK |  |  | ESH5X24M12A* | *95MSU0601716A* | 22600 | 15.5 | 8.1 | 21200 | 19100 | 90.09% | 1.85 | 0 | 10.5 |  |  |  |  | R-454B | 1.8833 | Residential & Commercial | USHP | Ducted CEE Tier 1
216734772 | Central HP <5.4 tons | ARCOAIRE | HRCU-A-CB (Split System: Heat Pump with Remote Outdoor Unit-Air-Source) | D5CUHAH24AAK |  |  | EA*5X36M17A* | *96CTN0801714B* | 22200 | 16.5 | 8.1 | 20800 | 18700 | 89.9% | 1.85 | 0 | 10.5 |  |  |  |  | R-454B | 1.85 | Residential & Commercial | USHP | Ducted CEE Tier 1
213771439 | Central HP <5.4 tons | ARCOAIRE | HRCU-A-CB (Split System: Heat Pump with Remote Outdoor Unit-Air-Source) | HVH825GKA2* |  |  | EA*4X43L21A*+WALLCON | *80CTL0451712B* | 24200 | 16.5 | 8.1 | 21200 | 16700 | 78.77% | 2.02 | 0 | 10.5 |  |  |  |  | R-410A | 2.0167 | Residential & Commercial | USHP | Ducted CEE Tier 1
216774317 | Central HP <5.4 tons | AIREASE | HRCU-A-CB (Split System: Heat Pump with Remote Outdoor Unit-Air-Source) | A7SCP18V24P-**A | ADP |  | V,A,D36H***D44*+TXV+AEFE3A* | 0 | 24000 | 16 | 9 | 22400 | 22200 | 99.11% | 1.8 | 0 | 11.7 |  |  |  |  | R-454B | 2 | Residential & Commercial | USHP | Ducted CEE Tier 1
216774319 | Central HP <5.4 tons | AIREASE | HRCU-A-CB (Split System: Heat Pump with Remote Outdoor Unit-Air-Source) | A7SCP18V24P-**A | ADP |  | H,A,DE7J*24+TXV+AEFE4B* | 0 | 24000 | 16 | 8.95 | 22400 | 22200 | 99.11% | 1.8 | 0 | 11.7 |  |  |  |  | R-454B | 2 | Residential & Commercial | USHP | Ducted CEE Tier 1
214630450 | Central HP <5.4 tons | CARRIER | HRCU-A-CB (Split System: Heat Pump with Remote Outdoor Unit-Air-Source) | 25VNA837A*030* | ADP |  | V,C36H175P159 | 58CU*A040C17**12 | 32000 | 17 | 8.1 | 31400 | 24400 | 77.71% | 1.96 | 0 | 11.5 |  |  |  |  | R-410A | 2.6667 | Residential & Commercial | USHP | Ducted CEE Tier 1
214630468 | Central HP <5.4 tons | CARRIER | HRCU-A-CB (Split System: Heat Pump with Remote Outdoor Unit-Air-Source) | 25VNA837A*030* | ADP |  | PL36H175P159 | 59CU5B060C17**16 | 32000 | 17 | 8.1 | 31600 | 24600 | 77.85% | 1.9 | 0 | 11 |  |  |  |  | R-410A | 2.6667 | Residential & Commercial | USHP | Ducted CEE Tier 1
214320231 | Central HP <5.4 tons | RUUD | HRCU-A-CB (Split System: Heat Pump with Remote Outdoor Unit-Air-Source) | RD17AZ36AJ3N | ADP |  | PL36H175P389 | R801V0504A17UHN | 33200 | 18 | 8.1 | 32600 | 29400 | 90.18% | 1.9 | 0 | 9.5 |  |  |  |  | R-410A | 2.7667 | Residential & Commercial | USHP
212977091 | Central HP <5.4 tons | ARCOAIRE | HRCU-A-CB (Split System: Heat Pump with Remote Outdoor Unit-Air-Source) | DLCURAH36ABK |  |  | EA*4X48L24A* | *96VTN1002122B* | 35800 | 16.5 | 8.5 | 37800 | 34600 | 91.53% | 2.02 | 0 | 10 |  |  |  |  | R-410A | 2.9833 | Residential & Commercial | USHP | Ducted CEE Tier 1
216681846 | Central HP <5.4 tons | ARCOAIRE | HRCU-A-CB (Split System: Heat Pump with Remote Outdoor Unit-Air-Source) | DLCURAH36ABK |  |  | EHD4X42AAL | *97VTN1002120A* | 36000 | 16 | 8.5 | 38500 | 34400 | 89.35% | 1.8 | 0 | 10 |  |  |  |  | R-410A | 3 | Residential & Commercial | USHP | Ducted CEE Tier 1
216682589 | Central HP <5.4 tons | ARCOAIRE | HRCU-A-CB (Split System: Heat Pump with Remote Outdoor Unit-Air-Source) | DLCURAH36ABK |  |  | EA*4X48L21A* | *97VTN1002122A* | 35800 | 16.5 | 9 | 37400 | 34200 | 91.44% | 1.94 | 0 | 10 |  |  |  |  | R-410A | 2.9833 | Residential & Commercial | USHP | Ducted CEE Tier 1
216774306 | Central HP <5.4 tons | AIREASE | HRCU-A-CB (Split System: Heat Pump with Remote Outdoor Unit-Air-Source) | A7SCP18V24P-**A | ADP |  | V,A,D24H***D42*+TXV+AEFE3A* | 0 | 24000 | 16 | 8.85 | 22400 | 22200 | 99.11% | 1.78 | 0 | 11.7 |  |  |  |  | R-454B | 2 | Residential & Commercial | USHP | Ducted CEE Tier 1
212977830 | Central HP <5.4 tons | ARCOAIRE | HRCU-A-CB (Split System: Heat Pump with Remote Outdoor Unit-Air-Source) | DLCURAH18ABK |  |  | EN(A,D)4X30L17** | *80MS(N,L)0451412A* | 17700 | 16.5 | 8.1 | 18100 | 18600 | 102.8% | 2.24 | 0 | 11 |  |  |  |  | R-410A | 1.475 | Residential & Commercial | USHP | Ducted CEE Tier 1
214731177 | Central HP <5.4 tons | BRYANT HEATING AND COOLING SYSTEMS | HRCU-A-CB (Split System: Heat Pump with Remote Outdoor Unit-Air-Source) | 38MURAQ24AB3* | ADP |  | H,PG31930 | 926TC48060V17*** | 23000 | 16 | 9 | 24400 | 22800 | 93.44% | 1.92 | 0 | 10 |  |  |  |  | R-410A | 1.9167 | Residential & Commercial | USHP | Ducted CEE Tier 1
216738333 | Central HP <5.4 tons | ARCOAIRE | HRCU-A-CB (Split System: Heat Pump with Remote Outdoor Unit-Air-Source) | D5CUHAH24AAK |  |  | ESH5X36M12A* | *80VTL0701716B* | 22800 | 16 | 8.1 | 20800 | 18500 | 88.94% | 1.85 | 0 | 11 |  |  |  |  | R-454B | 1.9 | Residential & Commercial | USHP | Ducted CEE Tier 1
216738431 | Central HP <5.4 tons | ARCOAIRE | HRCU-A-CB (Split System: Heat Pump with Remote Outdoor Unit-Air-Source) | D5CUHAH24AAK |  |  | ESH5X36M12A* | *97CMN1002122B* | 23000 | 15.5 | 8.1 | 21000 | 18700 | 89.05% | 1.85 | 0 | 11 |  |  |  |  | R-454B | 1.9167 | Residential & Commercial | USHP | Ducted CEE Tier 1
216738300 | Central HP <5.4 tons | ARCOAIRE | HRCU-A-CB (Split System: Heat Pump with Remote Outdoor Unit-Air-Source) | D5CUHAH24AAK |  |  | ESH5X36M12A* | *80CTL1102120B* | 23200 | 15.2 | 8.1 | 21200 | 18800 | 88.68% | 1.9 | 0 | 10.5 |  |  |  |  | R-454B | 1.9333 | Residential & Commercial | USHP | Ducted CEE Tier 1
213782109 | Central HP <5.4 tons | ARCOAIRE | HRCU-A-CB (Split System: Heat Pump with Remote Outdoor Unit-Air-Source) | HVH837GKA2* |  |  | EHD4X48AAL+WALLCON | *80CTL1352422B* | 32600 | 16.5 | 8.1 | 32600 | 24800 | 76.07% | 1.96 | 0 | 11 |  |  |  |  | R-410A | 2.7167 | Residential & Commercial | USHP | Ducted CEE Tier 1
213782359 | Central HP <5.4 tons | ARCOAIRE | HRCU-A-CB (Split System: Heat Pump with Remote Outdoor Unit-Air-Source) | HVH837GKA2* |  |  | EHD4X60AAL+WALLCON | *96CTN1202422B* | 33000 | 16.5 | 8.1 | 32200 | 24800 | 77.02% | 2 | 0 | 11.5 |  |  |  |  | R-410A | 2.75 | Residential & Commercial | USHP | Ducted CEE Tier 1
213771479 | Central HP <5.4 tons | ARCOAIRE | HRCU-A-CB (Split System: Heat Pump with Remote Outdoor Unit-Air-Source) | HVH825GKA2* |  |  | EA*4X43L21A*+WALLCON | *80CTL1102120B* | 24400 | 17 | 8.5 | 21200 | 16600 | 78.3% | 2.04 | 0 | 11 |  |  |  |  | R-410A | 2.0333 | Residential & Commercial | USHP | Ducted CEE Tier 1
213771549 | Central HP <5.4 tons | ARCOAIRE | HRCU-A-CB (Split System: Heat Pump with Remote Outdoor Unit-Air-Source) | HVH825GKA2* |  |  | EA*4X43L21A*+WALLCON | *96CTN1002122B* | 24400 | 16.5 | 8.5 | 21200 | 16600 | 78.3% | 2.04 | 0 | 11 |  |  |  |  | R-410A | 2.0333 | Residential & Commercial | USHP | Ducted CEE Tier 1
213738539 | Central HP <5.4 tons | DAY & NIGHT | HRCU-A-CB (Split System: Heat Pump with Remote Outdoor Unit-Air-Source) | DLCURAH36ABK | ADP |  | PL36H210P179 | *92MSN0601714A* | 35600 | 16 | 8.5 | 36200 | 34400 | 95.03% | 2.02 | 0 | 10 |  |  |  |  | R-410A | 2.9667 | Residential & Commercial | USHP | Ducted CEE Tier 1
213250269 | Central HP <5.4 tons | DIRECT AIR | HRCU-A-C (Split System: Heat Pump with Remote Outdoor Unit with No Indoor Fan --Air Source) | DIRM-36MAGICPRO20-OU | ADP |  | *G8J936+TD | 0 | 34600 | 15.2 | 9.8 | 37400 | 31600 | 84.49% | 1.96 | 0 | 9.5 |  |  |  |  | R-410A | 2.8833 | Residential & Commercial | USHP
213367371 | Central HP <5.4 tons | CARRIER | HRCU-A-CB (Split System: Heat Pump with Remote Outdoor Unit-Air-Source) | 38MURAQ24AB3* | ADP |  | H,PG9J936 | 59TP6C040V17**12 | 23400 | 16 | 8.5 | 24600 | 23800 | 96.75% | 2 | 0 | 10 |  |  |  |  | R-410A | 1.95 | Residential & Commercial | USHP | Ducted CEE Tier 1
214731172 | Central HP <5.4 tons | BRYANT HEATING AND COOLING SYSTEMS | HRCU-A-CB (Split System: Heat Pump with Remote Outdoor Unit-Air-Source) | 38MURAQ24AB3* | ADP |  | H,PG31930 | 926TC36060V14*** | 22800 | 16 | 8.5 | 25200 | 26600 | 105.6% | 2.3 | 0 | 9.5 |  |  |  |  | R-410A | 1.9 | Residential & Commercial | USHP
216774356 | Central HP <5.4 tons | AIREASE | HRCU-A-CB (Split System: Heat Pump with Remote Outdoor Unit-Air-Source) | A7SCP18V60P-**A | ADP |  | PL60H210P19*+TXV+AEFE5* | 0 | 51000 | 15.2 | 8.5 | 52000 | 41000 | 78.85% | 1.95 | 0 | 10 |  |  |  |  | R-454B | 4.25 | Residential & Commercial | USHP | Ducted CEE Tier 1
213771659 | Central HP <5.4 tons | ARCOAIRE | HRCU-A-CB (Split System: Heat Pump with Remote Outdoor Unit-Air-Source) | HVH825GKA2* |  |  | EA*4X48L21A*+WALLCON | *96CTN0801714B* | 24000 | 16.5 | 8.1 | 21000 | 16500 | 78.57% | 2.02 | 0 | 11 |  |  |  |  | R-410A | 2 | Residential & Commercial | USHP | Ducted CEE Tier 1
213077784 | Central HP <5.4 tons | ARCOAIRE | HRCU-A-CB (Split System: Heat Pump with Remote Outdoor Unit-Air-Source) | DLCURAH36ABK |  |  | EN(A,D)4X48L24** | *96VTN1002122B* | 36000 | 17 | 8.1 | 38500 | 34800 | 90.39% | 2 | 0 | 10.5 |  |  |  |  | R-410A | 3 | Residential & Commercial | USHP | Ducted CEE Tier 1
213079757 | Central HP <5.4 tons | ARCOAIRE | HRCU-A-CB (Split System: Heat Pump with Remote Outdoor Unit-Air-Source) | DLCURAH36ABK |  |  | EA*4X42L21A* | *92MSN1002120A* | 35200 | 16.5 | 8.1 | 38500 | 35000 | 90.91% | 1.88 | 0 | 10 |  |  |  |  | R-410A | 2.9333 | Residential & Commercial | USHP | Ducted CEE Tier 1
213079922 | Central HP <5.4 tons | ARCOAIRE | HRCU-A-CB (Split System: Heat Pump with Remote Outdoor Unit-Air-Source) | DLCURAH36ABK |  |  | EA*4X42L24A* | *92MSN1202420A* | 35800 | 16 | 8.1 | 38500 | 35200 | 91.43% | 1.9 | 0 | 10 |  |  |  |  | R-410A | 2.9833 | Residential & Commercial | USHP | Ducted CEE Tier 1
213078821 | Central HP <5.4 tons | ARCOAIRE | HRCU-A-CB (Split System: Heat Pump with Remote Outdoor Unit-Air-Source) | DLCURAH36ABK |  |  | EA*4X36L17A* | *80MSU1002120A* | 35400 | 15.5 | 8.1 | 39000 | 35400 | 90.77% | 1.84 | 0 | 9.5 |  |  |  |  | R-410A | 2.95 | Residential & Commercial | USHP
216719108 | Central HP <5.4 tons | RUUD | HRCU-A-CB (Split System: Heat Pump with Remote Outdoor Unit-Air-Source) | RD17AZ36AJ3N | ADP |  | H,RG1K936 | R801V0754A17UHS | 32600 | 17 | 8.1 | 32600 | 29000 | 88.96% | 2 | 0 | 9.5 |  |  |  |  | R-410A | 2.7167 | Residential & Commercial | USHP
214320234 | Central HP <5.4 tons | RUUD | HRCU-A-CB (Split System: Heat Pump with Remote Outdoor Unit-Air-Source) | RD17AZ36AJ3N | ADP |  | PL36H175P389 | R801V0704A17UHU | 33200 | 18 | 8.1 | 32600 | 29200 | 89.57% | 1.9 | 0 | 9.5 |  |  |  |  | R-410A | 2.7667 | Residential & Commercial | USHP
214302981 | Central HP <5.4 tons | RUUD | HRCU-A-CB (Split System: Heat Pump with Remote Outdoor Unit-Air-Source) | RD17AZ36AJ3N | ADP |  | H,RG82936 | R801V0504A17UHU | 33600 | 18 | 8.1 | 32600 | 29400 | 90.18% | 1.9 | 0 | 9.5 |  |  |  |  | R-410A | 2.8 | Residential & Commercial | USHP
216735022 | Central HP <5.4 tons | ARCOAIRE | HRCU-A-CB (Split System: Heat Pump with Remote Outdoor Unit-Air-Source) | D5CUHAH24AAK |  |  | EA*5X37M17A* | *80CTL0451712B* | 22800 | 16 | 8.5 | 20800 | 18500 | 88.94% | 1.96 | 0 | 11 |  |  |  |  | R-454B | 1.9 | Residential & Commercial | USHP | Ducted CEE Tier 1
216735640 | Central HP <5.4 tons | ARCOAIRE | HRCU-A-CB (Split System: Heat Pump with Remote Outdoor Unit-Air-Source) | D5CUHAH24AAK |  |  | EA*5X37M21A* | *80CTL1102120B* | 23600 | 15.5 | 8.5 | 21000 | 18600 | 88.57% | 1.96 | 0 | 11 |  |  |  |  | R-454B | 1.9667 | Residential & Commercial | USHP | Ducted CEE Tier 1
216735690 | Central HP <5.4 tons | ARCOAIRE | HRCU-A-CB (Split System: Heat Pump with Remote Outdoor Unit-Air-Source) | D5CUHAH24AAK |  |  | EA*5X37M21A* | *95CSU0802120B* | 23600 | 15.5 | 8.5 | 21000 | 18600 | 88.57% | 1.98 | 0 | 11 |  |  |  |  | R-454B | 1.9667 | Residential & Commercial | USHP | Ducted CEE Tier 1
216774348 | Central HP <5.4 tons | AIREASE | HRCU-A-CB (Split System: Heat Pump with Remote Outdoor Unit-Air-Source) | A7SCP18V60P-**A | ADP |  | PL48H175P38*+TXV+AEFE4B* | 0 | 47500 | 15.2 | 8.5 | 45500 | 39000 | 85.71% | 1.85 | 0 | 10 |  |  |  |  | R-454B | 3.9583 | Residential & Commercial | USHP | Ducted CEE Tier 1
214630410 | Central HP <5.4 tons | CARRIER | HRCU-A-CB (Split System: Heat Pump with Remote Outdoor Unit-Air-Source) | 25VNA825A*032* | ADP |  | PL36H175P159 | 59MN7C060C17**14 | 23600 | 16 | 8.1 | 19800 | 16300 | 82.32% | 1.98 | 0 | 11 |  |  |  |  | R-410A | 1.9667 | Residential & Commercial | USHP | Ducted CEE Tier 1
214630433 | Central HP <5.4 tons | CARRIER | HRCU-A-CB (Split System: Heat Pump with Remote Outdoor Unit-Air-Source) | 25VNA825A*032* | ADP |  | PL36H210P299 | 59TN6C060C17**14 | 24400 | 16 | 8.1 | 19600 | 16300 | 83.16% | 2.02 | 0 | 11 |  |  |  |  | R-410A | 2.0333 | Residential & Commercial | USHP | Ducted CEE Tier 1
214630435 | Central HP <5.4 tons | CARRIER | HRCU-A-CB (Split System: Heat Pump with Remote Outdoor Unit-Air-Source) | 25VNA825A*032* | ADP |  | A36VCA+TXV | 59TN6C060C17**14 | 23400 | 16 | 8.1 | 20000 | 16300 | 81.5% | 1.94 | 0 | 11 |  |  |  |  | R-410A | 1.95 | Residential & Commercial | USHP | Ducted CEE Tier 1
214630442 | Central HP <5.4 tons | CARRIER | HRCU-A-CB (Split System: Heat Pump with Remote Outdoor Unit-Air-Source) | 25VNA825A*032* | ADP |  | PL36H210P749 | 59TN6C060C17**14 | 23400 | 16 | 8.1 | 20000 | 16300 | 81.5% | 1.94 | 0 | 11 |  |  |  |  | R-410A | 1.95 | Residential & Commercial | USHP | Ducted CEE Tier 1
215931808 | Central HP <5.4 tons | ARCOAIRE | HRCU-A-CB (Split System: Heat Pump with Remote Outdoor Unit-Air-Source) | H5H3V60*K*AAA* |  |  | ESH5X60M12A*+WALLCON | *80CSU1002120A* | 56000 | 18 | 8.1 | 61000 | 46000 | 75.41% | 1.95 | 0 | 11 |  |  |  |  | R-454B | 4.6667 | Residential & Commercial | USHP | Ducted CEE Tier 1
213781409 | Central HP <5.4 tons | ARCOAIRE | HRCU-A-CB (Split System: Heat Pump with Remote Outdoor Unit-Air-Source) | HVH837GKA2* |  |  | EA*4X48L24A*+WALLCON | *80CTL1102120B* | 32400 | 17.5 | 8.5 | 32200 | 24800 | 77.02% | 1.98 | 0 | 11.5 |  |  |  |  | R-410A | 2.7 | Residential & Commercial | USHP | Ducted CEE Tier 1
213781059 | Central HP <5.4 tons | ARCOAIRE | HRCU-A-CB (Split System: Heat Pump with Remote Outdoor Unit-Air-Source) | HVH837GKA2* |  |  | EA*4X42L21A*+WALLCON | *96CTN0601714B* | 31600 | 16.5 | 8.1 | 33200 | 24600 | 74.1% | 1.86 | 0 | 10.5 |  |  |  |  | R-410A | 2.6333 | Residential & Commercial | USHP | Ducted CEE Tier 1
213781159 | Central HP <5.4 tons | ARCOAIRE | HRCU-A-CB (Split System: Heat Pump with Remote Outdoor Unit-Air-Source) | HVH837GKA2* |  |  | EA*4X43L21A*+WALLCON | *80CTL0451712B* | 32600 | 16.5 | 8.1 | 33200 | 25400 | 76.51% | 1.94 | 0 | 10.5 |  |  |  |  | R-410A | 2.7167 | Residential & Commercial | USHP | Ducted CEE Tier 1
213781209 | Central HP <5.4 tons | ARCOAIRE | HRCU-A-CB (Split System: Heat Pump with Remote Outdoor Unit-Air-Source) | HVH837GKA2* |  |  | EA*4X43L21A*+WALLCON | *95CSU0601716B* | 32800 | 17 | 8.5 | 33000 | 25200 | 76.36% | 1.96 | 0 | 11 |  |  |  |  | R-410A | 2.7333 | Residential & Commercial | USHP | Ducted CEE Tier 1
213781309 | Central HP <5.4 tons | ARCOAIRE | HRCU-A-CB (Split System: Heat Pump with Remote Outdoor Unit-Air-Source) | HVH837GKA2* |  |  | EA*4X48L21A*+WALLCON | *80CTL0902120B* | 32200 | 17 | 8.1 | 32600 | 24800 | 76.07% | 1.98 | 0 | 11 |  |  |  |  | R-410A | 2.6833 | Residential & Commercial | USHP | Ducted CEE Tier 1
213780989 | Central HP <5.4 tons | ARCOAIRE | HRCU-A-CB (Split System: Heat Pump with Remote Outdoor Unit-Air-Source) | HVH837GKA2* |  |  | EA*4X42L21A*+WALLCON | *80CTL0901716B* | 31800 | 17 | 8.1 | 33000 | 24400 | 73.94% | 1.88 | 0 | 11 |  |  |  |  | R-410A | 2.65 | Residential & Commercial | USHP | Ducted CEE Tier 1
212603110 | Central HP <5.4 tons | DAY & NIGHT | HRCU-A-CB (Split System: Heat Pump with Remote Outdoor Unit-Air-Source) | DLCURAH24ABK | ADP |  | PL36H175P789 | *80ES(N,L)0701716A* | 24800 | 16 | 8.1 | 25200 | 21800 | 86.51% | 1.82 | 0 | 10.5 |  |  |  |  | R-410A | 2.0667 | Residential & Commercial | USHP | Ducted CEE Tier 1
212603126 | Central HP <5.4 tons | DAY & NIGHT | HRCU-A-CB (Split System: Heat Pump with Remote Outdoor Unit-Air-Source) | DLCURAH24ABK | ADP |  | PL36H175P069 | *80ESU0601716A | 25000 | 17 | 8.5 | 25000 | 21400 | 85.6% | 1.82 | 0 | 10.5 |  |  |  |  | R-410A | 2.0833 | Residential & Commercial | USHP | Ducted CEE Tier 1
216774321 | Central HP <5.4 tons | AIREASE | HRCU-A-CB (Split System: Heat Pump with Remote Outdoor Unit-Air-Source) | A7SCP18V24P-**A | ADP |  | H,A,DE7J*24+TXV+AEFE3A* | 0 | 24000 | 16 | 8.95 | 22400 | 22200 | 99.11% | 1.8 | 0 | 11.7 |  |  |  |  | R-454B | 2 | Residential & Commercial | USHP | Ducted CEE Tier 1
216774354 | Central HP <5.4 tons | AIREASE | HRCU-A-CB (Split System: Heat Pump with Remote Outdoor Unit-Air-Source) | A7SCP18V60P-**A | ADP |  | H,A,DE2K*48+TXV+AEFE5* | 0 | 47500 | 15.2 | 8.5 | 46000 | 38500 | 83.7% | 1.75 | 0 | 10 |  |  |  |  | R-454B | 3.9583 | Residential & Commercial | USHP | Ducted CEE Tier 1
213607726 | Central HP <5.4 tons | ARCOAIRE | HRCU-A-CB (Split System: Heat Pump with Remote Outdoor Unit-Air-Source) | DLCURAH36ABK |  |  | FTMA4B36L0C* | 0 | 35400 | 16.5 | 8.5 | 38000 | 35200 | 92.63% | 1.86 | 0 | 10 |  |  |  |  | R-410A | 2.95 | Residential & Commercial | USHP | Ducted CEE Tier 1
214628661 | Central HP <5.4 tons | CARRIER | HRCU-A-CB (Split System: Heat Pump with Remote Outdoor Unit-Air-Source) | 38MURAQ30AB3* | ADP |  | PL36H210P749 | 58S(B,C)*B090M17**14 | 29800 | 15.2 | 8.1 | 32600 | 27200 | 83.44% | 1.8 | 0 | 9 |  |  |  |  | R-410A | 2.4833 | Residential & Commercial | USHP
216682569 | Central HP <5.4 tons | ARCOAIRE | HRCU-A-CB (Split System: Heat Pump with Remote Outdoor Unit-Air-Source) | DLCURAH36ABK |  |  | EA*4X37L21A* | *97VTN1002122A* | 36600 | 16.5 | 9 | 38000 | 34400 | 90.53% | 1.96 | 0 | 10 |  |  |  |  | R-410A | 3.05 | Residential & Commercial | USHP | Ducted CEE Tier 1
216681858 | Central HP <5.4 tons | ARCOAIRE | HRCU-A-CB (Split System: Heat Pump with Remote Outdoor Unit-Air-Source) | DLCURAH36ABK |  |  | EHD4X48AAL | *97VTN1002120A* | 36200 | 16 | 8.5 | 38500 | 34400 | 89.35% | 1.82 | 0 | 10 |  |  |  |  | R-410A | 3.0167 | Residential & Commercial | USHP | Ducted CEE Tier 1
216678755 | Central HP <5.4 tons | ARCOAIRE | HRCU-A-CB (Split System: Heat Pump with Remote Outdoor Unit-Air-Source) | DLCURAH36ABK |  |  | EHD4X36AAL | *97VTN0601716A* | 35600 | 15.2 | 8.5 | 38500 | 34600 | 89.87% | 1.8 | 0 | 9.5 |  |  |  |  | R-410A | 2.9667 | Residential & Commercial | USHP
216738905 | Central HP <5.4 tons | ARCOAIRE | HRCU-A-CB (Split System: Heat Pump with Remote Outdoor Unit-Air-Source) | D5CUHAH24AAK |  |  | ESH5X36M12A* | *97VTN0801716A* | 22600 | 16 | 8.1 | 20800 | 18400 | 88.46% | 1.85 | 0 | 11 |  |  |  |  | R-454B | 1.8833 | Residential & Commercial | USHP | Ducted CEE Tier 1
216739012 | Central HP <5.4 tons | ARCOAIRE | HRCU-A-CB (Split System: Heat Pump with Remote Outdoor Unit-Air-Source) | D5CUHAH24AAK |  |  | FEVB0036**+NAVA53601CK | 0 | 24000 | 15.2 | 8.5 | 21800 | 19200 | 88.07% | 1.98 | 0 | 11 |  |  |  |  | R-454B | 2 | Residential & Commercial | USHP | Ducted CEE Tier 1
216735870 | Central HP <5.4 tons | ARCOAIRE | HRCU-A-CB (Split System: Heat Pump with Remote Outdoor Unit-Air-Source) | D5CUHAH24AAK |  |  | EA*5X37M21A* | *96VSN0601716B* | 23000 | 16.5 | 8.5 | 20600 | 18400 | 89.32% | 1.96 | 0 | 11 |  |  |  |  | R-454B | 1.9167 | Residential & Commercial | USHP | Ducted CEE Tier 1
213738483 | Central HP <5.4 tons | DAY & NIGHT | HRCU-A-CB (Split System: Heat Pump with Remote Outdoor Unit-Air-Source) | DLCURAH36ABK | ADP |  | FG33936 | *80MS(N,L)0901714A* | 35200 | 16 | 8.1 | 36800 | 34600 | 94.02% | 1.88 | 0 | 10 |  |  |  |  | R-410A | 2.9333 | Residential & Commercial | USHP | Ducted CEE Tier 1
213738492 | Central HP <5.4 tons | DAY & NIGHT | HRCU-A-CB (Split System: Heat Pump with Remote Outdoor Unit-Air-Source) | DLCURAH36ABK | ADP |  | PL36H175P069 | *80MSU0401712A* | 34000 | 16 | 8.5 | 36200 | 34200 | 94.48% | 2.02 | 0 | 9.5 |  |  |  |  | R-410A | 2.8333 | Residential & Commercial | USHP
213738495 | Central HP <5.4 tons | DAY & NIGHT | HRCU-A-CB (Split System: Heat Pump with Remote Outdoor Unit-Air-Source) | DLCURAH36ABK | ADP |  | FG33936 | *80MSU0401712A* | 34200 | 16 | 8.5 | 36200 | 34200 | 94.48% | 2.02 | 0 | 9.5 |  |  |  |  | R-410A | 2.85 | Residential & Commercial | USHP
216445263 | Central HP <5.4 tons | LG | HRCU-A-C (Split System: Heat Pump with Remote Outdoor Unit with No Indoor Fan --Air Source) | KUSXB601A |  |  | LKMMA48C1 | 0 | 45500 | 15.9 | 8.9 | 50000 | 41000 | 82% | 1.8 | 0 | 11.7 |  |  |  |  | R-32 | 3.7917 | Residential & Commercial | USHP | Ducted CEE Tier 1
215934178 | Central HP <5.4 tons | ARCOAIRE | HRCU-A-CB (Split System: Heat Pump with Remote Outdoor Unit-Air-Source) | H5H3V48*K*AAA* |  |  | EA*5X61M21A*+WALLCON | *80CTL0901716B* | 44500 | 21 | 9.5 | 48500 | 36000 | 74.23% | 2 | 0 | 11.5 |  |  |  |  | R-454B | 3.7083 | Residential & Commercial | USHP | Ducted CEE Tier 1
216751472 | Central HP <5.4 tons | YORK | HRCU-A-CB (Split System: Heat Pump with Remote Outdoor Unit-Air-Source) | HH824E2S11 | ADP |  | H,YG33*36+TXV-BLEED | TM8V080B12MP12 | 22600 | 17 | 8.8 | 21400 | 18100 | 84.58% | 1.96 | 0 | 11.7 |  |  |  |  | R-454B | 1.8833 | Residential & Commercial | USHP | Ducted CEE Tier 1
216751481 | Central HP <5.4 tons | YORK | HRCU-A-CB (Split System: Heat Pump with Remote Outdoor Unit-Air-Source) | HH824E2S11 | ADP |  | H,YG8J*36+TXV-BLEED | TM8Y060A12MP11 | 22600 | 17 | 8.9 | 21400 | 17800 | 83.18% | 1.98 | 0 | 11.7 |  |  |  |  | R-454B | 1.8833 | Residential & Commercial | USHP | Ducted CEE Tier 1
214630469 | Central HP <5.4 tons | CARRIER | HRCU-A-CB (Split System: Heat Pump with Remote Outdoor Unit-Air-Source) | 25VNA837A*030* | ADP |  | V,C36H175P159 | 59CU5B060C17**16 | 32000 | 17 | 8.1 | 31600 | 24600 | 77.85% | 1.9 | 0 | 11 |  |  |  |  | R-410A | 2.6667 | Residential & Commercial | USHP | Ducted CEE Tier 1
214630478 | Central HP <5.4 tons | CARRIER | HRCU-A-CB (Split System: Heat Pump with Remote Outdoor Unit-Air-Source) | 25VNA837A*030* | ADP |  | V,C36H175P159 | 59MN7B080C17**14 | 31600 | 17 | 8.1 | 31800 | 24400 | 76.73% | 1.86 | 0 | 11 |  |  |  |  | R-410A | 2.6333 | Residential & Commercial | USHP | Ducted CEE Tier 1
214630483 | Central HP <5.4 tons | CARRIER | HRCU-A-CB (Split System: Heat Pump with Remote Outdoor Unit-Air-Source) | 25VNA837A*030* | ADP |  | PL36H210P299 | 59TN6B080C17**14 | 32200 | 17 | 8.1 | 31200 | 24800 | 79.49% | 1.96 | 0 | 11 |  |  |  |  | R-410A | 2.6833 | Residential & Commercial | USHP | Ducted CEE Tier 1
214626807 | Central HP <5.4 tons | CARRIER | HRCU-A-CB (Split System: Heat Pump with Remote Outdoor Unit-Air-Source) | 25VNA424A*031* | ADP |  | V,C36H175P149 | 58CU*A040C17**12 | 23400 | 21 | 10.5 | 25000 | 19400 | 77.6% | 2.44 | 0 | 13.5 |  |  |  |  | R-410A | 1.95 | Residential & Commercial | USHP | Ducted CEE Tier 1
216738500 | Central HP <5.4 tons | ARCOAIRE | HRCU-A-CB (Split System: Heat Pump with Remote Outdoor Unit-Air-Source) | D5CUHAH24AAK |  |  | ESH5X36M12A* | *92MSN1002122A* | 23200 | 15.2 | 8.1 | 21200 | 18800 | 88.68% | 1.9 | 0 | 11 |  |  |  |  | R-454B | 1.9333 | Residential & Commercial | USHP | Ducted CEE Tier 1
216738649 | Central HP <5.4 tons | ARCOAIRE | HRCU-A-CB (Split System: Heat Pump with Remote Outdoor Unit-Air-Source) | D5CUHAH24AAK |  |  | ESH5X36M12A* | *96VSN0601716B* | 22600 | 16 | 8.1 | 20800 | 18500 | 88.94% | 1.85 | 0 | 11 |  |  |  |  | R-454B | 1.8833 | Residential & Commercial | USHP | Ducted CEE Tier 1
216738685 | Central HP <5.4 tons | ARCOAIRE | HRCU-A-CB (Split System: Heat Pump with Remote Outdoor Unit-Air-Source) | D5CUHAH24AAK |  |  | ESH5X36M12A* | *96VSN1202422B* | 22600 | 15.5 | 8.1 | 20800 | 18400 | 88.46% | 1.85 | 0 | 10.5 |  |  |  |  | R-454B | 1.8833 | Residential & Commercial | USHP | Ducted CEE Tier 1
216739001 | Central HP <5.4 tons | ARCOAIRE | HRCU-A-CB (Split System: Heat Pump with Remote Outdoor Unit-Air-Source) | D5CUHAH24AAK |  |  | FEVB0024**+NAVA53601CK | 0 | 23000 | 15.5 | 8.5 | 21000 | 18700 | 89.05% | 1.98 | 0 | 11 |  |  |  |  | R-454B | 1.9167 | Residential & Commercial | USHP | Ducted CEE Tier 1
216774355 | Central HP <5.4 tons | AIREASE | HRCU-A-CB (Split System: Heat Pump with Remote Outdoor Unit-Air-Source) | A7SCP18V60P-**A | ADP |  | H,A,DE2K*48+TXV+AEFE4B* | 0 | 47500 | 15.2 | 8.5 | 46000 | 38500 | 83.7% | 1.75 | 0 | 10 |  |  |  |  | R-454B | 3.9583 | Residential & Commercial | USHP | Ducted CEE Tier 1
212603141 | Central HP <5.4 tons | DAY & NIGHT | HRCU-A-CB (Split System: Heat Pump with Remote Outdoor Unit-Air-Source) | DLCURAH24ABK | ADP |  | PL36H175P159 | *80VSL0451716A* | 23400 | 17 | 8.5 | 24000 | 23200 | 96.67% | 1.96 | 0 | 10 |  |  |  |  | R-410A | 1.95 | Residential & Commercial | USHP | Ducted CEE Tier 1
210473344 | Central HP <5.4 tons | KEEPRITE | HRCU-A-CB (Split System: Heat Pump with Remote Outdoor Unit-Air-Source) | CVH825GKA3* |  |  | EA*4X48L21A*+WALLCON | *80CTL0701716A* | 24000 | 17 | 8.1 | 21000 | 16600 | 79.05% | 2.02 | 0 | 11 |  |  |  |  | R-410A | 2 | Residential & Commercial | USHP | Ducted CEE Tier 1
213782259 | Central HP <5.4 tons | ARCOAIRE | HRCU-A-CB (Split System: Heat Pump with Remote Outdoor Unit-Air-Source) | HVH837GKA2* |  |  | EHD4X60AAL+WALLCON | *80CTL1102120B* | 33000 | 16.5 | 8.1 | 32200 | 25400 | 78.88% | 2.04 | 0 | 11.5 |  |  |  |  | R-410A | 2.75 | Residential & Commercial | USHP | Ducted CEE Tier 1
213782159 | Central HP <5.4 tons | ARCOAIRE | HRCU-A-CB (Split System: Heat Pump with Remote Outdoor Unit-Air-Source) | HVH837GKA2* |  |  | EHD4X48AAL+WALLCON | *97CMN1202422B* | 32600 | 16.5 | 8.1 | 33000 | 24800 | 75.15% | 1.96 | 0 | 11 |  |  |  |  | R-410A | 2.7167 | Residential & Commercial | USHP | Ducted CEE Tier 1
214626809 | Central HP <5.4 tons | CARRIER | HRCU-A-CB (Split System: Heat Pump with Remote Outdoor Unit-Air-Source) | 25VNA424A*031* | ADP |  | V,C36H175P159 | 58CU*A040C17**12 | 23400 | 21 | 10.5 | 25000 | 19300 | 77.2% | 2.48 | 0 | 13.5 |  |  |  |  | R-410A | 1.95 | Residential & Commercial | USHP | Ducted CEE Tier 1
213781039 | Central HP <5.4 tons | ARCOAIRE | HRCU-A-CB (Split System: Heat Pump with Remote Outdoor Unit-Air-Source) | HVH837GKA2* |  |  | EA*4X42L21A*+WALLCON | *97CMN0801714B* | 31600 | 16.5 | 8.1 | 33400 | 24600 | 73.65% | 1.86 | 0 | 10.5 |  |  |  |  | R-410A | 2.6333 | Residential & Commercial | USHP | Ducted CEE Tier 1
216737150 | Central HP <5.4 tons | ARCOAIRE | HRCU-A-CB (Split System: Heat Pump with Remote Outdoor Unit-Air-Source) | D5CUHAH24AAK |  |  | ESH5X30M12A* | *80VSL0451412B* | 22200 | 15.5 | 8.1 | 20800 | 18700 | 89.9% | 1.85 | 0 | 10.5 |  |  |  |  | R-454B | 1.85 | Residential & Commercial | USHP | Ducted CEE Tier 1
216779085 | Central HP <5.4 tons | BRYANT HEATING AND COOLING SYSTEMS | HRCU-A-CB (Split System: Heat Pump with Remote Outdoor Unit-Air-Source) | 288BNV037*0**A* | ADP |  | H,PG1K*36+TXV | 987MB66100C21*** | 32400 | 17 | 8.5 | 31000 | 24600 | 79.35% | 1.98 | 0 | 11.7 |  |  |  |  | R-410A | 2.7 | Residential & Commercial | USHP | Ducted CEE Tier 1
216739099 | Central HP <5.4 tons | ARCOAIRE | HRCU-A-CB (Split System: Heat Pump with Remote Outdoor Unit-Air-Source) | D5CUHAH24AAK |  |  | FM(C,U)5Z30**AL* | 0 | 23200 | 17 | 9 | 21400 | 19300 | 90.19% | 2.08 | 0 | 11 |  |  |  |  | R-454B | 1.9333 | Residential & Commercial | USHP | Ducted CEE Tier 1
213738460 | Central HP <5.4 tons | DAY & NIGHT | HRCU-A-CB (Split System: Heat Pump with Remote Outdoor Unit-Air-Source) | DLCURAH36ABK | ADP |  | FG32936 | *80MS(N,L)0701412A* | 33600 | 15.2 | 8.1 | 36800 | 34600 | 94.02% | 1.94 | 0 | 9.5 |  |  |  |  | R-410A | 2.8 | Residential & Commercial | USHP
213738512 | Central HP <5.4 tons | DAY & NIGHT | HRCU-A-CB (Split System: Heat Pump with Remote Outdoor Unit-Air-Source) | DLCURAH36ABK | ADP |  | FG82936 | *80VSL0451412B* | 35400 | 16 | 8.1 | 36800 | 34600 | 94.02% | 1.94 | 0 | 10 |  |  |  |  | R-410A | 2.95 | Residential & Commercial | USHP | Ducted CEE Tier 1
213079858 | Central HP <5.4 tons | ARCOAIRE | HRCU-A-CB (Split System: Heat Pump with Remote Outdoor Unit-Air-Source) | DLCURAH36ABK |  |  | EA*4X42L21A* | *92MSN1002122A* | 35400 | 16.5 | 8.1 | 38500 | 35000 | 90.91% | 1.88 | 0 | 10 |  |  |  |  | R-410A | 2.95 | Residential & Commercial | USHP | Ducted CEE Tier 1
213080139 | Central HP <5.4 tons | ARCOAIRE | HRCU-A-CB (Split System: Heat Pump with Remote Outdoor Unit-Air-Source) | DLCURAH36ABK |  |  | EA*4X36L21A* | *96MSN0802120A* | 35200 | 16 | 8.1 | 39000 | 35200 | 90.26% | 1.84 | 0 | 9.5 |  |  |  |  | R-410A | 2.9333 | Residential & Commercial | USHP
213079389 | Central HP <5.4 tons | ARCOAIRE | HRCU-A-CB (Split System: Heat Pump with Remote Outdoor Unit-Air-Source) | DLCURAH36ABK |  |  | EA*4X36L21A* | *92MSN0601714A* | 35000 | 16 | 8.1 | 38500 | 35200 | 91.43% | 1.82 | 0 | 9.5 |  |  |  |  | R-410A | 2.9167 | Residential & Commercial | USHP
212976667 | Central HP <5.4 tons | ARCOAIRE | HRCU-A-CB (Split System: Heat Pump with Remote Outdoor Unit-Air-Source) | DLCURAH24ABK |  |  | EA*4X36L21A* | *96VTN1002120B* | 23600 | 17.5 | 8.5 | 26200 | 23800 | 90.84% | 1.98 | 0 | 10 |  |  |  |  | R-410A | 1.9667 | Residential & Commercial | USHP | Ducted CEE Tier 1
213781489 | Central HP <5.4 tons | ARCOAIRE | HRCU-A-CB (Split System: Heat Pump with Remote Outdoor Unit-Air-Source) | HVH837GKA2* |  |  | EA*4X60L24A*+WALLCON | *80CTL1352422B* | 32800 | 17.5 | 8.1 | 31800 | 24600 | 77.36% | 1.98 | 0 | 11.5 |  |  |  |  | R-410A | 2.7333 | Residential & Commercial | USHP | Ducted CEE Tier 1
216737293 | Central HP <5.4 tons | ARCOAIRE | HRCU-A-CB (Split System: Heat Pump with Remote Outdoor Unit-Air-Source) | D5CUHAH24AAK |  |  | ESH5X30M12A* | *80CTL0901716B* | 22200 | 15.2 | 8.1 | 21000 | 18800 | 89.52% | 1.9 | 0 | 10.5 |  |  |  |  | R-454B | 1.85 | Residential & Commercial | USHP | Ducted CEE Tier 1
216737843 | Central HP <5.4 tons | ARCOAIRE | HRCU-A-CB (Split System: Heat Pump with Remote Outdoor Unit-Air-Source) | D5CUHAH24AAK |  |  | ESH5X30M12A* | *96VTN0801716B* | 22600 | 16 | 8.1 | 21200 | 18900 | 89.15% | 1.85 | 0 | 10.5 |  |  |  |  | R-454B | 1.8833 | Residential & Commercial | USHP | Ducted CEE Tier 1
216737511 | Central HP <5.4 tons | ARCOAIRE | HRCU-A-CB (Split System: Heat Pump with Remote Outdoor Unit-Air-Source) | D5CUHAH24AAK |  |  | ESH5X30M12A* | *92MSN1002122A* | 22800 | 15.2 | 8.1 | 21200 | 19000 | 89.62% | 1.85 | 0 | 10.5 |  |  |  |  | R-454B | 1.9 | Residential & Commercial | USHP | Ducted CEE Tier 1
216737561 | Central HP <5.4 tons | ARCOAIRE | HRCU-A-CB (Split System: Heat Pump with Remote Outdoor Unit-Air-Source) | D5CUHAH24AAK |  |  | ESH5X30M12A* | *96MSN0801716A* | 22400 | 15.2 | 8.1 | 21000 | 18900 | 90% | 1.9 | 0 | 10.5 |  |  |  |  | R-454B | 1.8667 | Residential & Commercial | USHP | Ducted CEE Tier 1
216735801 | Central HP <5.4 tons | ARCOAIRE | HRCU-A-CB (Split System: Heat Pump with Remote Outdoor Unit-Air-Source) | D5CUHAH24AAK |  |  | EA*5X37M21A* | *92MSN1002122A* | 23600 | 16 | 8.5 | 21000 | 18600 | 88.57% | 1.96 | 0 | 11 |  |  |  |  | R-454B | 1.9667 | Residential & Commercial | USHP | Ducted CEE Tier 1
215319003 | Central HP <5.4 tons | KEEPRITE | HRCU-A-CB (Split System: Heat Pump with Remote Outdoor Unit-Air-Source) | D5CUHAH36AAK |  |  | D5FUAAH36XAK | 0 | 36000 | 17.4 | 10.3 | 37000 | 39000 | 105.4% | 1.9 | 0 | 11.7 |  |  |  |  | R-454B | 3 | Residential & Commercial | USHP | Ducted CEE Tier 1
216010683 | Central HP <5.4 tons | YORK | HRCU-A-CB (Split System: Heat Pump with Remote Outdoor Unit-Air-Source) | HH860E2S11 | ADP |  | FE*TT3*60+TXV | 0 | 46000 | 19 | 8.9 | 44000 | 33600 | 76.36% | 2.08 | 0 | 12 |  |  |  |  | R-454B | 3.8333 | Residential & Commercial | USHP | Ducted CEE Tier 1
211714359 | Central HP <5.4 tons | KEEPRITE | HRCU-A-CB (Split System: Heat Pump with Remote Outdoor Unit-Air-Source) | DLCURAH30ABK |  |  | EN(A,D,W)4X42L21** | *96VTN1002122A* | 30000 | 15.2 | 8.1 | 34000 | 27200 | 80% | 1.8 | 0 | 9 |  |  |  |  | R-410A | 2.5 | Residential & Commercial | USHP
213780899 | Central HP <5.4 tons | ARCOAIRE | HRCU-A-CB (Split System: Heat Pump with Remote Outdoor Unit-Air-Source) | HVH837GKA2* |  |  | EA*4X37L21A*+WALLCON | *95CSU0601716B* | 32800 | 17 | 8.5 | 33000 | 25200 | 76.36% | 1.96 | 0 | 11 |  |  |  |  | R-410A | 2.7333 | Residential & Commercial | USHP | Ducted CEE Tier 1
213781919 | Central HP <5.4 tons | ARCOAIRE | HRCU-A-CB (Split System: Heat Pump with Remote Outdoor Unit-Air-Source) | HVH837GKA2* |  |  | EHD4X42AAL+WALLCON | *80CTL0901716B* | 32200 | 16.5 | 8.1 | 33000 | 24800 | 75.15% | 1.94 | 0 | 11 |  |  |  |  | R-410A | 2.6833 | Residential & Commercial | USHP | Ducted CEE Tier 1
216682989 | Central HP <5.4 tons | ARCOAIRE | HRCU-A-CB (Split System: Heat Pump with Remote Outdoor Unit-Air-Source) | DLCURAH24ABK |  |  | EHD4X24AAL | *97VTN1002122A* | 23400 | 16 | 9 | 26000 | 23800 | 91.54% | 1.86 | 0 | 10 |  |  |  |  | R-410A | 1.95 | Residential & Commercial | USHP | Ducted CEE Tier 1
212603258 | Central HP <5.4 tons | DAY & NIGHT | HRCU-A-CB (Split System: Heat Pump with Remote Outdoor Unit-Air-Source) | DLCURAH36ABK | ADP |  | PL36H175P069 | *92ESN0601412A* | 35400 | 15.2 | 8.1 | 37800 | 35000 | 92.59% | 1.82 | 0 | 9.5 |  |  |  |  | R-410A | 2.95 | Residential & Commercial | USHP
216736905 | Central HP <5.4 tons | ARCOAIRE | HRCU-A-CB (Split System: Heat Pump with Remote Outdoor Unit-Air-Source) | D5CUHAH24AAK |  |  | ESH5X24M12A* | *97VTN0601716A* | 22400 | 15.2 | 8.1 | 21200 | 19100 | 90.09% | 1.85 | 0 | 10.5 |  |  |  |  | R-454B | 1.8667 | Residential & Commercial | USHP | Ducted CEE Tier 1
215931718 | Central HP <5.4 tons | ARCOAIRE | HRCU-A-CB (Split System: Heat Pump with Remote Outdoor Unit-Air-Source) | H5H3V60*K*AAA* |  |  | EA*5X61M24A*+WALLCON | *80CTL1352422B* | 57000 | 19 | 8.5 | 60500 | 46000 | 76.03% | 2.04 | 0 | 11.7 |  |  |  |  | R-454B | 4.75 | Residential & Commercial | USHP | Ducted CEE Tier 1
216682969 | Central HP <5.4 tons | ARCOAIRE | HRCU-A-CB (Split System: Heat Pump with Remote Outdoor Unit-Air-Source) | DLCURAH24ABK |  |  | EA*4X36L21A* | *97VTN1002122A* | 24200 | 17 | 9 | 26000 | 22600 | 86.92% | 1.78 | 0 | 10 |  |  |  |  | R-410A | 2.0167 | Residential & Commercial | USHP | Ducted CEE Tier 1
216739028 | Central HP <5.4 tons | ARCOAIRE | HRCU-A-CB (Split System: Heat Pump with Remote Outdoor Unit-Air-Source) | D5CUHAH24AAK |  |  | FHMA5*24L*B* | 0 | 23000 | 15.5 | 8.5 | 21400 | 19200 | 89.72% | 1.98 | 0 | 11 |  |  |  |  | R-454B | 1.9167 | Residential & Commercial | USHP | Ducted CEE Tier 1
216738319 | Central HP <5.4 tons | ARCOAIRE | HRCU-A-CB (Split System: Heat Pump with Remote Outdoor Unit-Air-Source) | D5CUHAH24AAK |  |  | ESH5X36M12A* | *80VTL0451412B* | 22600 | 16 | 8.1 | 20800 | 18400 | 88.46% | 1.85 | 0 | 11 |  |  |  |  | R-454B | 1.8833 | Residential & Commercial | USHP | Ducted CEE Tier 1
216679859 | Central HP <5.4 tons | ARCOAIRE | HRCU-A-CB (Split System: Heat Pump with Remote Outdoor Unit-Air-Source) | DLCURAH36ABK |  |  | EA*4X42L21A* | *97VTN0801716A* | 35000 | 15.5 | 8.5 | 38500 | 34600 | 89.87% | 1.76 | 0 | 9.8 |  |  |  |  | R-410A | 2.9167 | Residential & Commercial | USHP
214280285 | Central HP <5.4 tons | ARCOAIRE | HRCU-A-CB (Split System: Heat Pump with Remote Outdoor Unit-Air-Source) | DLCURAH36ABK |  |  | EA*4X42L21A* | *96MSN0601716A* | 35200 | 15.5 | 8.5 | 38500 | 35200 | 91.43% | 1.88 | 0 | 9.5 |  |  |  |  | R-410A | 2.9333 | Residential & Commercial | USHP
216683019 | Central HP <5.4 tons | ARCOAIRE | HRCU-A-CB (Split System: Heat Pump with Remote Outdoor Unit-Air-Source) | DLCURAH24ABK |  |  | EN(A,D)4X36L21** | *97VTN1002122A* | 23800 | 17 | 9 | 26000 | 23200 | 89.23% | 1.8 | 0 | 10.5 |  |  |  |  | R-410A | 1.9833 | Residential & Commercial | USHP | Ducted CEE Tier 1
213781509 | Central HP <5.4 tons | ARCOAIRE | HRCU-A-CB (Split System: Heat Pump with Remote Outdoor Unit-Air-Source) | HVH837GKA2* |  |  | EA*4X60L24A*+WALLCON | *97CMN1202422B* | 32800 | 17.5 | 8.1 | 31600 | 24600 | 77.85% | 1.98 | 0 | 11.5 |  |  |  |  | R-410A | 2.7333 | Residential & Commercial | USHP | Ducted CEE Tier 1
213781569 | Central HP <5.4 tons | ARCOAIRE | HRCU-A-CB (Split System: Heat Pump with Remote Outdoor Unit-Air-Source) | HVH837GKA2* |  |  | EA*4X61L21A*+WALLCON | *80CTL0902120B* | 33200 | 17.5 | 8.5 | 32000 | 24800 | 77.5% | 1.98 | 0 | 11.7 |  |  |  |  | R-410A | 2.7667 | Residential & Commercial | USHP | Ducted CEE Tier 1
213781929 | Central HP <5.4 tons | ARCOAIRE | HRCU-A-CB (Split System: Heat Pump with Remote Outdoor Unit-Air-Source) | HVH837GKA2* |  |  | EHD4X42AAL+WALLCON | *80CTL0902120B* | 32400 | 16.5 | 8.1 | 32800 | 24600 | 75% | 1.94 | 0 | 11 |  |  |  |  | R-410A | 2.7 | Residential & Commercial | USHP | Ducted CEE Tier 1
214627152 | Central HP <5.4 tons | CARRIER | HRCU-A-CB (Split System: Heat Pump with Remote Outdoor Unit-Air-Source) | 25VNA448A*031* | ADP |  | C60A***L169 | 58CU*A100C21**20 | 43500 | 21 | 9 | 44500 | 36000 | 80.9% | 2.28 | 0 | 11.7 |  |  |  |  | R-410A | 3.625 | Residential & Commercial | USHP | Ducted CEE Tier 1
216683385 | Central HP <5.4 tons | ARCOAIRE | HRCU-A-CB (Split System: Heat Pump with Remote Outdoor Unit-Air-Source) | DLCURAH24ABK |  |  | EHD4X24AAL | *97VTN1202422A* | 23800 | 16 | 9 | 26400 | 23400 | 88.64% | 1.8 | 0 | 10 |  |  |  |  | R-410A | 1.9833 | Residential & Commercial | USHP | Ducted CEE Tier 1
213781399 | Central HP <5.4 tons | ARCOAIRE | HRCU-A-CB (Split System: Heat Pump with Remote Outdoor Unit-Air-Source) | HVH837GKA2* |  |  | EA*4X48L24A*+WALLCON | *80CTL0902120B* | 32400 | 17 | 8.5 | 32200 | 24800 | 77.02% | 1.98 | 0 | 11.5 |  |  |  |  | R-410A | 2.7 | Residential & Commercial | USHP | Ducted CEE Tier 1
213781549 | Central HP <5.4 tons | ARCOAIRE | HRCU-A-CB (Split System: Heat Pump with Remote Outdoor Unit-Air-Source) | HVH837GKA2* |  |  | EA*4X61L21A*+WALLCON | *80CTL0701716B* | 32800 | 17 | 8.1 | 32200 | 25000 | 77.64% | 1.96 | 0 | 11 |  |  |  |  | R-410A | 2.7333 | Residential & Commercial | USHP | Ducted CEE Tier 1
216682326 | Central HP <5.4 tons | ARCOAIRE | HRCU-A-CB (Split System: Heat Pump with Remote Outdoor Unit-Air-Source) | DLCURAH24ABK |  |  | EHD4X24AAL | *97VTN1002120A* | 23800 | 16 | 9 | 26200 | 23400 | 89.31% | 1.8 | 0 | 10 |  |  |  |  | R-410A | 1.9833 | Residential & Commercial | USHP | Ducted CEE Tier 1
213782069 | Central HP <5.4 tons | ARCOAIRE | HRCU-A-CB (Split System: Heat Pump with Remote Outdoor Unit-Air-Source) | HVH837GKA2* |  |  | EHD4X48AAL+WALLCON | *80CTL0701716B* | 32600 | 16.5 | 8.1 | 33200 | 25000 | 75.3% | 1.94 | 0 | 11 |  |  |  |  | R-410A | 2.7167 | Residential & Commercial | USHP | Ducted CEE Tier 1
213782119 | Central HP <5.4 tons | ARCOAIRE | HRCU-A-CB (Split System: Heat Pump with Remote Outdoor Unit-Air-Source) | HVH837GKA2* |  |  | EHD4X48AAL+WALLCON | *95CSU0601716B* | 32400 | 16 | 8.1 | 33000 | 25000 | 75.76% | 1.94 | 0 | 11 |  |  |  |  | R-410A | 2.7 | Residential & Commercial | USHP | Ducted CEE Tier 1
213782169 | Central HP <5.4 tons | ARCOAIRE | HRCU-A-CB (Split System: Heat Pump with Remote Outdoor Unit-Air-Source) | HVH837GKA2* |  |  | EHD4X48AAL+WALLCON | *96CTN0601714B* | 32400 | 16 | 8.1 | 33000 | 25200 | 76.36% | 1.94 | 0 | 10.5 |  |  |  |  | R-410A | 2.7 | Residential & Commercial | USHP | Ducted CEE Tier 1
216558240 | Central HP <5.4 tons | ECOER | HRCU-A-CB (Split System: Heat Pump with Remote Outdoor Unit-Air-Source) | EODA19H-4860AA* |  |  | EAHDEN-48AB* | 0 | 47000 | 19 | 9.5 | 48000 | 34400 | 71.67% | 2.1 | 0 | 12.5 |  |  |  |  | R-410A | 3.9167 | Residential & Commercial | USHP | Ducted CEE Tier 1
212510765 | Central HP <5.4 tons | AMERISTAR | HRCU-A-CB (Split System: Heat Pump with Remote Outdoor Unit-Air-Source) | E4HL5024A1000A |  |  | 4TXCB003DS3 | A952V040BU3SAD | 24000 | 15.2 | 8.5 | 24000 | 21000 | 87.5% | 1.85 | 0 | 9 |  |  |  |  | R-410A | 2 | Residential & Commercial | USHP
216737884 | Central HP <5.4 tons | ARCOAIRE | HRCU-A-CB (Split System: Heat Pump with Remote Outdoor Unit-Air-Source) | D5CUHAH24AAK |  |  | ESH5X30M12A* | *96VTN1202422B* | 22800 | 15.5 | 8.1 | 21200 | 19000 | 89.62% | 1.85 | 0 | 10.5 |  |  |  |  | R-454B | 1.9 | Residential & Commercial | USHP | Ducted CEE Tier 1
216737936 | Central HP <5.4 tons | ARCOAIRE | HRCU-A-CB (Split System: Heat Pump with Remote Outdoor Unit-Air-Source) | D5CUHAH24AAK |  |  | ESH5X30M12A* | *97VTN1002122A* | 22600 | 15.2 | 8.1 | 21000 | 18900 | 90% | 1.85 | 0 | 10.5 |  |  |  |  | R-454B | 1.8833 | Residential & Commercial | USHP | Ducted CEE Tier 1
216738561 | Central HP <5.4 tons | ARCOAIRE | HRCU-A-CB (Split System: Heat Pump with Remote Outdoor Unit-Air-Source) | D5CUHAH24AAK |  |  | ESH5X36M12A* | *96MSN0801716A* | 22800 | 15.2 | 8.1 | 20800 | 18600 | 89.42% | 1.9 | 0 | 10.5 |  |  |  |  | R-454B | 1.9 | Residential & Commercial | USHP | Ducted CEE Tier 1
216739072 | Central HP <5.4 tons | ARCOAIRE | HRCU-A-CB (Split System: Heat Pump with Remote Outdoor Unit-Air-Source) | D5CUHAH24AAK |  |  | F5MA5*36L*B* | 0 | 24000 | 15.2 | 8.5 | 21800 | 19200 | 88.07% | 1.98 | 0 | 11 |  |  |  |  | R-454B | 2 | Residential & Commercial | USHP | Ducted CEE Tier 1
216738395 | Central HP <5.4 tons | ARCOAIRE | HRCU-A-CB (Split System: Heat Pump with Remote Outdoor Unit-Air-Source) | D5CUHAH24AAK |  |  | ESH5X36M12A* | *97CMN0601714B* | 22600 | 15.5 | 8.1 | 20800 | 18500 | 88.94% | 1.85 | 0 | 10.5 |  |  |  |  | R-454B | 1.8833 | Residential & Commercial | USHP | Ducted CEE Tier 1
212977614 | Central HP <5.4 tons | ARCOAIRE | HRCU-A-CB (Split System: Heat Pump with Remote Outdoor Unit-Air-Source) | DLCURAH24ABK |  |  | EA*4X30L17A* | *80MS(N,L)0451412A* | 23600 | 17 | 8.5 | 26000 | 24000 | 92.31% | 2 | 0 | 10 |  |  |  |  | R-410A | 1.9667 | Residential & Commercial | USHP | Ducted CEE Tier 1
214574622 | Central HP <5.4 tons | ARCOAIRE | HRCU-A-CB (Split System: Heat Pump with Remote Outdoor Unit-Air-Source) | HVH837GKA2* |  |  | EN(A,D,W)4X48L21**+WALLCON | *96CTN0802120B* | 32400 | 17.5 | 8.5 | 32600 | 24800 | 76.07% | 1.98 | 0 | 11.5 |  |  |  |  | R-410A | 2.7 | Residential & Commercial | USHP | Ducted CEE Tier 1
213307509 | Central HP <5.4 tons | LG | HRCU-A-CB (Split System: Heat Pump with Remote Outdoor Unit-Air-Source) | LUU480HV |  |  | C74B(A,H)MX48C-C | FG7TC100D-V35C | 48000 | 16.8 | 9 | 50000 | 40000 | 80% | 1.9 | 0 | 9.8 |  |  |  |  | R-410A | 4 | Residential & Commercial | USHP
213781459 | Central HP <5.4 tons | ARCOAIRE | HRCU-A-CB (Split System: Heat Pump with Remote Outdoor Unit-Air-Source) | HVH837GKA2* |  |  | EA*4X48L24A*+WALLCON | *96CTN1202422B* | 32400 | 17 | 8.5 | 32400 | 24800 | 76.54% | 1.98 | 0 | 11 |  |  |  |  | R-410A | 2.7 | Residential & Commercial | USHP | Ducted CEE Tier 1
216719105 | Central HP <5.4 tons | RUUD | HRCU-A-CB (Split System: Heat Pump with Remote Outdoor Unit-Air-Source) | RD17AZ36AJ3N | ADP |  | PL36H175P15(1,2)+TXV | R801V0754A17UHS | 32400 | 17 | 8.1 | 32600 | 29000 | 88.96% | 2 | 0 | 9.5 |  |  |  |  | R-410A | 2.7 | Residential & Commercial | USHP
213781679 | Central HP <5.4 tons | ARCOAIRE | HRCU-A-CB (Split System: Heat Pump with Remote Outdoor Unit-Air-Source) | HVH837GKA2* |  |  | EA*4X61L24A*+WALLCON | *80CTL1352422B* | 33200 | 17.5 | 8.5 | 32000 | 24800 | 77.5% | 2 | 0 | 11.7 |  |  |  |  | R-410A | 2.7667 | Residential & Commercial | USHP | Ducted CEE Tier 1
213782199 | Central HP <5.4 tons | ARCOAIRE | HRCU-A-CB (Split System: Heat Pump with Remote Outdoor Unit-Air-Source) | HVH837GKA2* |  |  | EHD4X48AAL+WALLCON | *96CTN1202422B* | 32600 | 16.5 | 8.1 | 33000 | 24800 | 75.15% | 1.96 | 0 | 11 |  |  |  |  | R-410A | 2.7167 | Residential & Commercial | USHP | Ducted CEE Tier 1
213782299 | Central HP <5.4 tons | ARCOAIRE | HRCU-A-CB (Split System: Heat Pump with Remote Outdoor Unit-Air-Source) | HVH837GKA2* |  |  | EHD4X60AAL+WALLCON | *97CMN0801714B* | 32800 | 16.5 | 8.1 | 32600 | 25000 | 76.69% | 1.96 | 0 | 11 |  |  |  |  | R-410A | 2.7333 | Residential & Commercial | USHP | Ducted CEE Tier 1
211260564 | Central HP <5.4 tons | ARCOAIRE | HRCU-A-CB (Split System: Heat Pump with Remote Outdoor Unit-Air-Source) | DLCURAH18ABK |  |  | EA*4X24L17A* | *80ES(N,L)0701712A* | 18000 | 16 | 8.5 | 18800 | 18900 | 100.5% | 2.28 | 0 | 10.5 |  |  |  |  | R-410A | 1.5 | Residential & Commercial | USHP | Ducted CEE Tier 1
212603093 | Central HP <5.4 tons | DAY & NIGHT | HRCU-A-CB (Split System: Heat Pump with Remote Outdoor Unit-Air-Source) | DLCURAH18ABK | ADP |  | FG80936 | *95ESU0401712A* | 17600 | 16 | 8.5 | 16900 | 18400 | 108.9% | 2.26 | 0 | 11 |  |  |  |  | R-410A | 1.4667 | Residential & Commercial | USHP | Ducted CEE Tier 1
214239177 | Central HP <5.4 tons | ARCOAIRE | HRCU-A-CB (Split System: Heat Pump with Remote Outdoor Unit-Air-Source) | HVH837GKA2* |  |  | EN(A,D,W)4X48L21**+WALLCON | *80CTL0701716B* | 32200 | 17 | 8.1 | 32800 | 24800 | 75.61% | 1.94 | 0 | 11.5 |  |  |  |  | R-410A | 2.6833 | Residential & Commercial | USHP | Ducted CEE Tier 1
214239277 | Central HP <5.4 tons | ARCOAIRE | HRCU-A-CB (Split System: Heat Pump with Remote Outdoor Unit-Air-Source) | HVH837GKA2* |  |  | EN(A,D,W)4X48L21**+WALLCON | *96CTN1002122B* | 32400 | 17 | 8.1 | 32600 | 24600 | 75.46% | 1.96 | 0 | 11.7 |  |  |  |  | R-410A | 2.7 | Residential & Commercial | USHP | Ducted CEE Tier 1
214239407 | Central HP <5.4 tons | ARCOAIRE | HRCU-A-CB (Split System: Heat Pump with Remote Outdoor Unit-Air-Source) | HVH837GKA2* |  |  | EN(A,D,W)4X60L24**+WALLCON | *96CTN1002122B* | 32800 | 17.5 | 8.1 | 32200 | 24600 | 76.4% | 1.96 | 0 | 12 |  |  |  |  | R-410A | 2.7333 | Residential & Commercial | USHP | Ducted CEE Tier 1
213079571 | Central HP <5.4 tons | ARCOAIRE | HRCU-A-CB (Split System: Heat Pump with Remote Outdoor Unit-Air-Source) | DLCURAH36ABK |  |  | EA*4X43L21A* | *92MSN0801716A* | 36200 | 16.5 | 8.5 | 38000 | 34800 | 91.58% | 2.04 | 0 | 10 |  |  |  |  | R-410A | 3.0167 | Residential & Commercial | USHP | Ducted CEE Tier 1
213079607 | Central HP <5.4 tons | ARCOAIRE | HRCU-A-CB (Split System: Heat Pump with Remote Outdoor Unit-Air-Source) | DLCURAH36ABK |  |  | END4X42L17** | *92MSN0801716A* | 35600 | 16 | 8.1 | 38500 | 35000 | 90.91% | 1.94 | 0 | 10 |  |  |  |  | R-410A | 2.9667 | Residential & Commercial | USHP | Ducted CEE Tier 1
213080576 | Central HP <5.4 tons | ARCOAIRE | HRCU-A-CB (Split System: Heat Pump with Remote Outdoor Unit-Air-Source) | DLCURAH36ABK |  |  | EA*4X48L21A* | *95MSU0401712A* | 35600 | 15.2 | 8.1 | 38000 | 34800 | 91.58% | 2.02 | 0 | 9.5 |  |  |  |  | R-410A | 2.9667 | Residential & Commercial | USHP
213080259 | Central HP <5.4 tons | ARCOAIRE | HRCU-A-CB (Split System: Heat Pump with Remote Outdoor Unit-Air-Source) | DLCURAH36ABK |  |  | EN(A,D)4X48L24** | *96MSN0802120A* | 36200 | 16 | 8.1 | 38500 | 35000 | 90.91% | 2.02 | 0 | 10 |  |  |  |  | R-410A | 3.0167 | Residential & Commercial | USHP | Ducted CEE Tier 1
215931638 | Central HP <5.4 tons | ARCOAIRE | HRCU-A-CB (Split System: Heat Pump with Remote Outdoor Unit-Air-Source) | H5H3V60*K*AAA* |  |  | EA*5X60M24A*+WALLCON | *96CTN1002122B* | 55500 | 18.5 | 8.5 | 60500 | 46000 | 76.03% | 2.06 | 0 | 11 |  |  |  |  | R-454B | 4.625 | Residential & Commercial | USHP | Ducted CEE Tier 1
212976991 | Central HP <5.4 tons | ARCOAIRE | HRCU-A-CB (Split System: Heat Pump with Remote Outdoor Unit-Air-Source) | DLCURAH24ABK |  |  | EA*4X37L21A* | *96VTN1002122B* | 24600 | 17.5 | 8.5 | 25200 | 21200 | 84.13% | 1.78 | 0 | 10.5 |  |  |  |  | R-410A | 2.05 | Residential & Commercial | USHP | Ducted CEE Tier 1
207658567 | Central HP <5.4 tons | BOSCH | HRCU-A-CB (Split System: Heat Pump with Remote Outdoor Unit-Air-Source) | BOVB-36HDN1-M20G |  |  | BMA*2430BNTD | BGH96M060B3B | 24000 | 18.5 | 9 | 24000 | 17400 | 72.5% | 1.9 | 13.5 | 12 |  |  |  |  | R-410A | 2 | Residential & Commercial | USHP | Ducted CEE Tier 1
215934028 | Central HP <5.4 tons | ARCOAIRE | HRCU-A-CB (Split System: Heat Pump with Remote Outdoor Unit-Air-Source) | H5H3V48*K*AAA* |  |  | EA*5X48M21A*+WALLCON | *95CSU0802120B* | 43500 | 20.5 | 9 | 48000 | 36600 | 76.25% | 2 | 0 | 10.5 |  |  |  |  | R-454B | 3.625 | Residential & Commercial | USHP | Ducted CEE Tier 1
215934078 | Central HP <5.4 tons | ARCOAIRE | HRCU-A-CB (Split System: Heat Pump with Remote Outdoor Unit-Air-Source) | H5H3V48*K*AAA* |  |  | EA*5X48M21A*+WALLCON | *96CTN0801714B* | 42500 | 20 | 9 | 48500 | 35200 | 72.58% | 2 | 0 | 11 |  |  |  |  | R-454B | 3.5417 | Residential & Commercial | USHP | Ducted CEE Tier 1
215941198 | Central HP <5.4 tons | ARCOAIRE | HRCU-A-CB (Split System: Heat Pump with Remote Outdoor Unit-Air-Source) | H5H3V48*K*AAA* |  |  | ESH5X48M12A*+WALLCON | *97CTN1202422A* | 44500 | 20 | 9 | 48500 | 36400 | 75.05% | 1.82 | 0 | 10.5 |  |  |  |  | R-454B | 3.7083 | Residential & Commercial | USHP | Ducted CEE Tier 1
213781179 | Central HP <5.4 tons | ARCOAIRE | HRCU-A-CB (Split System: Heat Pump with Remote Outdoor Unit-Air-Source) | HVH837GKA2* |  |  | EA*4X43L21A*+WALLCON | *80CTL0901716B* | 33000 | 17 | 8.5 | 32800 | 25000 | 76.22% | 1.98 | 0 | 11 |  |  |  |  | R-410A | 2.75 | Residential & Commercial | USHP | Ducted CEE Tier 1
213780859 | Central HP <5.4 tons | ARCOAIRE | HRCU-A-CB (Split System: Heat Pump with Remote Outdoor Unit-Air-Source) | HVH837GKA2* |  |  | EA*4X37L21A*+WALLCON | *80CTL0701716B* | 32800 | 17 | 8.5 | 33000 | 25200 | 76.36% | 1.96 | 0 | 11 |  |  |  |  | R-410A | 2.7333 | Residential & Commercial | USHP | Ducted CEE Tier 1
215941248 | Central HP <5.4 tons | ARCOAIRE | HRCU-A-CB (Split System: Heat Pump with Remote Outdoor Unit-Air-Source) | H5H3V48*K*AAA* |  |  | ESH5X60M12A*+WALLCON | *97CTN1002122A* | 45000 | 20.5 | 9 | 48500 | 36600 | 75.46% | 1.82 | 0 | 11 |  |  |  |  | R-454B | 3.75 | Residential & Commercial | USHP | Ducted CEE Tier 1
212976391 | Central HP <5.4 tons | ARCOAIRE | HRCU-A-CB (Split System: Heat Pump with Remote Outdoor Unit-Air-Source) | DLCURAH24ABK |  |  | EA*4X36L21A* | *96VTN0802120B* | 24000 | 17 | 8.5 | 26400 | 23400 | 88.64% | 1.94 | 0 | 10 |  |  |  |  | R-410A | 2 | Residential & Commercial | USHP | Ducted CEE Tier 1
213781949 | Central HP <5.4 tons | ARCOAIRE | HRCU-A-CB (Split System: Heat Pump with Remote Outdoor Unit-Air-Source) | HVH837GKA2* |  |  | EHD4X42AAL+WALLCON | *80CTL1352422B* | 32600 | 16.5 | 8.1 | 33000 | 24600 | 74.55% | 1.96 | 0 | 11 |  |  |  |  | R-410A | 2.7167 | Residential & Commercial | USHP | Ducted CEE Tier 1
213782029 | Central HP <5.4 tons | ARCOAIRE | HRCU-A-CB (Split System: Heat Pump with Remote Outdoor Unit-Air-Source) | HVH837GKA2* |  |  | EHD4X42AAL+WALLCON | *96CTN1002122B* | 32600 | 16.5 | 8.1 | 33000 | 24600 | 74.55% | 1.94 | 0 | 11 |  |  |  |  | R-410A | 2.7167 | Residential & Commercial | USHP | Ducted CEE Tier 1
213782249 | Central HP <5.4 tons | ARCOAIRE | HRCU-A-CB (Split System: Heat Pump with Remote Outdoor Unit-Air-Source) | HVH837GKA2* |  |  | EHD4X60AAL+WALLCON | *80CTL0902120B* | 33000 | 16.5 | 8.1 | 32200 | 24800 | 77.02% | 2 | 0 | 11.5 |  |  |  |  | R-410A | 2.75 | Residential & Commercial | USHP | Ducted CEE Tier 1
213780759 | Central HP <5.4 tons | ARCOAIRE | HRCU-A-CB (Split System: Heat Pump with Remote Outdoor Unit-Air-Source) | HVH837GKA2* |  |  | EA*4X36L21A*+WALLCON | *80CTL0902120B* | 31600 | 17 | 8.1 | 32800 | 24200 | 73.78% | 1.86 | 0 | 11 |  |  |  |  | R-410A | 2.6333 | Residential & Commercial | USHP | Ducted CEE Tier 1
213607636 | Central HP <5.4 tons | ARCOAIRE | HRCU-A-CB (Split System: Heat Pump with Remote Outdoor Unit-Air-Source) | DLCURAH24ABK |  |  | FTMA4B36L0C* | 0 | 24600 | 17.5 | 9 | 25800 | 22400 | 86.82% | 1.86 | 0 | 10.5 |  |  |  |  | R-410A | 2.05 | Residential & Commercial | USHP | Ducted CEE Tier 1
216751672 | Central HP <5.4 tons | YORK | HRCU-A-CB (Split System: Heat Pump with Remote Outdoor Unit-Air-Source) | HH860E2S11 | ADP |  | H,YG50*48+TXV-BLEED | TM9E080C16MP12 | 44500 | 18 | 9 | 43500 | 34000 | 78.16% | 2 | 0 | 11 |  |  |  |  | R-454B | 3.7083 | Residential & Commercial | USHP | Ducted CEE Tier 1
214628595 | Central HP <5.4 tons | CARRIER | HRCU-A-CB (Split System: Heat Pump with Remote Outdoor Unit-Air-Source) | 38MURAQ30AB3* | ADP |  | V,C36H175P149 | 58S(B,C)*B070M17**12 | 29600 | 15.2 | 8.1 | 32600 | 27200 | 83.44% | 1.8 | 0 | 9 |  |  |  |  | R-410A | 2.4667 | Residential & Commercial | USHP
212982602 | Central HP <5.4 tons | PAYNE HEATING AND COOLING | HRCU-A-CB (Split System: Heat Pump with Remote Outdoor Unit-Air-Source) | 38MURAQ36AB3* |  |  | CAP**4824AL* | PG80MSUA48060B** | 35600 | 17 | 8.5 | 37800 | 34600 | 91.53% | 2.02 | 0 | 10 |  |  |  |  | R-410A | 2.9667 | Residential & Commercial | USHP | Ducted CEE Tier 1
216774352 | Central HP <5.4 tons | AIREASE | HRCU-A-CB (Split System: Heat Pump with Remote Outdoor Unit-Air-Source) | A7SCP18V60P-**A | ADP |  | PL60H210P17*+TXV+AEFE5* | 0 | 47500 | 15.2 | 8.5 | 45500 | 39000 | 85.71% | 1.85 | 0 | 10 |  |  |  |  | R-454B | 3.9583 | Residential & Commercial | USHP | Ducted CEE Tier 1
214574472 | Central HP <5.4 tons | ARCOAIRE | HRCU-A-CB (Split System: Heat Pump with Remote Outdoor Unit-Air-Source) | HVH837GKA2* |  |  | EN(A,D)4X36L21**+WALLCON | *95CSU1002122B* | 31400 | 17 | 8.1 | 33000 | 24000 | 72.73% | 1.84 | 0 | 11 |  |  |  |  | R-410A | 2.6167 | Residential & Commercial | USHP | Ducted CEE Tier 1
214574522 | Central HP <5.4 tons | ARCOAIRE | HRCU-A-CB (Split System: Heat Pump with Remote Outdoor Unit-Air-Source) | HVH837GKA2* |  |  | EN(A,D,W)4X42L21**+WALLCON | *95CSU0802120B* | 31800 | 17 | 8.1 | 33000 | 24600 | 74.55% | 1.88 | 0 | 11 |  |  |  |  | R-410A | 2.65 | Residential & Commercial | USHP | Ducted CEE Tier 1
216774350 | Central HP <5.4 tons | AIREASE | HRCU-A-CB (Split System: Heat Pump with Remote Outdoor Unit-Air-Source) | A7SCP18V60P-**A | ADP |  | V,A,D48H175D38*+TXV+AEFE4B* | 0 | 47500 | 15.2 | 8.5 | 45500 | 39000 | 85.71% | 1.85 | 0 | 10 |  |  |  |  | R-454B | 3.9583 | Residential & Commercial | USHP | Ducted CEE Tier 1
214731173 | Central HP <5.4 tons | BRYANT HEATING AND COOLING SYSTEMS | HRCU-A-CB (Split System: Heat Pump with Remote Outdoor Unit-Air-Source) | 38MURAQ24AB3* | ADP |  | H,PG35936 | 926TC36060V14*** | 23600 | 17 | 8.5 | 24600 | 23600 | 95.93% | 2 | 0 | 10 |  |  |  |  | R-410A | 1.9667 | Residential & Commercial | USHP | Ducted CEE Tier 1
214731190 | Central HP <5.4 tons | BRYANT HEATING AND COOLING SYSTEMS | HRCU-A-CB (Split System: Heat Pump with Remote Outdoor Unit-Air-Source) | 38MURAQ24AB3* | ADP |  | H,PG9J936 | 926TC60080V21*** | 23800 | 17 | 8.5 | 24800 | 23600 | 95.16% | 1.98 | 0 | 10.5 |  |  |  |  | R-410A | 1.9833 | Residential & Commercial | USHP | Ducted CEE Tier 1
213781269 | Central HP <5.4 tons | ARCOAIRE | HRCU-A-CB (Split System: Heat Pump with Remote Outdoor Unit-Air-Source) | HVH837GKA2* |  |  | EA*4X43L21A*+WALLCON | *96CTN1002122B* | 33000 | 17 | 8.5 | 32600 | 25000 | 76.69% | 1.98 | 0 | 11.5 |  |  |  |  | R-410A | 2.75 | Residential & Commercial | USHP | Ducted CEE Tier 1
214573052 | Central HP <5.4 tons | ARCOAIRE | HRCU-A-CB (Split System: Heat Pump with Remote Outdoor Unit-Air-Source) | HVH837GKA** |  |  | EA*4X61L24A*+WALLCON | *97CMN0802120B* | 33200 | 17.5 | 8.5 | 31800 | 24800 | 77.99% | 2 | 0 | 11.5 |  |  |  |  | R-410A | 2.7667 | Residential & Commercial | USHP | Ducted CEE Tier 1
214573152 | Central HP <5.4 tons | ARCOAIRE | HRCU-A-CB (Split System: Heat Pump with Remote Outdoor Unit-Air-Source) | HVH837GKA** |  |  | EHD4X42AAL+WALLCON | *95CSU1002122B* | 32600 | 17 | 8.5 | 32800 | 24800 | 75.61% | 1.96 | 0 | 11 |  |  |  |  | R-410A | 2.7167 | Residential & Commercial | USHP | Ducted CEE Tier 1
215224763 | Central HP <5.4 tons | CARRIER | HRCU-A-CB (Split System: Heat Pump with Remote Outdoor Unit-Air-Source) | 25VNA448A*031* | ADP |  | H,PG49960 | 59MN7C060C21**20 | 44000 | 20 | 9 | 44500 | 36400 | 81.8% | 2.22 | 0 | 11.5 |  |  |  |  | R-410A | 3.6667 | Residential & Commercial | USHP | Ducted CEE Tier 1
215934368 | Central HP <5.4 tons | ARCOAIRE | HRCU-A-CB (Split System: Heat Pump with Remote Outdoor Unit-Air-Source) | H5H3V48*K*AAA* |  |  | EA*5X61M24A*+WALLCON | *97CMN0602120B* | 44500 | 20.5 | 9.5 | 48500 | 37400 | 77.11% | 2 | 0 | 10.5 |  |  |  |  | R-454B | 3.7083 | Residential & Commercial | USHP | Ducted CEE Tier 1
214573622 | Central HP <5.4 tons | ARCOAIRE | HRCU-A-CB (Split System: Heat Pump with Remote Outdoor Unit-Air-Source) | HVH837GKA2* |  |  | EA*4X36L21A*+WALLCON | *95CSU0802120B* | 31400 | 17 | 8.1 | 33000 | 24200 | 73.33% | 1.86 | 0 | 11 |  |  |  |  | R-410A | 2.6167 | Residential & Commercial | USHP | Ducted CEE Tier 1
215931758 | Central HP <5.4 tons | ARCOAIRE | HRCU-A-CB (Split System: Heat Pump with Remote Outdoor Unit-Air-Source) | H5H3V60*K*AAA* |  |  | EA*5X61M24A*+WALLCON | *97CMN1002122B* | 57000 | 18.5 | 8.5 | 60500 | 46500 | 76.86% | 2.02 | 0 | 11.5 |  |  |  |  | R-454B | 4.75 | Residential & Commercial | USHP | Ducted CEE Tier 1
212864636 | Central HP <5.4 tons | BRYANT HEATING AND COOLING SYSTEMS | HRCU-A-CB (Split System: Heat Pump with Remote Outdoor Unit-Air-Source) | 284ANV024*0**B* | ADP |  | H,PG32930 | 88*TA36070C14*** | 23200 | 21 | 10.5 | 25000 | 19400 | 77.6% | 2.42 | 0 | 13.5 |  |  |  |  | R-410A | 1.9333 | Residential & Commercial | USHP | Ducted CEE Tier 1
216719107 | Central HP <5.4 tons | RUUD | HRCU-A-CB (Split System: Heat Pump with Remote Outdoor Unit-Air-Source) | RD17AZ36AJ3N | ADP |  | V,R36H175P389 | R801V0754A17UHS | 33200 | 18 | 8.1 | 32600 | 29000 | 88.96% | 2 | 0 | 9.5 |  |  |  |  | R-410A | 2.7667 | Residential & Commercial | USHP
216706474 | Central HP <5.4 tons | ECOER | HRCU-A-C (Split System: Heat Pump with Remote Outdoor Unit with No Indoor Fan --Air Source) | EODA19H-4860AA* |  |  | GNC4860DPT | 0 | 50000 | 16 | 8.6 | 53000 | 37200 | 70.19% | 1.9 | 0 | 11 |  |  |  |  | R-410A | 4.1667 | Residential & Commercial | USHP | Ducted CEE Tier 1
214731185 | Central HP <5.4 tons | BRYANT HEATING AND COOLING SYSTEMS | HRCU-A-CB (Split System: Heat Pump with Remote Outdoor Unit-Air-Source) | 38MURAQ24AB3* | ADP |  | H,PG9J936 | 926TC48080V17*** | 23600 | 17 | 8.5 | 24400 | 23800 | 97.54% | 2.02 | 0 | 10 |  |  |  |  | R-410A | 1.9667 | Residential & Commercial | USHP | Ducted CEE Tier 1
215931778 | Central HP <5.4 tons | ARCOAIRE | HRCU-A-CB (Split System: Heat Pump with Remote Outdoor Unit-Air-Source) | H5H3V60*K*AAA* |  |  | EA*5X61M24A*+WALLCON | *96CTN1002122B* | 57000 | 18.5 | 8.5 | 60500 | 46500 | 76.86% | 2.02 | 0 | 11.5 |  |  |  |  | R-454B | 4.75 | Residential & Commercial | USHP | Ducted CEE Tier 1
215931558 | Central HP <5.4 tons | ARCOAIRE | HRCU-A-CB (Split System: Heat Pump with Remote Outdoor Unit-Air-Source) | H5H3V60*K*AAA* |  |  | EA*5X60M24A*+WALLCON | *80CTL1102120B* | 56000 | 18.5 | 8.5 | 60500 | 45500 | 75.21% | 2.06 | 0 | 11.5 |  |  |  |  | R-454B | 4.6667 | Residential & Commercial | USHP | Ducted CEE Tier 1
214573372 | Central HP <5.4 tons | ARCOAIRE | HRCU-A-CB (Split System: Heat Pump with Remote Outdoor Unit-Air-Source) | HVH837GKA** |  |  | EN(A,D,W)4X42L21**+WALLCON | *80CTL0702120B* | 31800 | 17 | 8.1 | 33000 | 24600 | 74.55% | 1.88 | 0 | 11 |  |  |  |  | R-410A | 2.65 | Residential & Commercial | USHP | Ducted CEE Tier 1
214573402 | Central HP <5.4 tons | ARCOAIRE | HRCU-A-CB (Split System: Heat Pump with Remote Outdoor Unit-Air-Source) | HVH837GKA** |  |  | EN(A,D,W)4X42L21**+WALLCON | *97CMN0602120B* | 31600 | 16.5 | 8.1 | 33200 | 24600 | 74.1% | 1.86 | 0 | 11 |  |  |  |  | R-410A | 2.6333 | Residential & Commercial | USHP | Ducted CEE Tier 1
215934048 | Central HP <5.4 tons | ARCOAIRE | HRCU-A-CB (Split System: Heat Pump with Remote Outdoor Unit-Air-Source) | H5H3V48*K*AAA* |  |  | EA*5X48M21A*+WALLCON | *97CMN0602120B* | 43000 | 20 | 9.5 | 48500 | 37200 | 76.7% | 1.88 | 0 | 10 |  |  |  |  | R-454B | 3.5833 | Residential & Commercial | USHP | Ducted CEE Tier 1
214573422 | Central HP <5.4 tons | ARCOAIRE | HRCU-A-CB (Split System: Heat Pump with Remote Outdoor Unit-Air-Source) | HVH837GKA** |  |  | EN(A,D,W)4X42L21**+WALLCON | *96CTN0802120B* | 31800 | 17 | 8.1 | 33000 | 24400 | 73.94% | 1.9 | 0 | 11.5 |  |  |  |  | R-410A | 2.65 | Residential & Commercial | USHP | Ducted CEE Tier 1
214570662 | Central HP <5.4 tons | ARCOAIRE | HRCU-A-CB (Split System: Heat Pump with Remote Outdoor Unit-Air-Source) | HVH825GKA3* |  |  | EA*4X43L21A*+WALLCON | *96CTN0802120B* | 24400 | 17 | 8.5 | 21200 | 16600 | 78.3% | 2.04 | 0 | 11 |  |  |  |  | R-410A | 2.0333 | Residential & Commercial | USHP | Ducted CEE Tier 1
214629024 | Central HP <5.4 tons | CARRIER | HRCU-A-CB (Split System: Heat Pump with Remote Outdoor Unit-Air-Source) | 38MURAQ36AB3* | ADP |  | V,C36H175P159 | 58S(B,C)*B070M17**12 | 35400 | 16 | 8.1 | 36800 | 34600 | 94.02% | 1.94 | 0 | 10 |  |  |  |  | R-410A | 2.95 | Residential & Commercial | USHP | Ducted CEE Tier 1
214570712 | Central HP <5.4 tons | ARCOAIRE | HRCU-A-CB (Split System: Heat Pump with Remote Outdoor Unit-Air-Source) | HVH825GKA3* |  |  | EA*4X48L21A*+WALLCON | *97CMN0802120B* | 24000 | 16.5 | 8.5 | 21000 | 16500 | 78.57% | 2.02 | 0 | 11 |  |  |  |  | R-410A | 2 | Residential & Commercial | USHP | Ducted CEE Tier 1
214571132 | Central HP <5.4 tons | ARCOAIRE | HRCU-A-CB (Split System: Heat Pump with Remote Outdoor Unit-Air-Source) | HVH825GKA3* |  |  | EN(A,D)4X36L21**+WALLCON | *97CMN0802120B* | 23400 | 16.5 | 8.1 | 21600 | 16700 | 77.31% | 1.92 | 0 | 11 |  |  |  |  | R-410A | 1.95 | Residential & Commercial | USHP | Ducted CEE Tier 1
214628436 | Central HP <5.4 tons | CARRIER | HRCU-A-CB (Split System: Heat Pump with Remote Outdoor Unit-Air-Source) | 38MURAQ24AB3* | ADP |  | V,C36H175P149 | 59SC6A060M17**16 | 23400 | 17 | 9 | 24200 | 23200 | 95.87% | 1.96 | 0 | 10 |  |  |  |  | R-410A | 1.95 | Residential & Commercial | USHP | Ducted CEE Tier 1
214303007 | Central HP <5.4 tons | RUUD | HRCU-A-CB (Split System: Heat Pump with Remote Outdoor Unit-Air-Source) | RD17AZ36AJ3N | ADP |  | H,RG82936 | R921V0703A17M4S | 33600 | 18 | 8.1 | 32600 | 29200 | 89.57% | 1.9 | 0 | 9.5 |  |  |  |  | R-410A | 2.8 | Residential & Commercial | USHP
214303009 | Central HP <5.4 tons | RUUD | HRCU-A-CB (Split System: Heat Pump with Remote Outdoor Unit-Air-Source) | RD17AZ36AJ3N | ADP |  | H,RG82936 | R951V0403A17M4S | 33600 | 18 | 8.1 | 32600 | 29200 | 89.57% | 1.9 | 0 | 9.5 |  |  |  |  | R-410A | 2.8 | Residential & Commercial | USHP
213782099 | Central HP <5.4 tons | ARCOAIRE | HRCU-A-CB (Split System: Heat Pump with Remote Outdoor Unit-Air-Source) | HVH837GKA2* |  |  | EHD4X48AAL+WALLCON | *80CTL1102120B* | 32600 | 16.5 | 8.1 | 32800 | 24800 | 75.61% | 1.96 | 0 | 11 |  |  |  |  | R-410A | 2.7167 | Residential & Commercial | USHP | Ducted CEE Tier 1
216675393 | Central HP <5.4 tons | ARCOAIRE | HRCU-A-CB (Split System: Heat Pump with Remote Outdoor Unit-Air-Source) | D5CURAH24AAK |  |  | EA*5X30M17A* | *80CSU0401712A* | 24200 | 15.2 | 8.5 | 24400 | 19500 | 79.92% | 1.92 | 0 | 10 |  |  |  |  | R-454B | 2.0167 | Residential & Commercial | USHP | Ducted CEE Tier 1
213795617 | Central HP <5.4 tons | FRIEDRICH | HRCU-A-CB (Split System: Heat Pump with Remote Outdoor Unit-Air-Source) | WFPU18Z363C |  |  | WFH36Z193C | 0 | 34000 | 18 | 9.5 | 35000 | 26000 | 74.29% | 2.05 | 9.55 | 10.1 |  |  |  |  | R-410A | 2.8333 | Residential & Commercial | USHP | Ducted CEE Tier 1
215934898 | Central HP <5.4 tons | ARCOAIRE | HRCU-A-CB (Split System: Heat Pump with Remote Outdoor Unit-Air-Source) | H5H3V36*K*AAA* |  |  | EVM5X44M21A*+WALLCON | *97CMN0602120B* | 35400 | 21 | 8.5 | 38500 | 29000 | 75.32% | 2.02 | 0 | 12 |  |  |  |  | R-454B | 2.95 | Residential & Commercial | USHP | Ducted CEE Tier 1
216779045 | Central HP <5.4 tons | BRYANT HEATING AND COOLING SYSTEMS | HRCU-A-CB (Split System: Heat Pump with Remote Outdoor Unit-Air-Source) | 38MURAQ30AB3* | ADP |  | H,PG1K936 | 927TA48080V17*** | 33200 | 16 | 10.5 | 36400 | 37600 | 103.3% | 2.22 | 0 | 10.5 |  |  |  |  | R-410A | 2.7667 | Residential & Commercial | USHP | Ducted CEE Tier 1
213780839 | Central HP <5.4 tons | ARCOAIRE | HRCU-A-CB (Split System: Heat Pump with Remote Outdoor Unit-Air-Source) | HVH837GKA2* |  |  | EA*4X36L21A*+WALLCON | *96CTN1002122B* | 31600 | 17 | 8.1 | 32800 | 24200 | 73.78% | 1.86 | 0 | 11 |  |  |  |  | R-410A | 2.6333 | Residential & Commercial | USHP | Ducted CEE Tier 1
214239877 | Central HP <5.4 tons | ARCOAIRE | HRCU-A-CB (Split System: Heat Pump with Remote Outdoor Unit-Air-Source) | HVH837GKA** |  |  | EN(A,D,W)4X48L21**+WALLCON | *80CTL0902120B* | 32400 | 17 | 8.1 | 32600 | 24600 | 75.46% | 1.96 | 0 | 11.7 |  |  |  |  | R-410A | 2.7 | Residential & Commercial | USHP | Ducted CEE Tier 1
214240077 | Central HP <5.4 tons | ARCOAIRE | HRCU-A-CB (Split System: Heat Pump with Remote Outdoor Unit-Air-Source) | HVH837GKA** |  |  | EN(A,D,W)4X60L24**+WALLCON | *97CMN1202422B* | 32800 | 17.5 | 8.1 | 32200 | 24600 | 76.4% | 1.96 | 0 | 11.7 |  |  |  |  | R-410A | 2.7333 | Residential & Commercial | USHP | Ducted CEE Tier 1
212897475 | Central HP <5.4 tons | DIRECT AIR | HRCU-A-C (Split System: Heat Pump with Remote Outdoor Unit with No Indoor Fan --Air Source) | DIRM-30MAGICPRO20-OU | ADP |  | HE31930+TD | 0 | 28600 | 15.2 | 9.05 | 31000 | 26600 | 85.81% | 1.76 | 0 | 10 |  |  |  |  | R-410A | 2.3833 | Residential & Commercial | USHP | Ducted CEE Tier 1
216774314 | Central HP <5.4 tons | AIREASE | HRCU-A-CB (Split System: Heat Pump with Remote Outdoor Unit-Air-Source) | A7SCP18V24P-**A | ADP |  | PL36H***P44*+TXV+AEFE3A* | 0 | 24000 | 16 | 9 | 22400 | 22200 | 99.11% | 1.8 | 0 | 11.7 |  |  |  |  | R-454B | 2 | Residential & Commercial | USHP | Ducted CEE Tier 1
214573472 | Central HP <5.4 tons | ARCOAIRE | HRCU-A-CB (Split System: Heat Pump with Remote Outdoor Unit-Air-Source) | HVH837GKA** |  |  | EN(A,D,W)4X48L21**+WALLCON | *97CMN0802120B* | 32400 | 17.5 | 8.5 | 32800 | 24800 | 75.61% | 1.96 | 0 | 11.5 |  |  |  |  | R-410A | 2.7 | Residential & Commercial | USHP | Ducted CEE Tier 1
215932478 | Central HP <5.4 tons | ARCOAIRE | HRCU-A-CB (Split System: Heat Pump with Remote Outdoor Unit-Air-Source) | H5H3V36*K*AAA* |  |  | EA*5X48M21A*+WALLCON | *97CMN0602120B* | 33200 | 19.5 | 9.5 | 35000 | 26800 | 76.57% | 2.02 | 0 | 11 |  |  |  |  | R-454B | 2.7667 | Residential & Commercial | USHP | Ducted CEE Tier 1
215932578 | Central HP <5.4 tons | ARCOAIRE | HRCU-A-CB (Split System: Heat Pump with Remote Outdoor Unit-Air-Source) | H5H3V36*K*AAA* |  |  | EA*5X60M24A*+WALLCON | *95CSU0802120B* | 34000 | 20 | 9 | 34200 | 26000 | 76.02% | 1.94 | 0 | 11.7 |  |  |  |  | R-454B | 2.8333 | Residential & Commercial | USHP | Ducted CEE Tier 1
216682579 | Central HP <5.4 tons | ARCOAIRE | HRCU-A-CB (Split System: Heat Pump with Remote Outdoor Unit-Air-Source) | DLCURAH36ABK |  |  | EA*4X43L21A* | *97VTN1002122A* | 36600 | 16.5 | 9 | 38500 | 34400 | 89.35% | 1.96 | 0 | 10 |  |  |  |  | R-410A | 3.05 | Residential & Commercial | USHP | Ducted CEE Tier 1
216682629 | Central HP <5.4 tons | ARCOAIRE | HRCU-A-CB (Split System: Heat Pump with Remote Outdoor Unit-Air-Source) | DLCURAH36ABK |  |  | EHD4X48AAL | *97VTN1002122A* | 36000 | 16 | 8.5 | 38000 | 34400 | 90.53% | 1.82 | 0 | 10 |  |  |  |  | R-410A | 3 | Residential & Commercial | USHP | Ducted CEE Tier 1
216681810 | Central HP <5.4 tons | ARCOAIRE | HRCU-A-CB (Split System: Heat Pump with Remote Outdoor Unit-Air-Source) | DLCURAH36ABK |  |  | EA*4X48L21A* | *97VTN1002120A* | 35800 | 16.5 | 9 | 38000 | 34200 | 90% | 1.94 | 0 | 10 |  |  |  |  | R-410A | 2.9833 | Residential & Commercial | USHP | Ducted CEE Tier 1
216738549 | Central HP <5.4 tons | ARCOAIRE | HRCU-A-CB (Split System: Heat Pump with Remote Outdoor Unit-Air-Source) | D5CUHAH24AAK |  |  | ESH5X36M12A* | *96MSN0601716A* | 22400 | 15.2 | 8.1 | 20800 | 18400 | 88.46% | 1.85 | 0 | 10.5 |  |  |  |  | R-454B | 1.8667 | Residential & Commercial | USHP | Ducted CEE Tier 1
216738148 | Central HP <5.4 tons | ARCOAIRE | HRCU-A-CB (Split System: Heat Pump with Remote Outdoor Unit-Air-Source) | D5CUHAH24AAK |  |  | ESH5X36M12A* | *80VSL0701412B* | 22800 | 16 | 8.1 | 20800 | 18500 | 88.94% | 1.85 | 0 | 11 |  |  |  |  | R-454B | 1.9 | Residential & Commercial | USHP | Ducted CEE Tier 1
216738166 | Central HP <5.4 tons | ARCOAIRE | HRCU-A-CB (Split System: Heat Pump with Remote Outdoor Unit-Air-Source) | D5CUHAH24AAK |  |  | ESH5X36M12A* | *80VSL0901716B* | 22600 | 15.5 | 8.1 | 20600 | 18400 | 89.32% | 1.85 | 0 | 10.5 |  |  |  |  | R-454B | 1.8833 | Residential & Commercial | USHP | Ducted CEE Tier 1
214627200 | Central HP <5.4 tons | CARRIER | HRCU-A-CB (Split System: Heat Pump with Remote Outdoor Unit-Air-Source) | 25VNA448A*031* | ADP |  | C60A***L189 | 59CU5A080C21**20 | 44000 | 21 | 8.5 | 44500 | 36000 | 80.9% | 2.18 | 0 | 12 |  |  |  |  | R-410A | 3.6667 | Residential & Commercial | USHP | Ducted CEE Tier 1
215934618 | Central HP <5.4 tons | ARCOAIRE | HRCU-A-CB (Split System: Heat Pump with Remote Outdoor Unit-Air-Source) | H5H3V48*K*AAA* |  |  | FCMA5B48L0C*+WALLCON | 0 | 45500 | 22 | 9.5 | 48500 | 36000 | 74.23% | 1.96 | 0 | 12 |  |  |  |  | R-454B | 3.7917 | Residential & Commercial | USHP | Ducted CEE Tier 1
216738782 | Central HP <5.4 tons | ARCOAIRE | HRCU-A-CB (Split System: Heat Pump with Remote Outdoor Unit-Air-Source) | D5CUHAH24AAK |  |  | ESH5X36M12A* | *96CTN1002122B* | 23000 | 15.5 | 8.1 | 21000 | 18700 | 89.05% | 1.85 | 0 | 11 |  |  |  |  | R-454B | 1.9167 | Residential & Commercial | USHP | Ducted CEE Tier 1
216738584 | Central HP <5.4 tons | ARCOAIRE | HRCU-A-CB (Split System: Heat Pump with Remote Outdoor Unit-Air-Source) | D5CUHAH24AAK |  |  | ESH5X36M12A* | *96MSN1002120A* | 23000 | 15.5 | 8.1 | 21000 | 18600 | 88.57% | 1.9 | 0 | 10.5 |  |  |  |  | R-454B | 1.9167 | Residential & Commercial | USHP | Ducted CEE Tier 1
214731191 | Central HP <5.4 tons | BRYANT HEATING AND COOLING SYSTEMS | HRCU-A-CB (Split System: Heat Pump with Remote Outdoor Unit-Air-Source) | 38MURAQ24AB3* | ADP |  | H,PG81936 | 926TC60080V21*** | 23800 | 17 | 8.5 | 24800 | 23600 | 95.16% | 1.98 | 0 | 10.5 |  |  |  |  | R-410A | 1.9833 | Residential & Commercial | USHP | Ducted CEE Tier 1
216683089 | Central HP <5.4 tons | ARCOAIRE | HRCU-A-CB (Split System: Heat Pump with Remote Outdoor Unit-Air-Source) | DLCURAH18ABK |  |  | EHD4X24AAL | *97VTN1002122A* | 17800 | 15.2 | 8.5 | 18500 | 18500 | 100% | 2.1 | 0 | 10.5 |  |  |  |  | R-410A | 1.4833 | Residential & Commercial | USHP | Ducted CEE Tier 1
215938448 | Central HP <5.4 tons | ARCOAIRE | HRCU-A-CB (Split System: Heat Pump with Remote Outdoor Unit-Air-Source) | H5H3V48*K*AAA* |  |  | EVD5X61M21A*+WALLCON | *80CTL0901716B* | 45000 | 21 | 8.1 | 53500 | 37600 | 70.28% | 1.95 | 0 | 12 |  |  |  |  | R-454B | 3.75 | Residential & Commercial | USHP | Ducted CEE Tier 1
215937948 | Central HP <5.4 tons | ARCOAIRE | HRCU-A-CB (Split System: Heat Pump with Remote Outdoor Unit-Air-Source) | H5H3V48*K*AAA* |  |  | EVD5X48M24A*+WALLCON | *97CMN0802120B* | 44500 | 20 | 8.1 | 52000 | 38000 | 73.08% | 1.9 | 0 | 11 |  |  |  |  | R-454B | 3.7083 | Residential & Commercial | USHP | Ducted CEE Tier 1
216733177 | Central HP <5.4 tons | ARCOAIRE | HRCU-A-CB (Split System: Heat Pump with Remote Outdoor Unit-Air-Source) | D5CUHAH24AAK |  |  | EA*5X25M17A* | *80MS(N,L)0701412A* | 23000 | 16.5 | 8.5 | 20600 | 18400 | 89.32% | 1.98 | 0 | 11 |  |  |  |  | R-454B | 1.9167 | Residential & Commercial | USHP | Ducted CEE Tier 1
216733209 | Central HP <5.4 tons | ARCOAIRE | HRCU-A-CB (Split System: Heat Pump with Remote Outdoor Unit-Air-Source) | D5CUHAH24AAK |  |  | EA*5X25M17A* | *80MS(N,L)0901714A* | 23000 | 16 | 8.5 | 20600 | 18400 | 89.32% | 1.98 | 0 | 11 |  |  |  |  | R-454B | 1.9167 | Residential & Commercial | USHP | Ducted CEE Tier 1
216733027 | Central HP <5.4 tons | ARCOAIRE | HRCU-A-CB (Split System: Heat Pump with Remote Outdoor Unit-Air-Source) | D5CUHAH24AAK |  |  | EA*5X24M17A* | *96CTN0601714B* | 22000 | 16 | 8.5 | 21000 | 19200 | 91.43% | 1.94 | 0 | 10.5 |  |  |  |  | R-454B | 1.8333 | Residential & Commercial | USHP | Ducted CEE Tier 1
215937908 | Central HP <5.4 tons | ARCOAIRE | HRCU-A-CB (Split System: Heat Pump with Remote Outdoor Unit-Air-Source) | H5H3V48*K*AAA* |  |  | EVD5X48M24A*+WALLCON | *80CTL1352422B* | 45000 | 20.5 | 8.1 | 52000 | 38000 | 73.08% | 1.95 | 0 | 11.5 |  |  |  |  | R-454B | 3.75 | Residential & Commercial | USHP | Ducted CEE Tier 1
216732729 | Central HP <5.4 tons | ARCOAIRE | HRCU-A-CB (Split System: Heat Pump with Remote Outdoor Unit-Air-Source) | D5CUHAH24AAK |  |  | EA*5X24M17A* | *80VSL0701412B* | 22200 | 16.5 | 8.5 | 21000 | 19200 | 91.43% | 1.96 | 0 | 10.5 |  |  |  |  | R-454B | 1.85 | Residential & Commercial | USHP | Ducted CEE Tier 1
216732888 | Central HP <5.4 tons | ARCOAIRE | HRCU-A-CB (Split System: Heat Pump with Remote Outdoor Unit-Air-Source) | D5CUHAH24AAK |  |  | EA*5X24M17A* | *92MSN0601714A* | 22000 | 16 | 8.5 | 21000 | 19100 | 90.95% | 1.96 | 0 | 10.5 |  |  |  |  | R-454B | 1.8333 | Residential & Commercial | USHP | Ducted CEE Tier 1
215402226 | Central HP <5.4 tons | AMERISTAR | HRCU-A-CB (Split System: Heat Pump with Remote Outdoor Unit-Air-Source) | E4HL5042A1000A |  |  | 4TXCC009DS3 | A801X080CM5SD | 48000 | 15.2 | 8.1 | 45000 | 33400 | 74.22% | 1.75 | 0 | 9.5 |  |  |  |  | R-410A | 4 | Residential & Commercial | USHP
214731179 | Central HP <5.4 tons | BRYANT HEATING AND COOLING SYSTEMS | HRCU-A-CB (Split System: Heat Pump with Remote Outdoor Unit-Air-Source) | 38MURAQ24AB3* | ADP |  | H,PG7J936 | 926TC48060V17*** | 23600 | 16 | 9 | 24400 | 22800 | 93.44% | 1.92 | 0 | 10 |  |  |  |  | R-410A | 1.9667 | Residential & Commercial | USHP | Ducted CEE Tier 1
214731209 | Central HP <5.4 tons | BRYANT HEATING AND COOLING SYSTEMS | HRCU-A-CB (Split System: Heat Pump with Remote Outdoor Unit-Air-Source) | 38MURAQ36AB3* | ADP |  | H,PG7J936 | 926TC48080V17*** | 34200 | 15.2 | 8.5 | 36800 | 34800 | 94.57% | 2 | 0 | 9.5 |  |  |  |  | R-410A | 2.85 | Residential & Commercial | USHP
216733808 | Central HP <5.4 tons | ARCOAIRE | HRCU-A-CB (Split System: Heat Pump with Remote Outdoor Unit-Air-Source) | D5CUHAH24AAK |  |  | EA*5X30M17A* | *80CSU0401712A* | 22800 | 17 | 8.5 | 21200 | 19000 | 89.62% | 1.94 | 0 | 11 |  |  |  |  | R-454B | 1.9 | Residential & Commercial | USHP | Ducted CEE Tier 1
216733858 | Central HP <5.4 tons | ARCOAIRE | HRCU-A-CB (Split System: Heat Pump with Remote Outdoor Unit-Air-Source) | D5CUHAH24AAK |  |  | EA*5X30M17A* | *80MS(N,L)0701712A* | 22200 | 16.5 | 8.1 | 20800 | 18700 | 89.9% | 1.85 | 0 | 10.5 |  |  |  |  | R-454B | 1.85 | Residential & Commercial | USHP | Ducted CEE Tier 1
216733926 | Central HP <5.4 tons | ARCOAIRE | HRCU-A-CB (Split System: Heat Pump with Remote Outdoor Unit-Air-Source) | D5CUHAH24AAK |  |  | EA*5X30M17A* | *80MSU0401712A* | 22200 | 16.5 | 8.5 | 20800 | 18800 | 90.38% | 1.96 | 0 | 10.5 |  |  |  |  | R-454B | 1.85 | Residential & Commercial | USHP | Ducted CEE Tier 1
216733358 | Central HP <5.4 tons | ARCOAIRE | HRCU-A-CB (Split System: Heat Pump with Remote Outdoor Unit-Air-Source) | D5CUHAH24AAK |  |  | EA*5X25M17A* | *97CMN0801714B* | 22800 | 16 | 8.5 | 20600 | 18400 | 89.32% | 1.96 | 0 | 11 |  |  |  |  | R-454B | 1.9 | Residential & Commercial | USHP | Ducted CEE Tier 1
213782349 | Central HP <5.4 tons | ARCOAIRE | HRCU-A-CB (Split System: Heat Pump with Remote Outdoor Unit-Air-Source) | HVH837GKA2* |  |  | EHD4X60AAL+WALLCON | *96CTN1002122B* | 33000 | 16.5 | 8.1 | 32200 | 24800 | 77.02% | 2 | 0 | 11.5 |  |  |  |  | R-410A | 2.75 | Residential & Commercial | USHP | Ducted CEE Tier 1
216751988 | Central HP <5.4 tons | YORK | HRCU-A-CB (Split System: Heat Pump with Remote Outdoor Unit-Air-Source) | HH836E2S11 | ADP |  | H,YG48*36+TXV-BLEED | TM9V080C16MP12 | 32800 | 19 | 9 | 29600 | 24800 | 83.78% | 2 | 0 | 11 |  |  |  |  | R-454B | 2.7333 | Residential & Commercial | USHP | Ducted CEE Tier 1
213780879 | Central HP <5.4 tons | ARCOAIRE | HRCU-A-CB (Split System: Heat Pump with Remote Outdoor Unit-Air-Source) | HVH837GKA2* |  |  | EA*4X37L21A*+WALLCON | *80CTL0902120B* | 32800 | 17 | 8.5 | 33000 | 25000 | 75.76% | 1.98 | 0 | 11 |  |  |  |  | R-410A | 2.7333 | Residential & Commercial | USHP | Ducted CEE Tier 1
213780929 | Central HP <5.4 tons | ARCOAIRE | HRCU-A-CB (Split System: Heat Pump with Remote Outdoor Unit-Air-Source) | HVH837GKA2* |  |  | EA*4X37L21A*+WALLCON | *97CMN1002122B* | 33000 | 17 | 8.5 | 32600 | 25000 | 76.69% | 1.98 | 0 | 11.5 |  |  |  |  | R-410A | 2.75 | Residential & Commercial | USHP | Ducted CEE Tier 1
213781079 | Central HP <5.4 tons | ARCOAIRE | HRCU-A-CB (Split System: Heat Pump with Remote Outdoor Unit-Air-Source) | HVH837GKA2* |  |  | EA*4X42L21A*+WALLCON | *96CTN1002122B* | 31800 | 17 | 8.1 | 33000 | 24400 | 73.94% | 1.88 | 0 | 11 |  |  |  |  | R-410A | 2.65 | Residential & Commercial | USHP | Ducted CEE Tier 1
213781279 | Central HP <5.4 tons | ARCOAIRE | HRCU-A-CB (Split System: Heat Pump with Remote Outdoor Unit-Air-Source) | HVH837GKA2* |  |  | EA*4X48L21A*+WALLCON | *80CTL0451712B* | 32000 | 16.5 | 8.1 | 32800 | 25200 | 76.83% | 1.92 | 0 | 10.5 |  |  |  |  | R-410A | 2.6667 | Residential & Commercial | USHP | Ducted CEE Tier 1
212983719 | Central HP <5.4 tons | PAYNE HEATING AND COOLING | HRCU-A-CB (Split System: Heat Pump with Remote Outdoor Unit-Air-Source) | 38MURAQ18AB3* |  |  | CNPV*3014AL* | PG92MSAA36060A** | 17400 | 16 | 8.1 | 17900 | 18600 | 103.9% | 2.24 | 0 | 11 |  |  |  |  | R-410A | 1.45 | Residential & Commercial | USHP | Ducted CEE Tier 1
216737103 | Central HP <5.4 tons | ARCOAIRE | HRCU-A-CB (Split System: Heat Pump with Remote Outdoor Unit-Air-Source) | D5CUHAH24AAK |  |  | ESH5X30M12A* | *80MS(N,L)0902420A* | 22200 | 15.5 | 8.1 | 21000 | 18800 | 89.52% | 1.9 | 0 | 10.5 |  |  |  |  | R-454B | 1.85 | Residential & Commercial | USHP | Ducted CEE Tier 1
212977710 | Central HP <5.4 tons | ARCOAIRE | HRCU-A-CB (Split System: Heat Pump with Remote Outdoor Unit-Air-Source) | DLCURAH18ABK |  |  | EA*4X19L17A* | *80MS(N,L)0451412A* | 18000 | 16.5 | 8.5 | 17900 | 17800 | 99.44% | 2.16 | 0 | 11 |  |  |  |  | R-410A | 1.5 | Residential & Commercial | USHP | Ducted CEE Tier 1
213780259 | Central HP <5.4 tons | ARCOAIRE | HRCU-A-CB (Split System: Heat Pump with Remote Outdoor Unit-Air-Source) | HVH837GKA** |  |  | EHD4X48AAL+WALLCON | *96CTN0601714B* | 32400 | 16 | 8.1 | 33000 | 25200 | 76.36% | 1.94 | 0 | 10.5 |  |  |  |  | R-410A | 2.7 | Residential & Commercial | USHP | Ducted CEE Tier 1
213780209 | Central HP <5.4 tons | ARCOAIRE | HRCU-A-CB (Split System: Heat Pump with Remote Outdoor Unit-Air-Source) | HVH837GKA** |  |  | EHD4X48AAL+WALLCON | *95CSU0601716B* | 32400 | 16 | 8.1 | 33000 | 25000 | 75.76% | 1.94 | 0 | 11 |  |  |  |  | R-410A | 2.7 | Residential & Commercial | USHP | Ducted CEE Tier 1
213779759 | Central HP <5.4 tons | ARCOAIRE | HRCU-A-CB (Split System: Heat Pump with Remote Outdoor Unit-Air-Source) | HVH837GKA** |  |  | EA*4X61L24A*+WALLCON | *80CTL1102120B* | 33200 | 17.5 | 8.5 | 32000 | 24800 | 77.5% | 2 | 0 | 11.5 |  |  |  |  | R-410A | 2.7667 | Residential & Commercial | USHP | Ducted CEE Tier 1
213778989 | Central HP <5.4 tons | ARCOAIRE | HRCU-A-CB (Split System: Heat Pump with Remote Outdoor Unit-Air-Source) | HVH837GKA** |  |  | EA*4X37L21A*+WALLCON | *95CSU0601716B* | 32800 | 17 | 8.5 | 33000 | 25200 | 76.36% | 1.96 | 0 | 11 |  |  |  |  | R-410A | 2.7333 | Residential & Commercial | USHP | Ducted CEE Tier 1
213779589 | Central HP <5.4 tons | ARCOAIRE | HRCU-A-CB (Split System: Heat Pump with Remote Outdoor Unit-Air-Source) | HVH837GKA** |  |  | EA*4X60L24A*+WALLCON | *97CMN1002122B* | 32800 | 17.5 | 8.1 | 31800 | 24600 | 77.36% | 1.98 | 0 | 11.5 |  |  |  |  | R-410A | 2.7333 | Residential & Commercial | USHP | Ducted CEE Tier 1
213250273 | Central HP <5.4 tons | DIRECT AIR | HRCU-A-C (Split System: Heat Pump with Remote Outdoor Unit with No Indoor Fan --Air Source) | DIRM-18MAGICPRO20-OU | ADP |  | *G21924+TD | 0 | 17700 | 16 | 8.85 | 17100 | 14600 | 85.38% | 2.06 | 0 | 11.5 |  |  |  |  | R-410A | 1.475 | Residential & Commercial | USHP | Ducted CEE Tier 1
213781329 | Central HP <5.4 tons | ARCOAIRE | HRCU-A-CB (Split System: Heat Pump with Remote Outdoor Unit-Air-Source) | HVH837GKA2* |  |  | EA*4X48L21A*+WALLCON | *95CSU0601716B* | 32200 | 17 | 8.1 | 32600 | 25000 | 76.69% | 1.94 | 0 | 11 |  |  |  |  | R-410A | 2.6833 | Residential & Commercial | USHP | Ducted CEE Tier 1
213781379 | Central HP <5.4 tons | ARCOAIRE | HRCU-A-CB (Split System: Heat Pump with Remote Outdoor Unit-Air-Source) | HVH837GKA2* |  |  | EA*4X48L21A*+WALLCON | *96CTN0801714B* | 32200 | 17 | 8.1 | 32800 | 25000 | 76.22% | 1.96 | 0 | 11 |  |  |  |  | R-410A | 2.6833 | Residential & Commercial | USHP | Ducted CEE Tier 1
213781629 | Central HP <5.4 tons | ARCOAIRE | HRCU-A-CB (Split System: Heat Pump with Remote Outdoor Unit-Air-Source) | HVH837GKA2* |  |  | EA*4X61L21A*+WALLCON | *96CTN0601714B* | 33000 | 17 | 8.1 | 32200 | 25000 | 77.64% | 1.96 | 0 | 11 |  |  |  |  | R-410A | 2.75 | Residential & Commercial | USHP | Ducted CEE Tier 1
213782079 | Central HP <5.4 tons | ARCOAIRE | HRCU-A-CB (Split System: Heat Pump with Remote Outdoor Unit-Air-Source) | HVH837GKA2* |  |  | EHD4X48AAL+WALLCON | *80CTL0901716B* | 32400 | 16.5 | 8.1 | 33000 | 24800 | 75.15% | 1.96 | 0 | 11 |  |  |  |  | R-410A | 2.7 | Residential & Commercial | USHP | Ducted CEE Tier 1
213779659 | Central HP <5.4 tons | ARCOAIRE | HRCU-A-CB (Split System: Heat Pump with Remote Outdoor Unit-Air-Source) | HVH837GKA** |  |  | EA*4X61L21A*+WALLCON | *80CTL0902120B* | 33200 | 17.5 | 8.5 | 32000 | 24800 | 77.5% | 1.98 | 0 | 11.7 |  |  |  |  | R-410A | 2.7667 | Residential & Commercial | USHP | Ducted CEE Tier 1
213774559 | Central HP <5.4 tons | ARCOAIRE | HRCU-A-CB (Split System: Heat Pump with Remote Outdoor Unit-Air-Source) | HVH825GKA3* |  |  | EHD4X48AAL+WALLCON | *80CTL0451712B* | 24200 | 16 | 8.1 | 21400 | 16700 | 78.04% | 2 | 0 | 10.5 |  |  |  |  | R-410A | 2.0167 | Residential & Commercial | USHP | Ducted CEE Tier 1
207658549 | Central HP <5.4 tons | BOSCH | HRCU-A-CB (Split System: Heat Pump with Remote Outdoor Unit-Air-Source) | BOVB-60HDN1-M20G |  |  | BMA*4248BNTF | BGH96M080B3A | 42500 | 17 | 8.8 | 43500 | 31000 | 71.26% | 1.9 | 11.2 | 11.7 |  |  |  |  | R-410A | 3.5417 | Residential & Commercial | USHP | Ducted CEE Tier 1
216734964 | Central HP <5.4 tons | ARCOAIRE | HRCU-A-CB (Split System: Heat Pump with Remote Outdoor Unit-Air-Source) | D5CUHAH24AAK |  |  | EA*5X37M17A* | *80VSL0451412B* | 23000 | 16.5 | 8.5 | 20800 | 18500 | 88.94% | 1.96 | 0 | 11 |  |  |  |  | R-454B | 1.9167 | Residential & Commercial | USHP | Ducted CEE Tier 1
216735217 | Central HP <5.4 tons | ARCOAIRE | HRCU-A-CB (Split System: Heat Pump with Remote Outdoor Unit-Air-Source) | D5CUHAH24AAK |  |  | EA*5X37M17A* | *96VSN0401410B* | 22600 | 15.5 | 8.1 | 20800 | 18500 | 88.94% | 1.85 | 0 | 10.5 |  |  |  |  | R-454B | 1.8833 | Residential & Commercial | USHP | Ducted CEE Tier 1
216736387 | Central HP <5.4 tons | ARCOAIRE | HRCU-A-CB (Split System: Heat Pump with Remote Outdoor Unit-Air-Source) | D5CUHAH24AAK |  |  | ESH5X24M12A* | *80CTL0701412B* | 22200 | 16 | 8.1 | 21000 | 18900 | 90% | 1.85 | 0 | 10.5 |  |  |  |  | R-454B | 1.85 | Residential & Commercial | USHP | Ducted CEE Tier 1
216681819 | Central HP <5.4 tons | PAYNE HEATING AND COOLING | HRCU-A-CB (Split System: Heat Pump with Remote Outdoor Unit-Air-Source) | 38MURAQ36AB3* |  |  | CAP**4824AL* | PG97VTAA60100C** | 35800 | 16.5 | 9 | 38000 | 34200 | 90% | 1.96 | 0 | 10 |  |  |  |  | R-410A | 2.9833 | Residential & Commercial | USHP | Ducted CEE Tier 1
216683206 | Central HP <5.4 tons | PAYNE HEATING AND COOLING | HRCU-A-CB (Split System: Heat Pump with Remote Outdoor Unit-Air-Source) | 38MURAQ36AB3* |  |  | CSPH*4212AL* | PG97VTAA66120D** | 35800 | 15.5 | 8.5 | 38500 | 34400 | 89.35% | 1.82 | 0 | 9.8 |  |  |  |  | R-410A | 2.9833 | Residential & Commercial | USHP
212603142 | Central HP <5.4 tons | DAY & NIGHT | HRCU-A-CB (Split System: Heat Pump with Remote Outdoor Unit-Air-Source) | DLCURAH24ABK | ADP |  | V,G36H175P159 | *80VSL0451716A* | 23400 | 17 | 8.5 | 24000 | 23200 | 96.67% | 1.96 | 0 | 10 |  |  |  |  | R-410A | 1.95 | Residential & Commercial | USHP | Ducted CEE Tier 1
212603174 | Central HP <5.4 tons | DAY & NIGHT | HRCU-A-CB (Split System: Heat Pump with Remote Outdoor Unit-Air-Source) | DLCURAH24ABK | ADP |  | FG33936 | *92ESN0801716A* | 24000 | 17 | 8.1 | 24600 | 22400 | 91.06% | 1.88 | 0 | 10.5 |  |  |  |  | R-410A | 2 | Residential & Commercial | USHP | Ducted CEE Tier 1
212897468 | Central HP <5.4 tons | DIRECT AIR | HRCU-A-C (Split System: Heat Pump with Remote Outdoor Unit with No Indoor Fan --Air Source) | DIRM-18MAGICPRO20-OU | ADP |  | HG21924+TD | 0 | 17700 | 16 | 8.85 | 17100 | 14600 | 85.38% | 2.06 | 0 | 11.5 |  |  |  |  | R-410A | 1.475 | Residential & Commercial | USHP | Ducted CEE Tier 1
214731154 | Central HP <5.4 tons | BRYANT HEATING AND COOLING SYSTEMS | HRCU-A-CB (Split System: Heat Pump with Remote Outdoor Unit-Air-Source) | 38MURAQ18AB3* | ADP |  | H,PG35936 | 926TC48080V17*** | 17700 | 16 | 8.5 | 17100 | 18700 | 109.4% | 2.3 | 0 | 11 |  |  |  |  | R-410A | 1.475 | Residential & Commercial | USHP | Ducted CEE Tier 1
216679976 | Central HP <5.4 tons | PAYNE HEATING AND COOLING | HRCU-A-CB (Split System: Heat Pump with Remote Outdoor Unit-Air-Source) | 38MURAQ36AB3* |  |  | CNPV*4821AL* | PG97VTAA48080B** | 35600 | 16 | 8.5 | 38500 | 34400 | 89.35% | 1.8 | 0 | 10 |  |  |  |  | R-410A | 2.9667 | Residential & Commercial | USHP | Ducted CEE Tier 1
212974745 | Central HP <5.4 tons | PAYNE HEATING AND COOLING | HRCU-A-CB (Split System: Heat Pump with Remote Outdoor Unit-Air-Source) | 38MURAQ18AB3* |  |  | CNPV*3017AL* | PG96VTAB30040A** | 17400 | 16 | 8.1 | 18000 | 18700 | 103.9% | 2.24 | 0 | 10.5 |  |  |  |  | R-410A | 1.45 | Residential & Commercial | USHP | Ducted CEE Tier 1
214241599 | Central HP <5.4 tons | ARCOAIRE | HRCU-A-CB (Split System: Heat Pump with Remote Outdoor Unit-Air-Source) | HVH825GKA3* |  |  | EN(A,D)4X24L17**+WALLCON | *97CMN0601714B* | 23200 | 15.5 | 8.1 | 22200 | 16900 | 76.13% | 1.9 | 0 | 10.5 |  |  |  |  | R-410A | 1.9333 | Residential & Commercial | USHP | Ducted CEE Tier 1
212989215 | Central HP <5.4 tons | PAYNE HEATING AND COOLING | HRCU-A-CB (Split System: Heat Pump with Remote Outdoor Unit-Air-Source) | 38MURAQ24AB3* |  |  | CNPV*2417AL* | PG95MSUA48060B** | 23200 | 16.5 | 8.5 | 26800 | 25400 | 94.78% | 2.14 | 0 | 10 |  |  |  |  | R-410A | 1.9333 | Residential & Commercial | USHP | Ducted CEE Tier 1
214731218 | Central HP <5.4 tons | BRYANT HEATING AND COOLING SYSTEMS | HRCU-A-CB (Split System: Heat Pump with Remote Outdoor Unit-Air-Source) | 38MURAQ36AB3* | ADP |  | H,PG48936 | 926TC60100V21*** | 36000 | 16 | 8.5 | 36200 | 34400 | 95.03% | 2.04 | 0 | 10 |  |  |  |  | R-410A | 3 | Residential & Commercial | USHP | Ducted CEE Tier 1
214626941 | Central HP <5.4 tons | CARRIER | HRCU-A-CB (Split System: Heat Pump with Remote Outdoor Unit-Air-Source) | 25VNA436A*031* | ADP |  | PL36H175P149 | 58CU*A040C17**12 | 33000 | 20 | 9 | 33600 | 25600 | 76.19% | 2.04 | 0 | 12 |  |  |  |  | R-410A | 2.75 | Residential & Commercial | USHP | Ducted CEE Tier 1
214627543 | Central HP <5.4 tons | CARRIER | HRCU-A-CB (Split System: Heat Pump with Remote Outdoor Unit-Air-Source) | 38MURAQ18AB3* | ADP |  | A24VBA+TXV | 58S(B,C)*B070M14**12 | 17500 | 16 | 8.5 | 16900 | 19000 | 112.4% | 2.34 | 0 | 10.5 |  |  |  |  | R-410A | 1.4583 | Residential & Commercial | USHP | Ducted CEE Tier 1
214573232 | Central HP <5.4 tons | ARCOAIRE | HRCU-A-CB (Split System: Heat Pump with Remote Outdoor Unit-Air-Source) | HVH837GKA** |  |  | EHD4X48AAL+WALLCON | *97CMN0802120B* | 32600 | 17 | 8.5 | 32800 | 25000 | 76.22% | 1.98 | 0 | 11 |  |  |  |  | R-410A | 2.7167 | Residential & Commercial | USHP | Ducted CEE Tier 1
214572732 | Central HP <5.4 tons | ARCOAIRE | HRCU-A-CB (Split System: Heat Pump with Remote Outdoor Unit-Air-Source) | HVH837GKA** |  |  | EA*4X43L21A*+WALLCON | *95CSU1002122B* | 33000 | 17.5 | 8.5 | 32600 | 25000 | 76.69% | 2 | 0 | 11.5 |  |  |  |  | R-410A | 2.75 | Residential & Commercial | USHP | Ducted CEE Tier 1
214572882 | Central HP <5.4 tons | ARCOAIRE | HRCU-A-CB (Split System: Heat Pump with Remote Outdoor Unit-Air-Source) | HVH837GKA** |  |  | EA*4X48L24A*+WALLCON | *96CTN0802120B* | 32400 | 17.5 | 8.5 | 32200 | 24800 | 77.02% | 2 | 0 | 11.5 |  |  |  |  | R-410A | 2.7 | Residential & Commercial | USHP | Ducted CEE Tier 1
214572932 | Central HP <5.4 tons | ARCOAIRE | HRCU-A-CB (Split System: Heat Pump with Remote Outdoor Unit-Air-Source) | HVH837GKA** |  |  | EA*4X60L24A*+WALLCON | *97CMN0802120B* | 32800 | 17.5 | 8.5 | 31600 | 24800 | 78.48% | 2 | 0 | 11.5 |  |  |  |  | R-410A | 2.7333 | Residential & Commercial | USHP | Ducted CEE Tier 1
214572582 | Central HP <5.4 tons | ARCOAIRE | HRCU-A-CB (Split System: Heat Pump with Remote Outdoor Unit-Air-Source) | HVH837GKA** |  |  | EA*4X37L21A*+WALLCON | *96CTN0802120B* | 33000 | 17.5 | 8.5 | 32600 | 25000 | 76.69% | 2 | 0 | 11.5 |  |  |  |  | R-410A | 2.75 | Residential & Commercial | USHP | Ducted CEE Tier 1
214571092 | Central HP <5.4 tons | ARCOAIRE | HRCU-A-CB (Split System: Heat Pump with Remote Outdoor Unit-Air-Source) | HVH825GKA3* |  |  | EN(A,D)4X36L21**+WALLCON | *80CTL0702120B* | 23400 | 16.5 | 8.1 | 21600 | 16700 | 77.31% | 1.92 | 0 | 11 |  |  |  |  | R-410A | 1.95 | Residential & Commercial | USHP | Ducted CEE Tier 1
214571212 | Central HP <5.4 tons | ARCOAIRE | HRCU-A-CB (Split System: Heat Pump with Remote Outdoor Unit-Air-Source) | HVH825GKA3* |  |  | EN(A,D,W)4X48L21**+WALLCON | *80CTL0702120B* | 24200 | 17 | 8.1 | 21200 | 16600 | 78.3% | 2.02 | 0 | 11 |  |  |  |  | R-410A | 2.0167 | Residential & Commercial | USHP | Ducted CEE Tier 1
214630388 | Central HP <5.4 tons | CARRIER | HRCU-A-CB (Split System: Heat Pump with Remote Outdoor Unit-Air-Source) | 25VNA825A*032* | ADP |  | PL36H175P159 | 59CU5B060C17**16 | 23600 | 16 | 8.1 | 19800 | 16300 | 82.32% | 1.96 | 0 | 11 |  |  |  |  | R-410A | 1.9667 | Residential & Commercial | USHP | Ducted CEE Tier 1
214627163 | Central HP <5.4 tons | CARRIER | HRCU-A-CB (Split System: Heat Pump with Remote Outdoor Unit-Air-Source) | 25VNA448A*031* | ADP |  | C60A***L189 | 58CU*A100C21**20 | 44500 | 21 | 9.5 | 44000 | 36000 | 81.82% | 2.36 | 0 | 11.7 |  |  |  |  | R-410A | 3.7083 | Residential & Commercial | USHP | Ducted CEE Tier 1
214627180 | Central HP <5.4 tons | CARRIER | HRCU-A-CB (Split System: Heat Pump with Remote Outdoor Unit-Air-Source) | 25VNA448A*031* | ADP |  | A60VHA+TXV | 59CU5A080C21**20 | 44000 | 21 | 8.5 | 44500 | 36000 | 80.9% | 2.18 | 0 | 12 |  |  |  |  | R-410A | 3.6667 | Residential & Commercial | USHP | Ducted CEE Tier 1
216681783 | Central HP <5.4 tons | PAYNE HEATING AND COOLING | HRCU-A-CB (Split System: Heat Pump with Remote Outdoor Unit-Air-Source) | 38MURAQ36AB3* |  |  | CAP**4224AL* | PG97VTAA60100C** | 35400 | 16 | 8.5 | 38500 | 34600 | 89.87% | 1.76 | 0 | 10 |  |  |  |  | R-410A | 2.95 | Residential & Commercial | USHP | Ducted CEE Tier 1
216679868 | Central HP <5.4 tons | PAYNE HEATING AND COOLING | HRCU-A-CB (Split System: Heat Pump with Remote Outdoor Unit-Air-Source) | 38MURAQ36AB3* |  |  | CAP**4321AL* | PG97VTAA48080B** | 36400 | 15.5 | 9 | 38500 | 34400 | 89.35% | 1.96 | 0 | 10 |  |  |  |  | R-410A | 3.0333 | Residential & Commercial | USHP | Ducted CEE Tier 1
216679916 | Central HP <5.4 tons | PAYNE HEATING AND COOLING | HRCU-A-CB (Split System: Heat Pump with Remote Outdoor Unit-Air-Source) | 38MURAQ36AB3* |  |  | CSPH*4812AL* | PG97VTAA48080B** | 35800 | 15.2 | 8.5 | 38500 | 34400 | 89.35% | 1.82 | 0 | 9.8 |  |  |  |  | R-410A | 2.9833 | Residential & Commercial | USHP
214279752 | Central HP <5.4 tons | ARCOAIRE | HRCU-A-CB (Split System: Heat Pump with Remote Outdoor Unit-Air-Source) | DLCURAH18ABK |  |  | EA*4X25L17A* | *96MSN0601716A* | 17700 | 16 | 8.5 | 17600 | 17800 | 101.1% | 2.14 | 0 | 10.5 |  |  |  |  | R-410A | 1.475 | Residential & Commercial | USHP | Ducted CEE Tier 1
212603176 | Central HP <5.4 tons | DAY & NIGHT | HRCU-A-CB (Split System: Heat Pump with Remote Outdoor Unit-Air-Source) | DLCURAH24ABK | ADP |  | V,G36H175P159 | *92ESN0801716A* | 24200 | 17 | 8.1 | 24600 | 22400 | 91.06% | 1.88 | 0 | 10.5 |  |  |  |  | R-410A | 2.0167 | Residential & Commercial | USHP | Ducted CEE Tier 1
212603226 | Central HP <5.4 tons | DAY & NIGHT | HRCU-A-CB (Split System: Heat Pump with Remote Outdoor Unit-Air-Source) | DLCURAH24ABK | ADP |  | FG33936 | *96VTN0801716A* | 24000 | 16 | 8.1 | 24600 | 22600 | 91.87% | 1.9 | 0 | 10.5 |  |  |  |  | R-410A | 2 | Residential & Commercial | USHP | Ducted CEE Tier 1
216737002 | Central HP <5.4 tons | ARCOAIRE | HRCU-A-CB (Split System: Heat Pump with Remote Outdoor Unit-Air-Source) | D5CUHAH24AAK |  |  | ESH5X30M12A* | *80CSU1002120A* | 23200 | 16 | 8.5 | 21600 | 19300 | 89.35% | 1.94 | 0 | 10.5 |  |  |  |  | R-454B | 1.9333 | Residential & Commercial | USHP | Ducted CEE Tier 1
216736335 | Central HP <5.4 tons | ARCOAIRE | HRCU-A-CB (Split System: Heat Pump with Remote Outdoor Unit-Air-Source) | D5CUHAH24AAK |  |  | ESH5X24M12A* | *80MSU0401712A* | 22400 | 15.5 | 8.1 | 21200 | 19000 | 89.62% | 1.85 | 0 | 10.5 |  |  |  |  | R-454B | 1.8667 | Residential & Commercial | USHP | Ducted CEE Tier 1
212982434 | Central HP <5.4 tons | PAYNE HEATING AND COOLING | HRCU-A-CB (Split System: Heat Pump with Remote Outdoor Unit-Air-Source) | 38MURAQ18AB3* |  |  | CNPV*3017AL* | PG80MSUA36040B** | 17500 | 16 | 8.1 | 18200 | 18500 | 101.6% | 2.22 | 0 | 10.5 |  |  |  |  | R-410A | 1.4583 | Residential & Commercial | USHP | Ducted CEE Tier 1
212983252 | Central HP <5.4 tons | PAYNE HEATING AND COOLING | HRCU-A-CB (Split System: Heat Pump with Remote Outdoor Unit-Air-Source) | 38MURAQ18AB3* |  |  | CAP**1917AL* | PG92MSAA36040B** | 17700 | 16 | 8.1 | 17900 | 18000 | 100.6% | 2.16 | 0 | 10.5 |  |  |  |  | R-410A | 1.475 | Residential & Commercial | USHP | Ducted CEE Tier 1
212985785 | Central HP <5.4 tons | PAYNE HEATING AND COOLING | HRCU-A-CB (Split System: Heat Pump with Remote Outdoor Unit-Air-Source) | 38MURAQ24AB3* |  |  | CAP**3014AL* | PG96MSAA30026A** | 23400 | 16.5 | 8.5 | 26400 | 24600 | 93.18% | 2.04 | 0 | 10 |  |  |  |  | R-410A | 1.95 | Residential & Commercial | USHP | Ducted CEE Tier 1
213080029 | Central HP <5.4 tons | PAYNE HEATING AND COOLING | HRCU-A-CB (Split System: Heat Pump with Remote Outdoor Unit-Air-Source) | 38MURAQ36AB3* |  |  | CAP**3721AL* | PG96MSAA48080B** | 36400 | 15.5 | 8.5 | 38000 | 35000 | 92.11% | 2.06 | 0 | 10 |  |  |  |  | R-410A | 3.0333 | Residential & Commercial | USHP | Ducted CEE Tier 1
213080293 | Central HP <5.4 tons | PAYNE HEATING AND COOLING | HRCU-A-CB (Split System: Heat Pump with Remote Outdoor Unit-Air-Source) | 38MURAQ36AB3* |  |  | CAP**4221AL* | PG96MSAA60100C** | 35400 | 16 | 8.1 | 38500 | 35000 | 90.91% | 1.88 | 0 | 10 |  |  |  |  | R-410A | 2.95 | Residential & Commercial | USHP | Ducted CEE Tier 1
213781599 | Central HP <5.4 tons | ARCOAIRE | HRCU-A-CB (Split System: Heat Pump with Remote Outdoor Unit-Air-Source) | HVH837GKA2* |  |  | EA*4X61L21A*+WALLCON | *97CMN0601714B* | 33000 | 17 | 8.1 | 32200 | 25200 | 78.26% | 1.94 | 0 | 11 |  |  |  |  | R-410A | 2.75 | Residential & Commercial | USHP | Ducted CEE Tier 1
216682458 | Central HP <5.4 tons | ARCOAIRE | HRCU-A-CB (Split System: Heat Pump with Remote Outdoor Unit-Air-Source) | DLCURAH18ABK |  |  | EHD4X30AAL | *97VTN1002120A* | 17700 | 15.5 | 8.5 | 18200 | 18000 | 98.9% | 1.94 | 0 | 10.5 |  |  |  |  | R-410A | 1.475 | Residential & Commercial | USHP | Ducted CEE Tier 1
216679727 | Central HP <5.4 tons | ARCOAIRE | HRCU-A-CB (Split System: Heat Pump with Remote Outdoor Unit-Air-Source) | DLCURAH18ABK |  |  | EA*4X30L17A* | *97VTN0601716A* | 17600 | 16 | 8.5 | 18100 | 18300 | 101.1% | 2.12 | 0 | 10.5 |  |  |  |  | R-410A | 1.4667 | Residential & Commercial | USHP | Ducted CEE Tier 1
216733956 | Central HP <5.4 tons | ARCOAIRE | HRCU-A-CB (Split System: Heat Pump with Remote Outdoor Unit-Air-Source) | D5CUHAH24AAK |  |  | EA*5X30M17A* | *80CTL0701412B* | 22200 | 16.5 | 8.1 | 20800 | 18700 | 89.9% | 1.85 | 0 | 10.5 |  |  |  |  | R-454B | 1.85 | Residential & Commercial | USHP | Ducted CEE Tier 1
216733974 | Central HP <5.4 tons | ARCOAIRE | HRCU-A-CB (Split System: Heat Pump with Remote Outdoor Unit-Air-Source) | D5CUHAH24AAK |  |  | EA*5X30M17A* | *80CTL0901716B* | 22000 | 16 | 8.1 | 20800 | 18700 | 89.9% | 1.9 | 0 | 10.5 |  |  |  |  | R-454B | 1.8333 | Residential & Commercial | USHP | Ducted CEE Tier 1
216032536 | Central HP <5.4 tons | MRCOOL | HRCU-A-CB (Split System: Heat Pump with Remote Outdoor Unit-Air-Source) | MVP-24-HP-C-230A00-O |  |  | MVP-24-HP-MUAH-230A00-O | 0 | 24000 | 18.1 | 9.7 | 26000 | 21600 | 83.08% | 1.87 | 0 | 11 |  |  |  |  | R-454B | 2 | Residential & Commercial | USHP | Ducted CEE Tier 1
214573602 | Central HP <5.4 tons | ARCOAIRE | HRCU-A-CB (Split System: Heat Pump with Remote Outdoor Unit-Air-Source) | HVH837GKA** |  |  | EN(A,D,W)4X60L24**+WALLCON | *96CTN0802120B* | 32800 | 19 | 8.5 | 32200 | 24600 | 76.4% | 1.98 | 0 | 12 |  |  |  |  | R-410A | 2.7333 | Residential & Commercial | USHP | Ducted CEE Tier 1
214731159 | Central HP <5.4 tons | BRYANT HEATING AND COOLING SYSTEMS | HRCU-A-CB (Split System: Heat Pump with Remote Outdoor Unit-Air-Source) | 38MURAQ24AB3* | ADP |  | H,PG7J936 | 916SA48060M17*** | 23000 | 17 | 9 | 24200 | 23200 | 95.87% | 1.96 | 0 | 9.5 |  |  |  |  | R-410A | 1.9167 | Residential & Commercial | USHP
214731170 | Central HP <5.4 tons | BRYANT HEATING AND COOLING SYSTEMS | HRCU-A-CB (Split System: Heat Pump with Remote Outdoor Unit-Air-Source) | 38MURAQ24AB3* | ADP |  | H,PG9J936 | 926TC36040V17*** | 23400 | 16 | 8.5 | 24600 | 24000 | 97.56% | 2.02 | 0 | 10 |  |  |  |  | R-410A | 1.95 | Residential & Commercial | USHP | Ducted CEE Tier 1
214629054 | Central HP <5.4 tons | CARRIER | HRCU-A-CB (Split System: Heat Pump with Remote Outdoor Unit-Air-Source) | 38MURAQ36AB3* | ADP |  | PL36H175P159 | 58S(B,C)*B070M17**16 | 35200 | 16 | 8.1 | 36200 | 34200 | 94.48% | 2 | 0 | 9.5 |  |  |  |  | R-410A | 2.9333 | Residential & Commercial | USHP
214629081 | Central HP <5.4 tons | CARRIER | HRCU-A-CB (Split System: Heat Pump with Remote Outdoor Unit-Air-Source) | 38MURAQ36AB3* | ADP |  | A36VCA+TXV | 58S(B,C)*B090M17**14 | 35400 | 16 | 8.1 | 36800 | 34600 | 94.02% | 1.88 | 0 | 10 |  |  |  |  | R-410A | 2.95 | Residential & Commercial | USHP | Ducted CEE Tier 1
214629340 | Central HP <5.4 tons | CARRIER | HRCU-A-CB (Split System: Heat Pump with Remote Outdoor Unit-Air-Source) | 38MURAQ36AB3* | ADP |  | C36A***L159 | 59SU5B100M21**20 | 35600 | 16 | 8.1 | 36800 | 34800 | 94.57% | 1.9 | 0 | 10 |  |  |  |  | R-410A | 2.9667 | Residential & Commercial | USHP | Ducted CEE Tier 1
214731216 | Central HP <5.4 tons | BRYANT HEATING AND COOLING SYSTEMS | HRCU-A-CB (Split System: Heat Pump with Remote Outdoor Unit-Air-Source) | 38MURAQ36AB3* | ADP |  | H,PG81936 | 926TC60080V21*** | 36200 | 16 | 8.5 | 36400 | 34400 | 94.51% | 2.04 | 0 | 10 |  |  |  |  | R-410A | 3.0167 | Residential & Commercial | USHP | Ducted CEE Tier 1
215675137 | Central HP <5.4 tons | ARCOAIRE | HRCU-A-CB (Split System: Heat Pump with Remote Outdoor Unit-Air-Source) | H5H0V48*K*AAA* |  |  | ESH5X60M12A*+WALLCON | *80CSU0802120A* | 45500 | 17 | 8.5 | 48000 | 33600 | 70% | 2.08 | 0 | 9.5 |  |  |  |  | R-454B | 3.7917 | Residential & Commercial | USHP
216683459 | Central HP <5.4 tons | PAYNE HEATING AND COOLING | HRCU-A-CB (Split System: Heat Pump with Remote Outdoor Unit-Air-Source) | 38MURAQ18AB3* |  |  | CSPH*3012AL* | PG97VTAA66120D** | 17700 | 15.5 | 8.5 | 18200 | 18000 | 98.9% | 1.94 | 0 | 10.5 |  |  |  |  | R-410A | 1.475 | Residential & Commercial | USHP | Ducted CEE Tier 1
216774336 | Central HP <5.4 tons | AIREASE | HRCU-A-CB (Split System: Heat Pump with Remote Outdoor Unit-Air-Source) | A7SCP18V36P-**A | ADP |  | PL36H***P44*+TXV+AEFE3A* | 0 | 34000 | 15.2 | 8.5 | 32400 | 28400 | 87.65% | 1.75 | 0 | 10.5 |  |  |  |  | R-454B | 2.8333 | Residential & Commercial | USHP | Ducted CEE Tier 1
216733328 | Central HP <5.4 tons | ARCOAIRE | HRCU-A-CB (Split System: Heat Pump with Remote Outdoor Unit-Air-Source) | D5CUHAH24AAK |  |  | EA*5X25M17A* | *80VTL0701716B* | 23000 | 16.5 | 8.5 | 20600 | 18400 | 89.32% | 1.96 | 0 | 11 |  |  |  |  | R-454B | 1.9167 | Residential & Commercial | USHP | Ducted CEE Tier 1
215674508 | Central HP <5.4 tons | ARCOAIRE | HRCU-A-CB (Split System: Heat Pump with Remote Outdoor Unit-Air-Source) | H5H0V48*K*AAA* |  |  | EA*5X61M24A*+WALLCON | *80CTL1352422B* | 46000 | 18.5 | 9 | 47500 | 33600 | 70.74% | 2.08 | 0 | 10 |  |  |  |  | R-454B | 3.8333 | Residential & Commercial | USHP | Ducted CEE Tier 1
215674644 | Central HP <5.4 tons | ARCOAIRE | HRCU-A-CB (Split System: Heat Pump with Remote Outdoor Unit-Air-Source) | H5H0V48*K*AAA* |  |  | EA*5X61M24A*+WALLCON | *96CTN1002122B* | 46000 | 18.5 | 9 | 47500 | 33600 | 70.74% | 2.06 | 0 | 10 |  |  |  |  | R-454B | 3.8333 | Residential & Commercial | USHP | Ducted CEE Tier 1
216683462 | Central HP <5.4 tons | ARCOAIRE | HRCU-A-CB (Split System: Heat Pump with Remote Outdoor Unit-Air-Source) | DLCURAH18ABK |  |  | EHD4X30AAL | *97VTN1202422A* | 17700 | 15.5 | 8.5 | 18200 | 18000 | 98.9% | 1.94 | 0 | 10.5 |  |  |  |  | R-410A | 1.475 | Residential & Commercial | USHP | Ducted CEE Tier 1
215407223 | Central HP <5.4 tons | YORK | HRCU-A-CB (Split System: Heat Pump with Remote Outdoor Unit-Air-Source) | HH860E2S11 | ADP |  | H,YG48*60+TXV | TM9V100C20MP12 | 44000 | 18 | 8.5 | 42500 | 33200 | 78.12% | 2 | 0 | 11.7 |  |  |  |  | R-454B | 3.6667 | Residential & Commercial | USHP | Ducted CEE Tier 1
215224755 | Central HP <5.4 tons | CARRIER | HRCU-A-CB (Split System: Heat Pump with Remote Outdoor Unit-Air-Source) | 25VNA424A*031* | ADP |  | H,PG9J936 | 59MN7C060C21**20 | 23400 | 20 | 10.5 | 25000 | 19400 | 77.6% | 2.44 | 0 | 13 |  |  |  |  | R-410A | 1.95 | Residential & Commercial | USHP | Ducted CEE Tier 1
216732805 | Central HP <5.4 tons | ARCOAIRE | HRCU-A-CB (Split System: Heat Pump with Remote Outdoor Unit-Air-Source) | D5CUHAH24AAK |  |  | EA*5X24M17A* | *80CTL0901716B* | 21800 | 15.5 | 8.5 | 21000 | 19100 | 90.95% | 1.98 | 0 | 10.5 |  |  |  |  | R-454B | 1.8167 | Residential & Commercial | USHP | Ducted CEE Tier 1
216733557 | Central HP <5.4 tons | ARCOAIRE | HRCU-A-CB (Split System: Heat Pump with Remote Outdoor Unit-Air-Source) | D5CUHAH24AAK |  |  | EA*5X25M17A* | *96CTN0801714B* | 23000 | 16.5 | 8.5 | 20600 | 18400 | 89.32% | 1.96 | 0 | 11 |  |  |  |  | R-454B | 1.9167 | Residential & Commercial | USHP | Ducted CEE Tier 1
216733732 | Central HP <5.4 tons | ARCOAIRE | HRCU-A-CB (Split System: Heat Pump with Remote Outdoor Unit-Air-Source) | D5CUHAH24AAK |  |  | EA*5X30M14A* | *92MSN0601412A* | 22400 | 15.5 | 8.1 | 21000 | 18900 | 90% | 1.9 | 0 | 10.5 |  |  |  |  | R-454B | 1.8667 | Residential & Commercial | USHP | Ducted CEE Tier 1
216733450 | Central HP <5.4 tons | ARCOAIRE | HRCU-A-CB (Split System: Heat Pump with Remote Outdoor Unit-Air-Source) | D5CUHAH24AAK |  |  | EA*5X25M17A* | *96MSN0601716A* | 23200 | 15.5 | 8.5 | 20800 | 18500 | 88.94% | 1.98 | 0 | 11 |  |  |  |  | R-454B | 1.9333 | Residential & Commercial | USHP | Ducted CEE Tier 1
216732657 | Central HP <5.4 tons | ARCOAIRE | HRCU-A-CB (Split System: Heat Pump with Remote Outdoor Unit-Air-Source) | D5CUHAH24AAK |  |  | EA*5X24M17A* | *80CSU0601716A* | 22600 | 16.5 | 8.5 | 21400 | 19400 | 90.65% | 1.94 | 0 | 10.5 |  |  |  |  | R-454B | 1.8833 | Residential & Commercial | USHP | Ducted CEE Tier 1
216734028 | Central HP <5.4 tons | ARCOAIRE | HRCU-A-CB (Split System: Heat Pump with Remote Outdoor Unit-Air-Source) | D5CUHAH24AAK |  |  | EA*5X30M17A* | *97CMN0801714B* | 22000 | 15.5 | 8.1 | 20800 | 18700 | 89.9% | 1.9 | 0 | 10.5 |  |  |  |  | R-454B | 1.8333 | Residential & Commercial | USHP | Ducted CEE Tier 1
216734079 | Central HP <5.4 tons | ARCOAIRE | HRCU-A-CB (Split System: Heat Pump with Remote Outdoor Unit-Air-Source) | D5CUHAH24AAK |  |  | EA*5X30M17A* | *92MSN0801716A* | 22200 | 16.5 | 8.1 | 20800 | 18700 | 89.9% | 1.85 | 0 | 10.5 |  |  |  |  | R-454B | 1.85 | Residential & Commercial | USHP | Ducted CEE Tier 1
216734163 | Central HP <5.4 tons | ARCOAIRE | HRCU-A-CB (Split System: Heat Pump with Remote Outdoor Unit-Air-Source) | D5CUHAH24AAK |  |  | EA*5X30M17A* | *96VSN0601412B* | 22200 | 16 | 8.1 | 20800 | 18800 | 90.38% | 1.85 | 0 | 10.5 |  |  |  |  | R-454B | 1.85 | Residential & Commercial | USHP | Ducted CEE Tier 1
216734261 | Central HP <5.4 tons | ARCOAIRE | HRCU-A-CB (Split System: Heat Pump with Remote Outdoor Unit-Air-Source) | D5CUHAH24AAK |  |  | EA*5X30M17A* | *96VTN0601412B* | 22200 | 16 | 8.1 | 20800 | 18800 | 90.38% | 1.85 | 0 | 10.5 |  |  |  |  | R-454B | 1.85 | Residential & Commercial | USHP | Ducted CEE Tier 1
213782019 | Central HP <5.4 tons | ARCOAIRE | HRCU-A-CB (Split System: Heat Pump with Remote Outdoor Unit-Air-Source) | HVH837GKA2* |  |  | EHD4X42AAL+WALLCON | *96CTN0801714B* | 32400 | 16 | 8.1 | 33000 | 24800 | 75.15% | 1.92 | 0 | 11 |  |  |  |  | R-410A | 2.7 | Residential & Commercial | USHP | Ducted CEE Tier 1
216680495 | Central HP <5.4 tons | ARCOAIRE | HRCU-A-CB (Split System: Heat Pump with Remote Outdoor Unit-Air-Source) | DLCURAH24ABK |  |  | EA*4X24L17A* | *97VTN0801716A* | 23600 | 16.5 | 9.5 | 26600 | 24600 | 92.48% | 1.96 | 0 | 10 |  |  |  |  | R-410A | 1.9667 | Residential & Commercial | USHP | Ducted CEE Tier 1
216739071 | Central HP <5.4 tons | ARCOAIRE | HRCU-A-CB (Split System: Heat Pump with Remote Outdoor Unit-Air-Source) | D5CUHAH24AAK |  |  | FHMA5*36L*B* | 0 | 24000 | 15.2 | 8.5 | 21800 | 19200 | 88.07% | 1.98 | 0 | 11 |  |  |  |  | R-454B | 2 | Residential & Commercial | USHP | Ducted CEE Tier 1
216681505 | Central HP <5.4 tons | PAYNE HEATING AND COOLING | HRCU-A-CB (Split System: Heat Pump with Remote Outdoor Unit-Air-Source) | 38MURAQ24AB3* |  |  | CAP**3621AL* | PG97VTAA60080C** | 24000 | 17 | 9 | 26000 | 22800 | 87.69% | 1.78 | 0 | 10 |  |  |  |  | R-410A | 2 | Residential & Commercial | USHP | Ducted CEE Tier 1
214628363 | Central HP <5.4 tons | CARRIER | HRCU-A-CB (Split System: Heat Pump with Remote Outdoor Unit-Air-Source) | 38MURAQ24AB3* | ADP |  | C36A***L139 | 59SC6A040M17**12 | 23000 | 16 | 8.5 | 24600 | 23800 | 96.75% | 2 | 0 | 9 |  |  |  |  | R-410A | 1.9167 | Residential & Commercial | USHP
214628411 | Central HP <5.4 tons | CARRIER | HRCU-A-CB (Split System: Heat Pump with Remote Outdoor Unit-Air-Source) | 38MURAQ24AB3* | ADP |  | C36A***L159 | 59SC6A060M14**12 | 23600 | 16 | 8.5 | 24600 | 23800 | 96.75% | 2 | 0 | 10 |  |  |  |  | R-410A | 1.9667 | Residential & Commercial | USHP | Ducted CEE Tier 1
214628456 | Central HP <5.4 tons | CARRIER | HRCU-A-CB (Split System: Heat Pump with Remote Outdoor Unit-Air-Source) | 38MURAQ24AB3* | ADP |  | C36A***L129 | 59SU5B040M17**12 | 23400 | 16 | 8.5 | 25400 | 25800 | 101.6% | 2.2 | 0 | 10 |  |  |  |  | R-410A | 1.95 | Residential & Commercial | USHP | Ducted CEE Tier 1
212969819 | Central HP <5.4 tons | ARCOAIRE | HRCU-A-CB (Split System: Heat Pump with Remote Outdoor Unit-Air-Source) | DLCURAH24ABK |  |  | EN(A,D)4X30L14** | *80VSL0451412B* | 23400 | 17 | 8.1 | 25800 | 24400 | 94.57% | 2.04 | 0 | 10 |  |  |  |  | R-410A | 1.95 | Residential & Commercial | USHP | Ducted CEE Tier 1
214731186 | Central HP <5.4 tons | BRYANT HEATING AND COOLING SYSTEMS | HRCU-A-CB (Split System: Heat Pump with Remote Outdoor Unit-Air-Source) | 38MURAQ24AB3* | ADP |  | H,PG81936 | 926TC48080V17*** | 23600 | 17 | 8.5 | 24400 | 23800 | 97.54% | 2.02 | 0 | 10 |  |  |  |  | R-410A | 1.9667 | Residential & Commercial | USHP | Ducted CEE Tier 1
216733138 | Central HP <5.4 tons | ARCOAIRE | HRCU-A-CB (Split System: Heat Pump with Remote Outdoor Unit-Air-Source) | D5CUHAH24AAK |  |  | EA*5X25M17A* | *80CSU0401712A* | 23600 | 17.5 | 8.5 | 21200 | 18700 | 88.21% | 1.96 | 0 | 11 |  |  |  |  | R-454B | 1.9667 | Residential & Commercial | USHP | Ducted CEE Tier 1
216733349 | Central HP <5.4 tons | ARCOAIRE | HRCU-A-CB (Split System: Heat Pump with Remote Outdoor Unit-Air-Source) | D5CUHAH24AAK |  |  | EA*5X25M17A* | *97CMN0601714B* | 22800 | 16 | 8.5 | 20600 | 18400 | 89.32% | 1.96 | 0 | 11 |  |  |  |  | R-454B | 1.9 | Residential & Commercial | USHP | Ducted CEE Tier 1
213780639 | Central HP <5.4 tons | ARCOAIRE | HRCU-A-CB (Split System: Heat Pump with Remote Outdoor Unit-Air-Source) | HVH837GKA2* |  |  | EA*4X36L17A*+WALLCON | *80CTL0451712B* | 31200 | 16.5 | 8.1 | 33400 | 24600 | 73.65% | 1.8 | 0 | 10.5 |  |  |  |  | R-410A | 2.6 | Residential & Commercial | USHP | Ducted CEE Tier 1
213780689 | Central HP <5.4 tons | ARCOAIRE | HRCU-A-CB (Split System: Heat Pump with Remote Outdoor Unit-Air-Source) | HVH837GKA2* |  |  | EA*4X36L17A*+WALLCON | *97CMN0601714B* | 31200 | 16.5 | 8.1 | 33400 | 24600 | 73.65% | 1.82 | 0 | 10.5 |  |  |  |  | R-410A | 2.6 | Residential & Commercial | USHP | Ducted CEE Tier 1
213780939 | Central HP <5.4 tons | ARCOAIRE | HRCU-A-CB (Split System: Heat Pump with Remote Outdoor Unit-Air-Source) | HVH837GKA2* |  |  | EA*4X37L21A*+WALLCON | *96CTN0601714B* | 32600 | 17 | 8.1 | 33000 | 25400 | 76.97% | 1.94 | 0 | 11 |  |  |  |  | R-410A | 2.7167 | Residential & Commercial | USHP | Ducted CEE Tier 1
213781289 | Central HP <5.4 tons | ARCOAIRE | HRCU-A-CB (Split System: Heat Pump with Remote Outdoor Unit-Air-Source) | HVH837GKA2* |  |  | EA*4X48L21A*+WALLCON | *80CTL0701716B* | 32200 | 17 | 8.1 | 32600 | 25000 | 76.69% | 1.96 | 0 | 11 |  |  |  |  | R-410A | 2.6833 | Residential & Commercial | USHP | Ducted CEE Tier 1
212971232 | Central HP <5.4 tons | PAYNE HEATING AND COOLING | HRCU-A-CB (Split System: Heat Pump with Remote Outdoor Unit-Air-Source) | 38MURAQ24AB3* |  |  | CNPV*3017AL* | PG80VTLB36045A** | 23600 | 17 | 8.5 | 26200 | 24600 | 93.89% | 2.04 | 0 | 10.5 |  |  |  |  | R-410A | 1.9667 | Residential & Commercial | USHP | Ducted CEE Tier 1
214861396 | Central HP <5.4 tons | RUUD | HRCU-A-CB (Split System: Heat Pump with Remote Outdoor Unit-Air-Source) | RD17AZ60AJ3N | ADP |  | H,RE84960 | R951V0855A21M4S | 53000 | 16 | 8.1 | 52000 | 49000 | 94.23% | 1.75 | 0 | 9.5 |  |  |  |  | R-410A | 4.4167 | Residential & Commercial | USHP
214861406 | Central HP <5.4 tons | RUUD | HRCU-A-CB (Split System: Heat Pump with Remote Outdoor Unit-Air-Source) | RD17AZ60AJ3N | ADP |  | H,RE84960 | U98MV1155A24UPS | 53000 | 17 | 8.1 | 52000 | 49000 | 94.23% | 1.75 | 0 | 9.5 |  |  |  |  | R-410A | 4.4167 | Residential & Commercial | USHP
214731182 | Central HP <5.4 tons | BRYANT HEATING AND COOLING SYSTEMS | HRCU-A-CB (Split System: Heat Pump with Remote Outdoor Unit-Air-Source) | 38MURAQ24AB3* | ADP |  | H,PG31930 | 926TC48080V17*** | 23200 | 16 | 8.5 | 25400 | 25200 | 99.21% | 2.14 | 0 | 9.5 |  |  |  |  | R-410A | 1.9333 | Residential & Commercial | USHP
216679832 | Central HP <5.4 tons | PAYNE HEATING AND COOLING | HRCU-A-CB (Split System: Heat Pump with Remote Outdoor Unit-Air-Source) | 38MURAQ36AB3* |  |  | CAP**3717AL* | PG97VTAA48080B** | 36000 | 15.2 | 8.5 | 38500 | 34600 | 89.87% | 1.92 | 0 | 10 |  |  |  |  | R-410A | 3 | Residential & Commercial | USHP | Ducted CEE Tier 1
214279869 | Central HP <5.4 tons | ARCOAIRE | HRCU-A-CB (Split System: Heat Pump with Remote Outdoor Unit-Air-Source) | DLCURAH24ABK |  |  | EA*4X24L17A* | *96MSN0601716A* | 23600 | 16.5 | 9.5 | 26600 | 24800 | 93.23% | 2.04 | 0 | 10 |  |  |  |  | R-410A | 1.9667 | Residential & Commercial | USHP | Ducted CEE Tier 1
216679412 | Central HP <5.4 tons | PAYNE HEATING AND COOLING | HRCU-A-CB (Split System: Heat Pump with Remote Outdoor Unit-Air-Source) | 38MURAQ24AB3* |  |  | CAP**3617AL* | PG97VTAA48060B** | 23600 | 17 | 9 | 25800 | 23200 | 89.92% | 1.82 | 0 | 10 |  |  |  |  | R-410A | 1.9667 | Residential & Commercial | USHP | Ducted CEE Tier 1
216733314 | Central HP <5.4 tons | ARCOAIRE | HRCU-A-CB (Split System: Heat Pump with Remote Outdoor Unit-Air-Source) | D5CUHAH24AAK |  |  | EA*5X25M17A* | *80VTL0451412B* | 22800 | 16.5 | 8.5 | 20600 | 18400 | 89.32% | 1.98 | 0 | 11 |  |  |  |  | R-454B | 1.9 | Residential & Commercial | USHP | Ducted CEE Tier 1
214731151 | Central HP <5.4 tons | BRYANT HEATING AND COOLING SYSTEMS | HRCU-A-CB (Split System: Heat Pump with Remote Outdoor Unit-Air-Source) | 38MURAQ18AB3* | ADP |  | H,PG7J936 | 926TC48060V17*** | 17200 | 16 | 8.5 | 16800 | 19100 | 113.7% | 2.34 | 0 | 10 |  |  |  |  | R-410A | 1.4333 | Residential & Commercial | USHP | Ducted CEE Tier 1
214731211 | Central HP <5.4 tons | BRYANT HEATING AND COOLING SYSTEMS | HRCU-A-CB (Split System: Heat Pump with Remote Outdoor Unit-Air-Source) | 38MURAQ36AB3* | ADP |  | H,PG81936 | 926TC48080V17*** | 35400 | 16 | 8.1 | 36800 | 34600 | 94.02% | 1.98 | 0 | 10 |  |  |  |  | R-410A | 2.95 | Residential & Commercial | USHP | Ducted CEE Tier 1
212394550 | Central HP <5.4 tons | YORK | HRCU-A-CB (Split System: Heat Pump with Remote Outdoor Unit-Air-Source) | HMH72B341 | ADP |  | H,YE34936 | TM9E060B12MP12 | 32600 | 17 | 8.5 | 32400 | 23200 | 71.6% | 2 | 0 | 9.5 |  |  |  |  | R-410A | 2.7167 | Residential & Commercial | USHP
216990377 | Central HP <5.4 tons | BRYANT HEATING AND COOLING SYSTEMS | HRCU-A-CB (Split System: Heat Pump with Remote Outdoor Unit-Air-Source) | 290VAN060**AA* | ADP |  | PL60H210P17*+TXV | 88*TB60110C21*** | 55500 | 19 | 9 | 57500 | 41000 | 71.3% | 2.02 | 0 | 8.5 |  |  |  |  | R-454B | 4.625 | Residential & Commercial | USHP
216990552 | Central HP <5.4 tons | BRYANT HEATING AND COOLING SYSTEMS | HRCU-A-CB (Split System: Heat Pump with Remote Outdoor Unit-Air-Source) | 293VAN036**AA* | ADP |  | C36A***L13*+TXV | 88*TB36045C17*** | 32200 | 19 | 9 | 34200 | 27200 | 79.53% | 1.88 | 0 | 10.5 |  |  |  |  | R-454B | 2.6833 | Residential & Commercial | USHP | Ducted CEE Tier 1
216990570 | Central HP <5.4 tons | BRYANT HEATING AND COOLING SYSTEMS | HRCU-A-CB (Split System: Heat Pump with Remote Outdoor Unit-Air-Source) | 293VAN036**AA* | ADP |  | PL36H210P29*+TXV | 88*TB48070C17*** | 34000 | 19 | 9 | 33000 | 26000 | 78.79% | 1.94 | 0 | 11.5 |  |  |  |  | R-454B | 2.8333 | Residential & Commercial | USHP | Ducted CEE Tier 1
216990602 | Central HP <5.4 tons | BRYANT HEATING AND COOLING SYSTEMS | HRCU-A-CB (Split System: Heat Pump with Remote Outdoor Unit-Air-Source) | 293VAN048**AA* | ADP |  | PL60H210P29*+TXV | 88*TB48070C17*** | 43000 | 20 | 9 | 47000 | 37000 | 78.72% | 2 | 0 | 10.5 |  |  |  |  | R-454B | 3.5833 | Residential & Commercial | USHP | Ducted CEE Tier 1
216990620 | Central HP <5.4 tons | BRYANT HEATING AND COOLING SYSTEMS | HRCU-A-CB (Split System: Heat Pump with Remote Outdoor Unit-Air-Source) | 293VAN048**AA* | ADP |  | PL48H210P75*+TXV | 88*TB48090C17*** | 43500 | 20 | 9 | 46500 | 35400 | 76.13% | 1.86 | 0 | 11 |  |  |  |  | R-454B | 3.625 | Residential & Commercial | USHP | Ducted CEE Tier 1
216990629 | Central HP <5.4 tons | BRYANT HEATING AND COOLING SYSTEMS | HRCU-A-CB (Split System: Heat Pump with Remote Outdoor Unit-Air-Source) | 293VAN048**AA* | ADP |  | C48A***L15*+TXV | 88*TB60070C21*** | 43500 | 20 | 9.5 | 46000 | 36200 | 78.7% | 2 | 0 | 10.5 |  |  |  |  | R-454B | 3.625 | Residential & Commercial | USHP | Ducted CEE Tier 1
216990645 | Central HP <5.4 tons | BRYANT HEATING AND COOLING SYSTEMS | HRCU-A-CB (Split System: Heat Pump with Remote Outdoor Unit-Air-Source) | 293VAN048**AA* | ADP |  | V,C48H210P75*+TXV | 88*TB60090C21*** | 44000 | 21 | 9.5 | 46000 | 35800 | 77.83% | 1.92 | 0 | 11 |  |  |  |  | R-454B | 3.6667 | Residential & Commercial | USHP | Ducted CEE Tier 1
213738542 | Central HP <5.4 tons | DAY & NIGHT | HRCU-A-CB (Split System: Heat Pump with Remote Outdoor Unit-Air-Source) | DLCURAH36ABK | ADP |  | FG82936 | *92MSN0601714A* | 35600 | 16 | 8.5 | 36200 | 34400 | 95.03% | 2.02 | 0 | 10 |  |  |  |  | R-410A | 2.9667 | Residential & Commercial | USHP | Ducted CEE Tier 1
216990686 | Central HP <5.4 tons | BRYANT HEATING AND COOLING SYSTEMS | HRCU-A-CB (Split System: Heat Pump with Remote Outdoor Unit-Air-Source) | 293VAN060**AA* | ADP |  | V,C60H210P29*+TXV | 88*TB60110C21*** | 56000 | 18 | 8.1 | 59000 | 45500 | 77.12% | 2 | 0 | 11.5 |  |  |  |  | R-454B | 4.6667 | Residential & Commercial | USHP | Ducted CEE Tier 1
216733879 | Central HP <5.4 tons | ARCOAIRE | HRCU-A-CB (Split System: Heat Pump with Remote Outdoor Unit-Air-Source) | D5CUHAH24AAK |  |  | EA*5X30M17A* | *80MS(N,L)0901714A* | 22200 | 16 | 8.1 | 20800 | 18800 | 90.38% | 1.85 | 0 | 10.5 |  |  |  |  | R-454B | 1.85 | Residential & Commercial | USHP | Ducted CEE Tier 1
213367336 | Central HP <5.4 tons | CARRIER | HRCU-A-CB (Split System: Heat Pump with Remote Outdoor Unit-Air-Source) | 38MURAQ18AB3* | ADP |  | H,PG31930 | 59TP6C060V14**12 | 17000 | 16 | 8.5 | 16900 | 19400 | 114.8% | 2.38 | 0 | 10 |  |  |  |  | R-410A | 1.4167 | Residential & Commercial | USHP | Ducted CEE Tier 1
212596022 | Central HP <5.4 tons | YORK | HRCU-A-CB (Split System: Heat Pump with Remote Outdoor Unit-Air-Source) | HMH72B341 | ADP |  | AD-35(P,U)*****9 | TM9Y080B12MP11 | 32800 | 17 | 8.5 | 32400 | 23400 | 72.22% | 2.02 | 0 | 9.5 |  |  |  |  | R-410A | 2.7333 | Residential & Commercial | USHP
214731138 | Central HP <5.4 tons | BRYANT HEATING AND COOLING SYSTEMS | HRCU-A-CB (Split System: Heat Pump with Remote Outdoor Unit-Air-Source) | 38MURAQ18AB3* | ADP |  | H,PG35936 | 926TC30040V14*** | 17200 | 16 | 8.5 | 16500 | 18500 | 112.1% | 2.26 | 0 | 10.5 |  |  |  |  | R-410A | 1.4333 | Residential & Commercial | USHP | Ducted CEE Tier 1
214731140 | Central HP <5.4 tons | BRYANT HEATING AND COOLING SYSTEMS | HRCU-A-CB (Split System: Heat Pump with Remote Outdoor Unit-Air-Source) | 38MURAQ18AB3* | ADP |  | H,PG9J936 | 926TC30040V14*** | 17200 | 16 | 8.5 | 16600 | 19000 | 114.5% | 2.34 | 0 | 10 |  |  |  |  | R-410A | 1.4333 | Residential & Commercial | USHP | Ducted CEE Tier 1
216680600 | Central HP <5.4 tons | PAYNE HEATING AND COOLING | HRCU-A-CB (Split System: Heat Pump with Remote Outdoor Unit-Air-Source) | 38MURAQ24AB3* |  |  | CSPH*3612AL* | PG97VTAA48080B** | 23800 | 16 | 8.5 | 25200 | 22400 | 88.89% | 1.75 | 0 | 10 |  |  |  |  | R-410A | 1.9833 | Residential & Commercial | USHP | Ducted CEE Tier 1
216737991 | Central HP <5.4 tons | ARCOAIRE | HRCU-A-CB (Split System: Heat Pump with Remote Outdoor Unit-Air-Source) | D5CUHAH24AAK |  |  | ESH5X36M12A* | *80CSU1002120A* | 23400 | 16 | 8.5 | 21400 | 19000 | 88.79% | 1.94 | 0 | 10.5 |  |  |  |  | R-454B | 1.95 | Residential & Commercial | USHP | Ducted CEE Tier 1
216738255 | Central HP <5.4 tons | ARCOAIRE | HRCU-A-CB (Split System: Heat Pump with Remote Outdoor Unit-Air-Source) | D5CUHAH24AAK |  |  | ESH5X36M12A* | *80CTL0701412B* | 22600 | 16 | 8.1 | 20600 | 18400 | 89.32% | 1.85 | 0 | 10.5 |  |  |  |  | R-454B | 1.8833 | Residential & Commercial | USHP | Ducted CEE Tier 1
216737905 | Central HP <5.4 tons | ARCOAIRE | HRCU-A-CB (Split System: Heat Pump with Remote Outdoor Unit-Air-Source) | D5CUHAH24AAK |  |  | ESH5X30M12A* | *97VTN0801716A* | 22600 | 16 | 8.1 | 21200 | 18900 | 89.15% | 1.85 | 0 | 10.5 |  |  |  |  | R-454B | 1.8833 | Residential & Commercial | USHP | Ducted CEE Tier 1
216738139 | Central HP <5.4 tons | ARCOAIRE | HRCU-A-CB (Split System: Heat Pump with Remote Outdoor Unit-Air-Source) | D5CUHAH24AAK |  |  | ESH5X36M12A* | *80VSL0451412B* | 22600 | 16 | 8.1 | 20800 | 18400 | 88.46% | 1.85 | 0 | 11 |  |  |  |  | R-454B | 1.8833 | Residential & Commercial | USHP | Ducted CEE Tier 1
216737573 | Central HP <5.4 tons | ARCOAIRE | HRCU-A-CB (Split System: Heat Pump with Remote Outdoor Unit-Air-Source) | D5CUHAH24AAK |  |  | ESH5X30M12A* | *96MSN0802120A* | 22400 | 15.2 | 8.1 | 21000 | 18800 | 89.52% | 1.9 | 0 | 10.5 |  |  |  |  | R-454B | 1.8667 | Residential & Commercial | USHP | Ducted CEE Tier 1
216737640 | Central HP <5.4 tons | ARCOAIRE | HRCU-A-CB (Split System: Heat Pump with Remote Outdoor Unit-Air-Source) | D5CUHAH24AAK |  |  | ESH5X30M12A* | *96VSN0601412B* | 22200 | 15.2 | 8.1 | 21000 | 18800 | 89.52% | 1.9 | 0 | 10.5 |  |  |  |  | R-454B | 1.85 | Residential & Commercial | USHP | Ducted CEE Tier 1
214627559 | Central HP <5.4 tons | CARRIER | HRCU-A-CB (Split System: Heat Pump with Remote Outdoor Unit-Air-Source) | 38MURAQ18AB3* | ADP |  | PL36H210P749 | 58S(B,C)*B070M17**12 | 17400 | 16 | 8.5 | 16800 | 18800 | 111.9% | 2.32 | 0 | 11 |  |  |  |  | R-410A | 1.45 | Residential & Commercial | USHP | Ducted CEE Tier 1
214627600 | Central HP <5.4 tons | CARRIER | HRCU-A-CB (Split System: Heat Pump with Remote Outdoor Unit-Air-Source) | 38MURAQ18AB3* | ADP |  | C36A***L129 | 58TP*B070V17**16 | 17200 | 16 | 8.5 | 16900 | 19100 | 113% | 2.34 | 0 | 10 |  |  |  |  | R-410A | 1.4333 | Residential & Commercial | USHP | Ducted CEE Tier 1
214627032 | Central HP <5.4 tons | CARRIER | HRCU-A-CB (Split System: Heat Pump with Remote Outdoor Unit-Air-Source) | 25VNA436A*031* | ADP |  | V,C36H175P159 | 59CU5A060C17**16 | 33200 | 19 | 9 | 33800 | 25800 | 76.33% | 2.02 | 0 | 11.7 |  |  |  |  | R-410A | 2.7667 | Residential & Commercial | USHP | Ducted CEE Tier 1
216757958 | Central HP <5.4 tons | ARCOAIRE | HRCU-A-CB (Split System: Heat Pump with Remote Outdoor Unit-Air-Source) | D5CUHAH30AAK |  |  | EA*5X43M21A* | *95MSU1002120A* | 31200 | 15.5 | 9 | 34200 | 30200 | 88.3% | 1.8 | 0 | 9.5 |  |  |  |  | R-454B | 2.6 | Residential & Commercial | USHP
214627761 | Central HP <5.4 tons | CARRIER | HRCU-A-CB (Split System: Heat Pump with Remote Outdoor Unit-Air-Source) | 38MURAQ18AB3* | ADP |  | V,C36H175P149 | 59SC6A060M17**16 | 17200 | 16 | 8.5 | 16500 | 19000 | 115.2% | 2.32 | 0 | 10.5 |  |  |  |  | R-410A | 1.4333 | Residential & Commercial | USHP | Ducted CEE Tier 1
214627793 | Central HP <5.4 tons | CARRIER | HRCU-A-CB (Split System: Heat Pump with Remote Outdoor Unit-Air-Source) | 38MURAQ18AB3* | ADP |  | V,C36H175P149 | 59SU5B040M17**12 | 17600 | 16 | 8.5 | 17100 | 18700 | 109.4% | 2.3 | 0 | 10.5 |  |  |  |  | R-410A | 1.4667 | Residential & Commercial | USHP | Ducted CEE Tier 1
215934038 | Central HP <5.4 tons | ARCOAIRE | HRCU-A-CB (Split System: Heat Pump with Remote Outdoor Unit-Air-Source) | H5H3V48*K*AAA* |  |  | EA*5X48M21A*+WALLCON | *95CSU1002122B* | 44000 | 21 | 9.5 | 48000 | 36200 | 75.42% | 2 | 0 | 11 |  |  |  |  | R-454B | 3.6667 | Residential & Commercial | USHP | Ducted CEE Tier 1
215934438 | Central HP <5.4 tons | ARCOAIRE | HRCU-A-CB (Split System: Heat Pump with Remote Outdoor Unit-Air-Source) | H5H3V48*K*AAA* |  |  | ESH5X48M12A*+WALLCON | *80CTL0701412B* | 43000 | 19.5 | 8.5 | 49000 | 35400 | 72.24% | 1.8 | 0 | 11 |  |  |  |  | R-454B | 3.5833 | Residential & Commercial | USHP | Ducted CEE Tier 1
215934118 | Central HP <5.4 tons | ARCOAIRE | HRCU-A-CB (Split System: Heat Pump with Remote Outdoor Unit-Air-Source) | H5H3V48*K*AAA* |  |  | EA*5X60M24A*+WALLCON | *80CTL1352422B* | 45000 | 21.5 | 9.5 | 48000 | 36200 | 75.42% | 2 | 0 | 11.5 |  |  |  |  | R-454B | 3.75 | Residential & Commercial | USHP | Ducted CEE Tier 1
214731139 | Central HP <5.4 tons | BRYANT HEATING AND COOLING SYSTEMS | HRCU-A-CB (Split System: Heat Pump with Remote Outdoor Unit-Air-Source) | 38MURAQ18AB3* | ADP |  | H,PG7J936 | 926TC30040V14*** | 16900 | 16 | 8.5 | 16600 | 19000 | 114.5% | 2.34 | 0 | 9.5 |  |  |  |  | R-410A | 1.4083 | Residential & Commercial | USHP
212552558 | Central HP <5.4 tons | DAY & NIGHT | HRCU-A-CB (Split System: Heat Pump with Remote Outdoor Unit-Air-Source) | CVH837GKA** | ADP |  | PL36H175P789 | *80CTL0901716A* | 32400 | 18 | 8.5 | 30800 | 29800 | 96.75% | 2 | 0 | 11.5 |  |  |  |  | R-410A | 2.7 | Residential & Commercial | USHP | Ducted CEE Tier 1
212987557 | Central HP <5.4 tons | PAYNE HEATING AND COOLING | HRCU-A-CB (Split System: Heat Pump with Remote Outdoor Unit-Air-Source) | 38MURAQ18AB3* |  |  | CNPV*3017AL* | PG96MSAA48080B** | 17400 | 16 | 8.1 | 17900 | 18600 | 103.9% | 2.24 | 0 | 11 |  |  |  |  | R-410A | 1.45 | Residential & Commercial | USHP | Ducted CEE Tier 1
212973235 | Central HP <5.4 tons | ARCOAIRE | HRCU-A-CB (Split System: Heat Pump with Remote Outdoor Unit-Air-Source) | DLCURAH24ABK |  |  | EA*4X37L17A* | *96VSN0401712B* | 24000 | 16 | 8.1 | 25400 | 22000 | 86.61% | 1.82 | 0 | 10 |  |  |  |  | R-410A | 2 | Residential & Commercial | USHP | Ducted CEE Tier 1
212973535 | Central HP <5.4 tons | ARCOAIRE | HRCU-A-CB (Split System: Heat Pump with Remote Outdoor Unit-Air-Source) | DLCURAH24ABK |  |  | EA*4X24L17A* | *96VSN0601412B* | 23200 | 16.5 | 8.5 | 26800 | 26800 | 100% | 2.28 | 0 | 10 |  |  |  |  | R-410A | 1.9333 | Residential & Commercial | USHP | Ducted CEE Tier 1
212973635 | Central HP <5.4 tons | ARCOAIRE | HRCU-A-CB (Split System: Heat Pump with Remote Outdoor Unit-Air-Source) | DLCURAH24ABK |  |  | EN(A,D,W)4X36L17** | *96VSN0601412B* | 23400 | 16.5 | 8.1 | 26200 | 24600 | 93.89% | 2.04 | 0 | 10 |  |  |  |  | R-410A | 1.95 | Residential & Commercial | USHP | Ducted CEE Tier 1
214570492 | Central HP <5.4 tons | ARCOAIRE | HRCU-A-CB (Split System: Heat Pump with Remote Outdoor Unit-Air-Source) | HVH825GKA3* |  |  | EA*4X42L21A*+WALLCON | *80CTL0702120B* | 23800 | 16.5 | 8.1 | 21400 | 16600 | 77.57% | 1.96 | 0 | 10.5 |  |  |  |  | R-410A | 1.9833 | Residential & Commercial | USHP | Ducted CEE Tier 1
214570642 | Central HP <5.4 tons | ARCOAIRE | HRCU-A-CB (Split System: Heat Pump with Remote Outdoor Unit-Air-Source) | HVH825GKA3* |  |  | EA*4X43L21A*+WALLCON | *97CMN0602120B* | 24400 | 16.5 | 8.5 | 21200 | 16700 | 78.77% | 2.02 | 0 | 11 |  |  |  |  | R-410A | 2.0333 | Residential & Commercial | USHP | Ducted CEE Tier 1
216739085 | Central HP <5.4 tons | PAYNE HEATING AND COOLING | HRCU-A-CB (Split System: Heat Pump with Remote Outdoor Unit-Air-Source) | 37MUHAQ24AA3 |  |  | FM(C,U)5Z24**AL* | 0 | 22800 | 16.5 | 9 | 21600 | 19600 | 90.74% | 2.08 | 0 | 11 |  |  |  |  | R-454B | 1.9 | Residential & Commercial | USHP | Ducted CEE Tier 1
213250274 | Central HP <5.4 tons | DIRECT AIR | HRCU-A-C (Split System: Heat Pump with Remote Outdoor Unit with No Indoor Fan --Air Source) | DIRM-24MAGICPRO20-OU | ADP |  | *G21924+TD | 0 | 23000 | 16 | 8.8 | 23000 | 19600 | 85.22% | 1.84 | 0 | 10 |  |  |  |  | R-410A | 1.9167 | Residential & Commercial | USHP | Ducted CEE Tier 1
211261390 | Central HP <5.4 tons | ARCOAIRE | HRCU-A-CB (Split System: Heat Pump with Remote Outdoor Unit-Air-Source) | DLCURAH18ABK |  |  | EA*4X30L14A* | *96VTN0601412A* | 18000 | 16 | 8.5 | 18500 | 18500 | 100% | 2.22 | 0 | 10.5 |  |  |  |  | R-410A | 1.5 | Residential & Commercial | USHP | Ducted CEE Tier 1
216733567 | Central HP <5.4 tons | ARCOAIRE | HRCU-A-CB (Split System: Heat Pump with Remote Outdoor Unit-Air-Source) | D5CUHAH24AAK |  |  | EA*5X25M17A* | *96VTN0401712B* | 23000 | 16 | 8.5 | 20800 | 18600 | 89.42% | 1.98 | 0 | 11 |  |  |  |  | R-454B | 1.9167 | Residential & Commercial | USHP | Ducted CEE Tier 1
216733508 | Central HP <5.4 tons | ARCOAIRE | HRCU-A-CB (Split System: Heat Pump with Remote Outdoor Unit-Air-Source) | D5CUHAH24AAK |  |  | EA*5X25M17A* | *96VSN0801716B* | 23200 | 16.5 | 8.5 | 20800 | 18500 | 88.94% | 1.96 | 0 | 11 |  |  |  |  | R-454B | 1.9333 | Residential & Commercial | USHP | Ducted CEE Tier 1
216733129 | Central HP <5.4 tons | ARCOAIRE | HRCU-A-CB (Split System: Heat Pump with Remote Outdoor Unit-Air-Source) | D5CUHAH24AAK |  |  | EA*5X24M17A* | OMV112K14A | 22400 | 15.5 | 8.5 | 21600 | 19500 | 90.28% | 1.94 | 0 | 10.5 |  |  |  |  | R-454B | 1.8667 | Residential & Commercial | USHP | Ducted CEE Tier 1
216732929 | Central HP <5.4 tons | ARCOAIRE | HRCU-A-CB (Split System: Heat Pump with Remote Outdoor Unit-Air-Source) | D5CUHAH24AAK |  |  | EA*5X24M17A* | *96MSN0601716A* | 22200 | 15.2 | 8.5 | 21200 | 19300 | 91.04% | 1.98 | 0 | 10.5 |  |  |  |  | R-454B | 1.85 | Residential & Commercial | USHP | Ducted CEE Tier 1
216732997 | Central HP <5.4 tons | ARCOAIRE | HRCU-A-CB (Split System: Heat Pump with Remote Outdoor Unit-Air-Source) | D5CUHAH24AAK |  |  | EA*5X24M17A* | *95MSU0401712A* | 22000 | 16 | 8.5 | 21200 | 19200 | 90.57% | 1.96 | 0 | 10.5 |  |  |  |  | R-454B | 1.8333 | Residential & Commercial | USHP | Ducted CEE Tier 1
216732738 | Central HP <5.4 tons | ARCOAIRE | HRCU-A-CB (Split System: Heat Pump with Remote Outdoor Unit-Air-Source) | D5CUHAH24AAK |  |  | EA*5X24M17A* | *80VSL0701716B* | 22000 | 16 | 8.5 | 21000 | 19100 | 90.95% | 1.96 | 0 | 10.5 |  |  |  |  | R-454B | 1.8333 | Residential & Commercial | USHP | Ducted CEE Tier 1
216732815 | Central HP <5.4 tons | ARCOAIRE | HRCU-A-CB (Split System: Heat Pump with Remote Outdoor Unit-Air-Source) | D5CUHAH24AAK |  |  | EA*5X24M17A* | *80VTL0451412B* | 22000 | 16 | 8.5 | 21000 | 19100 | 90.95% | 1.96 | 0 | 10.5 |  |  |  |  | R-454B | 1.8333 | Residential & Commercial | USHP | Ducted CEE Tier 1
216732511 | Central HP <5.4 tons | ARCOAIRE | HRCU-A-CB (Split System: Heat Pump with Remote Outdoor Unit-Air-Source) | D5CUHAH24AAK |  |  | EA*5X24M14A* | *80MS(N,L)0701412A* | 22000 | 16 | 8.5 | 21000 | 19100 | 90.95% | 1.96 | 0 | 10.5 |  |  |  |  | R-454B | 1.8333 | Residential & Commercial | USHP | Ducted CEE Tier 1
212394559 | Central HP <5.4 tons | YORK | HRCU-A-CB (Split System: Heat Pump with Remote Outdoor Unit-Air-Source) | HMH72B341 | ADP |  | H,YE35936 | TM9E080C16MP12 | 34000 | 18 | 8.5 | 32000 | 23400 | 73.12% | 2.08 | 0 | 10 |  |  |  |  | R-410A | 2.8333 | Residential & Commercial | USHP | Ducted CEE Tier 1
213164376 | Central HP <5.4 tons | YORK | HRCU-A-CB (Split System: Heat Pump with Remote Outdoor Unit-Air-Source) | HMH72B341 | ADP |  | CV365B9+AEF48BXP* | 0 | 33800 | 18 | 8.6 | 31600 | 22800 | 72.15% | 1.98 | 0 | 10 |  |  |  |  | R-410A | 2.8167 | Residential & Commercial | USHP | Ducted CEE Tier 1
213164367 | Central HP <5.4 tons | YORK | HRCU-A-CB (Split System: Heat Pump with Remote Outdoor Unit-Air-Source) | HMH72B341 | ADP |  | CV361B9+AEF48BXP* | 0 | 33000 | 18 | 8.4 | 31400 | 22800 | 72.61% | 1.94 | 0 | 10 |  |  |  |  | R-410A | 2.75 | Residential & Commercial | USHP | Ducted CEE Tier 1
213164369 | Central HP <5.4 tons | YORK | HRCU-A-CB (Split System: Heat Pump with Remote Outdoor Unit-Air-Source) | HMH72B341 | ADP |  | CX360A935+AEF36AXP* | 0 | 32600 | 18 | 8.1 | 31800 | 23400 | 73.58% | 2.04 | 0 | 9.5 |  |  |  |  | R-410A | 2.7167 | Residential & Commercial | USHP
216751931 | Central HP <5.4 tons | YORK | HRCU-A-CB (Split System: Heat Pump with Remote Outdoor Unit-Air-Source) | HH836E2S11 | ADP |  | H,YG36*36+TXV-BLEED | TM8Y080B12MP11 | 33400 | 18 | 8.5 | 29600 | 25200 | 85.14% | 2 | 0 | 11 |  |  |  |  | R-454B | 2.7833 | Residential & Commercial | USHP | Ducted CEE Tier 1
216751940 | Central HP <5.4 tons | YORK | HRCU-A-CB (Split System: Heat Pump with Remote Outdoor Unit-Air-Source) | HH836E2S11 | ADP |  | H,YG81*36+TXV-BLEED | TM8Y080C16MP11 | 33800 | 19 | 9 | 30200 | 25000 | 82.78% | 2 | 0 | 11 |  |  |  |  | R-454B | 2.8167 | Residential & Commercial | USHP | Ducted CEE Tier 1
216751942 | Central HP <5.4 tons | YORK | HRCU-A-CB (Split System: Heat Pump with Remote Outdoor Unit-Air-Source) | HH836E2S11 | ADP |  | H,YG37*36+TXV-BLEED | TM8Y100C16MP11 | 33800 | 19 | 9 | 30200 | 25000 | 82.78% | 2 | 0 | 11 |  |  |  |  | R-454B | 2.8167 | Residential & Commercial | USHP | Ducted CEE Tier 1
214731134 | Central HP <5.4 tons | BRYANT HEATING AND COOLING SYSTEMS | HRCU-A-CB (Split System: Heat Pump with Remote Outdoor Unit-Air-Source) | 38MURAQ18AB3* | ADP |  | H,PG35936 | 916SA48060M17*** | 17300 | 16 | 8.5 | 16400 | 18300 | 111.6% | 2.24 | 0 | 10.5 |  |  |  |  | R-410A | 1.4417 | Residential & Commercial | USHP | Ducted CEE Tier 1
216680828 | Central HP <5.4 tons | PAYNE HEATING AND COOLING | HRCU-A-CB (Split System: Heat Pump with Remote Outdoor Unit-Air-Source) | 38MURAQ18AB3* |  |  | CAP**1917AL* | PG97VTAA48080B** | 17700 | 16.5 | 8.5 | 17700 | 17700 | 100% | 1.96 | 0 | 10.5 |  |  |  |  | R-410A | 1.475 | Residential & Commercial | USHP | Ducted CEE Tier 1
216679376 | Central HP <5.4 tons | PAYNE HEATING AND COOLING | HRCU-A-CB (Split System: Heat Pump with Remote Outdoor Unit-Air-Source) | 38MURAQ24AB3* |  |  | CAP**2417AL* | PG97VTAA48060B** | 23200 | 16.5 | 9.5 | 26400 | 25400 | 96.21% | 2.08 | 0 | 10 |  |  |  |  | R-410A | 1.9333 | Residential & Commercial | USHP | Ducted CEE Tier 1
216679460 | Central HP <5.4 tons | PAYNE HEATING AND COOLING | HRCU-A-CB (Split System: Heat Pump with Remote Outdoor Unit-Air-Source) | 38MURAQ24AB3* |  |  | CSPH*2412AL* | PG97VTAA48060B** | 23800 | 16 | 9 | 26400 | 23400 | 88.64% | 1.8 | 0 | 10 |  |  |  |  | R-410A | 1.9833 | Residential & Commercial | USHP | Ducted CEE Tier 1
216739145 | Central HP <5.4 tons | ARCOAIRE | HRCU-A-CB (Split System: Heat Pump with Remote Outdoor Unit-Air-Source) | D5CUHAH24AAK |  |  | FTMA5B36L0C* | 0 | 23200 | 17 | 8.5 | 21200 | 18900 | 89.15% | 1.96 | 0 | 11 |  |  |  |  | R-454B | 1.9333 | Residential & Commercial | USHP | Ducted CEE Tier 1
216738854 | Central HP <5.4 tons | ARCOAIRE | HRCU-A-CB (Split System: Heat Pump with Remote Outdoor Unit-Air-Source) | D5CUHAH24AAK |  |  | ESH5X36M12A* | *96VTN0802120B* | 22800 | 16 | 8.1 | 21000 | 18600 | 88.57% | 1.85 | 0 | 11 |  |  |  |  | R-454B | 1.9 | Residential & Commercial | USHP | Ducted CEE Tier 1
216738236 | Central HP <5.4 tons | ARCOAIRE | HRCU-A-CB (Split System: Heat Pump with Remote Outdoor Unit-Air-Source) | D5CUHAH24AAK |  |  | ESH5X36M12A* | *80MSU1002120A* | 22800 | 16 | 8.1 | 21000 | 18600 | 88.57% | 1.85 | 0 | 11 |  |  |  |  | R-454B | 1.9 | Residential & Commercial | USHP | Ducted CEE Tier 1
214731141 | Central HP <5.4 tons | BRYANT HEATING AND COOLING SYSTEMS | HRCU-A-CB (Split System: Heat Pump with Remote Outdoor Unit-Air-Source) | 38MURAQ18AB3* | ADP |  | H,PG31930 | 926TC36040V17*** | 16900 | 15.2 | 8.5 | 17000 | 18800 | 110.6% | 2.3 | 0 | 10 |  |  |  |  | R-410A | 1.4083 | Residential & Commercial | USHP | Ducted CEE Tier 1
216774339 | Central HP <5.4 tons | AIREASE | HRCU-A-CB (Split System: Heat Pump with Remote Outdoor Unit-Air-Source) | A7SCP18V36P-**A | ADP |  | V,A,D36H***D44*+TXV+AEFE3A* | 0 | 34000 | 15.2 | 8.5 | 32400 | 28400 | 87.65% | 1.75 | 0 | 10.5 |  |  |  |  | R-454B | 2.8333 | Residential & Commercial | USHP | Ducted CEE Tier 1
215675177 | Central HP <5.4 tons | ARCOAIRE | HRCU-A-CB (Split System: Heat Pump with Remote Outdoor Unit-Air-Source) | H5H0V48*K*AAA* |  |  | ESH5X60M12A*+WALLCON | *80CTL0701716B* | 45000 | 16 | 8.5 | 48500 | 34200 | 70.52% | 1.94 | 0 | 9 |  |  |  |  | R-454B | 3.75 | Residential & Commercial | USHP
215931818 | Central HP <5.4 tons | ARCOAIRE | HRCU-A-CB (Split System: Heat Pump with Remote Outdoor Unit-Air-Source) | H5H3V60*K*AAA* |  |  | ESH5X60M12A*+WALLCON | *80CTL0702120B* | 56000 | 17.5 | 8.1 | 61000 | 46500 | 76.23% | 1.95 | 0 | 11 |  |  |  |  | R-454B | 4.6667 | Residential & Commercial | USHP | Ducted CEE Tier 1
216680543 | Central HP <5.4 tons | ARCOAIRE | HRCU-A-CB (Split System: Heat Pump with Remote Outdoor Unit-Air-Source) | DLCURAH24ABK |  |  | EA*4X36L21A* | *97VTN0801716A* | 23600 | 17 | 9 | 25600 | 23200 | 90.62% | 1.84 | 0 | 10 |  |  |  |  | R-410A | 1.9667 | Residential & Commercial | USHP | Ducted CEE Tier 1
216733398 | Central HP <5.4 tons | ARCOAIRE | HRCU-A-CB (Split System: Heat Pump with Remote Outdoor Unit-Air-Source) | D5CUHAH24AAK |  |  | EA*5X25M17A* | *92MSN0601714A* | 23000 | 16 | 8.5 | 20600 | 18400 | 89.32% | 1.98 | 0 | 11 |  |  |  |  | R-454B | 1.9167 | Residential & Commercial | USHP | Ducted CEE Tier 1
216734191 | Central HP <5.4 tons | ARCOAIRE | HRCU-A-CB (Split System: Heat Pump with Remote Outdoor Unit-Air-Source) | D5CUHAH24AAK |  |  | EA*5X30M17A* | *95MSU0401712A* | 22200 | 16 | 8.1 | 21000 | 18900 | 90% | 1.85 | 0 | 10.5 |  |  |  |  | R-454B | 1.85 | Residential & Commercial | USHP | Ducted CEE Tier 1
214061424 | Central HP <5.4 tons | YORK | HRCU-A-CB (Split System: Heat Pump with Remote Outdoor Unit-Air-Source) | HMH72B341 | ADP |  | AD-35(P,U)*****9 | Y82E080C16LMPS1 | 33600 | 18 | 8.5 | 31400 | 22800 | 72.61% | 2.08 | 0 | 9.5 |  |  |  |  | R-410A | 2.8 | Residential & Commercial | USHP
214061449 | Central HP <5.4 tons | YORK | HRCU-A-CB (Split System: Heat Pump with Remote Outdoor Unit-Air-Source) | HMH72B341 | ADP |  | AD-37(P,U)*****1+TXV | Y82E100C20LMPS1 | 33600 | 18 | 8.5 | 31400 | 22800 | 72.61% | 2.08 | 0 | 9.5 |  |  |  |  | R-410A | 2.8 | Residential & Commercial | USHP
212971713 | Central HP <5.4 tons | ARCOAIRE | HRCU-A-CB (Split System: Heat Pump with Remote Outdoor Unit-Air-Source) | DLCURAH24ABK |  |  | EN(A,D)4X30L17** | *80VTL0701716B* | 23600 | 17 | 8.5 | 26400 | 24200 | 91.67% | 2.02 | 0 | 10.5 |  |  |  |  | R-410A | 1.9667 | Residential & Commercial | USHP | Ducted CEE Tier 1
212972935 | Central HP <5.4 tons | ARCOAIRE | HRCU-A-CB (Split System: Heat Pump with Remote Outdoor Unit-Air-Source) | DLCURAH24ABK |  |  | EA*4X30L17A* | *96VSN0401410B* | 23400 | 16 | 8.5 | 26400 | 24800 | 93.94% | 2.04 | 0 | 10 |  |  |  |  | R-410A | 1.95 | Residential & Commercial | USHP | Ducted CEE Tier 1
212974955 | Central HP <5.4 tons | ARCOAIRE | HRCU-A-CB (Split System: Heat Pump with Remote Outdoor Unit-Air-Source) | DLCURAH24ABK |  |  | EA*4X30L14A* | *96VTN0401410B* | 23200 | 16 | 8.5 | 26400 | 25000 | 94.7% | 2.08 | 0 | 10 |  |  |  |  | R-410A | 1.9333 | Residential & Commercial | USHP | Ducted CEE Tier 1
212975007 | Central HP <5.4 tons | ARCOAIRE | HRCU-A-CB (Split System: Heat Pump with Remote Outdoor Unit-Air-Source) | DLCURAH24ABK |  |  | EN(A,D)4X24L14** | *96VTN0401410B* | 23200 | 15.5 | 8.5 | 27000 | 25000 | 92.59% | 2.06 | 0 | 10 |  |  |  |  | R-410A | 1.9333 | Residential & Commercial | USHP | Ducted CEE Tier 1
212973835 | Central HP <5.4 tons | ARCOAIRE | HRCU-A-CB (Split System: Heat Pump with Remote Outdoor Unit-Air-Source) | DLCURAH24ABK |  |  | EA*4X25L17A* | *96VSN0801716B* | 24400 | 17 | 8.5 | 25400 | 21600 | 85.04% | 1.8 | 0 | 10 |  |  |  |  | R-410A | 2.0333 | Residential & Commercial | USHP | Ducted CEE Tier 1
216751967 | Central HP <5.4 tons | YORK | HRCU-A-CB (Split System: Heat Pump with Remote Outdoor Unit-Air-Source) | HH836E2S11 | ADP |  | H,YG37*36+TXV-BLEED | TM9E080C16MP12 | 33800 | 19 | 9 | 30400 | 25000 | 82.24% | 2 | 0 | 11 |  |  |  |  | R-454B | 2.8167 | Residential & Commercial | USHP | Ducted CEE Tier 1
216751992 | Central HP <5.4 tons | YORK | HRCU-A-CB (Split System: Heat Pump with Remote Outdoor Unit-Air-Source) | HH836E2S11 | ADP |  | H,YG37*36+TXV-BLEED | TM9V100C16MP12 | 33200 | 19 | 9 | 29600 | 24800 | 83.78% | 2 | 0 | 11 |  |  |  |  | R-454B | 2.7667 | Residential & Commercial | USHP | Ducted CEE Tier 1
216752006 | Central HP <5.4 tons | YORK | HRCU-A-CB (Split System: Heat Pump with Remote Outdoor Unit-Air-Source) | HH836E2S11 | ADP |  | H,YG36*36+TXV-BLEED | Y91E060B12SMPS1 | 33200 | 17 | 8.5 | 29400 | 25000 | 85.03% | 2 | 0 | 11 |  |  |  |  | R-454B | 2.7667 | Residential & Commercial | USHP | Ducted CEE Tier 1
216752008 | Central HP <5.4 tons | YORK | HRCU-A-CB (Split System: Heat Pump with Remote Outdoor Unit-Air-Source) | HH836E2S11 | ADP |  | H,YG48*36+TXV-BLEED | Y91E060B12SMPS1 | 33200 | 17 | 8.5 | 29400 | 25000 | 85.03% | 2 | 0 | 11 |  |  |  |  | R-454B | 2.7667 | Residential & Commercial | USHP | Ducted CEE Tier 1
214861399 | Central HP <5.4 tons | RUUD | HRCU-A-CB (Split System: Heat Pump with Remote Outdoor Unit-Air-Source) | RD17AZ60AJ3N | ADP |  | H,RE84960 | R951V1155A24M4S | 53500 | 17 | 8.1 | 52000 | 48500 | 93.27% | 1.75 | 0 | 9.5 |  |  |  |  | R-410A | 4.4583 | Residential & Commercial | USHP
216681021 | Central HP <5.4 tons | PAYNE HEATING AND COOLING | HRCU-A-CB (Split System: Heat Pump with Remote Outdoor Unit-Air-Source) | 38MURAQ36AB3* |  |  | CAP**3721AL* | PG97VTAA60080C** | 36600 | 16 | 9 | 38500 | 34400 | 89.35% | 1.96 | 0 | 10 |  |  |  |  | R-410A | 3.05 | Residential & Commercial | USHP | Ducted CEE Tier 1
216681098 | Central HP <5.4 tons | PAYNE HEATING AND COOLING | HRCU-A-CB (Split System: Heat Pump with Remote Outdoor Unit-Air-Source) | 38MURAQ36AB3* |  |  | CSPH*4212AL* | PG97VTAA60080C** | 36400 | 15.5 | 8.5 | 38500 | 34600 | 89.87% | 1.8 | 0 | 10 |  |  |  |  | R-410A | 3.0333 | Residential & Commercial | USHP | Ducted CEE Tier 1
213164379 | Central HP <5.4 tons | YORK | HRCU-A-CB (Split System: Heat Pump with Remote Outdoor Unit-Air-Source) | HMH72B341 | ADP |  | CV367A9+AEF36AXP* | 0 | 34000 | 18 | 8.5 | 32200 | 23400 | 72.67% | 2.12 | 0 | 10 |  |  |  |  | R-410A | 2.8333 | Residential & Commercial | USHP | Ducted CEE Tier 1
213771509 | Central HP <5.4 tons | ARCOAIRE | HRCU-A-CB (Split System: Heat Pump with Remote Outdoor Unit-Air-Source) | HVH825GKA2* |  |  | EA*4X43L21A*+WALLCON | *97CMN0801714B* | 24400 | 16.5 | 8.1 | 21200 | 16700 | 78.77% | 2.02 | 0 | 11 |  |  |  |  | R-410A | 2.0333 | Residential & Commercial | USHP | Ducted CEE Tier 1
214771710 | Central HP <5.4 tons | BOSCH | HRCU-A-CB (Split System: Heat Pump with Remote Outdoor Unit-Air-Source) | BOVA-36RTB-M20S |  |  | BIVA-24RCB-M20X | 0 | 24000 | 20 | 9.5 | 24000 | 17400 | 72.5% | 2 | 0 | 13 |  |  |  |  | R-454B | 2 | Residential & Commercial | USHP | Ducted CEE Tier 1
216681010 | Central HP <5.4 tons | PAYNE HEATING AND COOLING | HRCU-A-CB (Split System: Heat Pump with Remote Outdoor Unit-Air-Source) | 38MURAQ36AB3* |  |  | CAP**3621AL* | PG97VTAA60080C** | 34800 | 16 | 8.5 | 38500 | 34800 | 90.39% | 1.75 | 0 | 9.8 |  |  |  |  | R-410A | 2.9 | Residential & Commercial | USHP
215931538 | Central HP <5.4 tons | ARCOAIRE | HRCU-A-CB (Split System: Heat Pump with Remote Outdoor Unit-Air-Source) | H5H3V60*K*AAA* |  |  | EA*5X60M24A*+WALLCON | *80CTL0702120B* | 55500 | 18 | 8.1 | 60500 | 46500 | 76.86% | 1.95 | 0 | 11 |  |  |  |  | R-454B | 4.625 | Residential & Commercial | USHP | Ducted CEE Tier 1
214731163 | Central HP <5.4 tons | BRYANT HEATING AND COOLING SYSTEMS | HRCU-A-CB (Split System: Heat Pump with Remote Outdoor Unit-Air-Source) | 38MURAQ24AB3* | ADP |  | H,PG35936 | 926TC30040V14*** | 23400 | 16 | 8.5 | 24800 | 24400 | 98.39% | 2.06 | 0 | 10 |  |  |  |  | R-410A | 1.95 | Residential & Commercial | USHP | Ducted CEE Tier 1
214731164 | Central HP <5.4 tons | BRYANT HEATING AND COOLING SYSTEMS | HRCU-A-CB (Split System: Heat Pump with Remote Outdoor Unit-Air-Source) | 38MURAQ24AB3* | ADP |  | H,PG7J936 | 926TC30040V14*** | 23000 | 16 | 8.5 | 25400 | 26800 | 105.5% | 2.3 | 0 | 9.5 |  |  |  |  | R-410A | 1.9167 | Residential & Commercial | USHP
214731165 | Central HP <5.4 tons | BRYANT HEATING AND COOLING SYSTEMS | HRCU-A-CB (Split System: Heat Pump with Remote Outdoor Unit-Air-Source) | 38MURAQ24AB3* | ADP |  | H,PG9J936 | 926TC30040V14*** | 23400 | 16 | 8.5 | 24800 | 24400 | 98.39% | 2.06 | 0 | 10 |  |  |  |  | R-410A | 1.95 | Residential & Commercial | USHP | Ducted CEE Tier 1
211261574 | Central HP <5.4 tons | ARCOAIRE | HRCU-A-CB (Split System: Heat Pump with Remote Outdoor Unit-Air-Source) | DLCURAH18ABK |  |  | EA*4X30L17A* | *96VSN0401410A* | 17500 | 16 | 8.5 | 18100 | 18600 | 102.8% | 2.24 | 0 | 10.5 |  |  |  |  | R-410A | 1.4583 | Residential & Commercial | USHP | Ducted CEE Tier 1
211260652 | Central HP <5.4 tons | ARCOAIRE | HRCU-A-CB (Split System: Heat Pump with Remote Outdoor Unit-Air-Source) | DLCURAH18ABK |  |  | EA*4X24L17A* | OMV098J12* | 18200 | 16 | 9 | 19200 | 18800 | 97.92% | 2.26 | 0 | 10.5 |  |  |  |  | R-410A | 1.5167 | Residential & Commercial | USHP | Ducted CEE Tier 1
211260471 | Central HP <5.4 tons | ARCOAIRE | HRCU-A-CB (Split System: Heat Pump with Remote Outdoor Unit-Air-Source) | DLCURAH18ABK |  |  | EA*4X24L17A* | *95ESN0601412A* | 17800 | 16 | 8.5 | 18700 | 19000 | 101.6% | 2.28 | 0 | 10.5 |  |  |  |  | R-410A | 1.4833 | Residential & Commercial | USHP | Ducted CEE Tier 1
213607651 | Central HP <5.4 tons | ARCOAIRE | HRCU-A-CB (Split System: Heat Pump with Remote Outdoor Unit-Air-Source) | DLCURAH24ABK |  |  | FTMA4X24L0B* | 0 | 24600 | 17 | 9.5 | 26000 | 22200 | 85.38% | 1.84 | 0 | 10 |  |  |  |  | R-410A | 2.05 | Residential & Commercial | USHP | Ducted CEE Tier 1
214573632 | Central HP <5.4 tons | ARCOAIRE | HRCU-A-CB (Split System: Heat Pump with Remote Outdoor Unit-Air-Source) | HVH837GKA2* |  |  | EA*4X36L21A*+WALLCON | *95CSU1002122B* | 31600 | 17 | 8.1 | 32800 | 24200 | 73.78% | 1.86 | 0 | 11 |  |  |  |  | R-410A | 2.6333 | Residential & Commercial | USHP | Ducted CEE Tier 1
211259968 | Central HP <5.4 tons | ARCOAIRE | HRCU-A-CB (Split System: Heat Pump with Remote Outdoor Unit-Air-Source) | DLCURAH18ABK |  |  | EA*4X19L17A* | *92ESN0401410A* | 18400 | 15.5 | 8.5 | 18500 | 17600 | 95.14% | 2.12 | 0 | 10.5 |  |  |  |  | R-410A | 1.5333 | Residential & Commercial | USHP | Ducted CEE Tier 1
214241759 | Central HP <5.4 tons | ARCOAIRE | HRCU-A-CB (Split System: Heat Pump with Remote Outdoor Unit-Air-Source) | HVH825GKA3* |  |  | EN(A,D)4X30L17**+WALLCON | *96CTN0801714B* | 23400 | 16.5 | 8.1 | 21600 | 16700 | 77.31% | 1.9 | 0 | 10.5 |  |  |  |  | R-410A | 1.95 | Residential & Commercial | USHP | Ducted CEE Tier 1
216681046 | Central HP <5.4 tons | ARCOAIRE | HRCU-A-CB (Split System: Heat Pump with Remote Outdoor Unit-Air-Source) | DLCURAH36ABK |  |  | EA*4X42L24A* | *97VTN0802120A* | 35000 | 16 | 8.5 | 38500 | 34600 | 89.87% | 1.75 | 0 | 9.8 |  |  |  |  | R-410A | 2.9167 | Residential & Commercial | USHP
216738706 | Central HP <5.4 tons | ARCOAIRE | HRCU-A-CB (Split System: Heat Pump with Remote Outdoor Unit-Air-Source) | D5CUHAH24AAK |  |  | ESH5X36M12A* | *95MSU0601716A* | 22600 | 16 | 8.1 | 20800 | 18500 | 88.94% | 1.85 | 0 | 11 |  |  |  |  | R-454B | 1.8833 | Residential & Commercial | USHP | Ducted CEE Tier 1
216737584 | Central HP <5.4 tons | ARCOAIRE | HRCU-A-CB (Split System: Heat Pump with Remote Outdoor Unit-Air-Source) | D5CUHAH24AAK |  |  | ESH5X30M12A* | *96MSN1002120A* | 22600 | 15.2 | 8.1 | 21000 | 18900 | 90% | 1.85 | 0 | 10.5 |  |  |  |  | R-454B | 1.8833 | Residential & Commercial | USHP | Ducted CEE Tier 1
216737275 | Central HP <5.4 tons | ARCOAIRE | HRCU-A-CB (Split System: Heat Pump with Remote Outdoor Unit-Air-Source) | D5CUHAH24AAK |  |  | ESH5X30M12A* | *80CTL0701716B* | 22600 | 16 | 8.1 | 21000 | 18900 | 90% | 1.85 | 0 | 10.5 |  |  |  |  | R-454B | 1.8833 | Residential & Commercial | USHP | Ducted CEE Tier 1
212970379 | Central HP <5.4 tons | ARCOAIRE | HRCU-A-CB (Split System: Heat Pump with Remote Outdoor Unit-Air-Source) | DLCURAH36ABK |  |  | EA*4X36L21A* | *80VSL0701716B* | 35200 | 15.5 | 8.1 | 38500 | 35200 | 91.43% | 1.84 | 0 | 9.5 |  |  |  |  | R-410A | 2.9333 | Residential & Commercial | USHP
212970429 | Central HP <5.4 tons | ARCOAIRE | HRCU-A-CB (Split System: Heat Pump with Remote Outdoor Unit-Air-Source) | DLCURAH36ABK |  |  | EA*4X48L21A* | *80VSL0701716B* | 36000 | 16 | 8.5 | 38500 | 34800 | 90.39% | 2.02 | 0 | 10 |  |  |  |  | R-410A | 3 | Residential & Commercial | USHP | Ducted CEE Tier 1
213078271 | Central HP <5.4 tons | ARCOAIRE | HRCU-A-CB (Split System: Heat Pump with Remote Outdoor Unit-Air-Source) | DLCURAH36ABK |  |  | EA*4X36L21A* | *80MS(N,L)0901714A* | 35200 | 16 | 8.1 | 38500 | 35200 | 91.43% | 1.84 | 0 | 9.5 |  |  |  |  | R-410A | 2.9333 | Residential & Commercial | USHP
213078791 | Central HP <5.4 tons | ARCOAIRE | HRCU-A-CB (Split System: Heat Pump with Remote Outdoor Unit-Air-Source) | DLCURAH36ABK |  |  | EA*4X42L24A* | *80MS(N,L)1552420A* | 35600 | 16.5 | 8.1 | 38500 | 35000 | 90.91% | 1.9 | 0 | 10 |  |  |  |  | R-410A | 2.9667 | Residential & Commercial | USHP | Ducted CEE Tier 1
213077714 | Central HP <5.4 tons | ARCOAIRE | HRCU-A-CB (Split System: Heat Pump with Remote Outdoor Unit-Air-Source) | DLCURAH36ABK |  |  | EA*4X37L21A* | *96VTN1002122B* | 36600 | 16.5 | 8.5 | 38000 | 34800 | 91.58% | 2.08 | 0 | 10 |  |  |  |  | R-410A | 3.05 | Residential & Commercial | USHP | Ducted CEE Tier 1
213078073 | Central HP <5.4 tons | ARCOAIRE | HRCU-A-CB (Split System: Heat Pump with Remote Outdoor Unit-Air-Source) | DLCURAH36ABK |  |  | EA*4X37L21A* | *80MS(N,L)0701716A* | 36600 | 16 | 8.5 | 38500 | 35000 | 90.91% | 2.06 | 0 | 10 |  |  |  |  | R-410A | 3.05 | Residential & Commercial | USHP | Ducted CEE Tier 1
213078189 | Central HP <5.4 tons | ARCOAIRE | HRCU-A-CB (Split System: Heat Pump with Remote Outdoor Unit-Air-Source) | DLCURAH36ABK |  |  | EA*4X42L21A* | *80MS(N,L)0702116A* | 35000 | 16.5 | 8.1 | 38500 | 35000 | 90.91% | 1.88 | 0 | 9.5 |  |  |  |  | R-410A | 2.9167 | Residential & Commercial | USHP
216734145 | Central HP <5.4 tons | ARCOAIRE | HRCU-A-CB (Split System: Heat Pump with Remote Outdoor Unit-Air-Source) | D5CUHAH24AAK |  |  | EA*5X30M17A* | *96VSN0401410B* | 22000 | 15.5 | 8.1 | 21000 | 18900 | 90% | 1.85 | 0 | 10.5 |  |  |  |  | R-454B | 1.8333 | Residential & Commercial | USHP | Ducted CEE Tier 1
216733110 | Central HP <5.4 tons | ARCOAIRE | HRCU-A-CB (Split System: Heat Pump with Remote Outdoor Unit-Air-Source) | D5CUHAH24AAK |  |  | EA*5X24M17A* | *97VTN0801716A* | 22200 | 16 | 8.5 | 21200 | 19200 | 90.57% | 1.96 | 0 | 10.5 |  |  |  |  | R-454B | 1.85 | Residential & Commercial | USHP | Ducted CEE Tier 1
215931898 | Central HP <5.4 tons | ARCOAIRE | HRCU-A-CB (Split System: Heat Pump with Remote Outdoor Unit-Air-Source) | H5H3V60*K*AAA* |  |  | ESH5X60M12A*+WALLCON | *97CMN1202422B* | 56000 | 17.5 | 8.1 | 61000 | 46000 | 75.41% | 1.95 | 0 | 11 |  |  |  |  | R-454B | 4.6667 | Residential & Commercial | USHP | Ducted CEE Tier 1
214626803 | Central HP <5.4 tons | CARRIER | HRCU-A-CB (Split System: Heat Pump with Remote Outdoor Unit-Air-Source) | 25VNA424A*031* | ADP |  | A36VCA+TXV | 58CU*A040C17**12 | 23400 | 21 | 10.5 | 25000 | 19400 | 77.6% | 2.44 | 0 | 13.5 |  |  |  |  | R-410A | 1.95 | Residential & Commercial | USHP | Ducted CEE Tier 1
214626837 | Central HP <5.4 tons | CARRIER | HRCU-A-CB (Split System: Heat Pump with Remote Outdoor Unit-Air-Source) | 25VNA424A*031* | ADP |  | C36A***L139 | 58CU*A060C17**16 | 23200 | 20 | 10.5 | 25000 | 19300 | 77.2% | 2.46 | 0 | 13.5 |  |  |  |  | R-410A | 1.9333 | Residential & Commercial | USHP | Ducted CEE Tier 1
214629127 | Central HP <5.4 tons | CARRIER | HRCU-A-CB (Split System: Heat Pump with Remote Outdoor Unit-Air-Source) | 38MURAQ36AB3* | ADP |  | PL36H210P749 | 58S(B,C)*B110M21**20 | 35800 | 16 | 8.1 | 36800 | 34600 | 94.02% | 1.9 | 0 | 10 |  |  |  |  | R-410A | 2.9833 | Residential & Commercial | USHP | Ducted CEE Tier 1
214629145 | Central HP <5.4 tons | CARRIER | HRCU-A-CB (Split System: Heat Pump with Remote Outdoor Unit-Air-Source) | 38MURAQ36AB3* | ADP |  | PL36H175P159 | 58TP*B045V14**12 | 35200 | 16 | 8.1 | 36800 | 34600 | 94.02% | 1.94 | 0 | 10 |  |  |  |  | R-410A | 2.9333 | Residential & Commercial | USHP | Ducted CEE Tier 1
216735917 | Central HP <5.4 tons | ARCOAIRE | HRCU-A-CB (Split System: Heat Pump with Remote Outdoor Unit-Air-Source) | D5CUHAH24AAK |  |  | EA*5X37M21A* | *95MSU0601716A* | 23000 | 16.5 | 8.5 | 20600 | 18400 | 89.32% | 1.96 | 0 | 11 |  |  |  |  | R-454B | 1.9167 | Residential & Commercial | USHP | Ducted CEE Tier 1
216734412 | Central HP <5.4 tons | ARCOAIRE | HRCU-A-CB (Split System: Heat Pump with Remote Outdoor Unit-Air-Source) | D5CUHAH24AAK |  |  | EA*5X36M17A* | *80MS(N,L)0901714A* | 22400 | 16 | 8.1 | 20800 | 18700 | 89.9% | 1.9 | 0 | 11 |  |  |  |  | R-454B | 1.8667 | Residential & Commercial | USHP | Ducted CEE Tier 1
214731168 | Central HP <5.4 tons | BRYANT HEATING AND COOLING SYSTEMS | HRCU-A-CB (Split System: Heat Pump with Remote Outdoor Unit-Air-Source) | 38MURAQ24AB3* | ADP |  | H,PG35936 | 926TC36040V17*** | 23400 | 16 | 8.5 | 24600 | 24000 | 97.56% | 2.02 | 0 | 10 |  |  |  |  | R-410A | 1.95 | Residential & Commercial | USHP | Ducted CEE Tier 1
214731184 | Central HP <5.4 tons | BRYANT HEATING AND COOLING SYSTEMS | HRCU-A-CB (Split System: Heat Pump with Remote Outdoor Unit-Air-Source) | 38MURAQ24AB3* | ADP |  | H,PG7J936 | 926TC48080V17*** | 23000 | 17 | 8.5 | 24400 | 23800 | 97.54% | 2.02 | 0 | 9.5 |  |  |  |  | R-410A | 1.9167 | Residential & Commercial | USHP
214861403 | Central HP <5.4 tons | RUUD | HRCU-A-CB (Split System: Heat Pump with Remote Outdoor Unit-Air-Source) | RD17AZ60AJ3N | ADP |  | H,RE84960 | R962V1155A24M4S | 53500 | 17 | 8.1 | 52000 | 48500 | 93.27% | 1.75 | 0 | 9.5 |  |  |  |  | R-410A | 4.4583 | Residential & Commercial | USHP
214731136 | Central HP <5.4 tons | BRYANT HEATING AND COOLING SYSTEMS | HRCU-A-CB (Split System: Heat Pump with Remote Outdoor Unit-Air-Source) | 38MURAQ18AB3* | ADP |  | H,PG9J936 | 916SA48060M17*** | 17200 | 16 | 8.5 | 16500 | 19000 | 115.2% | 2.32 | 0 | 10.5 |  |  |  |  | R-410A | 1.4333 | Residential & Commercial | USHP | Ducted CEE Tier 1
214731143 | Central HP <5.4 tons | BRYANT HEATING AND COOLING SYSTEMS | HRCU-A-CB (Split System: Heat Pump with Remote Outdoor Unit-Air-Source) | 38MURAQ18AB3* | ADP |  | H,PG7J936 | 926TC36040V17*** | 16900 | 16 | 8.5 | 16600 | 19000 | 114.5% | 2.34 | 0 | 10 |  |  |  |  | R-410A | 1.4083 | Residential & Commercial | USHP | Ducted CEE Tier 1
214731145 | Central HP <5.4 tons | BRYANT HEATING AND COOLING SYSTEMS | HRCU-A-CB (Split System: Heat Pump with Remote Outdoor Unit-Air-Source) | 38MURAQ18AB3* | ADP |  | H,PG31930 | 926TC36060V14*** | 17000 | 16 | 8.5 | 16900 | 19400 | 114.8% | 2.38 | 0 | 10 |  |  |  |  | R-410A | 1.4167 | Residential & Commercial | USHP | Ducted CEE Tier 1
216680864 | Central HP <5.4 tons | PAYNE HEATING AND COOLING | HRCU-A-CB (Split System: Heat Pump with Remote Outdoor Unit-Air-Source) | 38MURAQ18AB3* |  |  | CAP**3017AL* | PG97VTAA48080B** | 17400 | 16 | 8.5 | 17900 | 18300 | 102.2% | 2.14 | 0 | 10.5 |  |  |  |  | R-410A | 1.45 | Residential & Commercial | USHP | Ducted CEE Tier 1
214627670 | Central HP <5.4 tons | CARRIER | HRCU-A-CB (Split System: Heat Pump with Remote Outdoor Unit-Air-Source) | 38MURAQ18AB3* | ADP |  | C36A***L139 | 59SC6A040M14**10 | 17400 | 16 | 8.5 | 16900 | 19100 | 113% | 2.34 | 0 | 10.5 |  |  |  |  | R-410A | 1.45 | Residential & Commercial | USHP | Ducted CEE Tier 1
214627695 | Central HP <5.4 tons | CARRIER | HRCU-A-CB (Split System: Heat Pump with Remote Outdoor Unit-Air-Source) | 38MURAQ18AB3* | ADP |  | C36A***L139 | 59SC6A040M17**12 | 17400 | 15.2 | 8.5 | 17100 | 18800 | 109.9% | 2.3 | 0 | 10.5 |  |  |  |  | R-410A | 1.45 | Residential & Commercial | USHP | Ducted CEE Tier 1
214630535 | Central HP <5.4 tons | CARRIER | HRCU-A-CB (Split System: Heat Pump with Remote Outdoor Unit-Air-Source) | 25VNA837A*031* | ADP |  | PL36H175P159 | 59MN7B080C17**14 | 31600 | 17 | 8.1 | 31800 | 24400 | 76.73% | 1.86 | 0 | 11 |  |  |  |  | R-410A | 2.6333 | Residential & Commercial | USHP | Ducted CEE Tier 1
214630537 | Central HP <5.4 tons | CARRIER | HRCU-A-CB (Split System: Heat Pump with Remote Outdoor Unit-Air-Source) | 25VNA837A*031* | ADP |  | C36A***L539 | 59MN7B080C17**14 | 31600 | 17 | 8.1 | 31800 | 24400 | 76.73% | 1.86 | 0 | 11 |  |  |  |  | R-410A | 2.6333 | Residential & Commercial | USHP | Ducted CEE Tier 1
214573682 | Central HP <5.4 tons | ARCOAIRE | HRCU-A-CB (Split System: Heat Pump with Remote Outdoor Unit-Air-Source) | HVH837GKA2* |  |  | EA*4X37L21A*+WALLCON | *95CSU0802120B* | 32800 | 17.5 | 8.5 | 32800 | 25200 | 76.83% | 2 | 0 | 11 |  |  |  |  | R-410A | 2.7333 | Residential & Commercial | USHP | Ducted CEE Tier 1
214574052 | Central HP <5.4 tons | ARCOAIRE | HRCU-A-CB (Split System: Heat Pump with Remote Outdoor Unit-Air-Source) | HVH837GKA2* |  |  | EA*4X60L24A*+WALLCON | *95CSU1002122B* | 32800 | 17.5 | 8.5 | 31600 | 24800 | 78.48% | 2 | 0 | 11.5 |  |  |  |  | R-410A | 2.7333 | Residential & Commercial | USHP | Ducted CEE Tier 1
214574352 | Central HP <5.4 tons | ARCOAIRE | HRCU-A-CB (Split System: Heat Pump with Remote Outdoor Unit-Air-Source) | HVH837GKA2* |  |  | EHD4X48AAL+WALLCON | *95CSU1002122B* | 32600 | 17.5 | 8.5 | 32600 | 24800 | 76.07% | 1.98 | 0 | 11 |  |  |  |  | R-410A | 2.7167 | Residential & Commercial | USHP | Ducted CEE Tier 1
214574452 | Central HP <5.4 tons | ARCOAIRE | HRCU-A-CB (Split System: Heat Pump with Remote Outdoor Unit-Air-Source) | HVH837GKA2* |  |  | EN(A,D)4X36L21**+WALLCON | *80CTL0702120B* | 31400 | 17 | 8.1 | 33200 | 24200 | 72.89% | 1.82 | 0 | 11 |  |  |  |  | R-410A | 2.6167 | Residential & Commercial | USHP | Ducted CEE Tier 1
216734598 | Central HP <5.4 tons | PAYNE HEATING AND COOLING | HRCU-A-CB (Split System: Heat Pump with Remote Outdoor Unit-Air-Source) | 37MUHAQ24AA3 |  |  | CAA**3617AM* | PG92MSAA42060B** | 22400 | 16 | 8.1 | 20800 | 18700 | 89.9% | 1.9 | 0 | 10.5 |  |  |  |  | R-454B | 1.8667 | Residential & Commercial | USHP | Ducted CEE Tier 1
216734832 | Central HP <5.4 tons | PAYNE HEATING AND COOLING | HRCU-A-CB (Split System: Heat Pump with Remote Outdoor Unit-Air-Source) | 37MUHAQ24AA3 |  |  | CAA**3617AM* | PG97VTAA48060B** | 22400 | 16 | 8.5 | 20800 | 18700 | 89.9% | 1.96 | 0 | 10.5 |  |  |  |  | R-454B | 1.8667 | Residential & Commercial | USHP | Ducted CEE Tier 1
216735351 | Central HP <5.4 tons | PAYNE HEATING AND COOLING | HRCU-A-CB (Split System: Heat Pump with Remote Outdoor Unit-Air-Source) | 37MUHAQ24AA3 |  |  | CAA**3717AM* | PG96VTAB48080B** | 23000 | 16.5 | 8.5 | 20800 | 18500 | 88.94% | 1.96 | 0 | 11 |  |  |  |  | R-454B | 1.9167 | Residential & Commercial | USHP | Ducted CEE Tier 1
216735934 | Central HP <5.4 tons | PAYNE HEATING AND COOLING | HRCU-A-CB (Split System: Heat Pump with Remote Outdoor Unit-Air-Source) | 37MUHAQ24AA3 |  |  | CAA**3721AM* | PG95MSUA60100C** | 23200 | 16.5 | 8.5 | 20600 | 18400 | 89.32% | 1.96 | 0 | 11 |  |  |  |  | R-454B | 1.9333 | Residential & Commercial | USHP | Ducted CEE Tier 1
216736902 | Central HP <5.4 tons | PAYNE HEATING AND COOLING | HRCU-A-CB (Split System: Heat Pump with Remote Outdoor Unit-Air-Source) | 37MUHAQ24AA3 |  |  | CSAH*2412AM* | PG97VTAA48060B** | 22400 | 15.2 | 8.1 | 21200 | 19100 | 90.09% | 1.85 | 0 | 10.5 |  |  |  |  | R-454B | 1.8667 | Residential & Commercial | USHP | Ducted CEE Tier 1
214731183 | Central HP <5.4 tons | BRYANT HEATING AND COOLING SYSTEMS | HRCU-A-CB (Split System: Heat Pump with Remote Outdoor Unit-Air-Source) | 38MURAQ24AB3* | ADP |  | H,PG35936 | 926TC48080V17*** | 23600 | 17 | 8.5 | 24400 | 23800 | 97.54% | 2.02 | 0 | 10 |  |  |  |  | R-410A | 1.9667 | Residential & Commercial | USHP | Ducted CEE Tier 1
215931588 | Central HP <5.4 tons | ARCOAIRE | HRCU-A-CB (Split System: Heat Pump with Remote Outdoor Unit-Air-Source) | H5H3V60*K*AAA* |  |  | EA*5X60M24A*+WALLCON | *95CSU1002122B* | 56000 | 18.5 | 8.5 | 60500 | 45500 | 75.21% | 2.08 | 0 | 11.5 |  |  |  |  | R-454B | 4.6667 | Residential & Commercial | USHP | Ducted CEE Tier 1
215931738 | Central HP <5.4 tons | ARCOAIRE | HRCU-A-CB (Split System: Heat Pump with Remote Outdoor Unit-Air-Source) | H5H3V60*K*AAA* |  |  | EA*5X61M24A*+WALLCON | *97CMN0602120B* | 56000 | 18 | 8.5 | 61000 | 47500 | 77.87% | 2 | 0 | 10.5 |  |  |  |  | R-454B | 4.6667 | Residential & Commercial | USHP | Ducted CEE Tier 1
214731147 | Central HP <5.4 tons | BRYANT HEATING AND COOLING SYSTEMS | HRCU-A-CB (Split System: Heat Pump with Remote Outdoor Unit-Air-Source) | 38MURAQ18AB3* | ADP |  | H,PG7J936 | 926TC36060V14*** | 17300 | 16 | 8.5 | 16900 | 19400 | 114.8% | 2.38 | 0 | 10.5 |  |  |  |  | R-410A | 1.4417 | Residential & Commercial | USHP | Ducted CEE Tier 1
214861405 | Central HP <5.4 tons | RUUD | HRCU-A-CB (Split System: Heat Pump with Remote Outdoor Unit-Air-Source) | RD17AZ60AJ3N | ADP |  | H,RE84960 | U98MV1005A21UPS | 53000 | 16 | 8.1 | 52500 | 49000 | 93.33% | 1.75 | 0 | 9.5 |  |  |  |  | R-410A | 4.4167 | Residential & Commercial | USHP
216732916 | Central HP <5.4 tons | PAYNE HEATING AND COOLING | HRCU-A-CB (Split System: Heat Pump with Remote Outdoor Unit-Air-Source) | 37MUHAQ24AA3 |  |  | CAA**2417AM* | PG96MSAA36060A** | 22000 | 15.5 | 8.5 | 21000 | 19200 | 91.43% | 1.98 | 0 | 10.5 |  |  |  |  | R-454B | 1.8333 | Residential & Commercial | USHP | Ducted CEE Tier 1
214239367 | Central HP <5.4 tons | ARCOAIRE | HRCU-A-CB (Split System: Heat Pump with Remote Outdoor Unit-Air-Source) | HVH837GKA2* |  |  | EN(A,D,W)4X60L24**+WALLCON | *80CTL1102120B* | 32800 | 17.5 | 8.1 | 32200 | 24600 | 76.4% | 1.96 | 0 | 12 |  |  |  |  | R-410A | 2.7333 | Residential & Commercial | USHP | Ducted CEE Tier 1
216680876 | Central HP <5.4 tons | PAYNE HEATING AND COOLING | HRCU-A-CB (Split System: Heat Pump with Remote Outdoor Unit-Air-Source) | 38MURAQ18AB3* |  |  | CSPH*2412AL* | PG97VTAA48080B** | 17700 | 15.2 | 8.5 | 18400 | 18500 | 100.5% | 2.08 | 0 | 10.5 |  |  |  |  | R-410A | 1.475 | Residential & Commercial | USHP | Ducted CEE Tier 1
214242259 | Central HP <5.4 tons | ARCOAIRE | HRCU-A-CB (Split System: Heat Pump with Remote Outdoor Unit-Air-Source) | HVH825GKA3* |  |  | EN(A,D,W)4X48L21**+WALLCON | *95CSU0601716B* | 24000 | 16.5 | 8.1 | 21400 | 16600 | 77.57% | 2 | 0 | 11 |  |  |  |  | R-410A | 2 | Residential & Commercial | USHP | Ducted CEE Tier 1
216679952 | Central HP <5.4 tons | PAYNE HEATING AND COOLING | HRCU-A-CB (Split System: Heat Pump with Remote Outdoor Unit-Air-Source) | 38MURAQ36AB3* |  |  | CNPV*4217AL* | PG97VTAA48080B** | 35600 | 15.2 | 8.5 | 39000 | 34600 | 88.72% | 1.8 | 0 | 10 |  |  |  |  | R-410A | 2.9667 | Residential & Commercial | USHP | Ducted CEE Tier 1
214861402 | Central HP <5.4 tons | RUUD | HRCU-A-CB (Split System: Heat Pump with Remote Outdoor Unit-Air-Source) | RD17AZ60AJ3N | ADP |  | H,RE84960 | R962V1005A21M4S | 53000 | 17 | 8.1 | 52000 | 49000 | 94.23% | 1.75 | 0 | 9.5 |  |  |  |  | R-410A | 4.4167 | Residential & Commercial | USHP
214626825 | Central HP <5.4 tons | CARRIER | HRCU-A-CB (Split System: Heat Pump with Remote Outdoor Unit-Air-Source) | 25VNA424A*031* | ADP |  | PL36H210P299 | 58CU*A060C17**16 | 24200 | 20 | 10.5 | 24800 | 19300 | 77.82% | 2.56 | 0 | 13.5 |  |  |  |  | R-410A | 2.0167 | Residential & Commercial | USHP | Ducted CEE Tier 1
216751583 | Central HP <5.4 tons | YORK | HRCU-A-CB (Split System: Heat Pump with Remote Outdoor Unit-Air-Source) | HH860E2S11 | ADP |  | H,YG49*60+TXV-BLEED | TM8Y080C16MP11 | 44000 | 18 | 9 | 42000 | 33000 | 78.57% | 2 | 0 | 11.7 |  |  |  |  | R-454B | 3.6667 | Residential & Commercial | USHP | Ducted CEE Tier 1
216751590 | Central HP <5.4 tons | YORK | HRCU-A-CB (Split System: Heat Pump with Remote Outdoor Unit-Air-Source) | HH860E2S11 | ADP |  | H,YG52*60+TXV-BLEED | TM8Y080C16MP11 | 44000 | 18 | 9 | 42000 | 33000 | 78.57% | 2 | 0 | 11.7 |  |  |  |  | R-454B | 3.6667 | Residential & Commercial | USHP | Ducted CEE Tier 1
216751599 | Central HP <5.4 tons | YORK | HRCU-A-CB (Split System: Heat Pump with Remote Outdoor Unit-Air-Source) | HH860E2S11 | ADP |  | H,YG72*48+TXV-BLEED | TM8Y100C16MP11 | 44000 | 18 | 9 | 42000 | 33000 | 78.57% | 2 | 0 | 11.7 |  |  |  |  | R-454B | 3.6667 | Residential & Commercial | USHP | Ducted CEE Tier 1
216751608 | Central HP <5.4 tons | YORK | HRCU-A-CB (Split System: Heat Pump with Remote Outdoor Unit-Air-Source) | HH860E2S11 | ADP |  | H,YG55*60+TXV-BLEED | TM8Y100C16MP11 | 44000 | 18 | 9 | 42000 | 33000 | 78.57% | 2 | 0 | 11.7 |  |  |  |  | R-454B | 3.6667 | Residential & Commercial | USHP | Ducted CEE Tier 1
216751633 | Central HP <5.4 tons | YORK | HRCU-A-CB (Split System: Heat Pump with Remote Outdoor Unit-Air-Source) | HH860E2S11 | ADP |  | H,YG49*60+TXV-BLEED | TM8Y100C20MP11 | 54000 | 19 | 9 | 53000 | 39000 | 73.58% | 2 | 0 | 11 |  |  |  |  | R-454B | 4.5 | Residential & Commercial | USHP | Ducted CEE Tier 1
216751658 | Central HP <5.4 tons | YORK | HRCU-A-CB (Split System: Heat Pump with Remote Outdoor Unit-Air-Source) | HH860E2S11 | ADP |  | H,YG37*60+TXV-BLEED | TM9E080C16MP12 | 44500 | 17 | 9 | 43500 | 34000 | 78.16% | 2 | 0 | 11 |  |  |  |  | R-454B | 3.7083 | Residential & Commercial | USHP | Ducted CEE Tier 1
216751697 | Central HP <5.4 tons | YORK | HRCU-A-CB (Split System: Heat Pump with Remote Outdoor Unit-Air-Source) | HH860E2S11 | ADP |  | H,YG37*48+TXV-BLEED | TM9E100C16MP12 | 44500 | 17 | 9 | 44000 | 34000 | 77.27% | 2 | 0 | 11 |  |  |  |  | R-454B | 3.7083 | Residential & Commercial | USHP | Ducted CEE Tier 1
216751724 | Central HP <5.4 tons | YORK | HRCU-A-CB (Split System: Heat Pump with Remote Outdoor Unit-Air-Source) | HH860E2S11 | ADP |  | H,YG37*60+TXV-BLEED | TM9E100C20MP12 | 53000 | 18 | 8.35 | 53000 | 39000 | 73.58% | 1.98 | 0 | 10.5 |  |  |  |  | R-454B | 4.4167 | Residential & Commercial | USHP | Ducted CEE Tier 1
216751731 | Central HP <5.4 tons | YORK | HRCU-A-CB (Split System: Heat Pump with Remote Outdoor Unit-Air-Source) | HH860E2S11 | ADP |  | H,YG50*60+TXV-BLEED | TM9E100C20MP12 | 54000 | 19 | 8.5 | 53000 | 39000 | 73.58% | 2 | 0 | 11 |  |  |  |  | R-454B | 4.5 | Residential & Commercial | USHP | Ducted CEE Tier 1
216751749 | Central HP <5.4 tons | YORK | HRCU-A-CB (Split System: Heat Pump with Remote Outdoor Unit-Air-Source) | HH860E2S11 | ADP |  | H,YG88*60+TXV-BLEED | TM9E120D20MP12 | 53500 | 19 | 8.5 | 52500 | 39000 | 74.29% | 2 | 0 | 11 |  |  |  |  | R-454B | 4.4583 | Residential & Commercial | USHP | Ducted CEE Tier 1
216751758 | Central HP <5.4 tons | YORK | HRCU-A-CB (Split System: Heat Pump with Remote Outdoor Unit-Air-Source) | HH860E2S11 | ADP |  | H,YG54*48+TXV-BLEED | TM9V080C16MP12 | 43500 | 18 | 9 | 42000 | 33600 | 80% | 2 | 0 | 11 |  |  |  |  | R-454B | 3.625 | Residential & Commercial | USHP | Ducted CEE Tier 1
216751763 | Central HP <5.4 tons | YORK | HRCU-A-CB (Split System: Heat Pump with Remote Outdoor Unit-Air-Source) | HH860E2S11 | ADP |  | H,YG49*48+TXV-BLEED | TM9V080C16MP12 | 43500 | 18 | 9 | 42000 | 33600 | 80% | 2 | 0 | 11 |  |  |  |  | R-454B | 3.625 | Residential & Commercial | USHP | Ducted CEE Tier 1
216751772 | Central HP <5.4 tons | YORK | HRCU-A-CB (Split System: Heat Pump with Remote Outdoor Unit-Air-Source) | HH860E2S11 | ADP |  | H,YG84*48+TXV-BLEED | TM9V080C16MP12 | 43500 | 18 | 9 | 42000 | 33600 | 80% | 2 | 0 | 11 |  |  |  |  | R-454B | 3.625 | Residential & Commercial | USHP | Ducted CEE Tier 1
216751790 | Central HP <5.4 tons | YORK | HRCU-A-CB (Split System: Heat Pump with Remote Outdoor Unit-Air-Source) | HH860E2S11 | ADP |  | H,YG49*48+TXV-BLEED | TM9V100C16MP12 | 43500 | 18 | 9 | 42000 | 32800 | 78.1% | 2 | 0 | 11.7 |  |  |  |  | R-454B | 3.625 | Residential & Commercial | USHP | Ducted CEE Tier 1
216751806 | Central HP <5.4 tons | YORK | HRCU-A-CB (Split System: Heat Pump with Remote Outdoor Unit-Air-Source) | HH860E2S11 | ADP |  | H,YG72*60+TXV-BLEED | TM9V100C20MP12 | 44000 | 18 | 9 | 42500 | 33200 | 78.12% | 2 | 0 | 11.7 |  |  |  |  | R-454B | 3.6667 | Residential & Commercial | USHP | Ducted CEE Tier 1
215405742 | Central HP <5.4 tons | YORK | HRCU-A-CB (Split System: Heat Pump with Remote Outdoor Unit-Air-Source) | HH836E2S11 | ADP |  | CH365B*C+TXV+AEF48BXP* | 0 | 33000 | 19 | 8.85 | 29400 | 24800 | 84.35% | 1.98 | 0 | 11.5 |  |  |  |  | R-454B | 2.75 | Residential & Commercial | USHP | Ducted CEE Tier 1
213782269 | Central HP <5.4 tons | ARCOAIRE | HRCU-A-CB (Split System: Heat Pump with Remote Outdoor Unit-Air-Source) | HVH837GKA2* |  |  | EHD4X60AAL+WALLCON | *80CTL1352422B* | 33000 | 16.5 | 8.1 | 32200 | 24800 | 77.02% | 2 | 0 | 11.5 |  |  |  |  | R-410A | 2.75 | Residential & Commercial | USHP | Ducted CEE Tier 1
215931518 | Central HP <5.4 tons | ARCOAIRE | HRCU-A-CB (Split System: Heat Pump with Remote Outdoor Unit-Air-Source) | H5H3V60*K*AAA* |  |  | EA*5X60M24A*+WALLCON | *80CSU0802120A* | 56000 | 19 | 8.5 | 60500 | 45500 | 75.21% | 2.06 | 0 | 11.5 |  |  |  |  | R-454B | 4.6667 | Residential & Commercial | USHP | Ducted CEE Tier 1
213779059 | Central HP <5.4 tons | ARCOAIRE | HRCU-A-CB (Split System: Heat Pump with Remote Outdoor Unit-Air-Source) | HVH837GKA** |  |  | EA*4X42L21A*+WALLCON | *80CTL0451712B* | 31600 | 16.5 | 8.1 | 33400 | 24800 | 74.25% | 1.84 | 0 | 10.5 |  |  |  |  | R-410A | 2.6333 | Residential & Commercial | USHP | Ducted CEE Tier 1
214280272 | Central HP <5.4 tons | ARCOAIRE | HRCU-A-CB (Split System: Heat Pump with Remote Outdoor Unit-Air-Source) | DLCURAH36ABK |  |  | EA*4X37L21A* | *96MSN0601716A* | 36000 | 15.5 | 8.5 | 38000 | 35000 | 92.11% | 2.06 | 0 | 10 |  |  |  |  | R-410A | 3 | Residential & Commercial | USHP | Ducted CEE Tier 1
214629210 | Central HP <5.4 tons | CARRIER | HRCU-A-CB (Split System: Heat Pump with Remote Outdoor Unit-Air-Source) | 38MURAQ36AB3* | ADP |  | V,C36H175P139 | 59SC6A060M17**16 | 35000 | 15.2 | 8.5 | 36800 | 34800 | 94.57% | 1.88 | 0 | 9.5 |  |  |  |  | R-410A | 2.9167 | Residential & Commercial | USHP
214629293 | Central HP <5.4 tons | CARRIER | HRCU-A-CB (Split System: Heat Pump with Remote Outdoor Unit-Air-Source) | 38MURAQ36AB3* | ADP |  | C36A***L159 | 59SU5B040M17**12 | 34600 | 15.2 | 8.5 | 36800 | 34600 | 94.02% | 2.04 | 0 | 9.5 |  |  |  |  | R-410A | 2.8833 | Residential & Commercial | USHP
214627156 | Central HP <5.4 tons | CARRIER | HRCU-A-CB (Split System: Heat Pump with Remote Outdoor Unit-Air-Source) | 25VNA448A*031* | ADP |  | PL60H210P179 | 58CU*A100C21**20 | 44500 | 21 | 9.5 | 44000 | 36000 | 81.82% | 2.36 | 0 | 11.7 |  |  |  |  | R-410A | 3.7083 | Residential & Commercial | USHP | Ducted CEE Tier 1
214630462 | Central HP <5.4 tons | CARRIER | HRCU-A-CB (Split System: Heat Pump with Remote Outdoor Unit-Air-Source) | 25VNA837A*030* | ADP |  | PL36H210P299 | 59CU5A080C21**20 | 32400 | 18 | 8.1 | 30600 | 24200 | 79.08% | 1.98 | 0 | 11.7 |  |  |  |  | R-410A | 2.7 | Residential & Commercial | USHP | Ducted CEE Tier 1
214630466 | Central HP <5.4 tons | CARRIER | HRCU-A-CB (Split System: Heat Pump with Remote Outdoor Unit-Air-Source) | 25VNA837A*030* | ADP |  | C36A***L539 | 59CU5A100C21**22 | 32400 | 18 | 8.1 | 30600 | 24200 | 79.08% | 1.98 | 0 | 11.7 |  |  |  |  | R-410A | 2.7 | Residential & Commercial | USHP | Ducted CEE Tier 1
212978178 | Central HP <5.4 tons | ARCOAIRE | HRCU-A-CB (Split System: Heat Pump with Remote Outdoor Unit-Air-Source) | DLCURAH24ABK |  |  | EN(A,D)4X24L17** | *80MS(N,L)0701412A* | 23200 | 17 | 8.5 | 26800 | 25400 | 94.78% | 2.14 | 0 | 10 |  |  |  |  | R-410A | 1.9333 | Residential & Commercial | USHP | Ducted CEE Tier 1
212979231 | Central HP <5.4 tons | ARCOAIRE | HRCU-A-CB (Split System: Heat Pump with Remote Outdoor Unit-Air-Source) | DLCURAH24ABK |  |  | EN(A,D,W)4X36L17** | *80MS(N,L)0701716A* | 23600 | 17 | 8.5 | 26400 | 24400 | 92.42% | 2.02 | 0 | 10.5 |  |  |  |  | R-410A | 1.9667 | Residential & Commercial | USHP | Ducted CEE Tier 1
212979933 | Central HP <5.4 tons | ARCOAIRE | HRCU-A-CB (Split System: Heat Pump with Remote Outdoor Unit-Air-Source) | DLCURAH24ABK |  |  | EN(A,D)4X36L21** | *80MS(N,L)0901714A* | 23600 | 17 | 8.5 | 26400 | 24400 | 92.42% | 2.02 | 0 | 10.5 |  |  |  |  | R-410A | 1.9667 | Residential & Commercial | USHP | Ducted CEE Tier 1
212984629 | Central HP <5.4 tons | ARCOAIRE | HRCU-A-CB (Split System: Heat Pump with Remote Outdoor Unit-Air-Source) | DLCURAH24ABK |  |  | EA*4X37L17A* | *92MSN0801716A* | 24400 | 17.5 | 8.5 | 25400 | 21800 | 85.83% | 1.82 | 0 | 10.5 |  |  |  |  | R-410A | 2.0333 | Residential & Commercial | USHP | Ducted CEE Tier 1
212984677 | Central HP <5.4 tons | ARCOAIRE | HRCU-A-CB (Split System: Heat Pump with Remote Outdoor Unit-Air-Source) | DLCURAH24ABK |  |  | EN(A,D,W)4X36L17** | *92MSN0801716A* | 23600 | 17.5 | 8.5 | 26200 | 24600 | 93.89% | 2.04 | 0 | 10.5 |  |  |  |  | R-410A | 1.9667 | Residential & Commercial | USHP | Ducted CEE Tier 1
212982724 | Central HP <5.4 tons | ARCOAIRE | HRCU-A-CB (Split System: Heat Pump with Remote Outdoor Unit-Air-Source) | DLCURAH24ABK |  |  | EN(A,D)4X36L21** | *80MSU0601716A* | 23600 | 17 | 8.5 | 25600 | 24000 | 93.75% | 2 | 0 | 10.5 |  |  |  |  | R-410A | 1.9667 | Residential & Commercial | USHP | Ducted CEE Tier 1
212983210 | Central HP <5.4 tons | ARCOAIRE | HRCU-A-CB (Split System: Heat Pump with Remote Outdoor Unit-Air-Source) | DLCURAH24ABK |  |  | EN(A,D)4X24L17** | *92MSN0401712A* | 23000 | 15.5 | 8.5 | 27000 | 25600 | 94.81% | 2.12 | 0 | 10 |  |  |  |  | R-410A | 1.9167 | Residential & Commercial | USHP | Ducted CEE Tier 1
212985847 | Central HP <5.4 tons | ARCOAIRE | HRCU-A-CB (Split System: Heat Pump with Remote Outdoor Unit-Air-Source) | DLCURAH24ABK |  |  | EN(A,D)4X30L14** | *96MSN0261410A* | 23400 | 16 | 8.1 | 26000 | 24000 | 92.31% | 1.98 | 0 | 10 |  |  |  |  | R-410A | 1.95 | Residential & Commercial | USHP | Ducted CEE Tier 1
214320251 | Central HP <5.4 tons | RUUD | HRCU-A-CB (Split System: Heat Pump with Remote Outdoor Unit-Air-Source) | RD17AZ36AJ3N | ADP |  | PL36H175P389 | R951V0703A17M4S | 33200 | 18 | 8.1 | 32600 | 29200 | 89.57% | 1.9 | 0 | 9.5 |  |  |  |  | R-410A | 2.7667 | Residential & Commercial | USHP
214320253 | Central HP <5.4 tons | RUUD | HRCU-A-CB (Split System: Heat Pump with Remote Outdoor Unit-Air-Source) | RD17AZ36AJ3N | ADP |  | PL36H175P389 | R962V0603A17M4S | 33200 | 18 | 8.1 | 32600 | 29400 | 90.18% | 1.9 | 0 | 9.5 |  |  |  |  | R-410A | 2.7667 | Residential & Commercial | USHP
216734119 | Central HP <5.4 tons | PAYNE HEATING AND COOLING | HRCU-A-CB (Split System: Heat Pump with Remote Outdoor Unit-Air-Source) | 37MUHAQ24AA3 |  |  | CAA**3017AM* | PG96MSAA48060B** | 22000 | 15.5 | 8.1 | 20800 | 18800 | 90.38% | 1.9 | 0 | 10.5 |  |  |  |  | R-454B | 1.8333 | Residential & Commercial | USHP | Ducted CEE Tier 1
216734237 | Central HP <5.4 tons | PAYNE HEATING AND COOLING | HRCU-A-CB (Split System: Heat Pump with Remote Outdoor Unit-Air-Source) | 37MUHAQ24AA3 |  |  | CAA**3017AM* | PG96VTAB30040A** | 22000 | 15.5 | 8.1 | 21000 | 18900 | 90% | 1.85 | 0 | 10.5 |  |  |  |  | R-454B | 1.8333 | Residential & Commercial | USHP | Ducted CEE Tier 1
216751865 | Central HP <5.4 tons | YORK | HRCU-A-CB (Split System: Heat Pump with Remote Outdoor Unit-Air-Source) | HH860E2S11 | ADP |  | H,YG37*60+TXV-BLEED | Y91E100C16SMPS1 | 45500 | 17 | 9 | 44000 | 33400 | 75.91% | 2 | 0 | 11.7 |  |  |  |  | R-454B | 3.7917 | Residential & Commercial | USHP | Ducted CEE Tier 1
216751867 | Central HP <5.4 tons | YORK | HRCU-A-CB (Split System: Heat Pump with Remote Outdoor Unit-Air-Source) | HH860E2S11 | ADP |  | H,YG72*60+TXV-BLEED | Y91E100C16SMPS1 | 45500 | 18 | 9 | 44000 | 33400 | 75.91% | 2 | 0 | 11.7 |  |  |  |  | R-454B | 3.7917 | Residential & Commercial | USHP | Ducted CEE Tier 1
214320233 | Central HP <5.4 tons | RUUD | HRCU-A-CB (Split System: Heat Pump with Remote Outdoor Unit-Air-Source) | RD17AZ36AJ3N | ADP |  | PL36H175P389 | R801V0504A17UHU | 33200 | 18 | 8.1 | 32600 | 29400 | 90.18% | 1.9 | 0 | 9.5 |  |  |  |  | R-410A | 2.7667 | Residential & Commercial | USHP
216990276 | Central HP <5.4 tons | BRYANT HEATING AND COOLING SYSTEMS | HRCU-A-CB (Split System: Heat Pump with Remote Outdoor Unit-Air-Source) | 290VAN036**AA* | ADP |  | PL36H175P15*+TXV | 88*TB48090C17*** | 33800 | 18 | 9 | 33400 | 24600 | 73.65% | 1.88 | 0 | 10 |  |  |  |  | R-454B | 2.8167 | Residential & Commercial | USHP | Ducted CEE Tier 1
216990278 | Central HP <5.4 tons | BRYANT HEATING AND COOLING SYSTEMS | HRCU-A-CB (Split System: Heat Pump with Remote Outdoor Unit-Air-Source) | 290VAN036**AA* | ADP |  | PL36H210P74*+TXV | 88*TB48090C17*** | 33200 | 18 | 9 | 34200 | 25200 | 73.68% | 1.86 | 0 | 10 |  |  |  |  | R-454B | 2.7667 | Residential & Commercial | USHP | Ducted CEE Tier 1
216990752 | Central HP <5.4 tons | BRYANT HEATING AND COOLING SYSTEMS | HRCU-A-CB (Split System: Heat Pump with Remote Outdoor Unit-Air-Source) | 290VAN024**AA* | ADP |  | V,C36H175P14*+TXV | 88*TB36045C17*** | 23000 | 16 | 9 | 22200 | 16300 | 73.42% | 1.98 | 0 | 10 |  |  |  |  | R-454B | 1.9167 | Residential & Commercial | USHP | Ducted CEE Tier 1
216990588 | Central HP <5.4 tons | BRYANT HEATING AND COOLING SYSTEMS | HRCU-A-CB (Split System: Heat Pump with Remote Outdoor Unit-Air-Source) | 293VAN036**AA* | ADP |  | PL36H175P15*+TXV | 88*TB48090C17*** | 33400 | 20 | 9.5 | 33000 | 26000 | 78.79% | 2.04 | 0 | 11.5 |  |  |  |  | R-454B | 2.7833 | Residential & Commercial | USHP | Ducted CEE Tier 1
216990593 | Central HP <5.4 tons | BRYANT HEATING AND COOLING SYSTEMS | HRCU-A-CB (Split System: Heat Pump with Remote Outdoor Unit-Air-Source) | 293VAN036**AA* | ADP |  | V,C36H175P13*+TXV | 88*TB48090C17*** | 32600 | 20 | 9.5 | 33000 | 26000 | 78.79% | 2.04 | 0 | 11 |  |  |  |  | R-454B | 2.7167 | Residential & Commercial | USHP | Ducted CEE Tier 1
216992531 | Central HP <5.4 tons | BRYANT HEATING AND COOLING SYSTEMS | HRCU-A-CB (Split System: Heat Pump with Remote Outdoor Unit-Air-Source) | 293VAN048**AA* | ADP |  | H,PG48*60+TXV | 88*TB66135C24*** | 45000 | 21 | 9.5 | 46000 | 35800 | 77.83% | 2 | 0 | 11.5 |  |  |  |  | R-454B | 3.75 | Residential & Commercial | USHP | Ducted CEE Tier 1
216990761 | Central HP <5.4 tons | BRYANT HEATING AND COOLING SYSTEMS | HRCU-A-CB (Split System: Heat Pump with Remote Outdoor Unit-Air-Source) | 290VAN024**AA* | ADP |  | A24VBA*+TXV | 88*TB36070C14*** | 23200 | 17 | 9 | 22000 | 16200 | 73.64% | 1.98 | 0 | 10 |  |  |  |  | R-454B | 1.9333 | Residential & Commercial | USHP | Ducted CEE Tier 1
216733923 | Central HP <5.4 tons | PAYNE HEATING AND COOLING | HRCU-A-CB (Split System: Heat Pump with Remote Outdoor Unit-Air-Source) | 37MUHAQ24AA3 |  |  | CAA**3017AM* | PG80MSUA36040B** | 22200 | 16.5 | 8.5 | 20800 | 18800 | 90.38% | 1.96 | 0 | 10.5 |  |  |  |  | R-454B | 1.85 | Residential & Commercial | USHP | Ducted CEE Tier 1
216679475 | Central HP <5.4 tons | ARCOAIRE | HRCU-A-CB (Split System: Heat Pump with Remote Outdoor Unit-Air-Source) | DLCURAH24ABK |  |  | EHD4X30AAL | *97VTN0601716A* | 23600 | 16 | 9 | 25800 | 23200 | 89.92% | 1.8 | 0 | 10 |  |  |  |  | R-410A | 1.9667 | Residential & Commercial | USHP | Ducted CEE Tier 1
213780949 | Central HP <5.4 tons | ARCOAIRE | HRCU-A-CB (Split System: Heat Pump with Remote Outdoor Unit-Air-Source) | HVH837GKA2* |  |  | EA*4X37L21A*+WALLCON | *96CTN0801714B* | 32800 | 17 | 8.5 | 33000 | 25200 | 76.36% | 1.96 | 0 | 11 |  |  |  |  | R-410A | 2.7333 | Residential & Commercial | USHP | Ducted CEE Tier 1
213164378 | Central HP <5.4 tons | YORK | HRCU-A-CB (Split System: Heat Pump with Remote Outdoor Unit-Air-Source) | HMH72B341 | ADP |  | CX363B935+AEF48BXP* | 0 | 33400 | 18 | 8.55 | 31600 | 22800 | 72.15% | 1.98 | 0 | 10 |  |  |  |  | R-410A | 2.7833 | Residential & Commercial | USHP | Ducted CEE Tier 1
216755404 | Central HP <5.4 tons | ARCOAIRE | HRCU-A-CB (Split System: Heat Pump with Remote Outdoor Unit-Air-Source) | D5CUHAH30AAK |  |  | EA*5X43M21A* | *80VSL1102122B* | 31000 | 15.2 | 9 | 34200 | 30200 | 88.3% | 1.8 | 0 | 9.5 |  |  |  |  | R-454B | 2.5833 | Residential & Commercial | USHP
216755689 | Central HP <5.4 tons | ARCOAIRE | HRCU-A-CB (Split System: Heat Pump with Remote Outdoor Unit-Air-Source) | D5CUHAH30AAK |  |  | EA*5X43M21A* | *80MSU0802120A* | 31200 | 15.5 | 9 | 34200 | 30000 | 87.72% | 1.8 | 0 | 9.5 |  |  |  |  | R-454B | 2.6 | Residential & Commercial | USHP
216679532 | Central HP <5.4 tons | PAYNE HEATING AND COOLING | HRCU-A-CB (Split System: Heat Pump with Remote Outdoor Unit-Air-Source) | 38MURAQ24AB3* |  |  | CNPV*3621AL* | PG97VTAA48060B** | 23600 | 16.5 | 9 | 25800 | 23600 | 91.47% | 1.76 | 0 | 10 |  |  |  |  | R-410A | 1.9667 | Residential & Commercial | USHP | Ducted CEE Tier 1
214061433 | Central HP <5.4 tons | YORK | HRCU-A-CB (Split System: Heat Pump with Remote Outdoor Unit-Air-Source) | HMH72B341 | ADP |  | AD-34H*****9 | Y82E100C16LMPS1 | 32400 | 17 | 8.5 | 30400 | 22400 | 73.68% | 2.02 | 0 | 9.5 |  |  |  |  | R-410A | 2.7 | Residential & Commercial | USHP
214061435 | Central HP <5.4 tons | YORK | HRCU-A-CB (Split System: Heat Pump with Remote Outdoor Unit-Air-Source) | HMH72B341 | ADP |  | AD-35(P,U)*****1+TXV | Y82E100C16LMPS1 | 33400 | 18 | 8.5 | 31400 | 23000 | 73.25% | 2.06 | 0 | 9.5 |  |  |  |  | R-410A | 2.7833 | Residential & Commercial | USHP
214061444 | Central HP <5.4 tons | YORK | HRCU-A-CB (Split System: Heat Pump with Remote Outdoor Unit-Air-Source) | HMH72B341 | ADP |  | AD-32(P,U)*****9 | Y82E100C16LMPS1 | 34000 | 18 | 8.5 | 31800 | 23800 | 74.84% | 2.12 | 0 | 9.5 |  |  |  |  | R-410A | 2.8333 | Residential & Commercial | USHP
216733409 | Central HP <5.4 tons | ARCOAIRE | HRCU-A-CB (Split System: Heat Pump with Remote Outdoor Unit-Air-Source) | D5CUHAH24AAK |  |  | EA*5X25M17A* | *92MSN0801716A* | 22800 | 16.5 | 8.5 | 20600 | 18300 | 88.83% | 1.98 | 0 | 11 |  |  |  |  | R-454B | 1.9 | Residential & Commercial | USHP | Ducted CEE Tier 1
215931698 | Central HP <5.4 tons | ARCOAIRE | HRCU-A-CB (Split System: Heat Pump with Remote Outdoor Unit-Air-Source) | H5H3V60*K*AAA* |  |  | EA*5X61M24A*+WALLCON | *80CTL0902120B* | 57000 | 19 | 8.5 | 60500 | 46500 | 76.86% | 2.04 | 0 | 11.5 |  |  |  |  | R-454B | 4.75 | Residential & Commercial | USHP | Ducted CEE Tier 1
215931848 | Central HP <5.4 tons | ARCOAIRE | HRCU-A-CB (Split System: Heat Pump with Remote Outdoor Unit-Air-Source) | H5H3V60*K*AAA* |  |  | ESH5X60M12A*+WALLCON | *95CSU0802120B* | 56000 | 17.5 | 8.1 | 61000 | 46000 | 75.41% | 1.95 | 0 | 11 |  |  |  |  | R-454B | 4.6667 | Residential & Commercial | USHP | Ducted CEE Tier 1
215931528 | Central HP <5.4 tons | ARCOAIRE | HRCU-A-CB (Split System: Heat Pump with Remote Outdoor Unit-Air-Source) | H5H3V60*K*AAA* |  |  | EA*5X60M24A*+WALLCON | *80CSU1002120A* | 55500 | 18.5 | 8.5 | 60500 | 46000 | 76.03% | 2.04 | 0 | 11 |  |  |  |  | R-454B | 4.625 | Residential & Commercial | USHP | Ducted CEE Tier 1
215931678 | Central HP <5.4 tons | ARCOAIRE | HRCU-A-CB (Split System: Heat Pump with Remote Outdoor Unit-Air-Source) | H5H3V60*K*AAA* |  |  | EA*5X61M24A*+WALLCON | *80CSU1002120A* | 57000 | 19 | 8.5 | 60500 | 46500 | 76.86% | 2.02 | 0 | 11 |  |  |  |  | R-454B | 4.75 | Residential & Commercial | USHP | Ducted CEE Tier 1
212969729 | Central HP <5.4 tons | ARCOAIRE | HRCU-A-CB (Split System: Heat Pump with Remote Outdoor Unit-Air-Source) | DLCURAH24ABK |  |  | EA*4X24L14A* | *80VSL0451412B* | 23200 | 17 | 9.5 | 26800 | 27200 | 101.5% | 2.32 | 0 | 10 |  |  |  |  | R-410A | 1.9333 | Residential & Commercial | USHP | Ducted CEE Tier 1
216681637 | Central HP <5.4 tons | PAYNE HEATING AND COOLING | HRCU-A-CB (Split System: Heat Pump with Remote Outdoor Unit-Air-Source) | 38MURAQ18AB3* |  |  | CSPH*3012AL* | PG97VTAA60080C** | 17600 | 15.5 | 8.5 | 18100 | 18000 | 99.45% | 1.96 | 0 | 10.5 |  |  |  |  | R-410A | 1.4667 | Residential & Commercial | USHP | Ducted CEE Tier 1
216680516 | Central HP <5.4 tons | PAYNE HEATING AND COOLING | HRCU-A-CB (Split System: Heat Pump with Remote Outdoor Unit-Air-Source) | 38MURAQ24AB3* |  |  | CAP**3017AL* | PG97VTAA48080B** | 23400 | 16.5 | 9 | 25800 | 24000 | 93.02% | 1.9 | 0 | 10 |  |  |  |  | R-410A | 1.95 | Residential & Commercial | USHP | Ducted CEE Tier 1
216738676 | Central HP <5.4 tons | ARCOAIRE | HRCU-A-CB (Split System: Heat Pump with Remote Outdoor Unit-Air-Source) | D5CUHAH24AAK |  |  | ESH5X36M12A* | *96VSN1002120B* | 23200 | 16 | 8.1 | 21000 | 18700 | 89.05% | 1.85 | 0 | 11 |  |  |  |  | R-454B | 1.9333 | Residential & Commercial | USHP | Ducted CEE Tier 1
215931788 | Central HP <5.4 tons | ARCOAIRE | HRCU-A-CB (Split System: Heat Pump with Remote Outdoor Unit-Air-Source) | H5H3V60*K*AAA* |  |  | EA*5X61M24A*+WALLCON | *96CTN1202422B* | 57000 | 18.5 | 8.5 | 60500 | 46500 | 76.86% | 2.02 | 0 | 11.5 |  |  |  |  | R-454B | 4.75 | Residential & Commercial | USHP | Ducted CEE Tier 1
215931888 | Central HP <5.4 tons | ARCOAIRE | HRCU-A-CB (Split System: Heat Pump with Remote Outdoor Unit-Air-Source) | H5H3V60*K*AAA* |  |  | ESH5X60M12A*+WALLCON | *97CMN1002122B* | 56500 | 18 | 8.1 | 61000 | 46000 | 75.41% | 1.95 | 0 | 11 |  |  |  |  | R-454B | 4.7083 | Residential & Commercial | USHP | Ducted CEE Tier 1
216679520 | Central HP <5.4 tons | PAYNE HEATING AND COOLING | HRCU-A-CB (Split System: Heat Pump with Remote Outdoor Unit-Air-Source) | 38MURAQ24AB3* |  |  | CNPV*3617AL* | PG97VTAA48060B** | 23600 | 16.5 | 9 | 25800 | 23600 | 91.47% | 1.76 | 0 | 10 |  |  |  |  | R-410A | 1.9667 | Residential & Commercial | USHP | Ducted CEE Tier 1
216681560 | Central HP <5.4 tons | PAYNE HEATING AND COOLING | HRCU-A-CB (Split System: Heat Pump with Remote Outdoor Unit-Air-Source) | 38MURAQ24AB3* |  |  | CNPV*3621AL* | PG97VTAA60080C** | 23800 | 17 | 9 | 26000 | 23200 | 89.23% | 1.82 | 0 | 10.5 |  |  |  |  | R-410A | 1.9833 | Residential & Commercial | USHP | Ducted CEE Tier 1
216733253 | Central HP <5.4 tons | PAYNE HEATING AND COOLING | HRCU-A-CB (Split System: Heat Pump with Remote Outdoor Unit-Air-Source) | 37MUHAQ24AA3 |  |  | CAA**2517AM* | PG80MSUA36040B** | 23000 | 17 | 8.5 | 20600 | 18400 | 89.32% | 1.96 | 0 | 11 |  |  |  |  | R-454B | 1.9167 | Residential & Commercial | USHP | Ducted CEE Tier 1
216733417 | Central HP <5.4 tons | PAYNE HEATING AND COOLING | HRCU-A-CB (Split System: Heat Pump with Remote Outdoor Unit-Air-Source) | 37MUHAQ24AA3 |  |  | CAA**2517AM* | PG96MSAA30026A** | 23000 | 15.5 | 8.5 | 20800 | 18500 | 88.94% | 1.98 | 0 | 11 |  |  |  |  | R-454B | 1.9167 | Residential & Commercial | USHP | Ducted CEE Tier 1
216733785 | Central HP <5.4 tons | PAYNE HEATING AND COOLING | HRCU-A-CB (Split System: Heat Pump with Remote Outdoor Unit-Air-Source) | 37MUHAQ24AA3 |  |  | CAA**3014AM* | PG96VTAB30040A** | 22000 | 15.5 | 8.1 | 20800 | 18900 | 90.87% | 1.9 | 0 | 10.5 |  |  |  |  | R-454B | 1.8333 | Residential & Commercial | USHP | Ducted CEE Tier 1
216734188 | Central HP <5.4 tons | PAYNE HEATING AND COOLING | HRCU-A-CB (Split System: Heat Pump with Remote Outdoor Unit-Air-Source) | 37MUHAQ24AA3 |  |  | CAA**3017AM* | PG95MSUA36040B** | 22200 | 16 | 8.1 | 21000 | 18900 | 90% | 1.85 | 0 | 10.5 |  |  |  |  | R-454B | 1.85 | Residential & Commercial | USHP | Ducted CEE Tier 1
213738530 | Central HP <5.4 tons | DAY & NIGHT | HRCU-A-CB (Split System: Heat Pump with Remote Outdoor Unit-Air-Source) | DLCURAH36ABK | ADP |  | FG82936 | *92MSN0601412A* | 36200 | 15.2 | 8.5 | 36800 | 34800 | 94.57% | 2 | 0 | 10 |  |  |  |  | R-410A | 3.0167 | Residential & Commercial | USHP | Ducted CEE Tier 1
213738543 | Central HP <5.4 tons | DAY & NIGHT | HRCU-A-CB (Split System: Heat Pump with Remote Outdoor Unit-Air-Source) | DLCURAH36ABK | ADP |  | PL36H175P069 | *95MSU0401712A* | 35000 | 15.2 | 8.1 | 37400 | 35000 | 93.58% | 1.82 | 0 | 9.5 |  |  |  |  | R-410A | 2.9167 | Residential & Commercial | USHP
216681076 | Central HP <5.4 tons | PAYNE HEATING AND COOLING | HRCU-A-CB (Split System: Heat Pump with Remote Outdoor Unit-Air-Source) | 38MURAQ36AB3* |  |  | CAP**4824AL* | PG97VTAA60080C** | 35400 | 16.5 | 8.5 | 37400 | 34200 | 91.44% | 1.94 | 0 | 10 |  |  |  |  | R-410A | 2.95 | Residential & Commercial | USHP | Ducted CEE Tier 1
212498427 | Central HP <5.4 tons | CARRIER | HRCU-A-CB (Split System: Heat Pump with Remote Outdoor Unit-Air-Source) | 38MURAQ18AB3* | ADP |  | CP2301A+TXV+TD | 0 | 17100 | 15.2 | 8.6 | 17000 | 19300 | 113.5% | 2.3 | 0 | 10.5 |  |  |  |  | R-410A | 1.425 | Residential & Commercial | USHP | Ducted CEE Tier 1
214731220 | Central HP <5.4 tons | BRYANT HEATING AND COOLING SYSTEMS | HRCU-A-CB (Split System: Heat Pump with Remote Outdoor Unit-Air-Source) | 38MURAQ36AB3* | ADP |  | H,PG9J936 | 926TC60100V21*** | 35400 | 16 | 8.1 | 36800 | 34600 | 94.02% | 1.88 | 0 | 10 |  |  |  |  | R-410A | 2.95 | Residential & Commercial | USHP | Ducted CEE Tier 1
214731152 | Central HP <5.4 tons | BRYANT HEATING AND COOLING SYSTEMS | HRCU-A-CB (Split System: Heat Pump with Remote Outdoor Unit-Air-Source) | 38MURAQ18AB3* | ADP |  | H,PG9J936 | 926TC48060V17*** | 17400 | 16 | 8.5 | 16800 | 19100 | 113.7% | 2.34 | 0 | 10.5 |  |  |  |  | R-410A | 1.45 | Residential & Commercial | USHP | Ducted CEE Tier 1
213780649 | Central HP <5.4 tons | ARCOAIRE | HRCU-A-CB (Split System: Heat Pump with Remote Outdoor Unit-Air-Source) | HVH837GKA2* |  |  | EA*4X36L17A*+WALLCON | *80CTL0701412B* | 31400 | 16.5 | 8.1 | 33400 | 24400 | 73.05% | 1.82 | 0 | 10.5 |  |  |  |  | R-410A | 2.6167 | Residential & Commercial | USHP | Ducted CEE Tier 1
216732812 | Central HP <5.4 tons | PAYNE HEATING AND COOLING | HRCU-A-CB (Split System: Heat Pump with Remote Outdoor Unit-Air-Source) | 37MUHAQ24AA3 |  |  | CAA**2417AM* | PG80VTLB36045A** | 22000 | 16 | 8.5 | 21000 | 19100 | 90.95% | 1.96 | 0 | 10.5 |  |  |  |  | R-454B | 1.8333 | Residential & Commercial | USHP | Ducted CEE Tier 1
216732823 | Central HP <5.4 tons | PAYNE HEATING AND COOLING | HRCU-A-CB (Split System: Heat Pump with Remote Outdoor Unit-Air-Source) | 37MUHAQ24AA3 |  |  | CAA**2417AM* | PG80VTLB36070A** | 22200 | 16.5 | 8.5 | 21000 | 19200 | 91.43% | 1.96 | 0 | 10.5 |  |  |  |  | R-454B | 1.85 | Residential & Commercial | USHP | Ducted CEE Tier 1
214630474 | Central HP <5.4 tons | CARRIER | HRCU-A-CB (Split System: Heat Pump with Remote Outdoor Unit-Air-Source) | 25VNA837A*030* | ADP |  | C36A***L539 | 59MN7B060C21**20 | 32200 | 17 | 8.5 | 30800 | 24800 | 80.52% | 1.98 | 0 | 11.5 |  |  |  |  | R-410A | 2.6833 | Residential & Commercial | USHP | Ducted CEE Tier 1
214630488 | Central HP <5.4 tons | CARRIER | HRCU-A-CB (Split System: Heat Pump with Remote Outdoor Unit-Air-Source) | 25VNA837A*030* | ADP |  | V,C36H175P459 | 59TN6B080C17**14 | 32200 | 17 | 8.1 | 31200 | 24800 | 79.49% | 1.96 | 0 | 11 |  |  |  |  | R-410A | 2.6833 | Residential & Commercial | USHP | Ducted CEE Tier 1
216683099 | Central HP <5.4 tons | ARCOAIRE | HRCU-A-CB (Split System: Heat Pump with Remote Outdoor Unit-Air-Source) | DLCURAH18ABK |  |  | EHD4X30AAL | *97VTN1002122A* | 18100 | 16 | 8.5 | 18600 | 18000 | 96.77% | 2.02 | 0 | 10.5 |  |  |  |  | R-410A | 1.5083 | Residential & Commercial | USHP | Ducted CEE Tier 1
213779809 | Central HP <5.4 tons | ARCOAIRE | HRCU-A-CB (Split System: Heat Pump with Remote Outdoor Unit-Air-Source) | HVH837GKA** |  |  | EA*4X61L24A*+WALLCON | *96CTN1202422B* | 33200 | 17.5 | 8.5 | 32000 | 24800 | 77.5% | 2 | 0 | 11.7 |  |  |  |  | R-410A | 2.7667 | Residential & Commercial | USHP | Ducted CEE Tier 1
213780009 | Central HP <5.4 tons | ARCOAIRE | HRCU-A-CB (Split System: Heat Pump with Remote Outdoor Unit-Air-Source) | HVH837GKA** |  |  | EHD4X42AAL+WALLCON | *80CTL0901716B* | 32200 | 16.5 | 8.1 | 33000 | 24800 | 75.15% | 1.94 | 0 | 11 |  |  |  |  | R-410A | 2.6833 | Residential & Commercial | USHP | Ducted CEE Tier 1
213780409 | Central HP <5.4 tons | ARCOAIRE | HRCU-A-CB (Split System: Heat Pump with Remote Outdoor Unit-Air-Source) | HVH837GKA** |  |  | EHD4X60AAL+WALLCON | *97CMN1202422B* | 33000 | 16.5 | 8.1 | 32200 | 24800 | 77.02% | 2 | 0 | 11 |  |  |  |  | R-410A | 2.75 | Residential & Commercial | USHP | Ducted CEE Tier 1
213779489 | Central HP <5.4 tons | ARCOAIRE | HRCU-A-CB (Split System: Heat Pump with Remote Outdoor Unit-Air-Source) | HVH837GKA** |  |  | EA*4X48L24A*+WALLCON | *80CTL0902120B* | 32400 | 17 | 8.5 | 32200 | 24800 | 77.02% | 1.98 | 0 | 11.5 |  |  |  |  | R-410A | 2.7 | Residential & Commercial | USHP | Ducted CEE Tier 1
213779509 | Central HP <5.4 tons | ARCOAIRE | HRCU-A-CB (Split System: Heat Pump with Remote Outdoor Unit-Air-Source) | HVH837GKA** |  |  | EA*4X48L24A*+WALLCON | *80CTL1352422B* | 32400 | 17.5 | 8.5 | 32400 | 24800 | 76.54% | 1.98 | 0 | 11.5 |  |  |  |  | R-410A | 2.7 | Residential & Commercial | USHP | Ducted CEE Tier 1
212603227 | Central HP <5.4 tons | DAY & NIGHT | HRCU-A-CB (Split System: Heat Pump with Remote Outdoor Unit-Air-Source) | DLCURAH24ABK | ADP |  | PL36H175P159 | *96VTN0801716A* | 24200 | 16 | 8.1 | 24600 | 22600 | 91.87% | 1.9 | 0 | 10.5 |  |  |  |  | R-410A | 2.0167 | Residential & Commercial | USHP | Ducted CEE Tier 1
212983600 | Central HP <5.4 tons | ARCOAIRE | HRCU-A-CB (Split System: Heat Pump with Remote Outdoor Unit-Air-Source) | DLCURAH24ABK |  |  | EN(A,D)4X30L14** | *92MSN0601412A* | 23800 | 16.5 | 8.5 | 26400 | 24000 | 90.91% | 2 | 0 | 10 |  |  |  |  | R-410A | 1.9833 | Residential & Commercial | USHP | Ducted CEE Tier 1
214630531 | Central HP <5.4 tons | CARRIER | HRCU-A-CB (Split System: Heat Pump with Remote Outdoor Unit-Air-Source) | 25VNA837A*031* | ADP |  | PL36H210P299 | 59MN7B060C21**20 | 32200 | 17 | 8.5 | 30800 | 24800 | 80.52% | 1.98 | 0 | 11.5 |  |  |  |  | R-410A | 2.6833 | Residential & Commercial | USHP | Ducted CEE Tier 1
214630547 | Central HP <5.4 tons | CARRIER | HRCU-A-CB (Split System: Heat Pump with Remote Outdoor Unit-Air-Source) | 25VNA837A*031* | ADP |  | V,C36H175P459 | 59TN6B080C17**14 | 32200 | 17 | 8.1 | 31200 | 24800 | 79.49% | 1.96 | 0 | 11 |  |  |  |  | R-410A | 2.6833 | Residential & Commercial | USHP | Ducted CEE Tier 1
214630349 | Central HP <5.4 tons | CARRIER | HRCU-A-CB (Split System: Heat Pump with Remote Outdoor Unit-Air-Source) | 25VNA825A*032* | ADP |  | PL36H175P159 | 58CU*A040C17**12 | 24000 | 17 | 8.1 | 19400 | 16100 | 82.99% | 2.02 | 0 | 11 |  |  |  |  | R-410A | 2 | Residential & Commercial | USHP | Ducted CEE Tier 1
214630362 | Central HP <5.4 tons | CARRIER | HRCU-A-CB (Split System: Heat Pump with Remote Outdoor Unit-Air-Source) | 25VNA825A*032* | ADP |  | V,C36H175P149 | 58CU*A060C17**16 | 23400 | 17 | 8.1 | 19400 | 16200 | 83.51% | 2.02 | 0 | 10.5 |  |  |  |  | R-410A | 1.95 | Residential & Commercial | USHP | Ducted CEE Tier 1
214630412 | Central HP <5.4 tons | CARRIER | HRCU-A-CB (Split System: Heat Pump with Remote Outdoor Unit-Air-Source) | 25VNA825A*032* | ADP |  | PL36H210P749 | 59MN7C060C17**14 | 23400 | 16 | 8.1 | 20000 | 16300 | 81.5% | 1.94 | 0 | 11 |  |  |  |  | R-410A | 1.95 | Residential & Commercial | USHP | Ducted CEE Tier 1
214630415 | Central HP <5.4 tons | CARRIER | HRCU-A-CB (Split System: Heat Pump with Remote Outdoor Unit-Air-Source) | 25VNA825A*032* | ADP |  | PL36H210P299 | 59TN6B060C17**14 | 24400 | 16 | 8.1 | 19600 | 16300 | 83.16% | 2.02 | 0 | 11 |  |  |  |  | R-410A | 2.0333 | Residential & Commercial | USHP | Ducted CEE Tier 1
216990369 | Central HP <5.4 tons | BRYANT HEATING AND COOLING SYSTEMS | HRCU-A-CB (Split System: Heat Pump with Remote Outdoor Unit-Air-Source) | 290VAN060**AA* | ADP |  | PL60H210P17*+TXV | 88*TB60090C21*** | 55500 | 19 | 9 | 57500 | 41000 | 71.3% | 2.02 | 0 | 8.5 |  |  |  |  | R-454B | 4.625 | Residential & Commercial | USHP
216990553 | Central HP <5.4 tons | BRYANT HEATING AND COOLING SYSTEMS | HRCU-A-CB (Split System: Heat Pump with Remote Outdoor Unit-Air-Source) | 293VAN036**AA* | ADP |  | PL36H175P14*+TXV | 88*TB36045C17*** | 32200 | 19 | 9 | 34200 | 27200 | 79.53% | 1.88 | 0 | 10.5 |  |  |  |  | R-454B | 2.6833 | Residential & Commercial | USHP | Ducted CEE Tier 1
214627009 | Central HP <5.4 tons | CARRIER | HRCU-A-CB (Split System: Heat Pump with Remote Outdoor Unit-Air-Source) | 25VNA436A*031* | ADP |  | PL36H210P299 | 59CU5A060C17**16 | 33600 | 19 | 9 | 33800 | 25800 | 76.33% | 2.02 | 0 | 12 |  |  |  |  | R-410A | 2.8 | Residential & Commercial | USHP | Ducted CEE Tier 1
216751490 | Central HP <5.4 tons | YORK | HRCU-A-CB (Split System: Heat Pump with Remote Outdoor Unit-Air-Source) | HH824E2S11 | ADP |  | H,YG9J*30+TXV-BLEED | TM9E026A08MP12 | 23000 | 16 | 9 | 21400 | 17900 | 83.64% | 2 | 0 | 12 |  |  |  |  | R-454B | 1.9167 | Residential & Commercial | USHP | Ducted CEE Tier 1
216751529 | Central HP <5.4 tons | YORK | HRCU-A-CB (Split System: Heat Pump with Remote Outdoor Unit-Air-Source) | HH824E2S11 | ADP |  | H,YG7J*36+TXV-BLEED | TM9Y060B12MP11 | 22400 | 17 | 9.25 | 21400 | 18000 | 84.11% | 1.96 | 0 | 11.5 |  |  |  |  | R-454B | 1.8667 | Residential & Commercial | USHP | Ducted CEE Tier 1
214239127 | Central HP <5.4 tons | ARCOAIRE | HRCU-A-CB (Split System: Heat Pump with Remote Outdoor Unit-Air-Source) | HVH837GKA2* |  |  | EN(A,D,W)4X42L21**+WALLCON | *97CMN1002122B* | 31800 | 16.5 | 8.1 | 33000 | 24400 | 73.94% | 1.88 | 0 | 11 |  |  |  |  | R-410A | 2.65 | Residential & Commercial | USHP | Ducted CEE Tier 1
214626936 | Central HP <5.4 tons | CARRIER | HRCU-A-CB (Split System: Heat Pump with Remote Outdoor Unit-Air-Source) | 25VNA436A*031* | ADP |  | A36VCA+TXV | 58CU*A040C17**12 | 32800 | 20 | 9 | 33600 | 25600 | 76.19% | 2.04 | 0 | 12 |  |  |  |  | R-410A | 2.7333 | Residential & Commercial | USHP | Ducted CEE Tier 1
214627006 | Central HP <5.4 tons | CARRIER | HRCU-A-CB (Split System: Heat Pump with Remote Outdoor Unit-Air-Source) | 25VNA436A*031* | ADP |  | C36A***L539 | 58CU*A100C21**20 | 34000 | 20 | 9 | 33200 | 25200 | 75.9% | 2.02 | 0 | 12.5 |  |  |  |  | R-410A | 2.8333 | Residential & Commercial | USHP | Ducted CEE Tier 1
214627070 | Central HP <5.4 tons | CARRIER | HRCU-A-CB (Split System: Heat Pump with Remote Outdoor Unit-Air-Source) | 25VNA436A*031* | ADP |  | C36A***L159 | 59CU5A080C21**20 | 33600 | 19 | 9.5 | 33200 | 25400 | 76.51% | 2.04 | 0 | 12.5 |  |  |  |  | R-410A | 2.8 | Residential & Commercial | USHP | Ducted CEE Tier 1
212989601 | Central HP <5.4 tons | ARCOAIRE | HRCU-A-CB (Split System: Heat Pump with Remote Outdoor Unit-Air-Source) | DLCURAH24ABK |  |  | EA*4X36L21A* | *95MSU0802120A* | 23600 | 17 | 8.5 | 26200 | 23800 | 90.84% | 1.98 | 0 | 10 |  |  |  |  | R-410A | 1.9667 | Residential & Commercial | USHP | Ducted CEE Tier 1
212986861 | Central HP <5.4 tons | ARCOAIRE | HRCU-A-CB (Split System: Heat Pump with Remote Outdoor Unit-Air-Source) | DLCURAH24ABK |  |  | EA*4X24L14A* | *96MSN0601412A* | 23200 | 16.5 | 8.5 | 27000 | 26400 | 97.78% | 2.22 | 0 | 10 |  |  |  |  | R-410A | 1.9333 | Residential & Commercial | USHP | Ducted CEE Tier 1
212986575 | Central HP <5.4 tons | ARCOAIRE | HRCU-A-CB (Split System: Heat Pump with Remote Outdoor Unit-Air-Source) | DLCURAH24ABK |  |  | EA*4X36L21A* | *96MSN0401712A* | 23400 | 16 | 8.5 | 26200 | 24200 | 92.37% | 2 | 0 | 9.5 |  |  |  |  | R-410A | 1.95 | Residential & Commercial | USHP
212986527 | Central HP <5.4 tons | ARCOAIRE | HRCU-A-CB (Split System: Heat Pump with Remote Outdoor Unit-Air-Source) | DLCURAH24ABK |  |  | EA*4X24L17A* | *96MSN0401712A* | 23000 | 15.5 | 8.5 | 27000 | 27200 | 100.7% | 2.3 | 0 | 9.5 |  |  |  |  | R-410A | 1.9167 | Residential & Commercial | USHP
216733188 | Central HP <5.4 tons | ARCOAIRE | HRCU-A-CB (Split System: Heat Pump with Remote Outdoor Unit-Air-Source) | D5CUHAH24AAK |  |  | EA*5X25M17A* | *80MS(N,L)0701712A* | 23200 | 16.5 | 8.5 | 20800 | 18400 | 88.46% | 1.96 | 0 | 11 |  |  |  |  | R-454B | 1.9333 | Residential & Commercial | USHP | Ducted CEE Tier 1
214239217 | Central HP <5.4 tons | ARCOAIRE | HRCU-A-CB (Split System: Heat Pump with Remote Outdoor Unit-Air-Source) | HVH837GKA2* |  |  | EN(A,D,W)4X48L21**+WALLCON | *95CSU0601716B* | 32200 | 17 | 8.1 | 33000 | 24800 | 75.15% | 1.92 | 0 | 11.5 |  |  |  |  | R-410A | 2.6833 | Residential & Commercial | USHP | Ducted CEE Tier 1
214239267 | Central HP <5.4 tons | ARCOAIRE | HRCU-A-CB (Split System: Heat Pump with Remote Outdoor Unit-Air-Source) | HVH837GKA2* |  |  | EN(A,D,W)4X48L21**+WALLCON | *96CTN0801714B* | 32200 | 17 | 8.1 | 32800 | 24800 | 75.61% | 1.94 | 0 | 11.5 |  |  |  |  | R-410A | 2.6833 | Residential & Commercial | USHP | Ducted CEE Tier 1
214239297 | Central HP <5.4 tons | ARCOAIRE | HRCU-A-CB (Split System: Heat Pump with Remote Outdoor Unit-Air-Source) | HVH837GKA2* |  |  | EN(A,D)4X48L24**+WALLCON | *80CTL1102120B* | 32400 | 17 | 8.1 | 32600 | 24600 | 75.46% | 1.96 | 0 | 11.5 |  |  |  |  | R-410A | 2.7 | Residential & Commercial | USHP | Ducted CEE Tier 1
216751554 | Central HP <5.4 tons | YORK | HRCU-A-CB (Split System: Heat Pump with Remote Outdoor Unit-Air-Source) | HH824E2S11 | ADP |  | H,YG34*36+TXV-BLEED | Y91E040A10SMPS1 | 22800 | 17 | 8.9 | 21400 | 17300 | 80.84% | 1.98 | 0 | 11.7 |  |  |  |  | R-454B | 1.9 | Residential & Commercial | USHP | Ducted CEE Tier 1
214243039 | Central HP <5.4 tons | ARCOAIRE | HRCU-A-CB (Split System: Heat Pump with Remote Outdoor Unit-Air-Source) | HVH825GKA2* |  |  | EN(A,D,W)4X42L21**+WALLCON | *97CMN1002122B* | 23800 | 16.5 | 8.1 | 21400 | 16600 | 77.57% | 1.96 | 0 | 11 |  |  |  |  | R-410A | 1.9833 | Residential & Commercial | USHP | Ducted CEE Tier 1
214627111 | Central HP <5.4 tons | CARRIER | HRCU-A-CB (Split System: Heat Pump with Remote Outdoor Unit-Air-Source) | 25VNA436A*031* | ADP |  | PL36H175P159 | 59CU5B060C17**16 | 33000 | 19 | 9 | 35000 | 27400 | 78.29% | 2.02 | 0 | 12 |  |  |  |  | R-410A | 2.75 | Residential & Commercial | USHP | Ducted CEE Tier 1
212383305 | Central HP <5.4 tons | ARCOAIRE | HRCU-A-CB (Split System: Heat Pump with Remote Outdoor Unit-Air-Source) | DLCURAH36ABK |  |  | EA*4X36L21A* | *80ES(N,L)0902116A* | 35600 | 16 | 8.1 | 39500 | 35200 | 89.11% | 1.84 | 0 | 10 |  |  |  |  | R-410A | 2.9667 | Residential & Commercial | USHP | Ducted CEE Tier 1
213369408 | Central HP <5.4 tons | CARRIER | HRCU-A-CB (Split System: Heat Pump with Remote Outdoor Unit-Air-Source) | 38MURAQ24AB3* | ADP |  | H,PG7J936 | 59TP6B100V21**22 | 23000 | 17 | 8.1 | 24200 | 23400 | 96.69% | 1.98 | 0 | 10 |  |  |  |  | R-410A | 1.9167 | Residential & Commercial | USHP | Ducted CEE Tier 1
216992565 | Central HP <5.4 tons | BRYANT HEATING AND COOLING SYSTEMS | HRCU-A-CB (Split System: Heat Pump with Remote Outdoor Unit-Air-Source) | 290VAN024**AA* | ADP |  | H,PG7J*36+TXV | 986TD66100C21*** | 22200 | 17 | 9 | 21600 | 15900 | 73.61% | 2.02 | 0 | 9.5 |  |  |  |  | R-454B | 1.85 | Residential & Commercial | USHP
215934108 | Central HP <5.4 tons | ARCOAIRE | HRCU-A-CB (Split System: Heat Pump with Remote Outdoor Unit-Air-Source) | H5H3V48*K*AAA* |  |  | EA*5X60M24A*+WALLCON | *80CTL1102120B* | 45000 | 21.5 | 9.5 | 48000 | 36200 | 75.42% | 2 | 0 | 11 |  |  |  |  | R-454B | 3.75 | Residential & Commercial | USHP | Ducted CEE Tier 1
216991431 | Central HP <5.4 tons | BRYANT HEATING AND COOLING SYSTEMS | HRCU-A-CB (Split System: Heat Pump with Remote Outdoor Unit-Air-Source) | 37MURAQ24AA3 | ADP |  | V,C36H***P21*+TXV | 912SE36060M14*** | 24000 | 15.2 | 8.5 | 22400 | 19000 | 84.82% | 1.92 | 0 | 10 |  |  |  |  | R-454B | 2 | Residential & Commercial | USHP | Ducted CEE Tier 1
216990529 | Central HP <5.4 tons | BRYANT HEATING AND COOLING SYSTEMS | HRCU-A-CB (Split System: Heat Pump with Remote Outdoor Unit-Air-Source) | 291VAN054**AA* | ADP |  | A60VHA*+TXV | 88*TB60090C21*** | 49500 | 19 | 10.5 | 50000 | 52500 | 105% | 1.96 | 0 | 11.5 |  |  |  |  | R-454B | 4.125 | Residential & Commercial | USHP | Ducted CEE Tier 1
216990534 | Central HP <5.4 tons | BRYANT HEATING AND COOLING SYSTEMS | HRCU-A-CB (Split System: Heat Pump with Remote Outdoor Unit-Air-Source) | 291VAN054**AA* | ADP |  | V,C60H210P17*+TXV | 88*TB60090C21*** | 49500 | 19 | 10.5 | 50000 | 52500 | 105% | 1.96 | 0 | 11.5 |  |  |  |  | R-454B | 4.125 | Residential & Commercial | USHP | Ducted CEE Tier 1
213077228 | Central HP <5.4 tons | ARCOAIRE | HRCU-A-CB (Split System: Heat Pump with Remote Outdoor Unit-Air-Source) | DLCURAH36ABK |  |  | EN(A,D)4X48L24** | *96VSN1002120B* | 36000 | 16.5 | 8.1 | 38500 | 35000 | 90.91% | 2 | 0 | 10 |  |  |  |  | R-410A | 3 | Residential & Commercial | USHP | Ducted CEE Tier 1
213077362 | Central HP <5.4 tons | ARCOAIRE | HRCU-A-CB (Split System: Heat Pump with Remote Outdoor Unit-Air-Source) | DLCURAH36ABK |  |  | EA*4X37L17A* | *96VTN0801716B* | 36000 | 15.5 | 8.5 | 38500 | 35200 | 91.43% | 2 | 0 | 10 |  |  |  |  | R-410A | 3 | Residential & Commercial | USHP | Ducted CEE Tier 1
213077489 | Central HP <5.4 tons | ARCOAIRE | HRCU-A-CB (Split System: Heat Pump with Remote Outdoor Unit-Air-Source) | DLCURAH36ABK |  |  | EA*4X37L21A* | *96VTN0802120B* | 36600 | 16 | 8.5 | 38000 | 34800 | 91.58% | 2.06 | 0 | 10 |  |  |  |  | R-410A | 3.05 | Residential & Commercial | USHP | Ducted CEE Tier 1
216737266 | Central HP <5.4 tons | ARCOAIRE | HRCU-A-CB (Split System: Heat Pump with Remote Outdoor Unit-Air-Source) | D5CUHAH24AAK |  |  | ESH5X30M12A* | *80CTL0701412B* | 22400 | 16 | 8.1 | 20800 | 18700 | 89.9% | 1.85 | 0 | 11 |  |  |  |  | R-454B | 1.8667 | Residential & Commercial | USHP | Ducted CEE Tier 1
216734360 | Central HP <5.4 tons | ARCOAIRE | HRCU-A-CB (Split System: Heat Pump with Remote Outdoor Unit-Air-Source) | D5CUHAH24AAK |  |  | EA*5X36M17A* | *80MS(N,L)0451412A* | 22400 | 16 | 8.5 | 20800 | 18700 | 89.9% | 1.96 | 0 | 11 |  |  |  |  | R-454B | 1.8667 | Residential & Commercial | USHP | Ducted CEE Tier 1
216736357 | Central HP <5.4 tons | ARCOAIRE | HRCU-A-CB (Split System: Heat Pump with Remote Outdoor Unit-Air-Source) | D5CUHAH24AAK |  |  | ESH5X24M12A* | *80MSU0802120A* | 22600 | 15.5 | 8.1 | 21200 | 19100 | 90.09% | 1.85 | 0 | 10.5 |  |  |  |  | R-454B | 1.8833 | Residential & Commercial | USHP | Ducted CEE Tier 1
216736541 | Central HP <5.4 tons | ARCOAIRE | HRCU-A-CB (Split System: Heat Pump with Remote Outdoor Unit-Air-Source) | D5CUHAH24AAK |  |  | ESH5X24M12A* | *92MSN0802120A* | 22400 | 15.2 | 8.1 | 21200 | 19000 | 89.62% | 1.9 | 0 | 10.5 |  |  |  |  | R-454B | 1.8667 | Residential & Commercial | USHP | Ducted CEE Tier 1
216738874 | Central HP <5.4 tons | ARCOAIRE | HRCU-A-CB (Split System: Heat Pump with Remote Outdoor Unit-Air-Source) | D5CUHAH24AAK |  |  | ESH5X36M12A* | *96VTN1002122B* | 23000 | 15.5 | 8.1 | 21000 | 18600 | 88.57% | 1.85 | 0 | 11 |  |  |  |  | R-454B | 1.9167 | Residential & Commercial | USHP | Ducted CEE Tier 1
216738926 | Central HP <5.4 tons | ARCOAIRE | HRCU-A-CB (Split System: Heat Pump with Remote Outdoor Unit-Air-Source) | D5CUHAH24AAK |  |  | ESH5X36M12A* | *97VTN1002120A* | 22600 | 16 | 8.1 | 20800 | 18400 | 88.46% | 1.85 | 0 | 11 |  |  |  |  | R-454B | 1.8833 | Residential & Commercial | USHP | Ducted CEE Tier 1
212986961 | Central HP <5.4 tons | ARCOAIRE | HRCU-A-CB (Split System: Heat Pump with Remote Outdoor Unit-Air-Source) | DLCURAH24ABK |  |  | EN(A,D)4X30L17** | *96MSN0601412A* | 23600 | 16.5 | 8.1 | 26400 | 24200 | 91.67% | 2.02 | 0 | 10 |  |  |  |  | R-410A | 1.9667 | Residential & Commercial | USHP | Ducted CEE Tier 1
212986191 | Central HP <5.4 tons | ARCOAIRE | HRCU-A-CB (Split System: Heat Pump with Remote Outdoor Unit-Air-Source) | DLCURAH24ABK |  |  | EA*4X36L17A* | *96MSN0401410A* | 23600 | 16 | 8.5 | 26200 | 24000 | 91.6% | 1.98 | 0 | 10 |  |  |  |  | R-410A | 1.9667 | Residential & Commercial | USHP | Ducted CEE Tier 1
216733995 | Central HP <5.4 tons | PAYNE HEATING AND COOLING | HRCU-A-CB (Split System: Heat Pump with Remote Outdoor Unit-Air-Source) | 37MUHAQ24AA3 |  |  | CAA**3017AM* | PG80VTLB48070B** | 22400 | 16 | 8.5 | 21000 | 18800 | 89.52% | 1.96 | 0 | 10.5 |  |  |  |  | R-454B | 1.8667 | Residential & Commercial | USHP | Ducted CEE Tier 1
216644161 | Central HP <5.4 tons | ARCOAIRE | HRCU-A-CB (Split System: Heat Pump with Remote Outdoor Unit-Air-Source) | D5CUHAH18AAK |  |  | EA*5X19M17A* | *96VSN0601412B* | 18000 | 15.2 | 9 | 19800 | 17700 | 89.39% | 1.9 | 0 | 11 |  |  |  |  | R-454B | 1.5 | Residential & Commercial | USHP | Ducted CEE Tier 1
213772559 | Central HP <5.4 tons | ARCOAIRE | HRCU-A-CB (Split System: Heat Pump with Remote Outdoor Unit-Air-Source) | HVH825GKA2* |  |  | EHD4X48AAL+WALLCON | *96CTN0601714B* | 24200 | 16 | 8.1 | 21400 | 16700 | 78.04% | 2 | 0 | 10.5 |  |  |  |  | R-410A | 2.0167 | Residential & Commercial | USHP | Ducted CEE Tier 1
216681538 | Central HP <5.4 tons | PAYNE HEATING AND COOLING | HRCU-A-CB (Split System: Heat Pump with Remote Outdoor Unit-Air-Source) | 38MURAQ24AB3* |  |  | CSPH*3012AL* | PG97VTAA60080C** | 23800 | 16 | 9 | 26000 | 22800 | 87.69% | 1.78 | 0 | 10 |  |  |  |  | R-410A | 1.9833 | Residential & Commercial | USHP | Ducted CEE Tier 1
213772119 | Central HP <5.4 tons | ARCOAIRE | HRCU-A-CB (Split System: Heat Pump with Remote Outdoor Unit-Air-Source) | HVH825GKA2* |  |  | EHD4X36AAL+WALLCON | *80CTL0901716B* | 24200 | 16.5 | 8.1 | 21400 | 16700 | 78.04% | 1.98 | 0 | 10.5 |  |  |  |  | R-410A | 2.0167 | Residential & Commercial | USHP | Ducted CEE Tier 1
214243109 | Central HP <5.4 tons | ARCOAIRE | HRCU-A-CB (Split System: Heat Pump with Remote Outdoor Unit-Air-Source) | HVH825GKA2* |  |  | EN(A,D,W)4X48L21**+WALLCON | *80CTL0902120B* | 24200 | 17 | 8.1 | 21200 | 16600 | 78.3% | 2.02 | 0 | 11.5 |  |  |  |  | R-410A | 2.0167 | Residential & Commercial | USHP | Ducted CEE Tier 1
216736689 | Central HP <5.4 tons | ARCOAIRE | HRCU-A-CB (Split System: Heat Pump with Remote Outdoor Unit-Air-Source) | D5CUHAH24AAK |  |  | ESH5X24M12A* | *96VSN0601716B* | 22400 | 15.2 | 8.1 | 21200 | 19100 | 90.09% | 1.85 | 0 | 10.5 |  |  |  |  | R-454B | 1.8667 | Residential & Commercial | USHP | Ducted CEE Tier 1
216736707 | Central HP <5.4 tons | ARCOAIRE | HRCU-A-CB (Split System: Heat Pump with Remote Outdoor Unit-Air-Source) | D5CUHAH24AAK |  |  | ESH5X24M12A* | *96VSN0802120B* | 22200 | 15.2 | 8.1 | 21000 | 19000 | 90.48% | 1.9 | 0 | 10.5 |  |  |  |  | R-454B | 1.85 | Residential & Commercial | USHP | Ducted CEE Tier 1
216736757 | Central HP <5.4 tons | ARCOAIRE | HRCU-A-CB (Split System: Heat Pump with Remote Outdoor Unit-Air-Source) | D5CUHAH24AAK |  |  | ESH5X24M12A* | *95MSU0802120A* | 22400 | 15.2 | 8.1 | 21200 | 19100 | 90.09% | 1.85 | 0 | 10.5 |  |  |  |  | R-454B | 1.8667 | Residential & Commercial | USHP | Ducted CEE Tier 1
216736271 | Central HP <5.4 tons | ARCOAIRE | HRCU-A-CB (Split System: Heat Pump with Remote Outdoor Unit-Air-Source) | D5CUHAH24AAK |  |  | ESH5X24M12A* | *80VSL0451412B* | 22200 | 15.2 | 8.1 | 21000 | 19000 | 90.48% | 1.85 | 0 | 10.5 |  |  |  |  | R-454B | 1.85 | Residential & Commercial | USHP | Ducted CEE Tier 1
216737043 | Central HP <5.4 tons | ARCOAIRE | HRCU-A-CB (Split System: Heat Pump with Remote Outdoor Unit-Air-Source) | D5CUHAH24AAK |  |  | ESH5X30M12A* | *80MS(N,L)0701712A* | 22600 | 15.5 | 8.1 | 21000 | 18800 | 89.52% | 1.85 | 0 | 10.5 |  |  |  |  | R-454B | 1.8833 | Residential & Commercial | USHP | Ducted CEE Tier 1
216737073 | Central HP <5.4 tons | ARCOAIRE | HRCU-A-CB (Split System: Heat Pump with Remote Outdoor Unit-Air-Source) | D5CUHAH24AAK |  |  | ESH5X30M12A* | *80MS(N,L)0901714A* | 22400 | 15.5 | 8.1 | 21000 | 18800 | 89.52% | 1.9 | 0 | 10.5 |  |  |  |  | R-454B | 1.8667 | Residential & Commercial | USHP | Ducted CEE Tier 1
216737225 | Central HP <5.4 tons | ARCOAIRE | HRCU-A-CB (Split System: Heat Pump with Remote Outdoor Unit-Air-Source) | D5CUHAH24AAK |  |  | ESH5X30M12A* | *80MSU0601716A* | 22800 | 16 | 8.5 | 21200 | 19000 | 89.62% | 1.96 | 0 | 10.5 |  |  |  |  | R-454B | 1.9 | Residential & Commercial | USHP | Ducted CEE Tier 1
216681043 | Central HP <5.4 tons | PAYNE HEATING AND COOLING | HRCU-A-CB (Split System: Heat Pump with Remote Outdoor Unit-Air-Source) | 38MURAQ36AB3* |  |  | CAP**4224AL* | PG97VTAA60080C** | 35000 | 16 | 8.5 | 38500 | 34600 | 89.87% | 1.75 | 0 | 9.8 |  |  |  |  | R-410A | 2.9167 | Residential & Commercial | USHP
216681109 | Central HP <5.4 tons | PAYNE HEATING AND COOLING | HRCU-A-CB (Split System: Heat Pump with Remote Outdoor Unit-Air-Source) | 38MURAQ36AB3* |  |  | CSPH*4812AL* | PG97VTAA60080C** | 36400 | 15.5 | 8.5 | 38500 | 34400 | 89.35% | 1.84 | 0 | 10 |  |  |  |  | R-410A | 3.0333 | Residential & Commercial | USHP | Ducted CEE Tier 1
213164373 | Central HP <5.4 tons | YORK | HRCU-A-CB (Split System: Heat Pump with Remote Outdoor Unit-Air-Source) | HMH72B341 | ADP |  | CV363A9+AEF36AXP* | 0 | 33000 | 18 | 8.2 | 32000 | 23400 | 73.12% | 2.06 | 0 | 9.5 |  |  |  |  | R-410A | 2.75 | Residential & Commercial | USHP
216733005 | Central HP <5.4 tons | PAYNE HEATING AND COOLING | HRCU-A-CB (Split System: Heat Pump with Remote Outdoor Unit-Air-Source) | 37MUHAQ24AA3 |  |  | CAA**2417AM* | PG95MSUA48060B** | 22000 | 16 | 8.5 | 21000 | 19100 | 90.95% | 1.96 | 0 | 10.5 |  |  |  |  | R-454B | 1.8333 | Residential & Commercial | USHP | Ducted CEE Tier 1
213778739 | Central HP <5.4 tons | ARCOAIRE | HRCU-A-CB (Split System: Heat Pump with Remote Outdoor Unit-Air-Source) | HVH837GKA** |  |  | EA*4X36L17A*+WALLCON | *80CTL0701412B* | 31400 | 16.5 | 8.1 | 33400 | 24400 | 73.05% | 1.82 | 0 | 10.5 |  |  |  |  | R-410A | 2.6167 | Residential & Commercial | USHP | Ducted CEE Tier 1
216735946 | Central HP <5.4 tons | ARCOAIRE | HRCU-A-CB (Split System: Heat Pump with Remote Outdoor Unit-Air-Source) | D5CUHAH24AAK |  |  | EA*5X37M21A* | *95MSU1002122A* | 23600 | 17 | 8.5 | 21000 | 18600 | 88.57% | 1.96 | 0 | 11 |  |  |  |  | R-454B | 1.9667 | Residential & Commercial | USHP | Ducted CEE Tier 1
216735662 | Central HP <5.4 tons | ARCOAIRE | HRCU-A-CB (Split System: Heat Pump with Remote Outdoor Unit-Air-Source) | D5CUHAH24AAK |  |  | EA*5X37M21A* | *80VTL0902120B* | 23400 | 16 | 8.5 | 20800 | 18600 | 89.42% | 1.98 | 0 | 11 |  |  |  |  | R-454B | 1.95 | Residential & Commercial | USHP | Ducted CEE Tier 1
216735773 | Central HP <5.4 tons | ARCOAIRE | HRCU-A-CB (Split System: Heat Pump with Remote Outdoor Unit-Air-Source) | D5CUHAH24AAK |  |  | EA*5X37M21A* | *92MSN0801716A* | 23000 | 16.5 | 8.5 | 20400 | 18300 | 89.71% | 1.98 | 0 | 11 |  |  |  |  | R-454B | 1.9167 | Residential & Commercial | USHP | Ducted CEE Tier 1
216990294 | Central HP <5.4 tons | BRYANT HEATING AND COOLING SYSTEMS | HRCU-A-CB (Split System: Heat Pump with Remote Outdoor Unit-Air-Source) | 290VAN048**AA* | ADP |  | V,C48H175P78*+TXV | 88*TB48070C17*** | 44000 | 17 | 9 | 47000 | 34000 | 72.34% | 2.04 | 0 | 9.5 |  |  |  |  | R-454B | 3.6667 | Residential & Commercial | USHP
216738413 | Central HP <5.4 tons | ARCOAIRE | HRCU-A-CB (Split System: Heat Pump with Remote Outdoor Unit-Air-Source) | D5CUHAH24AAK |  |  | ESH5X36M12A* | *97CMN0801714B* | 22600 | 15.2 | 8.1 | 20600 | 18400 | 89.32% | 1.85 | 0 | 10.5 |  |  |  |  | R-454B | 1.8833 | Residential & Commercial | USHP | Ducted CEE Tier 1
216738422 | Central HP <5.4 tons | ARCOAIRE | HRCU-A-CB (Split System: Heat Pump with Remote Outdoor Unit-Air-Source) | D5CUHAH24AAK |  |  | ESH5X36M12A* | *97CMN0802120B* | 23200 | 15.2 | 8.1 | 21000 | 18700 | 89.05% | 1.85 | 0 | 10.5 |  |  |  |  | R-454B | 1.9333 | Residential & Commercial | USHP | Ducted CEE Tier 1
216738791 | Central HP <5.4 tons | ARCOAIRE | HRCU-A-CB (Split System: Heat Pump with Remote Outdoor Unit-Air-Source) | D5CUHAH24AAK |  |  | ESH5X36M12A* | *96CTN1202422B* | 23200 | 15.2 | 8.1 | 21000 | 18700 | 89.05% | 1.85 | 0 | 10.5 |  |  |  |  | R-454B | 1.9333 | Residential & Commercial | USHP | Ducted CEE Tier 1
213772529 | Central HP <5.4 tons | ARCOAIRE | HRCU-A-CB (Split System: Heat Pump with Remote Outdoor Unit-Air-Source) | HVH825GKA2* |  |  | EHD4X48AAL+WALLCON | *97CMN1002122B* | 24200 | 16 | 8.1 | 21200 | 16600 | 78.3% | 2.02 | 0 | 11 |  |  |  |  | R-410A | 2.0167 | Residential & Commercial | USHP | Ducted CEE Tier 1
213772429 | Central HP <5.4 tons | ARCOAIRE | HRCU-A-CB (Split System: Heat Pump with Remote Outdoor Unit-Air-Source) | HVH825GKA2* |  |  | EHD4X48AAL+WALLCON | *80CTL0451712B* | 24200 | 16 | 8.1 | 21400 | 16700 | 78.04% | 2 | 0 | 10.5 |  |  |  |  | R-410A | 2.0167 | Residential & Commercial | USHP | Ducted CEE Tier 1
216678752 | Central HP <5.4 tons | PAYNE HEATING AND COOLING | HRCU-A-CB (Split System: Heat Pump with Remote Outdoor Unit-Air-Source) | 38MURAQ36AB3* |  |  | CSPH*3612AL* | PG97VTAA48060B** | 35600 | 15.2 | 8.5 | 38500 | 34600 | 89.87% | 1.8 | 0 | 9.5 |  |  |  |  | R-410A | 2.9667 | Residential & Commercial | USHP
214628985 | Central HP <5.4 tons | CARRIER | HRCU-A-CB (Split System: Heat Pump with Remote Outdoor Unit-Air-Source) | 38MURAQ36AB3* | ADP |  | C36A***L129 | 58S(B,C)*B070M14**12 | 33600 | 15.2 | 8.1 | 36800 | 34600 | 94.02% | 1.94 | 0 | 9.5 |  |  |  |  | R-410A | 2.8 | Residential & Commercial | USHP
214629069 | Central HP <5.4 tons | CARRIER | HRCU-A-CB (Split System: Heat Pump with Remote Outdoor Unit-Air-Source) | 38MURAQ36AB3* | ADP |  | PL36H210P299 | 58S(B,C)*B070M21**16 | 36400 | 16 | 8.5 | 36400 | 34400 | 94.51% | 2.06 | 0 | 10 |  |  |  |  | R-410A | 3.0333 | Residential & Commercial | USHP | Ducted CEE Tier 1
214629136 | Central HP <5.4 tons | CARRIER | HRCU-A-CB (Split System: Heat Pump with Remote Outdoor Unit-Air-Source) | 38MURAQ36AB3* | ADP |  | C36A***L129 | 58TP*B045V14**12 | 33600 | 15.2 | 8.1 | 36800 | 34600 | 94.02% | 1.94 | 0 | 9.5 |  |  |  |  | R-410A | 2.8 | Residential & Commercial | USHP
214629170 | Central HP <5.4 tons | CARRIER | HRCU-A-CB (Split System: Heat Pump with Remote Outdoor Unit-Air-Source) | 38MURAQ36AB3* | ADP |  | V,C36H***P219 | 58TP*B070V14**12 | 34600 | 16 | 8.1 | 36800 | 34600 | 94.02% | 1.94 | 0 | 9.5 |  |  |  |  | R-410A | 2.8833 | Residential & Commercial | USHP
216738012 | Central HP <5.4 tons | ARCOAIRE | HRCU-A-CB (Split System: Heat Pump with Remote Outdoor Unit-Air-Source) | D5CUHAH24AAK |  |  | ESH5X36M12A* | *80MS(N,L)0451714A* | 22600 | 15.2 | 8.1 | 20800 | 18500 | 88.94% | 1.9 | 0 | 10.5 |  |  |  |  | R-454B | 1.8833 | Residential & Commercial | USHP | Ducted CEE Tier 1
214628188 | Central HP <5.4 tons | CARRIER | HRCU-A-CB (Split System: Heat Pump with Remote Outdoor Unit-Air-Source) | 38MURAQ24AB3* | ADP |  | PL36H210P299 | 58S(B,C)*B070M17**12 | 24400 | 17 | 8.5 | 23600 | 20800 | 88.14% | 1.8 | 0 | 10.5 |  |  |  |  | R-410A | 2.0333 | Residential & Commercial | USHP | Ducted CEE Tier 1
214628197 | Central HP <5.4 tons | CARRIER | HRCU-A-CB (Split System: Heat Pump with Remote Outdoor Unit-Air-Source) | 38MURAQ24AB3* | ADP |  | PL36H210P749 | 58S(B,C)*B070M17**12 | 23200 | 17 | 8.5 | 24600 | 24200 | 98.37% | 2.06 | 0 | 10.5 |  |  |  |  | R-410A | 1.9333 | Residential & Commercial | USHP | Ducted CEE Tier 1
216990312 | Central HP <5.4 tons | BRYANT HEATING AND COOLING SYSTEMS | HRCU-A-CB (Split System: Heat Pump with Remote Outdoor Unit-Air-Source) | 290VAN048**AA* | ADP |  | C48A***L18*+TXV | 88*TB48090C17*** | 44500 | 17 | 9 | 46000 | 33400 | 72.61% | 2.06 | 0 | 9.5 |  |  |  |  | R-454B | 3.7083 | Residential & Commercial | USHP
216990326 | Central HP <5.4 tons | BRYANT HEATING AND COOLING SYSTEMS | HRCU-A-CB (Split System: Heat Pump with Remote Outdoor Unit-Air-Source) | 290VAN048**AA* | ADP |  | C60A***L18*+TXV | 88*TB60070C21*** | 45000 | 18 | 9 | 45500 | 33200 | 72.97% | 2.08 | 0 | 10 |  |  |  |  | R-454B | 3.75 | Residential & Commercial | USHP | Ducted CEE Tier 1
214628229 | Central HP <5.4 tons | CARRIER | HRCU-A-CB (Split System: Heat Pump with Remote Outdoor Unit-Air-Source) | 38MURAQ24AB3* | ADP |  | PL36H210P299 | 58S(B,C)*B070M21**16 | 24400 | 17 | 8.5 | 23600 | 20800 | 88.14% | 1.8 | 0 | 10.5 |  |  |  |  | R-410A | 2.0333 | Residential & Commercial | USHP | Ducted CEE Tier 1
214628286 | Central HP <5.4 tons | CARRIER | HRCU-A-CB (Split System: Heat Pump with Remote Outdoor Unit-Air-Source) | 38MURAQ24AB3* | ADP |  | V,C36H***P219 | 58TP*B070V14**12 | 23800 | 17 | 8.5 | 24800 | 23600 | 95.16% | 2 | 0 | 10.5 |  |  |  |  | R-410A | 1.9833 | Residential & Commercial | USHP | Ducted CEE Tier 1
214628304 | Central HP <5.4 tons | CARRIER | HRCU-A-CB (Split System: Heat Pump with Remote Outdoor Unit-Air-Source) | 38MURAQ24AB3* | ADP |  | V,C36H175P149 | 58TP*B070V17**16 | 23600 | 17 | 8.5 | 24800 | 23800 | 95.97% | 2.02 | 0 | 10.5 |  |  |  |  | R-410A | 1.9667 | Residential & Commercial | USHP | Ducted CEE Tier 1
215937878 | Central HP <5.4 tons | ARCOAIRE | HRCU-A-CB (Split System: Heat Pump with Remote Outdoor Unit-Air-Source) | H5H3V48*K*AAA* |  |  | EVD5X48M24A*+WALLCON | *80CTL0702120B* | 44500 | 20 | 8.1 | 52500 | 38500 | 73.33% | 1.9 | 0 | 11 |  |  |  |  | R-454B | 3.7083 | Residential & Commercial | USHP | Ducted CEE Tier 1
215937008 | Central HP <5.4 tons | ARCOAIRE | HRCU-A-CB (Split System: Heat Pump with Remote Outdoor Unit-Air-Source) | H5H3V48*K*AAA* |  |  | EVM5X48M21A*+WALLCON | *80CTL0901716B* | 43500 | 20 | 8.1 | 52500 | 37600 | 71.62% | 2 | 0 | 11.5 |  |  |  |  | R-454B | 3.625 | Residential & Commercial | USHP | Ducted CEE Tier 1
210472959 | Central HP <5.4 tons | KEEPRITE | HRCU-A-CB (Split System: Heat Pump with Remote Outdoor Unit-Air-Source) | CVH825GKA3* |  |  | EA*4X42L21A*+WALLCON | *96CTN1002122A* | 23800 | 16.5 | 8.1 | 21400 | 16600 | 77.57% | 1.96 | 0 | 11 |  |  |  |  | R-410A | 1.9833 | Residential & Commercial | USHP | Ducted CEE Tier 1
216990320 | Central HP <5.4 tons | BRYANT HEATING AND COOLING SYSTEMS | HRCU-A-CB (Split System: Heat Pump with Remote Outdoor Unit-Air-Source) | 290VAN048**AA* | ADP |  | V,C48H210P16*+TXV | 88*TB60070C21*** | 44000 | 18 | 9 | 45500 | 33200 | 72.97% | 2.08 | 0 | 9.5 |  |  |  |  | R-454B | 3.6667 | Residential & Commercial | USHP
216990325 | Central HP <5.4 tons | BRYANT HEATING AND COOLING SYSTEMS | HRCU-A-CB (Split System: Heat Pump with Remote Outdoor Unit-Air-Source) | 290VAN048**AA* | ADP |  | C48A***L18*+TXV | 88*TB60070C21*** | 45000 | 18 | 9 | 45500 | 33200 | 72.97% | 2.08 | 0 | 10 |  |  |  |  | R-454B | 3.75 | Residential & Commercial | USHP | Ducted CEE Tier 1
216992442 | Central HP <5.4 tons | BRYANT HEATING AND COOLING SYSTEMS | HRCU-A-CB (Split System: Heat Pump with Remote Outdoor Unit-Air-Source) | 290VAN048**AA* | ADP |  | H,PG35*48+TXV | 88*TB66135C24*** | 43000 | 18 | 8.95 | 45500 | 33200 | 72.97% | 2.06 | 0 | 9 |  |  |  |  | R-454B | 3.5833 | Residential & Commercial | USHP
216992449 | Central HP <5.4 tons | BRYANT HEATING AND COOLING SYSTEMS | HRCU-A-CB (Split System: Heat Pump with Remote Outdoor Unit-Air-Source) | 290VAN048**AA* | ADP |  | H,PG48*60+TXV | 986TD66120C24*** | 45000 | 18 | 9 | 45500 | 33200 | 72.97% | 2.06 | 0 | 10 |  |  |  |  | R-454B | 3.75 | Residential & Commercial | USHP | Ducted CEE Tier 1
216737406 | Central HP <5.4 tons | ARCOAIRE | HRCU-A-CB (Split System: Heat Pump with Remote Outdoor Unit-Air-Source) | D5CUHAH24AAK |  |  | ESH5X30M12A* | *97CMN0601714B* | 22200 | 15.2 | 8.1 | 21000 | 18800 | 89.52% | 1.9 | 0 | 10.5 |  |  |  |  | R-454B | 1.85 | Residential & Commercial | USHP | Ducted CEE Tier 1
214061414 | Central HP <5.4 tons | YORK | HRCU-A-CB (Split System: Heat Pump with Remote Outdoor Unit-Air-Source) | HMH72B341 | ADP |  | AD-36H*****9 | Y82E080B12LMPS1 | 33200 | 18 | 8.5 | 31400 | 23000 | 73.25% | 2.04 | 0 | 9.5 |  |  |  |  | R-410A | 2.7667 | Residential & Commercial | USHP
214061447 | Central HP <5.4 tons | YORK | HRCU-A-CB (Split System: Heat Pump with Remote Outdoor Unit-Air-Source) | HMH72B341 | ADP |  | AD-35(P,U)*****9 | Y82E100C20LMPS1 | 33600 | 18 | 8.5 | 31400 | 22800 | 72.61% | 2.08 | 0 | 9.5 |  |  |  |  | R-410A | 2.8 | Residential & Commercial | USHP
214061461 | Central HP <5.4 tons | YORK | HRCU-A-CB (Split System: Heat Pump with Remote Outdoor Unit-Air-Source) | HMH72B341 | ADP |  | AD-33(P,U)*****9 | Y82E120C20LMPS1 | 34000 | 18 | 8.5 | 31800 | 23800 | 74.84% | 2.12 | 0 | 9.5 |  |  |  |  | R-410A | 2.8333 | Residential & Commercial | USHP
213774629 | Central HP <5.4 tons | ARCOAIRE | HRCU-A-CB (Split System: Heat Pump with Remote Outdoor Unit-Air-Source) | HVH825GKA3* |  |  | EHD4X48AAL+WALLCON | *95CSU0601716B* | 24200 | 16 | 8.1 | 21400 | 16600 | 77.57% | 2 | 0 | 10.5 |  |  |  |  | R-410A | 2.0167 | Residential & Commercial | USHP | Ducted CEE Tier 1
213774709 | Central HP <5.4 tons | ARCOAIRE | HRCU-A-CB (Split System: Heat Pump with Remote Outdoor Unit-Air-Source) | HVH825GKA3* |  |  | EHD4X48AAL+WALLCON | *96CTN1002122B* | 24200 | 16 | 8.1 | 21200 | 16600 | 78.3% | 2.02 | 0 | 11 |  |  |  |  | R-410A | 2.0167 | Residential & Commercial | USHP | Ducted CEE Tier 1
213774409 | Central HP <5.4 tons | ARCOAIRE | HRCU-A-CB (Split System: Heat Pump with Remote Outdoor Unit-Air-Source) | HVH825GKA3* |  |  | EHD4X42AAL+WALLCON | *80CTL0701716B* | 24200 | 16 | 8.1 | 21400 | 16600 | 77.57% | 1.98 | 0 | 10.5 |  |  |  |  | R-410A | 2.0167 | Residential & Commercial | USHP | Ducted CEE Tier 1
214629269 | Central HP <5.4 tons | CARRIER | HRCU-A-CB (Split System: Heat Pump with Remote Outdoor Unit-Air-Source) | 38MURAQ36AB3* | ADP |  | A36VCA+TXV | 59SU5B040M17**12 | 35200 | 15.2 | 8.1 | 37400 | 34800 | 93.05% | 1.88 | 0 | 9.5 |  |  |  |  | R-410A | 2.9333 | Residential & Commercial | USHP
214630404 | Central HP <5.4 tons | CARRIER | HRCU-A-CB (Split System: Heat Pump with Remote Outdoor Unit-Air-Source) | 25VNA825A*032* | ADP |  | C36A***L159 | 59MN7B060C21**20 | 23600 | 16 | 8.1 | 19800 | 16300 | 82.32% | 1.96 | 0 | 11 |  |  |  |  | R-410A | 1.9667 | Residential & Commercial | USHP | Ducted CEE Tier 1
214630441 | Central HP <5.4 tons | CARRIER | HRCU-A-CB (Split System: Heat Pump with Remote Outdoor Unit-Air-Source) | 25VNA825A*032* | ADP |  | V,C36H175P159 | 59TN6C060C17**14 | 23600 | 16 | 8.1 | 19800 | 16300 | 82.32% | 1.98 | 0 | 11 |  |  |  |  | R-410A | 1.9667 | Residential & Commercial | USHP | Ducted CEE Tier 1
213739497 | Central HP <5.4 tons | DAY & NIGHT | HRCU-A-CB (Split System: Heat Pump with Remote Outdoor Unit-Air-Source) | DLCURAH18ABK | ADP |  | PL36H175P789 | *80MS(N,L)0701412A* | 17800 | 17 | 8.5 | 16500 | 17300 | 104.8% | 2.16 | 0 | 10.5 |  |  |  |  | R-410A | 1.4833 | Residential & Commercial | USHP | Ducted CEE Tier 1
213739498 | Central HP <5.4 tons | DAY & NIGHT | HRCU-A-CB (Split System: Heat Pump with Remote Outdoor Unit-Air-Source) | DLCURAH18ABK | ADP |  | FG35936 | *80MS(N,L)0701412A* | 17600 | 16 | 8.5 | 16900 | 18700 | 110.7% | 2.3 | 0 | 11 |  |  |  |  | R-410A | 1.4667 | Residential & Commercial | USHP | Ducted CEE Tier 1
213774609 | Central HP <5.4 tons | ARCOAIRE | HRCU-A-CB (Split System: Heat Pump with Remote Outdoor Unit-Air-Source) | HVH825GKA3* |  |  | EHD4X48AAL+WALLCON | *80CTL1102120B* | 24200 | 16 | 8.1 | 21200 | 16600 | 78.3% | 2.02 | 0 | 10.5 |  |  |  |  | R-410A | 2.0167 | Residential & Commercial | USHP | Ducted CEE Tier 1
213739549 | Central HP <5.4 tons | DAY & NIGHT | HRCU-A-CB (Split System: Heat Pump with Remote Outdoor Unit-Air-Source) | DLCURAH18ABK | ADP |  | FG33936 | *92MSN0601412A* | 17400 | 16 | 8.5 | 16900 | 18800 | 111.2% | 2.3 | 0 | 11 |  |  |  |  | R-410A | 1.45 | Residential & Commercial | USHP | Ducted CEE Tier 1
216680576 | Central HP <5.4 tons | PAYNE HEATING AND COOLING | HRCU-A-CB (Split System: Heat Pump with Remote Outdoor Unit-Air-Source) | 38MURAQ24AB3* |  |  | CSPH*2412AL* | PG97VTAA48080B** | 23600 | 16 | 9 | 26200 | 23600 | 90.08% | 1.82 | 0 | 10 |  |  |  |  | R-410A | 1.9667 | Residential & Commercial | USHP | Ducted CEE Tier 1
216681527 | Central HP <5.4 tons | PAYNE HEATING AND COOLING | HRCU-A-CB (Split System: Heat Pump with Remote Outdoor Unit-Air-Source) | 38MURAQ24AB3* |  |  | CSPH*2412AL* | PG97VTAA60080C** | 23400 | 16 | 9 | 26000 | 23800 | 91.54% | 1.86 | 0 | 9.8 |  |  |  |  | R-410A | 1.95 | Residential & Commercial | USHP
216733386 | Central HP <5.4 tons | PAYNE HEATING AND COOLING | HRCU-A-CB (Split System: Heat Pump with Remote Outdoor Unit-Air-Source) | 37MUHAQ24AA3 |  |  | CAA**2517AM* | PG92MSAA36060A** | 23200 | 16 | 8.5 | 20800 | 18500 | 88.94% | 1.96 | 0 | 11 |  |  |  |  | R-454B | 1.9333 | Residential & Commercial | USHP | Ducted CEE Tier 1
214630540 | Central HP <5.4 tons | CARRIER | HRCU-A-CB (Split System: Heat Pump with Remote Outdoor Unit-Air-Source) | 25VNA837A*031* | ADP |  | C36A***L539 | 59MN7B100C21**22 | 32400 | 18 | 8.5 | 30400 | 24400 | 80.26% | 2 | 0 | 11.7 |  |  |  |  | R-410A | 2.7 | Residential & Commercial | USHP | Ducted CEE Tier 1
213739847 | Central HP <5.4 tons | DAY & NIGHT | HRCU-A-CB (Split System: Heat Pump with Remote Outdoor Unit-Air-Source) | DLCURAH24ABK | ADP |  | FG35936 | *80MS(N,L)0701412A* | 23600 | 17 | 8.5 | 24600 | 24200 | 98.37% | 2.04 | 0 | 10.5 |  |  |  |  | R-410A | 1.9667 | Residential & Commercial | USHP | Ducted CEE Tier 1
214626895 | Central HP <5.4 tons | CARRIER | HRCU-A-CB (Split System: Heat Pump with Remote Outdoor Unit-Air-Source) | 25VNA424A*031* | ADP |  | C36A***L139 | 59CU5A060C17**16 | 23200 | 20 | 10.5 | 25000 | 19500 | 78% | 2.44 | 0 | 13 |  |  |  |  | R-410A | 1.9333 | Residential & Commercial | USHP | Ducted CEE Tier 1
216733437 | Central HP <5.4 tons | PAYNE HEATING AND COOLING | HRCU-A-CB (Split System: Heat Pump with Remote Outdoor Unit-Air-Source) | 37MUHAQ24AA3 |  |  | CAA**2517AM* | PG96MSAA36060A** | 23000 | 15.5 | 8.5 | 20800 | 18500 | 88.94% | 1.98 | 0 | 11 |  |  |  |  | R-454B | 1.9167 | Residential & Commercial | USHP | Ducted CEE Tier 1
216733835 | Central HP <5.4 tons | PAYNE HEATING AND COOLING | HRCU-A-CB (Split System: Heat Pump with Remote Outdoor Unit-Air-Source) | 37MUHAQ24AA3 |  |  | CAA**3017AM* | PG80MS(A,L)A42045B** | 22200 | 15.5 | 8.1 | 20800 | 18800 | 90.38% | 1.9 | 0 | 10.5 |  |  |  |  | R-454B | 1.85 | Residential & Commercial | USHP | Ducted CEE Tier 1
214626961 | Central HP <5.4 tons | CARRIER | HRCU-A-CB (Split System: Heat Pump with Remote Outdoor Unit-Air-Source) | 25VNA436A*031* | ADP |  | C36A***L539 | 58CU*A040C17**12 | 33800 | 20 | 9 | 33600 | 25600 | 76.19% | 2.04 | 0 | 12.5 |  |  |  |  | R-410A | 2.8167 | Residential & Commercial | USHP | Ducted CEE Tier 1
214627130 | Central HP <5.4 tons | CARRIER | HRCU-A-CB (Split System: Heat Pump with Remote Outdoor Unit-Air-Source) | 25VNA436A*031* | ADP |  | V,C36H175P459 | 59CU5B060C17**16 | 33800 | 19 | 9 | 35000 | 27200 | 77.71% | 2.04 | 0 | 12 |  |  |  |  | R-410A | 2.8167 | Residential & Commercial | USHP | Ducted CEE Tier 1
213774429 | Central HP <5.4 tons | ARCOAIRE | HRCU-A-CB (Split System: Heat Pump with Remote Outdoor Unit-Air-Source) | HVH825GKA3* |  |  | EHD4X42AAL+WALLCON | *80CTL0902120B* | 24200 | 16 | 8.1 | 21400 | 16600 | 77.57% | 2 | 0 | 10.5 |  |  |  |  | R-410A | 2.0167 | Residential & Commercial | USHP | Ducted CEE Tier 1
213774449 | Central HP <5.4 tons | ARCOAIRE | HRCU-A-CB (Split System: Heat Pump with Remote Outdoor Unit-Air-Source) | HVH825GKA3* |  |  | EHD4X42AAL+WALLCON | *80CTL1352422B* | 24200 | 16 | 8.1 | 21400 | 16600 | 77.57% | 2 | 0 | 10.5 |  |  |  |  | R-410A | 2.0167 | Residential & Commercial | USHP | Ducted CEE Tier 1
213774479 | Central HP <5.4 tons | ARCOAIRE | HRCU-A-CB (Split System: Heat Pump with Remote Outdoor Unit-Air-Source) | HVH825GKA3* |  |  | EHD4X42AAL+WALLCON | *97CMN0801714B* | 24000 | 16 | 8.1 | 21400 | 16600 | 77.57% | 1.98 | 0 | 10.5 |  |  |  |  | R-410A | 2 | Residential & Commercial | USHP | Ducted CEE Tier 1
213774529 | Central HP <5.4 tons | ARCOAIRE | HRCU-A-CB (Split System: Heat Pump with Remote Outdoor Unit-Air-Source) | HVH825GKA3* |  |  | EHD4X42AAL+WALLCON | *96CTN0801714B* | 24000 | 16 | 8.1 | 21400 | 16600 | 77.57% | 2 | 0 | 10.5 |  |  |  |  | R-410A | 2 | Residential & Commercial | USHP | Ducted CEE Tier 1
213774579 | Central HP <5.4 tons | ARCOAIRE | HRCU-A-CB (Split System: Heat Pump with Remote Outdoor Unit-Air-Source) | HVH825GKA3* |  |  | EHD4X48AAL+WALLCON | *80CTL0701716B* | 24200 | 16 | 8.1 | 21200 | 16600 | 78.3% | 2 | 0 | 10.5 |  |  |  |  | R-410A | 2.0167 | Residential & Commercial | USHP | Ducted CEE Tier 1
213774599 | Central HP <5.4 tons | ARCOAIRE | HRCU-A-CB (Split System: Heat Pump with Remote Outdoor Unit-Air-Source) | HVH825GKA3* |  |  | EHD4X48AAL+WALLCON | *80CTL0902120B* | 24200 | 16 | 8.1 | 21200 | 16600 | 78.3% | 2.02 | 0 | 10.5 |  |  |  |  | R-410A | 2.0167 | Residential & Commercial | USHP | Ducted CEE Tier 1
213773109 | Central HP <5.4 tons | ARCOAIRE | HRCU-A-CB (Split System: Heat Pump with Remote Outdoor Unit-Air-Source) | HVH825GKA3* |  |  | EA*4X36L21A*+WALLCON | *97CMN0801714B* | 23600 | 16.5 | 8.1 | 21600 | 16700 | 77.31% | 1.92 | 0 | 10.5 |  |  |  |  | R-410A | 1.9667 | Residential & Commercial | USHP | Ducted CEE Tier 1
213772539 | Central HP <5.4 tons | ARCOAIRE | HRCU-A-CB (Split System: Heat Pump with Remote Outdoor Unit-Air-Source) | HVH825GKA2* |  |  | EHD4X48AAL+WALLCON | *97CMN1202422B* | 24200 | 16 | 8.1 | 21200 | 16600 | 78.3% | 2.02 | 0 | 10.5 |  |  |  |  | R-410A | 2.0167 | Residential & Commercial | USHP | Ducted CEE Tier 1
214242979 | Central HP <5.4 tons | ARCOAIRE | HRCU-A-CB (Split System: Heat Pump with Remote Outdoor Unit-Air-Source) | HVH825GKA2* |  |  | EN(A,D,W)4X42L21**+WALLCON | *80CTL0901716B* | 23800 | 16.5 | 8.1 | 21400 | 16700 | 78.04% | 1.96 | 0 | 11 |  |  |  |  | R-410A | 1.9833 | Residential & Commercial | USHP | Ducted CEE Tier 1
213739629 | Central HP <5.4 tons | DAY & NIGHT | HRCU-A-CB (Split System: Heat Pump with Remote Outdoor Unit-Air-Source) | DLCURAH18ABK | ADP |  | FG32936 | *96VTN0401410B* | 16800 | 16 | 8.5 | 16600 | 19000 | 114.5% | 2.34 | 0 | 9.5 |  |  |  |  | R-410A | 1.4 | Residential & Commercial | USHP
213739632 | Central HP <5.4 tons | DAY & NIGHT | HRCU-A-CB (Split System: Heat Pump with Remote Outdoor Unit-Air-Source) | DLCURAH18ABK | ADP |  | PL36H175P789 | *96VTN0401410B* | 17300 | 16 | 8.5 | 16500 | 18500 | 112.1% | 2.26 | 0 | 10.5 |  |  |  |  | R-410A | 1.4417 | Residential & Commercial | USHP | Ducted CEE Tier 1
216678779 | Central HP <5.4 tons | ARCOAIRE | HRCU-A-CB (Split System: Heat Pump with Remote Outdoor Unit-Air-Source) | DLCURAH36ABK |  |  | EHD4X48AAL | *97VTN0601716A* | 36000 | 15.2 | 8.5 | 38500 | 34600 | 89.87% | 1.82 | 0 | 9.8 |  |  |  |  | R-410A | 3 | Residential & Commercial | USHP
213738502 | Central HP <5.4 tons | DAY & NIGHT | HRCU-A-CB (Split System: Heat Pump with Remote Outdoor Unit-Air-Source) | DLCURAH36ABK | ADP |  | FG81936 | *80MSU0401712A* | 36000 | 16 | 8.5 | 36800 | 34600 | 94.02% | 2 | 0 | 10 |  |  |  |  | R-410A | 3 | Residential & Commercial | USHP | Ducted CEE Tier 1
213773599 | Central HP <5.4 tons | ARCOAIRE | HRCU-A-CB (Split System: Heat Pump with Remote Outdoor Unit-Air-Source) | HVH825GKA3* |  |  | EA*4X43L21A*+WALLCON | *80CTL0902120B* | 24400 | 17 | 8.1 | 21200 | 16600 | 78.3% | 2.02 | 0 | 11 |  |  |  |  | R-410A | 2.0333 | Residential & Commercial | USHP | Ducted CEE Tier 1
213773199 | Central HP <5.4 tons | ARCOAIRE | HRCU-A-CB (Split System: Heat Pump with Remote Outdoor Unit-Air-Source) | HVH825GKA3* |  |  | EA*4X37L17A*+WALLCON | *95CSU0601716B* | 24200 | 16.5 | 8.1 | 21400 | 16700 | 78.04% | 1.98 | 0 | 10.5 |  |  |  |  | R-410A | 2.0167 | Residential & Commercial | USHP | Ducted CEE Tier 1
213773799 | Central HP <5.4 tons | ARCOAIRE | HRCU-A-CB (Split System: Heat Pump with Remote Outdoor Unit-Air-Source) | HVH825GKA3* |  |  | EA*4X48L21A*+WALLCON | *96CTN1002122B* | 24000 | 16.5 | 8.1 | 21000 | 16500 | 78.57% | 2.02 | 0 | 11 |  |  |  |  | R-410A | 2 | Residential & Commercial | USHP | Ducted CEE Tier 1
214243009 | Central HP <5.4 tons | ARCOAIRE | HRCU-A-CB (Split System: Heat Pump with Remote Outdoor Unit-Air-Source) | HVH825GKA2* |  |  | EN(A,D,W)4X42L21**+WALLCON | *95CSU0601716B* | 23600 | 16.5 | 8.1 | 21400 | 16700 | 78.04% | 1.96 | 0 | 11 |  |  |  |  | R-410A | 1.9667 | Residential & Commercial | USHP | Ducted CEE Tier 1
214243159 | Central HP <5.4 tons | ARCOAIRE | HRCU-A-CB (Split System: Heat Pump with Remote Outdoor Unit-Air-Source) | HVH825GKA2* |  |  | EN(A,D,W)4X48L21**+WALLCON | *97CMN1002122B* | 24200 | 17 | 8.1 | 21200 | 16600 | 78.3% | 2.02 | 0 | 11.5 |  |  |  |  | R-410A | 2.0167 | Residential & Commercial | USHP | Ducted CEE Tier 1
213739646 | Central HP <5.4 tons | DAY & NIGHT | HRCU-A-CB (Split System: Heat Pump with Remote Outdoor Unit-Air-Source) | DLCURAH18ABK | ADP |  | PL36H175P069 | *96VTN0601412B* | 17500 | 16 | 8.1 | 16400 | 18300 | 111.6% | 2.24 | 0 | 11 |  |  |  |  | R-410A | 1.4583 | Residential & Commercial | USHP | Ducted CEE Tier 1
214628148 | Central HP <5.4 tons | CARRIER | HRCU-A-CB (Split System: Heat Pump with Remote Outdoor Unit-Air-Source) | 38MURAQ24AB3* | ADP |  | V,C36H***P429 | 58S(B,C)*B045M14**12 | 23400 | 17 | 9 | 25400 | 25800 | 101.6% | 2.2 | 0 | 10 |  |  |  |  | R-410A | 1.95 | Residential & Commercial | USHP | Ducted CEE Tier 1
216737764 | Central HP <5.4 tons | ARCOAIRE | HRCU-A-CB (Split System: Heat Pump with Remote Outdoor Unit-Air-Source) | D5CUHAH24AAK |  |  | ESH5X30M12A* | *96CTN0801714B* | 22400 | 16 | 8.1 | 21000 | 18800 | 89.52% | 1.85 | 0 | 10.5 |  |  |  |  | R-454B | 1.8667 | Residential & Commercial | USHP | Ducted CEE Tier 1
214243179 | Central HP <5.4 tons | ARCOAIRE | HRCU-A-CB (Split System: Heat Pump with Remote Outdoor Unit-Air-Source) | HVH825GKA2* |  |  | EN(A,D,W)4X48L21**+WALLCON | *96CTN0801714B* | 24000 | 17 | 8.1 | 21400 | 16600 | 77.57% | 2 | 0 | 11 |  |  |  |  | R-410A | 2 | Residential & Commercial | USHP | Ducted CEE Tier 1
214243209 | Central HP <5.4 tons | ARCOAIRE | HRCU-A-CB (Split System: Heat Pump with Remote Outdoor Unit-Air-Source) | HVH825GKA2* |  |  | EN(A,D)4X48L24**+WALLCON | *80CTL1102120B* | 24200 | 17 | 8.1 | 21200 | 16600 | 78.3% | 2.02 | 0 | 11.5 |  |  |  |  | R-410A | 2.0167 | Residential & Commercial | USHP | Ducted CEE Tier 1
216737782 | Central HP <5.4 tons | ARCOAIRE | HRCU-A-CB (Split System: Heat Pump with Remote Outdoor Unit-Air-Source) | D5CUHAH24AAK |  |  | ESH5X30M12A* | *96CTN1002122B* | 22800 | 15.2 | 8.1 | 21200 | 19000 | 89.62% | 1.9 | 0 | 10.5 |  |  |  |  | R-454B | 1.9 | Residential & Commercial | USHP | Ducted CEE Tier 1
216737982 | Central HP <5.4 tons | ARCOAIRE | HRCU-A-CB (Split System: Heat Pump with Remote Outdoor Unit-Air-Source) | D5CUHAH24AAK |  |  | ESH5X36M12A* | *80CSU0802120A* | 23600 | 15.2 | 8.5 | 21200 | 18900 | 89.15% | 1.98 | 0 | 11 |  |  |  |  | R-454B | 1.9667 | Residential & Commercial | USHP | Ducted CEE Tier 1
214628218 | Central HP <5.4 tons | CARRIER | HRCU-A-CB (Split System: Heat Pump with Remote Outdoor Unit-Air-Source) | 38MURAQ24AB3* | ADP |  | V,C36H175P159 | 58S(B,C)*B070M17**16 | 23600 | 17 | 8.5 | 24800 | 24000 | 96.77% | 2.02 | 0 | 10.5 |  |  |  |  | R-410A | 1.9667 | Residential & Commercial | USHP | Ducted CEE Tier 1
214628298 | Central HP <5.4 tons | CARRIER | HRCU-A-CB (Split System: Heat Pump with Remote Outdoor Unit-Air-Source) | 38MURAQ24AB3* | ADP |  | C36A***L139 | 58TP*B070V17**16 | 23400 | 17 | 8.5 | 25400 | 25800 | 101.6% | 2.22 | 0 | 10 |  |  |  |  | R-410A | 1.95 | Residential & Commercial | USHP | Ducted CEE Tier 1
214628318 | Central HP <5.4 tons | CARRIER | HRCU-A-CB (Split System: Heat Pump with Remote Outdoor Unit-Air-Source) | 38MURAQ24AB3* | ADP |  | C36A***L129 | 59SC6A026M14**10 | 23400 | 16 | 8.5 | 25400 | 25800 | 101.6% | 2.2 | 0 | 10 |  |  |  |  | R-410A | 1.95 | Residential & Commercial | USHP | Ducted CEE Tier 1
215792887 | Central HP <5.4 tons | BRYANT HEATING AND COOLING SYSTEMS | HRCU-A-CB (Split System: Heat Pump with Remote Outdoor Unit-Air-Source) | 38MURAQ36AB3* | ADP |  | CDP36A20P | 926TC48060V17*** | 34600 | 15.2 | 8.5 | 36800 | 34600 | 94.02% | 1.94 | 0 | 9.5 |  |  |  |  | R-410A | 2.8833 | Residential & Commercial | USHP
216679508 | Central HP <5.4 tons | PAYNE HEATING AND COOLING | HRCU-A-CB (Split System: Heat Pump with Remote Outdoor Unit-Air-Source) | 38MURAQ24AB3* |  |  | CNPV*3017AL* | PG97VTAA48060B** | 23600 | 16.5 | 9 | 25800 | 23600 | 91.47% | 1.76 | 0 | 10 |  |  |  |  | R-410A | 1.9667 | Residential & Commercial | USHP | Ducted CEE Tier 1
211260549 | Central HP <5.4 tons | ARCOAIRE | HRCU-A-CB (Split System: Heat Pump with Remote Outdoor Unit-Air-Source) | DLCURAH18ABK |  |  | EA*4X24L17A* | *80ES(N,L)0451712A* | 18500 | 15.5 | 9 | 19400 | 18600 | 95.88% | 2.24 | 0 | 10.5 |  |  |  |  | R-410A | 1.5417 | Residential & Commercial | USHP | Ducted CEE Tier 1
211260072 | Central HP <5.4 tons | ARCOAIRE | HRCU-A-CB (Split System: Heat Pump with Remote Outdoor Unit-Air-Source) | DLCURAH18ABK |  |  | EA*4X24L14A* | *80VSL0451412A* | 17700 | 16 | 8.5 | 18600 | 19100 | 102.7% | 2.3 | 0 | 10.5 |  |  |  |  | R-410A | 1.475 | Residential & Commercial | USHP | Ducted CEE Tier 1
211259906 | Central HP <5.4 tons | ARCOAIRE | HRCU-A-CB (Split System: Heat Pump with Remote Outdoor Unit-Air-Source) | DLCURAH18ABK |  |  | EA*4X19L17A* | *80ES(N,L)0451712A* | 19100 | 16 | 9 | 19100 | 17400 | 91.1% | 2.14 | 0 | 11 |  |  |  |  | R-410A | 1.5917 | Residential & Commercial | USHP | Ducted CEE Tier 1
214628385 | Central HP <5.4 tons | CARRIER | HRCU-A-CB (Split System: Heat Pump with Remote Outdoor Unit-Air-Source) | 38MURAQ24AB3* | ADP |  | V,C36H175P139 | 59SC6A040M17**12 | 23000 | 16 | 8.5 | 24800 | 24600 | 99.19% | 2.08 | 0 | 9.5 |  |  |  |  | R-410A | 1.9167 | Residential & Commercial | USHP
214628398 | Central HP <5.4 tons | CARRIER | HRCU-A-CB (Split System: Heat Pump with Remote Outdoor Unit-Air-Source) | 38MURAQ24AB3* | ADP |  | C36A***L129 | 59SC6A060M14**12 | 23400 | 16 | 8.5 | 25400 | 26000 | 102.4% | 2.22 | 0 | 10 |  |  |  |  | R-410A | 1.95 | Residential & Commercial | USHP | Ducted CEE Tier 1
214628433 | Central HP <5.4 tons | CARRIER | HRCU-A-CB (Split System: Heat Pump with Remote Outdoor Unit-Air-Source) | 38MURAQ24AB3* | ADP |  | PL36H175P149 | 59SC6A060M17**16 | 23400 | 17 | 9 | 24200 | 23200 | 95.87% | 1.96 | 0 | 10 |  |  |  |  | R-410A | 1.95 | Residential & Commercial | USHP | Ducted CEE Tier 1
214628450 | Central HP <5.4 tons | CARRIER | HRCU-A-CB (Split System: Heat Pump with Remote Outdoor Unit-Air-Source) | 38MURAQ24AB3* | ADP |  | V,C36H175P139 | 59SC6A060M17**16 | 23200 | 17 | 9 | 24200 | 23200 | 95.87% | 1.96 | 0 | 9.5 |  |  |  |  | R-410A | 1.9333 | Residential & Commercial | USHP
214628502 | Central HP <5.4 tons | CARRIER | HRCU-A-CB (Split System: Heat Pump with Remote Outdoor Unit-Air-Source) | 38MURAQ24AB3* | ADP |  | C36A***L159 | 59SU5B060M17**16 | 23600 | 17 | 8.5 | 24800 | 24000 | 96.77% | 2.02 | 0 | 10.5 |  |  |  |  | R-410A | 1.9667 | Residential & Commercial | USHP | Ducted CEE Tier 1
213773039 | Central HP <5.4 tons | ARCOAIRE | HRCU-A-CB (Split System: Heat Pump with Remote Outdoor Unit-Air-Source) | HVH825GKA3* |  |  | EA*4X36L21A*+WALLCON | *80CTL0451712B* | 23400 | 16 | 8.1 | 21600 | 16700 | 77.31% | 1.92 | 0 | 10.5 |  |  |  |  | R-410A | 1.95 | Residential & Commercial | USHP | Ducted CEE Tier 1
215223132 | Central HP <5.4 tons | BRYANT HEATING AND COOLING SYSTEMS | HRCU-A-CB (Split System: Heat Pump with Remote Outdoor Unit-Air-Source) | 288BNV025*0**C* | ADP |  | H,PE7J936 | 987MB66100C21*** | 23600 | 16 | 8.1 | 19800 | 16200 | 81.82% | 1.94 | 0 | 11 |  |  |  |  | R-410A | 1.9667 | Residential & Commercial | USHP | Ducted CEE Tier 1
214731193 | Central HP <5.4 tons | BRYANT HEATING AND COOLING SYSTEMS | HRCU-A-CB (Split System: Heat Pump with Remote Outdoor Unit-Air-Source) | 38MURAQ24AB3* | ADP |  | H,PG35936 | 926TC60100V21*** | 23600 | 17 | 8.5 | 24600 | 24200 | 98.37% | 2.04 | 0 | 10.5 |  |  |  |  | R-410A | 1.9667 | Residential & Commercial | USHP | Ducted CEE Tier 1
213779719 | Central HP <5.4 tons | ARCOAIRE | HRCU-A-CB (Split System: Heat Pump with Remote Outdoor Unit-Air-Source) | HVH837GKA** |  |  | EA*4X61L21A*+WALLCON | *96CTN0601714B* | 33000 | 17 | 8.1 | 32200 | 25000 | 77.64% | 1.96 | 0 | 11 |  |  |  |  | R-410A | 2.75 | Residential & Commercial | USHP | Ducted CEE Tier 1
213779769 | Central HP <5.4 tons | ARCOAIRE | HRCU-A-CB (Split System: Heat Pump with Remote Outdoor Unit-Air-Source) | HVH837GKA** |  |  | EA*4X61L24A*+WALLCON | *80CTL1352422B* | 33200 | 17.5 | 8.5 | 32000 | 24800 | 77.5% | 2 | 0 | 11.7 |  |  |  |  | R-410A | 2.7667 | Residential & Commercial | USHP | Ducted CEE Tier 1
213780189 | Central HP <5.4 tons | ARCOAIRE | HRCU-A-CB (Split System: Heat Pump with Remote Outdoor Unit-Air-Source) | HVH837GKA** |  |  | EHD4X48AAL+WALLCON | *80CTL1102120B* | 32600 | 16.5 | 8.1 | 32800 | 24800 | 75.61% | 1.96 | 0 | 11 |  |  |  |  | R-410A | 2.7167 | Residential & Commercial | USHP | Ducted CEE Tier 1
213780339 | Central HP <5.4 tons | ARCOAIRE | HRCU-A-CB (Split System: Heat Pump with Remote Outdoor Unit-Air-Source) | HVH837GKA** |  |  | EHD4X60AAL+WALLCON | *80CTL0902120B* | 33000 | 16.5 | 8.1 | 32200 | 24800 | 77.02% | 2 | 0 | 11.5 |  |  |  |  | R-410A | 2.75 | Residential & Commercial | USHP | Ducted CEE Tier 1
214628352 | Central HP <5.4 tons | CARRIER | HRCU-A-CB (Split System: Heat Pump with Remote Outdoor Unit-Air-Source) | 38MURAQ24AB3* | ADP |  | V,C36H***P219 | 59SC6A040M14**10 | 23400 | 16 | 8.5 | 24600 | 23600 | 95.93% | 1.98 | 0 | 10 |  |  |  |  | R-410A | 1.95 | Residential & Commercial | USHP | Ducted CEE Tier 1
212969969 | Central HP <5.4 tons | ARCOAIRE | HRCU-A-CB (Split System: Heat Pump with Remote Outdoor Unit-Air-Source) | DLCURAH18ABK |  |  | EA*4X19L17A* | *80VSL0701716B* | 17800 | 16.5 | 8.1 | 17800 | 17900 | 100.6% | 2.16 | 0 | 10.5 |  |  |  |  | R-410A | 1.4833 | Residential & Commercial | USHP | Ducted CEE Tier 1
212969999 | Central HP <5.4 tons | ARCOAIRE | HRCU-A-CB (Split System: Heat Pump with Remote Outdoor Unit-Air-Source) | DLCURAH18ABK |  |  | EA*4X30L17A* | *80VSL0701716B* | 17500 | 16.5 | 8.5 | 18000 | 18700 | 103.9% | 2.26 | 0 | 10.5 |  |  |  |  | R-410A | 1.4583 | Residential & Commercial | USHP | Ducted CEE Tier 1
216738470 | Central HP <5.4 tons | ARCOAIRE | HRCU-A-CB (Split System: Heat Pump with Remote Outdoor Unit-Air-Source) | D5CUHAH24AAK |  |  | ESH5X36M12A* | *92MSN0801716A* | 22600 | 16 | 8.1 | 20800 | 18400 | 88.46% | 1.85 | 0 | 10.5 |  |  |  |  | R-454B | 1.8833 | Residential & Commercial | USHP | Ducted CEE Tier 1
216737461 | Central HP <5.4 tons | ARCOAIRE | HRCU-A-CB (Split System: Heat Pump with Remote Outdoor Unit-Air-Source) | D5CUHAH24AAK |  |  | ESH5X30M12A* | *92MSN0601412A* | 22600 | 15.2 | 8.1 | 21200 | 18900 | 89.15% | 1.85 | 0 | 10.5 |  |  |  |  | R-454B | 1.8833 | Residential & Commercial | USHP | Ducted CEE Tier 1
212970019 | Central HP <5.4 tons | ARCOAIRE | HRCU-A-CB (Split System: Heat Pump with Remote Outdoor Unit-Air-Source) | DLCURAH18ABK |  |  | EN(A,D)4X30L17** | *80VSL0701716B* | 17500 | 16 | 8.1 | 18000 | 18600 | 103.3% | 2.24 | 0 | 11 |  |  |  |  | R-410A | 1.4583 | Residential & Commercial | USHP | Ducted CEE Tier 1
211262096 | Central HP <5.4 tons | ARCOAIRE | HRCU-A-CB (Split System: Heat Pump with Remote Outdoor Unit-Air-Source) | DLCURAH18ABK |  |  | EA*4X30L17A* | *92ESN0601714A* | 17900 | 16.5 | 8.5 | 18300 | 18500 | 101.1% | 2.22 | 0 | 10.5 |  |  |  |  | R-410A | 1.4917 | Residential & Commercial | USHP | Ducted CEE Tier 1
211261326 | Central HP <5.4 tons | ARCOAIRE | HRCU-A-CB (Split System: Heat Pump with Remote Outdoor Unit-Air-Source) | DLCURAH18ABK |  |  | EA*4X30L14A* | *95ESN0401410A* | 17900 | 15.5 | 8.5 | 18500 | 18500 | 100% | 2.22 | 0 | 10.5 |  |  |  |  | R-410A | 1.4917 | Residential & Commercial | USHP | Ducted CEE Tier 1
214628158 | Central HP <5.4 tons | CARRIER | HRCU-A-CB (Split System: Heat Pump with Remote Outdoor Unit-Air-Source) | 38MURAQ24AB3* | ADP |  | C36A***L159 | 58S(B,C)*B045M14**12 | 23600 | 17 | 8.5 | 24800 | 23800 | 95.97% | 2 | 0 | 10.5 |  |  |  |  | R-410A | 1.9667 | Residential & Commercial | USHP | Ducted CEE Tier 1
214628206 | Central HP <5.4 tons | CARRIER | HRCU-A-CB (Split System: Heat Pump with Remote Outdoor Unit-Air-Source) | 38MURAQ24AB3* | ADP |  | C36A***L139 | 58S(B,C)*B070M17**16 | 23400 | 17 | 9 | 25200 | 26000 | 103.2% | 2.24 | 0 | 10 |  |  |  |  | R-410A | 1.95 | Residential & Commercial | USHP | Ducted CEE Tier 1
214628209 | Central HP <5.4 tons | CARRIER | HRCU-A-CB (Split System: Heat Pump with Remote Outdoor Unit-Air-Source) | 38MURAQ24AB3* | ADP |  | PL36H175P149 | 58S(B,C)*B070M17**16 | 23600 | 17 | 8.5 | 24800 | 24000 | 96.77% | 2.02 | 0 | 10.5 |  |  |  |  | R-410A | 1.9667 | Residential & Commercial | USHP | Ducted CEE Tier 1
216739132 | Central HP <5.4 tons | ARCOAIRE | HRCU-A-CB (Split System: Heat Pump with Remote Outdoor Unit-Air-Source) | D5CUHAH24AAK |  |  | FMA5X24**AL* | 0 | 22600 | 17 | 9 | 21400 | 19500 | 91.12% | 2.1 | 0 | 11 |  |  |  |  | R-454B | 1.8833 | Residential & Commercial | USHP | Ducted CEE Tier 1
216682799 | Central HP <5.4 tons | ARCOAIRE | HRCU-A-CB (Split System: Heat Pump with Remote Outdoor Unit-Air-Source) | DLCURAH30ABK |  |  | EA*4X42L21A* | *97VTN1002122A* | 30000 | 15.2 | 8.5 | 34000 | 27200 | 80% | 1.75 | 0 | 9 |  |  |  |  | R-410A | 2.5 | Residential & Commercial | USHP
213787633 | Central HP <5.4 tons | ARCOAIRE | HRCU-A-CB (Split System: Heat Pump with Remote Outdoor Unit-Air-Source) | DLCURAH30ABK |  |  | FTMA4B48L0C* | 0 | 31600 | 15.75 | 9 | 32400 | 25800 | 79.63% | 1.88 | 0 | 9.5 |  |  |  |  | R-410A | 2.6333 | Residential & Commercial | USHP
212986621 | Central HP <5.4 tons | PAYNE HEATING AND COOLING | HRCU-A-CB (Split System: Heat Pump with Remote Outdoor Unit-Air-Source) | 38MURAQ24AB3* |  |  | CNPV*3017AL* | PG96MSAA36040B** | 23200 | 15.5 | 8.1 | 26000 | 24400 | 93.85% | 2.02 | 0 | 10 |  |  |  |  | R-410A | 1.9333 | Residential & Commercial | USHP | Ducted CEE Tier 1
212987809 | Central HP <5.4 tons | PAYNE HEATING AND COOLING | HRCU-A-CB (Split System: Heat Pump with Remote Outdoor Unit-Air-Source) | 38MURAQ24AB3* |  |  | CAP**3721AL* | PG96MSAA60080C** | 24200 | 17.5 | 8.5 | 25200 | 21600 | 85.71% | 1.82 | 0 | 10 |  |  |  |  | R-410A | 2.0167 | Residential & Commercial | USHP | Ducted CEE Tier 1
212988711 | Central HP <5.4 tons | PAYNE HEATING AND COOLING | HRCU-A-CB (Split System: Heat Pump with Remote Outdoor Unit-Air-Source) | 38MURAQ24AB3* |  |  | CAP**3721AL* | PG95MSUA36040B** | 24200 | 17 | 8.5 | 25200 | 21400 | 84.92% | 1.8 | 0 | 10 |  |  |  |  | R-410A | 2.0167 | Residential & Commercial | USHP | Ducted CEE Tier 1
212972665 | Central HP <5.4 tons | ARCOAIRE | HRCU-A-CB (Split System: Heat Pump with Remote Outdoor Unit-Air-Source) | DLCURAH18ABK |  |  | EA*4X19L17A* | *96VSN0401410B* | 17700 | 16 | 8.1 | 17800 | 17900 | 100.6% | 2.16 | 0 | 10.5 |  |  |  |  | R-410A | 1.475 | Residential & Commercial | USHP | Ducted CEE Tier 1
213778789 | Central HP <5.4 tons | ARCOAIRE | HRCU-A-CB (Split System: Heat Pump with Remote Outdoor Unit-Air-Source) | HVH837GKA** |  |  | EA*4X36L17A*+WALLCON | *97CMN0801714B* | 31400 | 16.5 | 8.1 | 33200 | 24400 | 73.49% | 1.82 | 0 | 10.5 |  |  |  |  | R-410A | 2.6167 | Residential & Commercial | USHP | Ducted CEE Tier 1
213774459 | Central HP <5.4 tons | ARCOAIRE | HRCU-A-CB (Split System: Heat Pump with Remote Outdoor Unit-Air-Source) | HVH825GKA3* |  |  | EHD4X42AAL+WALLCON | *95CSU0601716B* | 24000 | 16 | 8.1 | 21400 | 16600 | 77.57% | 1.98 | 0 | 10.5 |  |  |  |  | R-410A | 2 | Residential & Commercial | USHP | Ducted CEE Tier 1
213773089 | Central HP <5.4 tons | ARCOAIRE | HRCU-A-CB (Split System: Heat Pump with Remote Outdoor Unit-Air-Source) | HVH825GKA3* |  |  | EA*4X36L21A*+WALLCON | *95CSU0601716B* | 23600 | 16.5 | 8.1 | 21600 | 16700 | 77.31% | 1.92 | 0 | 10.5 |  |  |  |  | R-410A | 1.9667 | Residential & Commercial | USHP | Ducted CEE Tier 1
213773339 | Central HP <5.4 tons | ARCOAIRE | HRCU-A-CB (Split System: Heat Pump with Remote Outdoor Unit-Air-Source) | HVH825GKA3* |  |  | EA*4X37L21A*+WALLCON | *97CMN1002122B* | 24400 | 16.5 | 8.5 | 21200 | 16600 | 78.3% | 2.02 | 0 | 11 |  |  |  |  | R-410A | 2.0333 | Residential & Commercial | USHP | Ducted CEE Tier 1
213773459 | Central HP <5.4 tons | ARCOAIRE | HRCU-A-CB (Split System: Heat Pump with Remote Outdoor Unit-Air-Source) | HVH825GKA3* |  |  | EA*4X42L21A*+WALLCON | *97CMN1002122B* | 23800 | 16.5 | 8.1 | 21400 | 16600 | 77.57% | 1.96 | 0 | 11 |  |  |  |  | R-410A | 1.9833 | Residential & Commercial | USHP | Ducted CEE Tier 1
213773759 | Central HP <5.4 tons | ARCOAIRE | HRCU-A-CB (Split System: Heat Pump with Remote Outdoor Unit-Air-Source) | HVH825GKA3* |  |  | EA*4X48L21A*+WALLCON | *97CMN0801714B* | 24000 | 16.5 | 8.1 | 21000 | 16600 | 79.05% | 2 | 0 | 10.5 |  |  |  |  | R-410A | 2 | Residential & Commercial | USHP | Ducted CEE Tier 1
215933158 | Central HP <5.4 tons | ARCOAIRE | HRCU-A-CB (Split System: Heat Pump with Remote Outdoor Unit-Air-Source) | H5H3V36*K*AAA* |  |  | ESH5X36M12A*+WALLCON | *95CSU1002122B* | 33400 | 19 | 9 | 34800 | 26600 | 76.44% | 1.94 | 0 | 11.5 |  |  |  |  | R-454B | 2.7833 | Residential & Commercial | USHP | Ducted CEE Tier 1
215932858 | Central HP <5.4 tons | ARCOAIRE | HRCU-A-CB (Split System: Heat Pump with Remote Outdoor Unit-Air-Source) | H5H3V36*K*AAA* |  |  | EA*5X61M24A*+WALLCON | *80CTL0702120B* | 34400 | 20.5 | 9.5 | 34400 | 26000 | 75.58% | 2.06 | 0 | 12 |  |  |  |  | R-454B | 2.8667 | Residential & Commercial | USHP | Ducted CEE Tier 1
215932458 | Central HP <5.4 tons | ARCOAIRE | HRCU-A-CB (Split System: Heat Pump with Remote Outdoor Unit-Air-Source) | H5H3V36*K*AAA* |  |  | EA*5X48M21A*+WALLCON | *95CSU0601716B* | 33200 | 19.5 | 9.5 | 35000 | 26800 | 76.57% | 2.02 | 0 | 11 |  |  |  |  | R-454B | 2.7667 | Residential & Commercial | USHP | Ducted CEE Tier 1
215933458 | Central HP <5.4 tons | ARCOAIRE | HRCU-A-CB (Split System: Heat Pump with Remote Outdoor Unit-Air-Source) | H5H3V36*K*AAA* |  |  | ESH5X42M12A*+WALLCON | *96CTN0401410B* | 32000 | 17 | 9 | 33800 | 26000 | 76.92% | 1.96 | 0 | 10.5 |  |  |  |  | R-454B | 2.6667 | Residential & Commercial | USHP | Ducted CEE Tier 1
215933408 | Central HP <5.4 tons | ARCOAIRE | HRCU-A-CB (Split System: Heat Pump with Remote Outdoor Unit-Air-Source) | H5H3V36*K*AAA* |  |  | ESH5X42M12A*+WALLCON | *97CMN0602120B* | 33400 | 18.5 | 9 | 35200 | 27000 | 76.7% | 1.92 | 0 | 11 |  |  |  |  | R-454B | 2.7833 | Residential & Commercial | USHP | Ducted CEE Tier 1
215933778 | Central HP <5.4 tons | ARCOAIRE | HRCU-A-CB (Split System: Heat Pump with Remote Outdoor Unit-Air-Source) | H5H3V36*K*AAA* |  |  | ESH5X60M12A*+WALLCON | *80CTL0702120B* | 34200 | 19.5 | 9 | 34400 | 26000 | 75.58% | 1.96 | 0 | 11.7 |  |  |  |  | R-454B | 2.85 | Residential & Commercial | USHP | Ducted CEE Tier 1
215933878 | Central HP <5.4 tons | ARCOAIRE | HRCU-A-CB (Split System: Heat Pump with Remote Outdoor Unit-Air-Source) | H5H3V36*K*AAA* |  |  | ESH5X60M12A*+WALLCON | *97CMN0801714B* | 34000 | 19 | 9 | 34800 | 26400 | 75.86% | 1.94 | 0 | 11 |  |  |  |  | R-454B | 2.8333 | Residential & Commercial | USHP | Ducted CEE Tier 1
216681549 | Central HP <5.4 tons | PAYNE HEATING AND COOLING | HRCU-A-CB (Split System: Heat Pump with Remote Outdoor Unit-Air-Source) | 38MURAQ24AB3* |  |  | CSPH*3612AL* | PG97VTAA60080C** | 24200 | 16.5 | 9 | 25600 | 22000 | 85.94% | 1.75 | 0 | 10 |  |  |  |  | R-410A | 2.0167 | Residential & Commercial | USHP | Ducted CEE Tier 1
213780429 | Central HP <5.4 tons | ARCOAIRE | HRCU-A-CB (Split System: Heat Pump with Remote Outdoor Unit-Air-Source) | HVH837GKA** |  |  | EHD4X60AAL+WALLCON | *96CTN0801714B* | 32800 | 16.5 | 8.1 | 32200 | 25000 | 77.64% | 1.98 | 0 | 11 |  |  |  |  | R-410A | 2.7333 | Residential & Commercial | USHP | Ducted CEE Tier 1
215935278 | Central HP <5.4 tons | ARCOAIRE | HRCU-A-CB (Split System: Heat Pump with Remote Outdoor Unit-Air-Source) | H5H3V36*K*AAA* |  |  | EVM5X60M21A*+WALLCON | *97CMN0801714B* | 35400 | 21.5 | 8.5 | 38500 | 29000 | 75.32% | 2.02 | 0 | 12 |  |  |  |  | R-454B | 2.95 | Residential & Commercial | USHP | Ducted CEE Tier 1
213774399 | Central HP <5.4 tons | ARCOAIRE | HRCU-A-CB (Split System: Heat Pump with Remote Outdoor Unit-Air-Source) | HVH825GKA3* |  |  | EHD4X42AAL+WALLCON | *80CTL0701412B* | 24200 | 16 | 8.1 | 21200 | 16600 | 78.3% | 2 | 0 | 10.5 |  |  |  |  | R-410A | 2.0167 | Residential & Commercial | USHP | Ducted CEE Tier 1
216752033 | Central HP <5.4 tons | YORK | HRCU-A-CB (Split System: Heat Pump with Remote Outdoor Unit-Air-Source) | HH836E2S11 | ADP |  | H,YG48*36+TXV-BLEED | Y91E100C20SMPS1 | 34800 | 18 | 8.5 | 31400 | 26800 | 85.35% | 2 | 0 | 11 |  |  |  |  | R-454B | 2.9 | Residential & Commercial | USHP | Ducted CEE Tier 1
213771699 | Central HP <5.4 tons | ARCOAIRE | HRCU-A-CB (Split System: Heat Pump with Remote Outdoor Unit-Air-Source) | HVH825GKA2* |  |  | EA*4X48L24A*+WALLCON | *80CTL1352422B* | 24200 | 17 | 8.1 | 21000 | 16500 | 78.57% | 2.02 | 0 | 11 |  |  |  |  | R-410A | 2.0167 | Residential & Commercial | USHP | Ducted CEE Tier 1
214242939 | Central HP <5.4 tons | ARCOAIRE | HRCU-A-CB (Split System: Heat Pump with Remote Outdoor Unit-Air-Source) | HVH825GKA2* |  |  | END4X42L17**+WALLCON | *96CTN0601714B* | 23800 | 16.5 | 8.1 | 21400 | 16700 | 78.04% | 1.98 | 0 | 11 |  |  |  |  | R-410A | 1.9833 | Residential & Commercial | USHP | Ducted CEE Tier 1
211260831 | Central HP <5.4 tons | ARCOAIRE | HRCU-A-CB (Split System: Heat Pump with Remote Outdoor Unit-Air-Source) | DLCURAH18ABK |  |  | EA*4X25L17A* | *80VTL0451412A* | 18200 | 16.5 | 8.5 | 18000 | 17500 | 97.22% | 2.12 | 0 | 11 |  |  |  |  | R-410A | 1.5167 | Residential & Commercial | USHP | Ducted CEE Tier 1
211260444 | Central HP <5.4 tons | ARCOAIRE | HRCU-A-CB (Split System: Heat Pump with Remote Outdoor Unit-Air-Source) | DLCURAH18ABK |  |  | EA*4X24L17A* | *95ESN0401410A* | 17700 | 15.5 | 8.5 | 18700 | 19000 | 101.6% | 2.28 | 0 | 10.5 |  |  |  |  | R-410A | 1.475 | Residential & Commercial | USHP | Ducted CEE Tier 1
211260276 | Central HP <5.4 tons | ARCOAIRE | HRCU-A-CB (Split System: Heat Pump with Remote Outdoor Unit-Air-Source) | DLCURAH18ABK |  |  | EA*4X24L17A* | *96VSN0401410A* | 17400 | 16 | 8.5 | 18300 | 19200 | 104.9% | 2.3 | 0 | 10.5 |  |  |  |  | R-410A | 1.45 | Residential & Commercial | USHP | Ducted CEE Tier 1
213607801 | Central HP <5.4 tons | ARCOAIRE | HRCU-A-CB (Split System: Heat Pump with Remote Outdoor Unit-Air-Source) | DLCURAH48ABK |  |  | FTMA4B60L0D* | 0 | 48500 | 17 | 8.5 | 48500 | 34000 | 70.1% | 2.02 | 0 | 10 |  |  |  |  | R-410A | 4.0417 | Residential & Commercial | USHP | Ducted CEE Tier 1
215940598 | Central HP <5.4 tons | ARCOAIRE | HRCU-A-CB (Split System: Heat Pump with Remote Outdoor Unit-Air-Source) | H5H3V36*K*AAA* |  |  | EVD5X38M17A*+WALLCON | *97CTN0601716A* | 35200 | 20.5 | 8.5 | 39000 | 29400 | 75.38% | 2 | 0 | 11.5 |  |  |  |  | R-454B | 2.9333 | Residential & Commercial | USHP | Ducted CEE Tier 1
215940728 | Central HP <5.4 tons | ARCOAIRE | HRCU-A-CB (Split System: Heat Pump with Remote Outdoor Unit-Air-Source) | H5H3V36*K*AAA* |  |  | EVD5X48M24A*+WALLCON | *96CTN0802120B* | 35000 | 21 | 8.5 | 38500 | 28400 | 73.77% | 2.04 | 0 | 12 |  |  |  |  | R-454B | 2.9167 | Residential & Commercial | USHP | Ducted CEE Tier 1
215939978 | Central HP <5.4 tons | ARCOAIRE | HRCU-A-CB (Split System: Heat Pump with Remote Outdoor Unit-Air-Source) | H5H3V36*K*AAA* |  |  | ESH5X36M12A*+WALLCON | *97CTN0801716A* | 33000 | 18.5 | 9 | 35400 | 27200 | 76.84% | 1.92 | 0 | 10.5 |  |  |  |  | R-454B | 2.75 | Residential & Commercial | USHP | Ducted CEE Tier 1
215940028 | Central HP <5.4 tons | ARCOAIRE | HRCU-A-CB (Split System: Heat Pump with Remote Outdoor Unit-Air-Source) | H5H3V36*K*AAA* |  |  | ESH5X42M12A*+WALLCON | *80CSU0401712B* | 33600 | 19.5 | 9 | 34600 | 26600 | 76.88% | 1.92 | 0 | 11.7 |  |  |  |  | R-454B | 2.8 | Residential & Commercial | USHP | Ducted CEE Tier 1
211260390 | Central HP <5.4 tons | ARCOAIRE | HRCU-A-CB (Split System: Heat Pump with Remote Outdoor Unit-Air-Source) | DLCURAH18ABK |  |  | EA*4X24L17A* | *80VTL0451412A* | 17600 | 16.5 | 8.5 | 18500 | 19100 | 103.2% | 2.3 | 0 | 10.5 |  |  |  |  | R-410A | 1.4667 | Residential & Commercial | USHP | Ducted CEE Tier 1
211259890 | Central HP <5.4 tons | ARCOAIRE | HRCU-A-CB (Split System: Heat Pump with Remote Outdoor Unit-Air-Source) | DLCURAH18ABK |  |  | EA*4X19L17A* | *80ES(N,L)0451412A* | 18600 | 16.5 | 8.5 | 18500 | 17500 | 94.59% | 2.14 | 0 | 11 |  |  |  |  | R-410A | 1.55 | Residential & Commercial | USHP | Ducted CEE Tier 1
211259604 | Central HP <5.4 tons | ARCOAIRE | HRCU-A-CB (Split System: Heat Pump with Remote Outdoor Unit-Air-Source) | DLCURAH18ABK |  |  | EA*4X19L17A* | *96VSN0601714A* | 18200 | 16 | 8.5 | 18200 | 17600 | 96.7% | 2.14 | 0 | 10.5 |  |  |  |  | R-410A | 1.5167 | Residential & Commercial | USHP | Ducted CEE Tier 1
211260817 | Central HP <5.4 tons | ARCOAIRE | HRCU-A-CB (Split System: Heat Pump with Remote Outdoor Unit-Air-Source) | DLCURAH18ABK |  |  | EA*4X25L17A* | *80ESU0401712A* | 19000 | 16.5 | 8.5 | 18600 | 17200 | 92.47% | 2.12 | 0 | 11 |  |  |  |  | R-410A | 1.5833 | Residential & Commercial | USHP | Ducted CEE Tier 1
211260265 | Central HP <5.4 tons | ARCOAIRE | HRCU-A-CB (Split System: Heat Pump with Remote Outdoor Unit-Air-Source) | DLCURAH18ABK |  |  | EA*4X24L17A* | *96VSN0601714A* | 17700 | 16 | 8.5 | 18600 | 19100 | 102.7% | 2.3 | 0 | 10.5 |  |  |  |  | R-410A | 1.475 | Residential & Commercial | USHP | Ducted CEE Tier 1
211260458 | Central HP <5.4 tons | ARCOAIRE | HRCU-A-CB (Split System: Heat Pump with Remote Outdoor Unit-Air-Source) | DLCURAH18ABK |  |  | EA*4X24L17A* | *95ESN0401712A* | 17300 | 15.5 | 8.5 | 18300 | 19300 | 105.5% | 2.3 | 0 | 10 |  |  |  |  | R-410A | 1.4417 | Residential & Commercial | USHP | Ducted CEE Tier 1
214242069 | Central HP <5.4 tons | ARCOAIRE | HRCU-A-CB (Split System: Heat Pump with Remote Outdoor Unit-Air-Source) | HVH825GKA3* |  |  | END4X42L17**+WALLCON | *96CTN0601714B* | 23800 | 16.5 | 8.1 | 21400 | 16700 | 78.04% | 1.96 | 0 | 11 |  |  |  |  | R-410A | 1.9833 | Residential & Commercial | USHP | Ducted CEE Tier 1
214628223 | Central HP <5.4 tons | CARRIER | HRCU-A-CB (Split System: Heat Pump with Remote Outdoor Unit-Air-Source) | 38MURAQ24AB3* | ADP |  | C36A***L159 | 58S(B,C)*B070M17**16 | 23600 | 17 | 8.5 | 24800 | 24000 | 96.77% | 2.02 | 0 | 10.5 |  |  |  |  | R-410A | 1.9667 | Residential & Commercial | USHP | Ducted CEE Tier 1
214628243 | Central HP <5.4 tons | CARRIER | HRCU-A-CB (Split System: Heat Pump with Remote Outdoor Unit-Air-Source) | 38MURAQ24AB3* | ADP |  | A24VBA+TXV | 58TP*B045V14**12 | 23200 | 17 | 9.5 | 36800 | 26800 | 72.83% | 2.32 | 0 | 10 |  |  |  |  | R-410A | 1.9333 | Residential & Commercial | USHP | Ducted CEE Tier 1
214628257 | Central HP <5.4 tons | CARRIER | HRCU-A-CB (Split System: Heat Pump with Remote Outdoor Unit-Air-Source) | 38MURAQ24AB3* | ADP |  | C36A***L159 | 58TP*B045V14**12 | 23600 | 17 | 8.5 | 24600 | 24200 | 98.37% | 2.04 | 0 | 10.5 |  |  |  |  | R-410A | 1.9667 | Residential & Commercial | USHP | Ducted CEE Tier 1
214628423 | Central HP <5.4 tons | CARRIER | HRCU-A-CB (Split System: Heat Pump with Remote Outdoor Unit-Air-Source) | 38MURAQ24AB3* | ADP |  | A36VCA+TXV | 59SC6A060M17**16 | 23400 | 17 | 9 | 24200 | 23200 | 95.87% | 1.96 | 0 | 10 |  |  |  |  | R-410A | 1.95 | Residential & Commercial | USHP | Ducted CEE Tier 1
214628442 | Central HP <5.4 tons | CARRIER | HRCU-A-CB (Split System: Heat Pump with Remote Outdoor Unit-Air-Source) | 38MURAQ24AB3* | ADP |  | V,C36H175P159 | 59SC6A060M17**16 | 23600 | 17 | 9 | 24200 | 23200 | 95.87% | 1.96 | 0 | 10 |  |  |  |  | R-410A | 1.9667 | Residential & Commercial | USHP | Ducted CEE Tier 1
212987011 | Central HP <5.4 tons | ARCOAIRE | HRCU-A-CB (Split System: Heat Pump with Remote Outdoor Unit-Air-Source) | DLCURAH18ABK |  |  | EA*4X25L17A* | *96MSN0601412A* | 17800 | 16.5 | 8.1 | 17700 | 17700 | 100% | 2.14 | 0 | 10.5 |  |  |  |  | R-410A | 1.4833 | Residential & Commercial | USHP | Ducted CEE Tier 1
212987061 | Central HP <5.4 tons | ARCOAIRE | HRCU-A-CB (Split System: Heat Pump with Remote Outdoor Unit-Air-Source) | DLCURAH18ABK |  |  | EN(A,D)4X24L17** | *96MSN0601412A* | 17300 | 16 | 8.1 | 18300 | 19200 | 104.9% | 2.32 | 0 | 10.5 |  |  |  |  | R-410A | 1.4417 | Residential & Commercial | USHP | Ducted CEE Tier 1
212986659 | Central HP <5.4 tons | ARCOAIRE | HRCU-A-CB (Split System: Heat Pump with Remote Outdoor Unit-Air-Source) | DLCURAH18ABK |  |  | EA*4X19L17A* | *96MSN0401712A* | 17600 | 15.5 | 8.1 | 17800 | 17900 | 100.6% | 2.14 | 0 | 10.5 |  |  |  |  | R-410A | 1.4667 | Residential & Commercial | USHP | Ducted CEE Tier 1
213780079 | Central HP <5.4 tons | ARCOAIRE | HRCU-A-CB (Split System: Heat Pump with Remote Outdoor Unit-Air-Source) | HVH837GKA** |  |  | EHD4X42AAL+WALLCON | *97CMN1002122B* | 32600 | 16.5 | 8.1 | 33000 | 24600 | 74.55% | 1.94 | 0 | 11 |  |  |  |  | R-410A | 2.7167 | Residential & Commercial | USHP | Ducted CEE Tier 1
213780129 | Central HP <5.4 tons | ARCOAIRE | HRCU-A-CB (Split System: Heat Pump with Remote Outdoor Unit-Air-Source) | HVH837GKA** |  |  | EHD4X42AAL+WALLCON | *96CTN1202422B* | 32600 | 16.5 | 8.1 | 33000 | 24600 | 74.55% | 1.94 | 0 | 11 |  |  |  |  | R-410A | 2.7167 | Residential & Commercial | USHP | Ducted CEE Tier 1
213779679 | Central HP <5.4 tons | ARCOAIRE | HRCU-A-CB (Split System: Heat Pump with Remote Outdoor Unit-Air-Source) | HVH837GKA** |  |  | EA*4X61L21A*+WALLCON | *95CSU0601716B* | 33000 | 17 | 8.1 | 32200 | 25000 | 77.64% | 1.96 | 0 | 11 |  |  |  |  | R-410A | 2.75 | Residential & Commercial | USHP | Ducted CEE Tier 1
213778959 | Central HP <5.4 tons | ARCOAIRE | HRCU-A-CB (Split System: Heat Pump with Remote Outdoor Unit-Air-Source) | HVH837GKA** |  |  | EA*4X37L21A*+WALLCON | *80CTL0901716B* | 32600 | 17 | 8.5 | 32800 | 25000 | 76.22% | 1.98 | 0 | 11 |  |  |  |  | R-410A | 2.7167 | Residential & Commercial | USHP | Ducted CEE Tier 1
213779279 | Central HP <5.4 tons | ARCOAIRE | HRCU-A-CB (Split System: Heat Pump with Remote Outdoor Unit-Air-Source) | HVH837GKA** |  |  | EA*4X43L21A*+WALLCON | *80CTL0902120B* | 32800 | 17 | 8.5 | 32600 | 25000 | 76.69% | 1.98 | 0 | 11.5 |  |  |  |  | R-410A | 2.7333 | Residential & Commercial | USHP | Ducted CEE Tier 1
214243099 | Central HP <5.4 tons | ARCOAIRE | HRCU-A-CB (Split System: Heat Pump with Remote Outdoor Unit-Air-Source) | HVH825GKA2* |  |  | EN(A,D,W)4X48L21**+WALLCON | *80CTL0901716B* | 24200 | 17 | 8.1 | 21200 | 16600 | 78.3% | 2.02 | 0 | 11 |  |  |  |  | R-410A | 2.0167 | Residential & Commercial | USHP | Ducted CEE Tier 1
213738395 | Central HP <5.4 tons | DAY & NIGHT | HRCU-A-CB (Split System: Heat Pump with Remote Outdoor Unit-Air-Source) | DLCURAH30ABK | ADP |  | PL36H210P299 | *92MSN0601714A* | 30400 | 15.2 | 8.1 | 31800 | 26000 | 81.76% | 1.84 | 0 | 9 |  |  |  |  | R-410A | 2.5333 | Residential & Commercial | USHP
214239847 | Central HP <5.4 tons | ARCOAIRE | HRCU-A-CB (Split System: Heat Pump with Remote Outdoor Unit-Air-Source) | HVH837GKA** |  |  | EN(A,D,W)4X48L21**+WALLCON | *80CTL0451712B* | 32200 | 16.5 | 8.1 | 33200 | 25000 | 75.3% | 1.9 | 0 | 11 |  |  |  |  | R-410A | 2.6833 | Residential & Commercial | USHP | Ducted CEE Tier 1
214240067 | Central HP <5.4 tons | ARCOAIRE | HRCU-A-CB (Split System: Heat Pump with Remote Outdoor Unit-Air-Source) | HVH837GKA** |  |  | EN(A,D,W)4X60L24**+WALLCON | *97CMN1002122B* | 32800 | 17.5 | 8.1 | 32200 | 24600 | 76.4% | 1.96 | 0 | 12 |  |  |  |  | R-410A | 2.7333 | Residential & Commercial | USHP | Ducted CEE Tier 1
213738366 | Central HP <5.4 tons | DAY & NIGHT | HRCU-A-CB (Split System: Heat Pump with Remote Outdoor Unit-Air-Source) | DLCURAH30ABK | ADP |  | FG82936 | *80MSU0401712A* | 29800 | 15.2 | 8.1 | 32200 | 27200 | 84.47% | 1.8 | 0 | 9 |  |  |  |  | R-410A | 2.4833 | Residential & Commercial | USHP
214628647 | Central HP <5.4 tons | CARRIER | HRCU-A-CB (Split System: Heat Pump with Remote Outdoor Unit-Air-Source) | 38MURAQ30AB3* | ADP |  | C36A***L139 | 58S(B,C)*B090M17**14 | 29400 | 15.2 | 8.1 | 32600 | 27200 | 83.44% | 1.8 | 0 | 8.5 |  |  |  |  | R-410A | 2.45 | Residential & Commercial | USHP
214628656 | Central HP <5.4 tons | CARRIER | HRCU-A-CB (Split System: Heat Pump with Remote Outdoor Unit-Air-Source) | 38MURAQ30AB3* | ADP |  | PL36H175P159 | 58S(B,C)*B090M17**14 | 30000 | 15.2 | 8.1 | 32600 | 27200 | 83.44% | 1.8 | 0 | 9 |  |  |  |  | R-410A | 2.5 | Residential & Commercial | USHP
214242389 | Central HP <5.4 tons | ARCOAIRE | HRCU-A-CB (Split System: Heat Pump with Remote Outdoor Unit-Air-Source) | HVH825GKA3* |  |  | EN(A,D)4X48L24**+WALLCON | *96CTN1202422B* | 24200 | 17 | 8.1 | 21200 | 16600 | 78.3% | 2 | 0 | 11 |  |  |  |  | R-410A | 2.0167 | Residential & Commercial | USHP | Ducted CEE Tier 1
214239597 | Central HP <5.4 tons | ARCOAIRE | HRCU-A-CB (Split System: Heat Pump with Remote Outdoor Unit-Air-Source) | HVH837GKA** |  |  | EN(A,D)4X36L21**+WALLCON | *97CMN1002122B* | 31400 | 16.5 | 8.1 | 33000 | 24000 | 72.73% | 1.82 | 0 | 11 |  |  |  |  | R-410A | 2.6167 | Residential & Commercial | USHP | Ducted CEE Tier 1
214239347 | Central HP <5.4 tons | ARCOAIRE | HRCU-A-CB (Split System: Heat Pump with Remote Outdoor Unit-Air-Source) | HVH837GKA2* |  |  | EN(A,D)4X48L24**+WALLCON | *96CTN1202422B* | 32400 | 17 | 8.1 | 32600 | 24600 | 75.46% | 1.96 | 0 | 11.7 |  |  |  |  | R-410A | 2.7 | Residential & Commercial | USHP | Ducted CEE Tier 1
214239077 | Central HP <5.4 tons | ARCOAIRE | HRCU-A-CB (Split System: Heat Pump with Remote Outdoor Unit-Air-Source) | HVH837GKA2* |  |  | EN(A,D,W)4X42L21**+WALLCON | *80CTL0902120B* | 31800 | 17 | 8.1 | 33000 | 24400 | 73.94% | 1.88 | 0 | 11 |  |  |  |  | R-410A | 2.65 | Residential & Commercial | USHP | Ducted CEE Tier 1
214242239 | Central HP <5.4 tons | ARCOAIRE | HRCU-A-CB (Split System: Heat Pump with Remote Outdoor Unit-Air-Source) | HVH825GKA3* |  |  | EN(A,D,W)4X48L21**+WALLCON | *80CTL0902120B* | 24200 | 17 | 8.1 | 21200 | 16600 | 78.3% | 2 | 0 | 11 |  |  |  |  | R-410A | 2.0167 | Residential & Commercial | USHP | Ducted CEE Tier 1
214242269 | Central HP <5.4 tons | ARCOAIRE | HRCU-A-CB (Split System: Heat Pump with Remote Outdoor Unit-Air-Source) | HVH825GKA3* |  |  | EN(A,D,W)4X48L21**+WALLCON | *97CMN0601714B* | 24000 | 16.5 | 8.1 | 21400 | 16700 | 78.04% | 1.98 | 0 | 11 |  |  |  |  | R-410A | 2 | Residential & Commercial | USHP | Ducted CEE Tier 1
212973685 | Central HP <5.4 tons | ARCOAIRE | HRCU-A-CB (Split System: Heat Pump with Remote Outdoor Unit-Air-Source) | DLCURAH18ABK |  |  | EA*4X30L17A* | *96VSN0801716B* | 17400 | 16 | 8.5 | 18000 | 18700 | 103.9% | 2.26 | 0 | 10.5 |  |  |  |  | R-410A | 1.45 | Residential & Commercial | USHP | Ducted CEE Tier 1
212970922 | Central HP <5.4 tons | ARCOAIRE | HRCU-A-CB (Split System: Heat Pump with Remote Outdoor Unit-Air-Source) | DLCURAH18ABK |  |  | EN(A,D)4X24L14** | *80VTL0451412B* | 17700 | 16.5 | 8.5 | 18700 | 19100 | 102.1% | 2.3 | 0 | 11 |  |  |  |  | R-410A | 1.475 | Residential & Commercial | USHP | Ducted CEE Tier 1
212970009 | Central HP <5.4 tons | ARCOAIRE | HRCU-A-CB (Split System: Heat Pump with Remote Outdoor Unit-Air-Source) | DLCURAH18ABK |  |  | EN(A,D)4X24L17** | *80VSL0701716B* | 17700 | 16 | 8.5 | 18700 | 19100 | 102.1% | 2.3 | 0 | 11 |  |  |  |  | R-410A | 1.475 | Residential & Commercial | USHP | Ducted CEE Tier 1
212975082 | Central HP <5.4 tons | ARCOAIRE | HRCU-A-CB (Split System: Heat Pump with Remote Outdoor Unit-Air-Source) | DLCURAH18ABK |  |  | EA*4X24L17A* | *96VTN0401712B* | 17200 | 16 | 8.5 | 18200 | 19400 | 106.6% | 2.34 | 0 | 10.5 |  |  |  |  | R-410A | 1.4333 | Residential & Commercial | USHP | Ducted CEE Tier 1
212975434 | Central HP <5.4 tons | ARCOAIRE | HRCU-A-CB (Split System: Heat Pump with Remote Outdoor Unit-Air-Source) | DLCURAH18ABK |  |  | EA*4X30L17A* | *96VTN0601412B* | 17400 | 16.5 | 8.5 | 18000 | 18700 | 103.9% | 2.26 | 0 | 10.5 |  |  |  |  | R-410A | 1.45 | Residential & Commercial | USHP | Ducted CEE Tier 1
212975489 | Central HP <5.4 tons | ARCOAIRE | HRCU-A-CB (Split System: Heat Pump with Remote Outdoor Unit-Air-Source) | DLCURAH18ABK |  |  | EN(A,D)4X30L17** | *96VTN0601412B* | 17500 | 16.5 | 8.1 | 18000 | 18700 | 103.9% | 2.24 | 0 | 11 |  |  |  |  | R-410A | 1.4583 | Residential & Commercial | USHP | Ducted CEE Tier 1
212552617 | Central HP <5.4 tons | DAY & NIGHT | HRCU-A-CB (Split System: Heat Pump with Remote Outdoor Unit-Air-Source) | CVH848GKA** | ADP |  | FG84960 | *80CTL0902120A* | 46000 | 17 | 8.5 | 44000 | 34600 | 78.64% | 2 | 0 | 10 |  |  |  |  | R-410A | 3.8333 | Residential & Commercial | USHP | Ducted CEE Tier 1
212552667 | Central HP <5.4 tons | DAY & NIGHT | HRCU-A-CB (Split System: Heat Pump with Remote Outdoor Unit-Air-Source) | CVH848GKA** | ADP |  | FG36960 | *96CTN1202422A* | 45000 | 17 | 8.5 | 45000 | 34800 | 77.33% | 2 | 0 | 10 |  |  |  |  | R-410A | 3.75 | Residential & Commercial | USHP | Ducted CEE Tier 1
214861455 | Central HP <5.4 tons | RUUD | HRCU-A-CB (Split System: Heat Pump with Remote Outdoor Unit-Air-Source) | RD17AZ24AJ3N | ADP |  | H,RE7J936 | R951V0403A17UHU | 21400 | 16 | 9.5 | 20800 | 16700 | 80.29% | 2 | 0 | 9.5 |  |  |  |  | R-410A | 1.7833 | Residential & Commercial | USHP
214241639 | Central HP <5.4 tons | ARCOAIRE | HRCU-A-CB (Split System: Heat Pump with Remote Outdoor Unit-Air-Source) | HVH825GKA3* |  |  | EN(A,D)4X24L17**+WALLCON | *96CTN0801714B* | 23200 | 16 | 8.1 | 22000 | 16900 | 76.82% | 1.92 | 0 | 10.5 |  |  |  |  | R-410A | 1.9333 | Residential & Commercial | USHP | Ducted CEE Tier 1
214241859 | Central HP <5.4 tons | ARCOAIRE | HRCU-A-CB (Split System: Heat Pump with Remote Outdoor Unit-Air-Source) | HVH825GKA3* |  |  | EN(A,D,W)4X36L17**+WALLCON | *96CTN0801714B* | 23400 | 16.5 | 8.1 | 21600 | 16700 | 77.31% | 1.9 | 0 | 10.5 |  |  |  |  | R-410A | 1.95 | Residential & Commercial | USHP | Ducted CEE Tier 1
214242159 | Central HP <5.4 tons | ARCOAIRE | HRCU-A-CB (Split System: Heat Pump with Remote Outdoor Unit-Air-Source) | HVH825GKA3* |  |  | EN(A,D,W)4X42L21**+WALLCON | *97CMN0801714B* | 23600 | 16.5 | 8.1 | 21400 | 16700 | 78.04% | 1.94 | 0 | 11 |  |  |  |  | R-410A | 1.9667 | Residential & Commercial | USHP | Ducted CEE Tier 1
214240037 | Central HP <5.4 tons | ARCOAIRE | HRCU-A-CB (Split System: Heat Pump with Remote Outdoor Unit-Air-Source) | HVH837GKA** |  |  | EN(A,D,W)4X60L24**+WALLCON | *80CTL0902120B* | 32800 | 17.5 | 8.1 | 32200 | 24600 | 76.4% | 1.96 | 0 | 12 |  |  |  |  | R-410A | 2.7333 | Residential & Commercial | USHP | Ducted CEE Tier 1
214061451 | Central HP <5.4 tons | YORK | HRCU-A-CB (Split System: Heat Pump with Remote Outdoor Unit-Air-Source) | HMH72B341 | ADP |  | AD-35H*****9 | Y82E100C20LMPS1 | 33600 | 18 | 8.5 | 31400 | 22800 | 72.61% | 2.08 | 0 | 9.5 |  |  |  |  | R-410A | 2.8 | Residential & Commercial | USHP
215224771 | Central HP <5.4 tons | CARRIER | HRCU-A-CB (Split System: Heat Pump with Remote Outdoor Unit-Air-Source) | 25VNA436A*031* | ADP |  | H,PG9J936 | 59MN7C060C21**20 | 33000 | 19 | 9 | 35200 | 25800 | 73.3% | 2.02 | 0 | 11.7 |  |  |  |  | R-410A | 2.75 | Residential & Commercial | USHP | Ducted CEE Tier 1
211260673 | Central HP <5.4 tons | ARCOAIRE | HRCU-A-CB (Split System: Heat Pump with Remote Outdoor Unit-Air-Source) | DLCURAH18ABK |  |  | EA*4X24L17A* | OMV112K14A | 18100 | 15.5 | 8.5 | 19100 | 18900 | 98.95% | 2.26 | 0 | 10.5 |  |  |  |  | R-410A | 1.5083 | Residential & Commercial | USHP | Ducted CEE Tier 1
211261302 | Central HP <5.4 tons | ARCOAIRE | HRCU-A-CB (Split System: Heat Pump with Remote Outdoor Unit-Air-Source) | DLCURAH18ABK |  |  | EA*4X30L14A* | *80VTL0451412A* | 17800 | 16.5 | 8.5 | 18200 | 18500 | 101.6% | 2.22 | 0 | 10.5 |  |  |  |  | R-410A | 1.4833 | Residential & Commercial | USHP | Ducted CEE Tier 1
213607816 | Central HP <5.4 tons | ARCOAIRE | HRCU-A-CB (Split System: Heat Pump with Remote Outdoor Unit-Air-Source) | DLCURAH60ABK |  |  | FTMA4B60L0D* | 0 | 55000 | 15.2 | 8.1 | 52500 | 48000 | 91.43% | 1.84 | 0 | 8.5 |  |  |  |  | R-410A | 4.5833 | Residential & Commercial | USHP
214242899 | Central HP <5.4 tons | ARCOAIRE | HRCU-A-CB (Split System: Heat Pump with Remote Outdoor Unit-Air-Source) | HVH825GKA2* |  |  | END4X42L17**+WALLCON | *95CSU0601716B* | 23800 | 16.5 | 8.1 | 21400 | 16700 | 78.04% | 1.98 | 0 | 11 |  |  |  |  | R-410A | 1.9833 | Residential & Commercial | USHP | Ducted CEE Tier 1
212978226 | Central HP <5.4 tons | ARCOAIRE | HRCU-A-CB (Split System: Heat Pump with Remote Outdoor Unit-Air-Source) | DLCURAH18ABK |  |  | EA*4X19L17A* | *80MS(N,L)0701412A* | 18200 | 17 | 8.5 | 18100 | 17700 | 97.79% | 2.16 | 0 | 11 |  |  |  |  | R-410A | 1.5167 | Residential & Commercial | USHP | Ducted CEE Tier 1
212978778 | Central HP <5.4 tons | ARCOAIRE | HRCU-A-CB (Split System: Heat Pump with Remote Outdoor Unit-Air-Source) | DLCURAH18ABK |  |  | EA*4X30L17A* | *80MS(N,L)0701712A* | 17600 | 16.5 | 8.5 | 18200 | 18800 | 103.3% | 2.26 | 0 | 10.5 |  |  |  |  | R-410A | 1.4667 | Residential & Commercial | USHP | Ducted CEE Tier 1
212981872 | Central HP <5.4 tons | ARCOAIRE | HRCU-A-CB (Split System: Heat Pump with Remote Outdoor Unit-Air-Source) | DLCURAH18ABK |  |  | EN(A,D)4X24L17** | *80MSU1002120A* | 17900 | 15.5 | 8.5 | 19000 | 19000 | 100% | 2.28 | 0 | 10.5 |  |  |  |  | R-410A | 1.4917 | Residential & Commercial | USHP | Ducted CEE Tier 1
212984209 | Central HP <5.4 tons | ARCOAIRE | HRCU-A-CB (Split System: Heat Pump with Remote Outdoor Unit-Air-Source) | DLCURAH18ABK |  |  | EN(A,D)4X24L17** | *92MSN0601714A* | 17500 | 16 | 8.5 | 18500 | 19200 | 103.8% | 2.3 | 0 | 10.5 |  |  |  |  | R-410A | 1.4583 | Residential & Commercial | USHP | Ducted CEE Tier 1
212982388 | Central HP <5.4 tons | ARCOAIRE | HRCU-A-CB (Split System: Heat Pump with Remote Outdoor Unit-Air-Source) | DLCURAH18ABK |  |  | EA*4X24L17A* | *80MSU0401712A* | 17200 | 16 | 8.5 | 18300 | 19100 | 104.4% | 2.3 | 0 | 10 |  |  |  |  | R-410A | 1.4333 | Residential & Commercial | USHP | Ducted CEE Tier 1
212982220 | Central HP <5.4 tons | ARCOAIRE | HRCU-A-CB (Split System: Heat Pump with Remote Outdoor Unit-Air-Source) | DLCURAH30ABK |  |  | END4X42L17** | *80MSU0401712A* | 29800 | 15.2 | 8.5 | 33600 | 27000 | 80.36% | 1.82 | 0 | 9 |  |  |  |  | R-410A | 2.4833 | Residential & Commercial | USHP
212980950 | Central HP <5.4 tons | ARCOAIRE | HRCU-A-CB (Split System: Heat Pump with Remote Outdoor Unit-Air-Source) | DLCURAH30ABK |  |  | EA*4X43L21A* | *80MS(N,L)1102120A* | 31000 | 15.2 | 8.5 | 33600 | 26200 | 77.98% | 1.88 | 0 | 9 |  |  |  |  | R-410A | 2.5833 | Residential & Commercial | USHP
214242949 | Central HP <5.4 tons | ARCOAIRE | HRCU-A-CB (Split System: Heat Pump with Remote Outdoor Unit-Air-Source) | HVH825GKA2* |  |  | END4X42L17**+WALLCON | *96CTN0801714B* | 24000 | 16.5 | 8.1 | 21400 | 16700 | 78.04% | 1.98 | 0 | 11 |  |  |  |  | R-410A | 2 | Residential & Commercial | USHP | Ducted CEE Tier 1
214242699 | Central HP <5.4 tons | ARCOAIRE | HRCU-A-CB (Split System: Heat Pump with Remote Outdoor Unit-Air-Source) | HVH825GKA2* |  |  | EN(A,D,W)4X36L17**+WALLCON | *97CMN0801714B* | 23400 | 16.5 | 8.1 | 21600 | 16700 | 77.31% | 1.92 | 0 | 10.5 |  |  |  |  | R-410A | 1.95 | Residential & Commercial | USHP | Ducted CEE Tier 1
211261829 | Central HP <5.4 tons | ARCOAIRE | HRCU-A-CB (Split System: Heat Pump with Remote Outdoor Unit-Air-Source) | DLCURAH18ABK |  |  | EA*4X30L17A* | *80VTL0701716A* | 17500 | 16.5 | 8.5 | 17900 | 18600 | 103.9% | 2.24 | 0 | 10.5 |  |  |  |  | R-410A | 1.4583 | Residential & Commercial | USHP | Ducted CEE Tier 1
214242279 | Central HP <5.4 tons | ARCOAIRE | HRCU-A-CB (Split System: Heat Pump with Remote Outdoor Unit-Air-Source) | HVH825GKA3* |  |  | EN(A,D,W)4X48L21**+WALLCON | *97CMN0801714B* | 24000 | 16.5 | 8.1 | 21400 | 16600 | 77.57% | 2 | 0 | 11 |  |  |  |  | R-410A | 2 | Residential & Commercial | USHP | Ducted CEE Tier 1
214239807 | Central HP <5.4 tons | ARCOAIRE | HRCU-A-CB (Split System: Heat Pump with Remote Outdoor Unit-Air-Source) | HVH837GKA** |  |  | EN(A,D,W)4X42L21**+WALLCON | *97CMN1002122B* | 31800 | 16.5 | 8.1 | 33000 | 24400 | 73.94% | 1.88 | 0 | 11 |  |  |  |  | R-410A | 2.65 | Residential & Commercial | USHP | Ducted CEE Tier 1
214241979 | Central HP <5.4 tons | ARCOAIRE | HRCU-A-CB (Split System: Heat Pump with Remote Outdoor Unit-Air-Source) | HVH825GKA3* |  |  | EN(A,D)4X36L21**+WALLCON | *96CTN1002122B* | 23600 | 16.5 | 8.1 | 21400 | 16700 | 78.04% | 1.92 | 0 | 11 |  |  |  |  | R-410A | 1.9667 | Residential & Commercial | USHP | Ducted CEE Tier 1
215932838 | Central HP <5.4 tons | ARCOAIRE | HRCU-A-CB (Split System: Heat Pump with Remote Outdoor Unit-Air-Source) | H5H3V36*K*AAA* |  |  | EA*5X61M21A*+WALLCON | *96CTN1002122B* | 34400 | 20.5 | 9.5 | 34200 | 26000 | 76.02% | 2.06 | 0 | 12 |  |  |  |  | R-454B | 2.8667 | Residential & Commercial | USHP | Ducted CEE Tier 1
214242579 | Central HP <5.4 tons | ARCOAIRE | HRCU-A-CB (Split System: Heat Pump with Remote Outdoor Unit-Air-Source) | HVH825GKA2* |  |  | EN(A,D)4X30L17**+WALLCON | *95CSU0601716B* | 23400 | 16.5 | 8.1 | 21600 | 16700 | 77.31% | 1.92 | 0 | 10.5 |  |  |  |  | R-410A | 1.95 | Residential & Commercial | USHP | Ducted CEE Tier 1
214242679 | Central HP <5.4 tons | ARCOAIRE | HRCU-A-CB (Split System: Heat Pump with Remote Outdoor Unit-Air-Source) | HVH825GKA2* |  |  | EN(A,D,W)4X36L17**+WALLCON | *95CSU0601716B* | 23400 | 16.5 | 8.1 | 21600 | 16700 | 77.31% | 1.92 | 0 | 10.5 |  |  |  |  | R-410A | 1.95 | Residential & Commercial | USHP | Ducted CEE Tier 1
214242729 | Central HP <5.4 tons | ARCOAIRE | HRCU-A-CB (Split System: Heat Pump with Remote Outdoor Unit-Air-Source) | HVH825GKA2* |  |  | EN(A,D,W)4X36L17**+WALLCON | *96CTN0801714B* | 23400 | 16.5 | 8.1 | 21600 | 16700 | 77.31% | 1.92 | 0 | 11 |  |  |  |  | R-410A | 1.95 | Residential & Commercial | USHP | Ducted CEE Tier 1
214242879 | Central HP <5.4 tons | ARCOAIRE | HRCU-A-CB (Split System: Heat Pump with Remote Outdoor Unit-Air-Source) | HVH825GKA2* |  |  | END4X42L17**+WALLCON | *80CTL0701716B* | 24000 | 16.5 | 8.1 | 21400 | 16700 | 78.04% | 1.98 | 0 | 11 |  |  |  |  | R-410A | 2 | Residential & Commercial | USHP | Ducted CEE Tier 1
213779329 | Central HP <5.4 tons | ARCOAIRE | HRCU-A-CB (Split System: Heat Pump with Remote Outdoor Unit-Air-Source) | HVH837GKA** |  |  | EA*4X43L21A*+WALLCON | *97CMN1002122B* | 33000 | 17 | 8.5 | 32600 | 25000 | 76.69% | 1.98 | 0 | 11.5 |  |  |  |  | R-410A | 2.75 | Residential & Commercial | USHP | Ducted CEE Tier 1
214242179 | Central HP <5.4 tons | ARCOAIRE | HRCU-A-CB (Split System: Heat Pump with Remote Outdoor Unit-Air-Source) | HVH825GKA3* |  |  | EN(A,D,W)4X42L21**+WALLCON | *96CTN0601714B* | 23600 | 16 | 8.1 | 21600 | 16700 | 77.31% | 1.94 | 0 | 11 |  |  |  |  | R-410A | 1.9667 | Residential & Commercial | USHP | Ducted CEE Tier 1
216737501 | Central HP <5.4 tons | ARCOAIRE | HRCU-A-CB (Split System: Heat Pump with Remote Outdoor Unit-Air-Source) | D5CUHAH24AAK |  |  | ESH5X30M12A* | *92MSN1002120A* | 22400 | 16 | 8.1 | 21000 | 18800 | 89.52% | 1.85 | 0 | 11 |  |  |  |  | R-454B | 1.8667 | Residential & Commercial | USHP | Ducted CEE Tier 1
216737492 | Central HP <5.4 tons | ARCOAIRE | HRCU-A-CB (Split System: Heat Pump with Remote Outdoor Unit-Air-Source) | D5CUHAH24AAK |  |  | ESH5X30M12A* | *92MSN0802120A* | 22800 | 15.5 | 8.1 | 21200 | 18900 | 89.15% | 1.85 | 0 | 10.5 |  |  |  |  | R-454B | 1.9 | Residential & Commercial | USHP | Ducted CEE Tier 1
214239087 | Central HP <5.4 tons | ARCOAIRE | HRCU-A-CB (Split System: Heat Pump with Remote Outdoor Unit-Air-Source) | HVH837GKA2* |  |  | EN(A,D,W)4X42L21**+WALLCON | *80CTL1102120B* | 31800 | 17 | 8.1 | 33000 | 24400 | 73.94% | 1.88 | 0 | 11 |  |  |  |  | R-410A | 2.65 | Residential & Commercial | USHP | Ducted CEE Tier 1
214239287 | Central HP <5.4 tons | ARCOAIRE | HRCU-A-CB (Split System: Heat Pump with Remote Outdoor Unit-Air-Source) | HVH837GKA2* |  |  | EN(A,D)4X48L24**+WALLCON | *80CTL0902120B* | 32400 | 17 | 8.1 | 32600 | 24600 | 75.46% | 1.96 | 0 | 11.7 |  |  |  |  | R-410A | 2.7 | Residential & Commercial | USHP | Ducted CEE Tier 1
215936298 | Central HP <5.4 tons | ARCOAIRE | HRCU-A-CB (Split System: Heat Pump with Remote Outdoor Unit-Air-Source) | H5H3V36*K*AAA* |  |  | EVD5X48M24A*+WALLCON | *80CSU1002120A* | 35000 | 21.5 | 8.5 | 38500 | 28400 | 73.77% | 2.04 | 0 | 12 |  |  |  |  | R-454B | 2.9167 | Residential & Commercial | USHP | Ducted CEE Tier 1
214243229 | Central HP <5.4 tons | ARCOAIRE | HRCU-A-CB (Split System: Heat Pump with Remote Outdoor Unit-Air-Source) | HVH825GKA2* |  |  | EN(A,D)4X48L24**+WALLCON | *97CMN1002122B* | 24200 | 17 | 8.1 | 21200 | 16600 | 78.3% | 2.02 | 0 | 11.5 |  |  |  |  | R-410A | 2.0167 | Residential & Commercial | USHP | Ducted CEE Tier 1
214242459 | Central HP <5.4 tons | ARCOAIRE | HRCU-A-CB (Split System: Heat Pump with Remote Outdoor Unit-Air-Source) | HVH825GKA2* |  |  | EN(A,D)4X24L17**+WALLCON | *95CSU0601716B* | 23200 | 15.5 | 8.1 | 22000 | 16900 | 76.82% | 1.92 | 0 | 10.5 |  |  |  |  | R-410A | 1.9333 | Residential & Commercial | USHP | Ducted CEE Tier 1
214243129 | Central HP <5.4 tons | ARCOAIRE | HRCU-A-CB (Split System: Heat Pump with Remote Outdoor Unit-Air-Source) | HVH825GKA2* |  |  | EN(A,D,W)4X48L21**+WALLCON | *95CSU0601716B* | 24000 | 16.5 | 8.1 | 21400 | 16600 | 77.57% | 2 | 0 | 11 |  |  |  |  | R-410A | 2 | Residential & Commercial | USHP | Ducted CEE Tier 1
213738350 | Central HP <5.4 tons | DAY & NIGHT | HRCU-A-CB (Split System: Heat Pump with Remote Outdoor Unit-Air-Source) | DLCURAH30ABK | ADP |  | FG35936 | *80MS(N,L)0701712A* | 29800 | 15.2 | 8.1 | 32600 | 27200 | 83.44% | 1.8 | 0 | 9 |  |  |  |  | R-410A | 2.4833 | Residential & Commercial | USHP
215936438 | Central HP <5.4 tons | ARCOAIRE | HRCU-A-CB (Split System: Heat Pump with Remote Outdoor Unit-Air-Source) | H5H3V36*K*AAA* |  |  | EVD5X49M24A*+WALLCON | *80CTL0702120B* | 35400 | 21.5 | 8.5 | 38000 | 28600 | 75.26% | 2.04 | 0 | 12 |  |  |  |  | R-454B | 2.95 | Residential & Commercial | USHP | Ducted CEE Tier 1
215936488 | Central HP <5.4 tons | ARCOAIRE | HRCU-A-CB (Split System: Heat Pump with Remote Outdoor Unit-Air-Source) | H5H3V36*K*AAA* |  |  | EVD5X49M24A*+WALLCON | *95CSU1002122B* | 35600 | 22 | 8.5 | 38000 | 28400 | 74.74% | 2.06 | 0 | 12.5 |  |  |  |  | R-454B | 2.9667 | Residential & Commercial | USHP | Ducted CEE Tier 1
215936188 | Central HP <5.4 tons | ARCOAIRE | HRCU-A-CB (Split System: Heat Pump with Remote Outdoor Unit-Air-Source) | H5H3V36*K*AAA* |  |  | EVD5X42M24A*+WALLCON | *80CTL1352422B* | 35600 | 22 | 8.5 | 38000 | 28400 | 74.74% | 2.04 | 0 | 12.5 |  |  |  |  | R-454B | 2.9667 | Residential & Commercial | USHP | Ducted CEE Tier 1
215936388 | Central HP <5.4 tons | ARCOAIRE | HRCU-A-CB (Split System: Heat Pump with Remote Outdoor Unit-Air-Source) | H5H3V36*K*AAA* |  |  | EVD5X48M24A*+WALLCON | *97CMN1002122B* | 35000 | 21.5 | 8.5 | 38000 | 28200 | 74.21% | 2.02 | 0 | 12 |  |  |  |  | R-454B | 2.9167 | Residential & Commercial | USHP | Ducted CEE Tier 1
215936138 | Central HP <5.4 tons | ARCOAIRE | HRCU-A-CB (Split System: Heat Pump with Remote Outdoor Unit-Air-Source) | H5H3V36*K*AAA* |  |  | EVD5X42M21A*+WALLCON | *96CTN1002122B* | 34400 | 21 | 8.5 | 38500 | 28000 | 72.73% | 2.06 | 0 | 12 |  |  |  |  | R-454B | 2.8667 | Residential & Commercial | USHP | Ducted CEE Tier 1
215936038 | Central HP <5.4 tons | ARCOAIRE | HRCU-A-CB (Split System: Heat Pump with Remote Outdoor Unit-Air-Source) | H5H3V36*K*AAA* |  |  | EVD5X42M21A*+WALLCON | *95CSU0601716B* | 34200 | 20.5 | 8.5 | 39000 | 28600 | 73.33% | 2.04 | 0 | 11.5 |  |  |  |  | R-454B | 2.85 | Residential & Commercial | USHP | Ducted CEE Tier 1
215935078 | Central HP <5.4 tons | ARCOAIRE | HRCU-A-CB (Split System: Heat Pump with Remote Outdoor Unit-Air-Source) | H5H3V36*K*AAA* |  |  | EVM5X49M21A*+WALLCON | *95CSU1002122B* | 35600 | 22 | 8.5 | 38000 | 28400 | 74.74% | 2.04 | 0 | 12.5 |  |  |  |  | R-454B | 2.9667 | Residential & Commercial | USHP | Ducted CEE Tier 1
214242379 | Central HP <5.4 tons | ARCOAIRE | HRCU-A-CB (Split System: Heat Pump with Remote Outdoor Unit-Air-Source) | HVH825GKA3* |  |  | EN(A,D)4X48L24**+WALLCON | *96CTN1002122B* | 24200 | 17 | 8.1 | 21200 | 16500 | 77.83% | 2 | 0 | 11.5 |  |  |  |  | R-410A | 2.0167 | Residential & Commercial | USHP | Ducted CEE Tier 1
216738594 | Central HP <5.4 tons | ARCOAIRE | HRCU-A-CB (Split System: Heat Pump with Remote Outdoor Unit-Air-Source) | D5CUHAH24AAK |  |  | ESH5X36M12A* | *96MSN1002122A* | 22400 | 15.5 | 8.1 | 20800 | 18400 | 88.46% | 1.85 | 0 | 10.5 |  |  |  |  | R-454B | 1.8667 | Residential & Commercial | USHP | Ducted CEE Tier 1
216738614 | Central HP <5.4 tons | ARCOAIRE | HRCU-A-CB (Split System: Heat Pump with Remote Outdoor Unit-Air-Source) | D5CUHAH24AAK |  |  | ESH5X36M12A* | *96MSN1402422A* | 22800 | 15.2 | 8.1 | 20800 | 18600 | 89.42% | 1.85 | 0 | 10.5 |  |  |  |  | R-454B | 1.9 | Residential & Commercial | USHP | Ducted CEE Tier 1
216737424 | Central HP <5.4 tons | ARCOAIRE | HRCU-A-CB (Split System: Heat Pump with Remote Outdoor Unit-Air-Source) | D5CUHAH24AAK |  |  | ESH5X30M12A* | *97CMN0801714B* | 22200 | 15.2 | 8.1 | 20800 | 18700 | 89.9% | 1.9 | 0 | 10.5 |  |  |  |  | R-454B | 1.85 | Residential & Commercial | USHP | Ducted CEE Tier 1
216737442 | Central HP <5.4 tons | ARCOAIRE | HRCU-A-CB (Split System: Heat Pump with Remote Outdoor Unit-Air-Source) | D5CUHAH24AAK |  |  | ESH5X30M12A* | *97CMN1002122B* | 22800 | 15.2 | 8.1 | 21200 | 19000 | 89.62% | 1.9 | 0 | 10.5 |  |  |  |  | R-454B | 1.9 | Residential & Commercial | USHP | Ducted CEE Tier 1
214239317 | Central HP <5.4 tons | ARCOAIRE | HRCU-A-CB (Split System: Heat Pump with Remote Outdoor Unit-Air-Source) | HVH837GKA2* |  |  | EN(A,D)4X48L24**+WALLCON | *97CMN1002122B* | 32400 | 17 | 8.1 | 32600 | 24600 | 75.46% | 1.96 | 0 | 11.7 |  |  |  |  | R-410A | 2.7 | Residential & Commercial | USHP | Ducted CEE Tier 1
212986901 | Central HP <5.4 tons | ARCOAIRE | HRCU-A-CB (Split System: Heat Pump with Remote Outdoor Unit-Air-Source) | DLCURAH24ABK |  |  | EA*4X30L17A* | *96MSN0601412A* | 23600 | 16.5 | 8.5 | 26200 | 24200 | 92.37% | 2 | 0 | 10 |  |  |  |  | R-410A | 1.9667 | Residential & Commercial | USHP | Ducted CEE Tier 1
212986551 | Central HP <5.4 tons | ARCOAIRE | HRCU-A-CB (Split System: Heat Pump with Remote Outdoor Unit-Air-Source) | DLCURAH24ABK |  |  | EA*4X30L17A* | *96MSN0401712A* | 23200 | 16 | 8.5 | 26400 | 25000 | 94.7% | 2.08 | 0 | 9.5 |  |  |  |  | R-410A | 1.9333 | Residential & Commercial | USHP
212985767 | Central HP <5.4 tons | ARCOAIRE | HRCU-A-CB (Split System: Heat Pump with Remote Outdoor Unit-Air-Source) | DLCURAH24ABK |  |  | EA*4X24L17A* | *96MSN0261410A* | 23400 | 16.5 | 8.5 | 27000 | 26200 | 97.04% | 2.2 | 0 | 10 |  |  |  |  | R-410A | 1.95 | Residential & Commercial | USHP | Ducted CEE Tier 1
212985797 | Central HP <5.4 tons | ARCOAIRE | HRCU-A-CB (Split System: Heat Pump with Remote Outdoor Unit-Air-Source) | DLCURAH24ABK |  |  | EA*4X30L17A* | *96MSN0261410A* | 23400 | 16.5 | 8.5 | 26200 | 25000 | 95.42% | 2.08 | 0 | 10 |  |  |  |  | R-410A | 1.95 | Residential & Commercial | USHP | Ducted CEE Tier 1
212985817 | Central HP <5.4 tons | ARCOAIRE | HRCU-A-CB (Split System: Heat Pump with Remote Outdoor Unit-Air-Source) | DLCURAH24ABK |  |  | EA*4X37L17A* | *96MSN0261410A* | 24000 | 16.5 | 8.5 | 25200 | 22200 | 88.1% | 1.84 | 0 | 10 |  |  |  |  | R-410A | 2 | Residential & Commercial | USHP | Ducted CEE Tier 1
214303077 | Central HP <5.4 tons | RUUD | HRCU-A-CB (Split System: Heat Pump with Remote Outdoor Unit-Air-Source) | RD17AZ24AJ3N | ADP |  | H,RG34936 | R802V0503A14UHN | 22000 | 17 | 8.1 | 21000 | 16500 | 78.57% | 2 | 0 | 9.5 |  |  |  |  | R-410A | 1.8333 | Residential & Commercial | USHP
214303090 | Central HP <5.4 tons | RUUD | HRCU-A-CB (Split System: Heat Pump with Remote Outdoor Unit-Air-Source) | RD17AZ24AJ3N | ADP |  | H,RG34936 | R951V0703A17M4S | 22000 | 17 | 8.1 | 21000 | 16500 | 78.57% | 2 | 0 | 9.5 |  |  |  |  | R-410A | 1.8333 | Residential & Commercial | USHP
212980902 | Central HP <5.4 tons | ARCOAIRE | HRCU-A-CB (Split System: Heat Pump with Remote Outdoor Unit-Air-Source) | DLCURAH30ABK |  |  | EA*4X36L21A* | *80MS(N,L)1102120A* | 30200 | 15.2 | 8.1 | 34400 | 27800 | 80.81% | 1.8 | 0 | 9 |  |  |  |  | R-410A | 2.5167 | Residential & Commercial | USHP
212982976 | Central HP <5.4 tons | ARCOAIRE | HRCU-A-CB (Split System: Heat Pump with Remote Outdoor Unit-Air-Source) | DLCURAH30ABK |  |  | EA*4X43L21A* | *80MSU0802120A* | 30600 | 15.5 | 8.5 | 33400 | 26200 | 78.44% | 1.88 | 0 | 9 |  |  |  |  | R-410A | 2.55 | Residential & Commercial | USHP
212897472 | Central HP <5.4 tons | DIRECT AIR | HRCU-A-C (Split System: Heat Pump with Remote Outdoor Unit with No Indoor Fan --Air Source) | DIRM-24MAGICPRO20-OU | ADP |  | HG21924+TD | 0 | 23000 | 16 | 8.8 | 23000 | 19600 | 85.22% | 1.84 | 0 | 10 |  |  |  |  | R-410A | 1.9167 | Residential & Commercial | USHP | Ducted CEE Tier 1
212982640 | Central HP <5.4 tons | ARCOAIRE | HRCU-A-CB (Split System: Heat Pump with Remote Outdoor Unit-Air-Source) | DLCURAH30ABK |  |  | EA*4X42L21A* | *80MSU0601716A* | 29800 | 15.2 | 8.1 | 33800 | 27400 | 81.07% | 1.8 | 0 | 9 |  |  |  |  | R-410A | 2.4833 | Residential & Commercial | USHP
214303091 | Central HP <5.4 tons | RUUD | HRCU-A-CB (Split System: Heat Pump with Remote Outdoor Unit-Air-Source) | RD17AZ24AJ3N | ADP |  | H,RG34936 | R962V0403A17M4S | 22000 | 17 | 8.1 | 21000 | 16500 | 78.57% | 2 | 0 | 9.5 |  |  |  |  | R-410A | 1.8333 | Residential & Commercial | USHP
216682086 | Central HP <5.4 tons | ARCOAIRE | HRCU-A-CB (Split System: Heat Pump with Remote Outdoor Unit-Air-Source) | DLCURAH30ABK |  |  | EA*4X42L21A* | *97VTN1002120A* | 30000 | 15.2 | 8.5 | 34000 | 27000 | 79.41% | 1.75 | 0 | 9 |  |  |  |  | R-410A | 2.5 | Residential & Commercial | USHP
213772729 | Central HP <5.4 tons | ARCOAIRE | HRCU-A-CB (Split System: Heat Pump with Remote Outdoor Unit-Air-Source) | HVH825GKA3* |  |  | EA*4X25L17A*+WALLCON | *80CTL0701412B* | 24400 | 16.5 | 8.1 | 21200 | 16600 | 78.3% | 2 | 0 | 11 |  |  |  |  | R-410A | 2.0333 | Residential & Commercial | USHP | Ducted CEE Tier 1
213772849 | Central HP <5.4 tons | ARCOAIRE | HRCU-A-CB (Split System: Heat Pump with Remote Outdoor Unit-Air-Source) | HVH825GKA3* |  |  | EA*4X30L17A*+WALLCON | *80CTL0701412B* | 23600 | 16.5 | 8.1 | 21600 | 16700 | 77.31% | 1.9 | 0 | 10.5 |  |  |  |  | R-410A | 1.9667 | Residential & Commercial | USHP | Ducted CEE Tier 1
215935358 | Central HP <5.4 tons | ARCOAIRE | HRCU-A-CB (Split System: Heat Pump with Remote Outdoor Unit-Air-Source) | H5H3V36*K*AAA* |  |  | EVM5X60M24A*+WALLCON | *80CTL1102120B* | 35600 | 22 | 8.5 | 38000 | 28400 | 74.74% | 2.04 | 0 | 12.5 |  |  |  |  | R-454B | 2.9667 | Residential & Commercial | USHP | Ducted CEE Tier 1
214861465 | Central HP <5.4 tons | RUUD | HRCU-A-CB (Split System: Heat Pump with Remote Outdoor Unit-Air-Source) | RD17AZ24AJ3N | ADP |  | H,RE7J936 | R962V0603A17M4S | 21600 | 16 | 9.5 | 21000 | 16600 | 79.05% | 2 | 0 | 9.5 |  |  |  |  | R-410A | 1.8 | Residential & Commercial | USHP
215935958 | Central HP <5.4 tons | ARCOAIRE | HRCU-A-CB (Split System: Heat Pump with Remote Outdoor Unit-Air-Source) | H5H3V36*K*AAA* |  |  | EVD5X42M21A*+WALLCON | *80CSU0601716A* | 34400 | 21 | 8.5 | 38500 | 28200 | 73.25% | 2.04 | 0 | 11.7 |  |  |  |  | R-454B | 2.8667 | Residential & Commercial | USHP | Ducted CEE Tier 1
214628577 | Central HP <5.4 tons | CARRIER | HRCU-A-CB (Split System: Heat Pump with Remote Outdoor Unit-Air-Source) | 38MURAQ30AB3* | ADP |  | PL36H175P159 | 58S(B,C)*B070M14**12 | 29200 | 15.2 | 8.1 | 32400 | 26800 | 82.72% | 1.82 | 0 | 8.5 |  |  |  |  | R-410A | 2.4333 | Residential & Commercial | USHP
214861463 | Central HP <5.4 tons | RUUD | HRCU-A-CB (Split System: Heat Pump with Remote Outdoor Unit-Air-Source) | RD17AZ24AJ3N | ADP |  | H,RE7J936 | R962V0403A17M4S | 21600 | 16 | 9.5 | 21000 | 16500 | 78.57% | 2 | 0 | 10.5 |  |  |  |  | R-410A | 1.8 | Residential & Commercial | USHP | Ducted CEE Tier 1
214628607 | Central HP <5.4 tons | CARRIER | HRCU-A-CB (Split System: Heat Pump with Remote Outdoor Unit-Air-Source) | 38MURAQ30AB3* | ADP |  | V,C36H175P139 | 58S(B,C)*B070M17**12 | 29400 | 15.2 | 8.1 | 32600 | 27200 | 83.44% | 1.8 | 0 | 8.5 |  |  |  |  | R-410A | 2.45 | Residential & Commercial | USHP
214628610 | Central HP <5.4 tons | CARRIER | HRCU-A-CB (Split System: Heat Pump with Remote Outdoor Unit-Air-Source) | 38MURAQ30AB3* | ADP |  | PL36H210P299 | 58S(B,C)*B070M17**16 | 30600 | 15.2 | 8.5 | 32000 | 26000 | 81.25% | 1.86 | 0 | 9 |  |  |  |  | R-410A | 2.55 | Residential & Commercial | USHP
214628725 | Central HP <5.4 tons | CARRIER | HRCU-A-CB (Split System: Heat Pump with Remote Outdoor Unit-Air-Source) | 38MURAQ30AB3* | ADP |  | PL36H175P159 | 58TP*B070V14**12 | 29600 | 15.2 | 8.1 | 32400 | 26800 | 82.72% | 1.82 | 0 | 8.5 |  |  |  |  | R-410A | 2.4667 | Residential & Commercial | USHP
215936358 | Central HP <5.4 tons | ARCOAIRE | HRCU-A-CB (Split System: Heat Pump with Remote Outdoor Unit-Air-Source) | H5H3V36*K*AAA* |  |  | EVD5X48M24A*+WALLCON | *95CSU1002122B* | 35200 | 21.5 | 8.5 | 38000 | 28200 | 74.21% | 2.04 | 0 | 12 |  |  |  |  | R-454B | 2.9333 | Residential & Commercial | USHP | Ducted CEE Tier 1
215936378 | Central HP <5.4 tons | ARCOAIRE | HRCU-A-CB (Split System: Heat Pump with Remote Outdoor Unit-Air-Source) | H5H3V36*K*AAA* |  |  | EVD5X48M24A*+WALLCON | *97CMN0802120B* | 35000 | 21 | 8.5 | 38500 | 28400 | 73.77% | 2.04 | 0 | 12 |  |  |  |  | R-454B | 2.9167 | Residential & Commercial | USHP | Ducted CEE Tier 1
215936478 | Central HP <5.4 tons | ARCOAIRE | HRCU-A-CB (Split System: Heat Pump with Remote Outdoor Unit-Air-Source) | H5H3V36*K*AAA* |  |  | EVD5X49M24A*+WALLCON | *95CSU0802120B* | 35400 | 21.5 | 8.5 | 38000 | 28600 | 75.26% | 2.04 | 0 | 12 |  |  |  |  | R-454B | 2.95 | Residential & Commercial | USHP | Ducted CEE Tier 1
215936628 | Central HP <5.4 tons | ARCOAIRE | HRCU-A-CB (Split System: Heat Pump with Remote Outdoor Unit-Air-Source) | H5H3V36*K*AAA* |  |  | EVD5X60M21A*+WALLCON | *80CTL0902120B* | 35600 | 22 | 8.5 | 38000 | 28400 | 74.74% | 2.02 | 0 | 12.5 |  |  |  |  | R-454B | 2.9667 | Residential & Commercial | USHP | Ducted CEE Tier 1
215936678 | Central HP <5.4 tons | ARCOAIRE | HRCU-A-CB (Split System: Heat Pump with Remote Outdoor Unit-Air-Source) | H5H3V36*K*AAA* |  |  | EVD5X60M21A*+WALLCON | *97CMN0602120B* | 35400 | 21 | 8.5 | 38500 | 29000 | 75.32% | 2 | 0 | 12 |  |  |  |  | R-454B | 2.95 | Residential & Commercial | USHP | Ducted CEE Tier 1
215936878 | Central HP <5.4 tons | ARCOAIRE | HRCU-A-CB (Split System: Heat Pump with Remote Outdoor Unit-Air-Source) | H5H3V36*K*AAA* |  |  | EVD5X61M21A*+WALLCON | *80CTL0701716B* | 35800 | 22 | 9 | 38000 | 28600 | 75.26% | 2.06 | 0 | 12 |  |  |  |  | R-454B | 2.9833 | Residential & Commercial | USHP | Ducted CEE Tier 1
215936308 | Central HP <5.4 tons | ARCOAIRE | HRCU-A-CB (Split System: Heat Pump with Remote Outdoor Unit-Air-Source) | H5H3V36*K*AAA* |  |  | EVD5X48M24A*+WALLCON | *80CTL0702120B* | 35000 | 21.5 | 8.5 | 38500 | 28400 | 73.77% | 2.04 | 0 | 12 |  |  |  |  | R-454B | 2.9167 | Residential & Commercial | USHP | Ducted CEE Tier 1
213780389 | Central HP <5.4 tons | ARCOAIRE | HRCU-A-CB (Split System: Heat Pump with Remote Outdoor Unit-Air-Source) | HVH837GKA** |  |  | EHD4X60AAL+WALLCON | *97CMN0801714B* | 32800 | 16.5 | 8.1 | 32600 | 25000 | 76.69% | 1.96 | 0 | 11 |  |  |  |  | R-410A | 2.7333 | Residential & Commercial | USHP | Ducted CEE Tier 1
213779569 | Central HP <5.4 tons | ARCOAIRE | HRCU-A-CB (Split System: Heat Pump with Remote Outdoor Unit-Air-Source) | HVH837GKA** |  |  | EA*4X60L24A*+WALLCON | *80CTL1102120B* | 32800 | 17.5 | 8.1 | 31800 | 24600 | 77.36% | 1.98 | 0 | 11.5 |  |  |  |  | R-410A | 2.7333 | Residential & Commercial | USHP | Ducted CEE Tier 1
213774489 | Central HP <5.4 tons | ARCOAIRE | HRCU-A-CB (Split System: Heat Pump with Remote Outdoor Unit-Air-Source) | HVH825GKA3* |  |  | EHD4X42AAL+WALLCON | *97CMN1002122B* | 24200 | 16 | 8.1 | 21400 | 16600 | 77.57% | 2 | 0 | 10.5 |  |  |  |  | R-410A | 2.0167 | Residential & Commercial | USHP | Ducted CEE Tier 1
213147035 | Central HP <5.4 tons | CARRIER | HRCU-A-CB (Split System: Heat Pump with Remote Outdoor Unit-Air-Source) | 38MURAQ30AB3* | ADP |  | C36A***L159+AEFE4B* | 0 | 31000 | 15.2 | 8.5 | 33800 | 26400 | 78.11% | 1.86 | 0 | 9 |  |  |  |  | R-410A | 2.5833 | Residential & Commercial | USHP
215936888 | Central HP <5.4 tons | ARCOAIRE | HRCU-A-CB (Split System: Heat Pump with Remote Outdoor Unit-Air-Source) | H5H3V36*K*AAA* |  |  | EVD5X61M21A*+WALLCON | *95CSU1002122B* | 36000 | 22 | 8.5 | 37600 | 28400 | 75.53% | 2.04 | 0 | 12.5 |  |  |  |  | R-454B | 3 | Residential & Commercial | USHP | Ducted CEE Tier 1
216737658 | Central HP <5.4 tons | ARCOAIRE | HRCU-A-CB (Split System: Heat Pump with Remote Outdoor Unit-Air-Source) | D5CUHAH24AAK |  |  | ESH5X30M12A* | *96VSN0801716B* | 22600 | 16 | 8.1 | 21200 | 18900 | 89.15% | 1.85 | 0 | 10.5 |  |  |  |  | R-454B | 1.8833 | Residential & Commercial | USHP | Ducted CEE Tier 1
216737717 | Central HP <5.4 tons | ARCOAIRE | HRCU-A-CB (Split System: Heat Pump with Remote Outdoor Unit-Air-Source) | D5CUHAH24AAK |  |  | ESH5X30M12A* | *95MSU0802120A* | 22800 | 16 | 8.5 | 21200 | 19000 | 89.62% | 1.96 | 0 | 10.5 |  |  |  |  | R-454B | 1.9 | Residential & Commercial | USHP | Ducted CEE Tier 1
216737728 | Central HP <5.4 tons | ARCOAIRE | HRCU-A-CB (Split System: Heat Pump with Remote Outdoor Unit-Air-Source) | D5CUHAH24AAK |  |  | ESH5X30M12A* | *95MSU1002120A* | 22400 | 15.5 | 8.1 | 21000 | 18900 | 90% | 1.85 | 0 | 10.5 |  |  |  |  | R-454B | 1.8667 | Residential & Commercial | USHP | Ducted CEE Tier 1
216737812 | Central HP <5.4 tons | ARCOAIRE | HRCU-A-CB (Split System: Heat Pump with Remote Outdoor Unit-Air-Source) | D5CUHAH24AAK |  |  | ESH5X30M12A* | *96VTN0401712B* | 22400 | 15.2 | 8.1 | 21200 | 19000 | 89.62% | 1.85 | 0 | 10 |  |  |  |  | R-454B | 1.8667 | Residential & Commercial | USHP | Ducted CEE Tier 1
216737894 | Central HP <5.4 tons | ARCOAIRE | HRCU-A-CB (Split System: Heat Pump with Remote Outdoor Unit-Air-Source) | D5CUHAH24AAK |  |  | ESH5X30M12A* | *97VTN0601716A* | 22400 | 15.5 | 8.1 | 21000 | 18800 | 89.52% | 1.85 | 0 | 10.5 |  |  |  |  | R-454B | 1.8667 | Residential & Commercial | USHP | Ducted CEE Tier 1
216738042 | Central HP <5.4 tons | ARCOAIRE | HRCU-A-CB (Split System: Heat Pump with Remote Outdoor Unit-Air-Source) | D5CUHAH24AAK |  |  | ESH5X36M12A* | *80MS(N,L)0701716A* | 22800 | 16 | 8.1 | 20800 | 18500 | 88.94% | 1.85 | 0 | 11 |  |  |  |  | R-454B | 1.9 | Residential & Commercial | USHP | Ducted CEE Tier 1
216738062 | Central HP <5.4 tons | ARCOAIRE | HRCU-A-CB (Split System: Heat Pump with Remote Outdoor Unit-Air-Source) | D5CUHAH24AAK |  |  | ESH5X36M12A* | *80MS(N,L)0901714A* | 22600 | 16 | 8.1 | 20800 | 18500 | 88.94% | 1.85 | 0 | 11 |  |  |  |  | R-454B | 1.8833 | Residential & Commercial | USHP | Ducted CEE Tier 1
216738092 | Central HP <5.4 tons | ARCOAIRE | HRCU-A-CB (Split System: Heat Pump with Remote Outdoor Unit-Air-Source) | D5CUHAH24AAK |  |  | ESH5X36M12A* | *80MS(N,L)0902420A* | 22600 | 16 | 8.1 | 20800 | 18500 | 88.94% | 1.85 | 0 | 11 |  |  |  |  | R-454B | 1.8833 | Residential & Commercial | USHP | Ducted CEE Tier 1
211260726 | Central HP <5.4 tons | ARCOAIRE | HRCU-A-CB (Split System: Heat Pump with Remote Outdoor Unit-Air-Source) | DLCURAH18ABK |  |  | EA*4X25L17A* | *96VSN0401712A* | 18200 | 15.5 | 8.5 | 18200 | 17500 | 96.15% | 2.12 | 0 | 10.5 |  |  |  |  | R-410A | 1.5167 | Residential & Commercial | USHP | Ducted CEE Tier 1
211260794 | Central HP <5.4 tons | ARCOAIRE | HRCU-A-CB (Split System: Heat Pump with Remote Outdoor Unit-Air-Source) | DLCURAH18ABK |  |  | EA*4X25L17A* | *80VSL0451716A* | 18100 | 16 | 8.5 | 18000 | 17500 | 97.22% | 2.12 | 0 | 10.5 |  |  |  |  | R-410A | 1.5083 | Residential & Commercial | USHP | Ducted CEE Tier 1
211261812 | Central HP <5.4 tons | ARCOAIRE | HRCU-A-CB (Split System: Heat Pump with Remote Outdoor Unit-Air-Source) | DLCURAH18ABK |  |  | EA*4X30L17A* | *96VTN0801716A* | 17600 | 16 | 8.5 | 18100 | 18600 | 102.8% | 2.24 | 0 | 10.5 |  |  |  |  | R-410A | 1.4667 | Residential & Commercial | USHP | Ducted CEE Tier 1
211261703 | Central HP <5.4 tons | ARCOAIRE | HRCU-A-CB (Split System: Heat Pump with Remote Outdoor Unit-Air-Source) | DLCURAH18ABK |  |  | EA*4X30L17A* | *80VSL0451716A* | 17800 | 16 | 8.5 | 18300 | 18600 | 101.6% | 2.22 | 0 | 10.5 |  |  |  |  | R-410A | 1.4833 | Residential & Commercial | USHP | Ducted CEE Tier 1
214861467 | Central HP <5.4 tons | RUUD | HRCU-A-CB (Split System: Heat Pump with Remote Outdoor Unit-Air-Source) | RD17AZ24AJ3N | ADP |  | H,RE7J936 | R962V0703A17M4S | 21600 | 16 | 9.5 | 21000 | 16500 | 78.57% | 2 | 0 | 10.5 |  |  |  |  | R-410A | 1.8 | Residential & Commercial | USHP | Ducted CEE Tier 1
214861453 | Central HP <5.4 tons | RUUD | HRCU-A-CB (Split System: Heat Pump with Remote Outdoor Unit-Air-Source) | RD17AZ24AJ3N | ADP |  | H,RE7J936 | R951V0403A17M4S | 21600 | 16 | 9.5 | 21000 | 16500 | 78.57% | 2 | 0 | 10.5 |  |  |  |  | R-410A | 1.8 | Residential & Commercial | USHP | Ducted CEE Tier 1
215931968 | Central HP <5.4 tons | ARCOAIRE | HRCU-A-CB (Split System: Heat Pump with Remote Outdoor Unit-Air-Source) | H5H3V36*K*AAA* |  |  | EA*5X25M17A*+WALLCON | *97CMN0601714B* | 33400 | 19 | 9.5 | 34400 | 26200 | 76.16% | 2.04 | 0 | 10.5 |  |  |  |  | R-454B | 2.7833 | Residential & Commercial | USHP | Ducted CEE Tier 1
215932018 | Central HP <5.4 tons | ARCOAIRE | HRCU-A-CB (Split System: Heat Pump with Remote Outdoor Unit-Air-Source) | H5H3V36*K*AAA* |  |  | EA*5X30M17A*+WALLCON | *96CTN0401410B* | 30800 | 17.5 | 9 | 34400 | 26600 | 77.33% | 1.9 | 0 | 10 |  |  |  |  | R-454B | 2.5667 | Residential & Commercial | USHP | Ducted CEE Tier 1
214861461 | Central HP <5.4 tons | RUUD | HRCU-A-CB (Split System: Heat Pump with Remote Outdoor Unit-Air-Source) | RD17AZ24AJ3N | ADP |  | H,RE7J936 | R951V0703A17M4S | 21600 | 16 | 9.5 | 21000 | 16500 | 78.57% | 2 | 0 | 10.5 |  |  |  |  | R-410A | 1.8 | Residential & Commercial | USHP | Ducted CEE Tier 1
212986239 | Central HP <5.4 tons | ARCOAIRE | HRCU-A-CB (Split System: Heat Pump with Remote Outdoor Unit-Air-Source) | DLCURAH24ABK |  |  | EN(A,D)4X30L14** | *96MSN0401410A* | 23400 | 16 | 8.1 | 26400 | 24600 | 93.18% | 2.02 | 0 | 10 |  |  |  |  | R-410A | 1.95 | Residential & Commercial | USHP | Ducted CEE Tier 1
214628727 | Central HP <5.4 tons | CARRIER | HRCU-A-CB (Split System: Heat Pump with Remote Outdoor Unit-Air-Source) | 38MURAQ30AB3* | ADP |  | C36A***L159 | 58TP*B070V14**12 | 29400 | 15.2 | 8.1 | 32400 | 26800 | 82.72% | 1.82 | 0 | 8.5 |  |  |  |  | R-410A | 2.45 | Residential & Commercial | USHP
214628893 | Central HP <5.4 tons | CARRIER | HRCU-A-CB (Split System: Heat Pump with Remote Outdoor Unit-Air-Source) | 38MURAQ30AB3* | ADP |  | PL36H210P749 | 59SU5B080M21**20 | 29800 | 15.2 | 8.1 | 32600 | 27200 | 83.44% | 1.8 | 0 | 9 |  |  |  |  | R-410A | 2.4833 | Residential & Commercial | USHP
215942424 | Central HP <5.4 tons | ARCOAIRE | HRCU-A-CB (Split System: Heat Pump with Remote Outdoor Unit-Air-Source) | H5H3V36*K*AAA* |  |  | EVM5X61M24A*+WALLCON | *80CSU1002120A* | 36000 | 22 | 8.5 | 37400 | 28200 | 75.4% | 2.04 | 0 | 12.5 |  |  |  |  | R-454B | 3 | Residential & Commercial | USHP | Ducted CEE Tier 1
215940838 | Central HP <5.4 tons | ARCOAIRE | HRCU-A-CB (Split System: Heat Pump with Remote Outdoor Unit-Air-Source) | H5H3V36*K*AAA* |  |  | EVD5X60M21A*+WALLCON | *97CTN0601716A* | 35200 | 21 | 8.5 | 38500 | 29200 | 75.84% | 2 | 0 | 11.7 |  |  |  |  | R-454B | 2.9333 | Residential & Commercial | USHP | Ducted CEE Tier 1
215940488 | Central HP <5.4 tons | ARCOAIRE | HRCU-A-CB (Split System: Heat Pump with Remote Outdoor Unit-Air-Source) | H5H3V36*K*AAA* |  |  | EVM5X60M24A*+WALLCON | *97CTN1002122A* | 35600 | 22 | 8.5 | 38000 | 28400 | 74.74% | 2.04 | 0 | 12.5 |  |  |  |  | R-454B | 2.9667 | Residential & Commercial | USHP | Ducted CEE Tier 1
215940288 | Central HP <5.4 tons | ARCOAIRE | HRCU-A-CB (Split System: Heat Pump with Remote Outdoor Unit-Air-Source) | H5H3V36*K*AAA* |  |  | EVM5X44M21A*+WALLCON | *97CTN0601716A* | 35200 | 21 | 8.5 | 38500 | 29400 | 76.36% | 2 | 0 | 11.7 |  |  |  |  | R-454B | 2.9333 | Residential & Commercial | USHP | Ducted CEE Tier 1
215939868 | Central HP <5.4 tons | ARCOAIRE | HRCU-A-CB (Split System: Heat Pump with Remote Outdoor Unit-Air-Source) | H5H3V36*K*AAA* |  |  | EA*5X61M21A*+WALLCON | *97CTN0801716A* | 34200 | 20 | 9 | 34800 | 26600 | 76.44% | 1.92 | 0 | 11.5 |  |  |  |  | R-454B | 2.85 | Residential & Commercial | USHP | Ducted CEE Tier 1
214239667 | Central HP <5.4 tons | ARCOAIRE | HRCU-A-CB (Split System: Heat Pump with Remote Outdoor Unit-Air-Source) | HVH837GKA** |  |  | END4X42L17**+WALLCON | *80CTL0901716B* | 32000 | 17 | 8.1 | 33000 | 24600 | 74.55% | 1.9 | 0 | 11.5 |  |  |  |  | R-410A | 2.6667 | Residential & Commercial | USHP | Ducted CEE Tier 1
212985917 | Central HP <5.4 tons | ARCOAIRE | HRCU-A-CB (Split System: Heat Pump with Remote Outdoor Unit-Air-Source) | DLCURAH18ABK |  |  | EA*4X30L14A* | *96MSN0261410A* | 17400 | 16 | 8.5 | 18000 | 18800 | 104.4% | 2.26 | 0 | 10.5 |  |  |  |  | R-410A | 1.45 | Residential & Commercial | USHP | Ducted CEE Tier 1
212985947 | Central HP <5.4 tons | ARCOAIRE | HRCU-A-CB (Split System: Heat Pump with Remote Outdoor Unit-Air-Source) | DLCURAH18ABK |  |  | EN(A,D)4X24L14** | *96MSN0261410A* | 17300 | 20 | 8.1 | 18300 | 19200 | 104.9% | 2.3 | 0 | 10.5 |  |  |  |  | R-410A | 1.4417 | Residential & Commercial | USHP | Ducted CEE Tier 1
212984161 | Central HP <5.4 tons | ARCOAIRE | HRCU-A-CB (Split System: Heat Pump with Remote Outdoor Unit-Air-Source) | DLCURAH18ABK |  |  | EA*4X19L17A* | *92MSN0601714A* | 18000 | 16.5 | 8.5 | 18000 | 17800 | 98.89% | 2.14 | 0 | 11 |  |  |  |  | R-410A | 1.5 | Residential & Commercial | USHP | Ducted CEE Tier 1
212984065 | Central HP <5.4 tons | ARCOAIRE | HRCU-A-CB (Split System: Heat Pump with Remote Outdoor Unit-Air-Source) | DLCURAH24ABK |  |  | EA*4X36L17A* | *92MSN0601714A* | 23800 | 17 | 8.5 | 26200 | 23800 | 90.84% | 1.98 | 0 | 10 |  |  |  |  | R-410A | 1.9833 | Residential & Commercial | USHP | Ducted CEE Tier 1
213772759 | Central HP <5.4 tons | ARCOAIRE | HRCU-A-CB (Split System: Heat Pump with Remote Outdoor Unit-Air-Source) | HVH825GKA3* |  |  | EA*4X25L17A*+WALLCON | *95CSU0601716B* | 24200 | 16.5 | 8.1 | 21400 | 16700 | 78.04% | 2 | 0 | 10.5 |  |  |  |  | R-410A | 2.0167 | Residential & Commercial | USHP | Ducted CEE Tier 1
212984197 | Central HP <5.4 tons | ARCOAIRE | HRCU-A-CB (Split System: Heat Pump with Remote Outdoor Unit-Air-Source) | DLCURAH18ABK |  |  | EA*4X30L17A* | *92MSN0601714A* | 17700 | 16.5 | 8.5 | 18300 | 18700 | 102.2% | 2.24 | 0 | 10.5 |  |  |  |  | R-410A | 1.475 | Residential & Commercial | USHP | Ducted CEE Tier 1
212984113 | Central HP <5.4 tons | ARCOAIRE | HRCU-A-CB (Split System: Heat Pump with Remote Outdoor Unit-Air-Source) | DLCURAH24ABK |  |  | EN(A,D)4X24L17** | *92MSN0601714A* | 23200 | 16.5 | 8.5 | 26800 | 25400 | 94.78% | 2.14 | 0 | 10 |  |  |  |  | R-410A | 1.9333 | Residential & Commercial | USHP | Ducted CEE Tier 1
212983188 | Central HP <5.4 tons | ARCOAIRE | HRCU-A-CB (Split System: Heat Pump with Remote Outdoor Unit-Air-Source) | DLCURAH24ABK |  |  | EA*4X37L17A* | *92MSN0401712A* | 23800 | 16 | 8.5 | 25800 | 22600 | 87.6% | 1.86 | 0 | 10 |  |  |  |  | R-410A | 1.9833 | Residential & Commercial | USHP | Ducted CEE Tier 1
212989541 | Central HP <5.4 tons | ARCOAIRE | HRCU-A-CB (Split System: Heat Pump with Remote Outdoor Unit-Air-Source) | DLCURAH30ABK |  |  | EA*4X42L21A* | *95MSU0802120A* | 30000 | 15.2 | 8.1 | 34200 | 27600 | 80.7% | 1.8 | 0 | 9 |  |  |  |  | R-410A | 2.5 | Residential & Commercial | USHP
212984963 | Central HP <5.4 tons | ARCOAIRE | HRCU-A-CB (Split System: Heat Pump with Remote Outdoor Unit-Air-Source) | DLCURAH30ABK |  |  | EA*4X36L21A* | *92MSN0802120A* | 30000 | 15.2 | 8.1 | 34400 | 28000 | 81.4% | 1.78 | 0 | 9 |  |  |  |  | R-410A | 2.5 | Residential & Commercial | USHP
212984545 | Central HP <5.4 tons | ARCOAIRE | HRCU-A-CB (Split System: Heat Pump with Remote Outdoor Unit-Air-Source) | DLCURAH30ABK |  |  | END4X42L17** | *92MSN0801716A* | 30000 | 15.2 | 8.1 | 34000 | 27200 | 80% | 1.82 | 0 | 9 |  |  |  |  | R-410A | 2.5 | Residential & Commercial | USHP
212985867 | Central HP <5.4 tons | ARCOAIRE | HRCU-A-CB (Split System: Heat Pump with Remote Outdoor Unit-Air-Source) | DLCURAH24ABK |  |  | EN(A,D,W)4X36L17** | *96MSN0261410A* | 23400 | 16.5 | 8.1 | 26000 | 24400 | 93.85% | 2.02 | 0 | 10 |  |  |  |  | R-410A | 1.95 | Residential & Commercial | USHP | Ducted CEE Tier 1
216738755 | Central HP <5.4 tons | ARCOAIRE | HRCU-A-CB (Split System: Heat Pump with Remote Outdoor Unit-Air-Source) | D5CUHAH24AAK |  |  | ESH5X36M12A* | *96CTN0601714B* | 22800 | 16 | 8.1 | 20800 | 18500 | 88.94% | 1.85 | 0 | 10.5 |  |  |  |  | R-454B | 1.9 | Residential & Commercial | USHP | Ducted CEE Tier 1
216738773 | Central HP <5.4 tons | ARCOAIRE | HRCU-A-CB (Split System: Heat Pump with Remote Outdoor Unit-Air-Source) | D5CUHAH24AAK |  |  | ESH5X36M12A* | *96CTN0802120B* | 23000 | 15.2 | 8.1 | 21000 | 18700 | 89.05% | 1.9 | 0 | 10.5 |  |  |  |  | R-454B | 1.9167 | Residential & Commercial | USHP | Ducted CEE Tier 1
216679427 | Central HP <5.4 tons | ARCOAIRE | HRCU-A-CB (Split System: Heat Pump with Remote Outdoor Unit-Air-Source) | DLCURAH24ABK |  |  | EA*4X36L21A* | *97VTN0601716A* | 23800 | 17 | 9 | 25800 | 23000 | 89.15% | 1.82 | 0 | 10 |  |  |  |  | R-410A | 1.9833 | Residential & Commercial | USHP | Ducted CEE Tier 1
212987823 | Central HP <5.4 tons | ARCOAIRE | HRCU-A-CB (Split System: Heat Pump with Remote Outdoor Unit-Air-Source) | DLCURAH24ABK |  |  | EN(A,D)4X36L21** | *96MSN0802120A* | 23600 | 17 | 8.5 | 26400 | 24200 | 91.67% | 2.02 | 0 | 10.5 |  |  |  |  | R-410A | 1.9667 | Residential & Commercial | USHP | Ducted CEE Tier 1
212984665 | Central HP <5.4 tons | ARCOAIRE | HRCU-A-CB (Split System: Heat Pump with Remote Outdoor Unit-Air-Source) | DLCURAH24ABK |  |  | EN(A,D)4X30L17** | *92MSN0801716A* | 23600 | 17.5 | 8.5 | 26200 | 24600 | 93.89% | 2.04 | 0 | 10.5 |  |  |  |  | R-410A | 1.9667 | Residential & Commercial | USHP | Ducted CEE Tier 1
212984617 | Central HP <5.4 tons | ARCOAIRE | HRCU-A-CB (Split System: Heat Pump with Remote Outdoor Unit-Air-Source) | DLCURAH24ABK |  |  | EA*4X36L21A* | *92MSN0801716A* | 23800 | 17.5 | 8.5 | 26200 | 23800 | 90.84% | 2 | 0 | 10 |  |  |  |  | R-410A | 1.9833 | Residential & Commercial | USHP | Ducted CEE Tier 1
212983510 | Central HP <5.4 tons | ARCOAIRE | HRCU-A-CB (Split System: Heat Pump with Remote Outdoor Unit-Air-Source) | DLCURAH24ABK |  |  | EA*4X24L14A* | *92MSN0601412A* | 23600 | 16.5 | 8.5 | 27000 | 25600 | 94.81% | 2.14 | 0 | 10 |  |  |  |  | R-410A | 1.9667 | Residential & Commercial | USHP | Ducted CEE Tier 1
212989145 | Central HP <5.4 tons | ARCOAIRE | HRCU-A-CB (Split System: Heat Pump with Remote Outdoor Unit-Air-Source) | DLCURAH24ABK |  |  | EA*4X25L17A* | *95MSU0601716A* | 24200 | 17 | 8.5 | 25200 | 21800 | 86.51% | 1.82 | 0 | 10 |  |  |  |  | R-410A | 2.0167 | Residential & Commercial | USHP | Ducted CEE Tier 1
212987439 | Central HP <5.4 tons | ARCOAIRE | HRCU-A-CB (Split System: Heat Pump with Remote Outdoor Unit-Air-Source) | DLCURAH24ABK |  |  | EA*4X37L21A* | *96MSN0801716A* | 24400 | 18 | 9 | 29200 | 25200 | 86.3% | 2.1 | 0 | 10.5 |  |  |  |  | R-410A | 2.0333 | Residential & Commercial | USHP | Ducted CEE Tier 1
212987475 | Central HP <5.4 tons | ARCOAIRE | HRCU-A-CB (Split System: Heat Pump with Remote Outdoor Unit-Air-Source) | DLCURAH24ABK |  |  | EN(A,D,W)4X36L17** | *96MSN0801716A* | 23800 | 17 | 8.5 | 26400 | 24000 | 90.91% | 2 | 0 | 10.5 |  |  |  |  | R-410A | 1.9833 | Residential & Commercial | USHP | Ducted CEE Tier 1
212985351 | Central HP <5.4 tons | ARCOAIRE | HRCU-A-CB (Split System: Heat Pump with Remote Outdoor Unit-Air-Source) | DLCURAH24ABK |  |  | EA*4X37L21A* | *92MSN1002120A* | 24200 | 17.5 | 8.5 | 25200 | 21600 | 85.71% | 1.82 | 0 | 10.5 |  |  |  |  | R-410A | 2.0167 | Residential & Commercial | USHP | Ducted CEE Tier 1
212987523 | Central HP <5.4 tons | ARCOAIRE | HRCU-A-CB (Split System: Heat Pump with Remote Outdoor Unit-Air-Source) | DLCURAH18ABK |  |  | EA*4X25L17A* | *96MSN0801716A* | 18200 | 16.5 | 8.5 | 18100 | 17600 | 97.24% | 2.14 | 0 | 11 |  |  |  |  | R-410A | 1.5167 | Residential & Commercial | USHP | Ducted CEE Tier 1
212986287 | Central HP <5.4 tons | ARCOAIRE | HRCU-A-CB (Split System: Heat Pump with Remote Outdoor Unit-Air-Source) | DLCURAH18ABK |  |  | EA*4X24L14A* | *96MSN0401410A* | 17400 | 16 | 8.5 | 18500 | 19500 | 105.4% | 2.34 | 0 | 10.5 |  |  |  |  | R-410A | 1.45 | Residential & Commercial | USHP | Ducted CEE Tier 1
212986587 | Central HP <5.4 tons | ARCOAIRE | HRCU-A-CB (Split System: Heat Pump with Remote Outdoor Unit-Air-Source) | DLCURAH24ABK |  |  | EA*4X37L17A* | *96MSN0401712A* | 24000 | 15.5 | 8.5 | 25600 | 22200 | 86.72% | 1.82 | 0 | 10 |  |  |  |  | R-410A | 2 | Residential & Commercial | USHP | Ducted CEE Tier 1
215936498 | Central HP <5.4 tons | ARCOAIRE | HRCU-A-CB (Split System: Heat Pump with Remote Outdoor Unit-Air-Source) | H5H3V36*K*AAA* |  |  | EVD5X49M24A*+WALLCON | *97CMN0602120B* | 35200 | 21 | 8.5 | 38500 | 28800 | 74.81% | 2.02 | 0 | 12 |  |  |  |  | R-454B | 2.9333 | Residential & Commercial | USHP | Ducted CEE Tier 1
214628838 | Central HP <5.4 tons | CARRIER | HRCU-A-CB (Split System: Heat Pump with Remote Outdoor Unit-Air-Source) | 38MURAQ30AB3* | ADP |  | PL36H210P299 | 59SC6A080M21**20 | 30200 | 15.2 | 8.1 | 31800 | 26000 | 81.76% | 1.84 | 0 | 9 |  |  |  |  | R-410A | 2.5167 | Residential & Commercial | USHP
216735510 | Central HP <5.4 tons | ARCOAIRE | HRCU-A-CB (Split System: Heat Pump with Remote Outdoor Unit-Air-Source) | D5CUHAH24AAK |  |  | EA*5X37M21A* | *80MS(N,L)1102120A* | 23600 | 16 | 8.5 | 20800 | 18500 | 88.94% | 1.96 | 0 | 11 |  |  |  |  | R-454B | 1.9667 | Residential & Commercial | USHP | Ducted CEE Tier 1
216735546 | Central HP <5.4 tons | ARCOAIRE | HRCU-A-CB (Split System: Heat Pump with Remote Outdoor Unit-Air-Source) | D5CUHAH24AAK |  |  | EA*5X37M21A* | *80VSL1102122B* | 23000 | 15.5 | 8.5 | 20600 | 18300 | 88.83% | 1.98 | 0 | 11 |  |  |  |  | R-454B | 1.9167 | Residential & Commercial | USHP | Ducted CEE Tier 1
216735001 | Central HP <5.4 tons | ARCOAIRE | HRCU-A-CB (Split System: Heat Pump with Remote Outdoor Unit-Air-Source) | D5CUHAH24AAK |  |  | EA*5X37M17A* | *80MSU0401712A* | 22800 | 16.5 | 8.5 | 20600 | 18400 | 89.32% | 1.96 | 0 | 11 |  |  |  |  | R-454B | 1.9 | Residential & Commercial | USHP | Ducted CEE Tier 1
216735012 | Central HP <5.4 tons | ARCOAIRE | HRCU-A-CB (Split System: Heat Pump with Remote Outdoor Unit-Air-Source) | D5CUHAH24AAK |  |  | EA*5X37M17A* | *80MSU0601716A* | 23200 | 17 | 8.5 | 21000 | 18600 | 88.57% | 1.94 | 0 | 11 |  |  |  |  | R-454B | 1.9333 | Residential & Commercial | USHP | Ducted CEE Tier 1
216735226 | Central HP <5.4 tons | ARCOAIRE | HRCU-A-CB (Split System: Heat Pump with Remote Outdoor Unit-Air-Source) | D5CUHAH24AAK |  |  | EA*5X37M17A* | *96VSN0401712B* | 22800 | 16 | 8.5 | 20800 | 18600 | 89.42% | 1.96 | 0 | 10.5 |  |  |  |  | R-454B | 1.9 | Residential & Commercial | USHP | Ducted CEE Tier 1
216734592 | Central HP <5.4 tons | ARCOAIRE | HRCU-A-CB (Split System: Heat Pump with Remote Outdoor Unit-Air-Source) | D5CUHAH24AAK |  |  | EA*5X36M17A* | *92MSN0601412A* | 22600 | 15.5 | 8.5 | 21000 | 18800 | 89.52% | 1.98 | 0 | 11 |  |  |  |  | R-454B | 1.8833 | Residential & Commercial | USHP | Ducted CEE Tier 1
216990760 | Central HP <5.4 tons | BRYANT HEATING AND COOLING SYSTEMS | HRCU-A-CB (Split System: Heat Pump with Remote Outdoor Unit-Air-Source) | 290VAN024**AA* | ADP |  | V,C36H***P42*+TXV | 88*TB36070C14*** | 23200 | 17 | 9 | 22000 | 16200 | 73.64% | 1.98 | 0 | 10 |  |  |  |  | R-454B | 1.9333 | Residential & Commercial | USHP | Ducted CEE Tier 1
216737344 | Central HP <5.4 tons | ARCOAIRE | HRCU-A-CB (Split System: Heat Pump with Remote Outdoor Unit-Air-Source) | D5CUHAH24AAK |  |  | ESH5X30M12A* | *80VTL0701716B* | 22400 | 15.5 | 8.1 | 21000 | 18800 | 89.52% | 1.85 | 0 | 10.5 |  |  |  |  | R-454B | 1.8667 | Residential & Commercial | USHP | Ducted CEE Tier 1
214242329 | Central HP <5.4 tons | ARCOAIRE | HRCU-A-CB (Split System: Heat Pump with Remote Outdoor Unit-Air-Source) | HVH825GKA3* |  |  | EN(A,D)4X48L24**+WALLCON | *80CTL0902120B* | 24200 | 17 | 8.1 | 21200 | 16600 | 78.3% | 2 | 0 | 11 |  |  |  |  | R-410A | 2.0167 | Residential & Commercial | USHP | Ducted CEE Tier 1
212985887 | Central HP <5.4 tons | ARCOAIRE | HRCU-A-CB (Split System: Heat Pump with Remote Outdoor Unit-Air-Source) | DLCURAH18ABK |  |  | EA*4X24L14A* | *96MSN0261410A* | 17300 | 16 | 8.5 | 18200 | 19400 | 106.6% | 2.34 | 0 | 10.5 |  |  |  |  | R-410A | 1.4417 | Residential & Commercial | USHP | Ducted CEE Tier 1
212986203 | Central HP <5.4 tons | ARCOAIRE | HRCU-A-CB (Split System: Heat Pump with Remote Outdoor Unit-Air-Source) | DLCURAH24ABK |  |  | EA*4X37L17A* | *96MSN0401410A* | 24000 | 16 | 8.1 | 25200 | 22200 | 88.1% | 1.84 | 0 | 10 |  |  |  |  | R-410A | 2 | Residential & Commercial | USHP | Ducted CEE Tier 1
212986941 | Central HP <5.4 tons | ARCOAIRE | HRCU-A-CB (Split System: Heat Pump with Remote Outdoor Unit-Air-Source) | DLCURAH24ABK |  |  | EN(A,D)4X24L17** | *96MSN0601412A* | 23200 | 16.5 | 8.5 | 27000 | 25200 | 93.33% | 2.1 | 0 | 10 |  |  |  |  | R-410A | 1.9333 | Residential & Commercial | USHP | Ducted CEE Tier 1
212986971 | Central HP <5.4 tons | ARCOAIRE | HRCU-A-CB (Split System: Heat Pump with Remote Outdoor Unit-Air-Source) | DLCURAH24ABK |  |  | EN(A,D,W)4X36L17** | *96MSN0601412A* | 23600 | 16.5 | 8.1 | 26400 | 24200 | 91.67% | 2.02 | 0 | 10 |  |  |  |  | R-410A | 1.9667 | Residential & Commercial | USHP | Ducted CEE Tier 1
212986371 | Central HP <5.4 tons | ARCOAIRE | HRCU-A-CB (Split System: Heat Pump with Remote Outdoor Unit-Air-Source) | DLCURAH18ABK |  |  | EN(A,D)4X30L14** | *96MSN0401410A* | 17600 | 16 | 8.1 | 18200 | 18600 | 102.2% | 2.24 | 0 | 10.5 |  |  |  |  | R-410A | 1.4667 | Residential & Commercial | USHP | Ducted CEE Tier 1
216734733 | Central HP <5.4 tons | ARCOAIRE | HRCU-A-CB (Split System: Heat Pump with Remote Outdoor Unit-Air-Source) | D5CUHAH24AAK |  |  | EA*5X36M17A* | *95MSU0401712A* | 22400 | 16 | 8.5 | 21000 | 18800 | 89.52% | 1.96 | 0 | 10.5 |  |  |  |  | R-454B | 1.8667 | Residential & Commercial | USHP | Ducted CEE Tier 1
212989229 | Central HP <5.4 tons | ARCOAIRE | HRCU-A-CB (Split System: Heat Pump with Remote Outdoor Unit-Air-Source) | DLCURAH24ABK |  |  | EN(A,D)4X30L17** | *95MSU0601716A* | 23600 | 17 | 8.5 | 26400 | 24400 | 92.42% | 2.02 | 0 | 10.5 |  |  |  |  | R-410A | 1.9667 | Residential & Commercial | USHP | Ducted CEE Tier 1
212985837 | Central HP <5.4 tons | ARCOAIRE | HRCU-A-CB (Split System: Heat Pump with Remote Outdoor Unit-Air-Source) | DLCURAH24ABK |  |  | EN(A,D)4X24L17** | *96MSN0261410A* | 23200 | 16 | 8.5 | 27000 | 25200 | 93.33% | 2.08 | 0 | 10 |  |  |  |  | R-410A | 1.9333 | Residential & Commercial | USHP | Ducted CEE Tier 1
212989277 | Central HP <5.4 tons | ARCOAIRE | HRCU-A-CB (Split System: Heat Pump with Remote Outdoor Unit-Air-Source) | DLCURAH18ABK |  |  | EA*4X24L17A* | *95MSU0601716A* | 17300 | 16.5 | 8.5 | 18200 | 19400 | 106.6% | 2.34 | 0 | 10.5 |  |  |  |  | R-410A | 1.4417 | Residential & Commercial | USHP | Ducted CEE Tier 1
212988809 | Central HP <5.4 tons | ARCOAIRE | HRCU-A-CB (Split System: Heat Pump with Remote Outdoor Unit-Air-Source) | DLCURAH18ABK |  |  | EA*4X30L17A* | *95MSU0401712A* | 17400 | 16 | 8.5 | 18000 | 18800 | 104.4% | 2.26 | 0 | 10.5 |  |  |  |  | R-410A | 1.45 | Residential & Commercial | USHP | Ducted CEE Tier 1
212987559 | Central HP <5.4 tons | ARCOAIRE | HRCU-A-CB (Split System: Heat Pump with Remote Outdoor Unit-Air-Source) | DLCURAH18ABK |  |  | EN(A,D)4X30L17** | *96MSN0801716A* | 17400 | 16 | 8.1 | 17900 | 18600 | 103.9% | 2.24 | 0 | 11 |  |  |  |  | R-410A | 1.45 | Residential & Commercial | USHP | Ducted CEE Tier 1
212986991 | Central HP <5.4 tons | ARCOAIRE | HRCU-A-CB (Split System: Heat Pump with Remote Outdoor Unit-Air-Source) | DLCURAH18ABK |  |  | EA*4X24L14A* | *96MSN0601412A* | 17300 | 16 | 8.5 | 18200 | 19400 | 106.6% | 2.34 | 0 | 10.5 |  |  |  |  | R-410A | 1.4417 | Residential & Commercial | USHP | Ducted CEE Tier 1
215936808 | Central HP <5.4 tons | ARCOAIRE | HRCU-A-CB (Split System: Heat Pump with Remote Outdoor Unit-Air-Source) | H5H3V36*K*AAA* |  |  | EVD5X60M24A*+WALLCON | *97CMN0602120B* | 35200 | 21 | 8.5 | 38500 | 28800 | 74.81% | 2.02 | 0 | 12 |  |  |  |  | R-454B | 2.9333 | Residential & Commercial | USHP | Ducted CEE Tier 1
215936638 | Central HP <5.4 tons | ARCOAIRE | HRCU-A-CB (Split System: Heat Pump with Remote Outdoor Unit-Air-Source) | H5H3V36*K*AAA* |  |  | EVD5X60M21A*+WALLCON | *80CTL1102120B* | 35600 | 22 | 8.5 | 38000 | 28400 | 74.74% | 2.02 | 0 | 12.5 |  |  |  |  | R-454B | 2.9667 | Residential & Commercial | USHP | Ducted CEE Tier 1
216990762 | Central HP <5.4 tons | BRYANT HEATING AND COOLING SYSTEMS | HRCU-A-CB (Split System: Heat Pump with Remote Outdoor Unit-Air-Source) | 290VAN024**AA* | ADP |  | C36A***L13*+TXV | 88*TB36070C14*** | 23200 | 17 | 9 | 22000 | 16200 | 73.64% | 1.98 | 0 | 10 |  |  |  |  | R-454B | 1.9333 | Residential & Commercial | USHP | Ducted CEE Tier 1
214239987 | Central HP <5.4 tons | ARCOAIRE | HRCU-A-CB (Split System: Heat Pump with Remote Outdoor Unit-Air-Source) | HVH837GKA** |  |  | EN(A,D)4X48L24**+WALLCON | *80CTL1352422B* | 32400 | 17 | 8.1 | 32600 | 24600 | 75.46% | 1.96 | 0 | 11.7 |  |  |  |  | R-410A | 2.7 | Residential & Commercial | USHP | Ducted CEE Tier 1
214240017 | Central HP <5.4 tons | ARCOAIRE | HRCU-A-CB (Split System: Heat Pump with Remote Outdoor Unit-Air-Source) | HVH837GKA** |  |  | EN(A,D)4X48L24**+WALLCON | *96CTN1002122B* | 32400 | 17 | 8.1 | 32600 | 24600 | 75.46% | 1.96 | 0 | 11.7 |  |  |  |  | R-410A | 2.7 | Residential & Commercial | USHP | Ducted CEE Tier 1
212988797 | Central HP <5.4 tons | ARCOAIRE | HRCU-A-CB (Split System: Heat Pump with Remote Outdoor Unit-Air-Source) | DLCURAH18ABK |  |  | EA*4X25L17A* | *95MSU0401712A* | 17700 | 16.5 | 8.1 | 17700 | 17800 | 100.6% | 2.14 | 0 | 10.5 |  |  |  |  | R-410A | 1.475 | Residential & Commercial | USHP | Ducted CEE Tier 1
212988833 | Central HP <5.4 tons | ARCOAIRE | HRCU-A-CB (Split System: Heat Pump with Remote Outdoor Unit-Air-Source) | DLCURAH18ABK |  |  | EN(A,D)4X30L17** | *95MSU0401712A* | 17500 | 16 | 8.1 | 18000 | 18700 | 103.9% | 2.24 | 0 | 11 |  |  |  |  | R-410A | 1.4583 | Residential & Commercial | USHP | Ducted CEE Tier 1
216737840 | Central HP <5.4 tons | PAYNE HEATING AND COOLING | HRCU-A-CB (Split System: Heat Pump with Remote Outdoor Unit-Air-Source) | 37MUHAQ24AA3 |  |  | CSAH*3012AM* | PG96VTAB48080B** | 22600 | 16 | 8.1 | 21200 | 18900 | 89.15% | 1.85 | 0 | 10.5 |  |  |  |  | R-454B | 1.8833 | Residential & Commercial | USHP | Ducted CEE Tier 1
216738809 | Central HP <5.4 tons | PAYNE HEATING AND COOLING | HRCU-A-CB (Split System: Heat Pump with Remote Outdoor Unit-Air-Source) | 37MUHAQ24AA3 |  |  | CSAH*3612AM* | PG96VTAB36040B** | 22600 | 15.5 | 8.1 | 21000 | 18600 | 88.57% | 1.85 | 0 | 10.5 |  |  |  |  | R-454B | 1.8833 | Residential & Commercial | USHP | Ducted CEE Tier 1
216738840 | Central HP <5.4 tons | PAYNE HEATING AND COOLING | HRCU-A-CB (Split System: Heat Pump with Remote Outdoor Unit-Air-Source) | 37MUHAQ24AA3 |  |  | CSAH*3612AM* | PG96VTAB48080B** | 22600 | 16 | 8.1 | 20800 | 18400 | 88.46% | 1.85 | 0 | 11 |  |  |  |  | R-454B | 1.8833 | Residential & Commercial | USHP | Ducted CEE Tier 1
216738943 | Central HP <5.4 tons | PAYNE HEATING AND COOLING | HRCU-A-CB (Split System: Heat Pump with Remote Outdoor Unit-Air-Source) | 37MUHAQ24AA3 |  |  | CSAH*3612AM* | PG97VTAA66120D** | 22400 | 15.2 | 8.1 | 20800 | 18400 | 88.46% | 1.85 | 0 | 10.5 |  |  |  |  | R-454B | 1.8667 | Residential & Commercial | USHP | Ducted CEE Tier 1
214825965 | Central HP <5.4 tons | BOSCH | HRCU-A-C (Split System: Heat Pump with Remote Outdoor Unit with No Indoor Fan --Air Source) | BOVA-60MTB-M19E |  |  | BMAC4248DBTA | 0 | 43500 | 15.2 | 8.5 | 46000 | 40500 | 88.04% | 1.8 | 0 | 11.7 |  |  |  |  | R-454B | 3.625 | Residential & Commercial | USHP | Ducted CEE Tier 1
216739044 | Central HP <5.4 tons | PAYNE HEATING AND COOLING | HRCU-A-CB (Split System: Heat Pump with Remote Outdoor Unit-Air-Source) | 37MUHAQ24AA3 |  |  | FJ5AN*B30L* | 0 | 23400 | 16 | 8.5 | 21200 | 18800 | 88.68% | 1.96 | 0 | 11 |  |  |  |  | R-454B | 1.95 | Residential & Commercial | USHP | Ducted CEE Tier 1
216732508 | Central HP <5.4 tons | PAYNE HEATING AND COOLING | HRCU-A-CB (Split System: Heat Pump with Remote Outdoor Unit-Air-Source) | 37MUHAQ24AA3 |  |  | CAA**2414AM* | PG80MS(A,L)A36070A** | 22000 | 16 | 8.5 | 21000 | 19100 | 90.95% | 1.96 | 0 | 10.5 |  |  |  |  | R-454B | 1.8333 | Residential & Commercial | USHP | Ducted CEE Tier 1
216732557 | Central HP <5.4 tons | PAYNE HEATING AND COOLING | HRCU-A-CB (Split System: Heat Pump with Remote Outdoor Unit-Air-Source) | 37MUHAQ24AA3 |  |  | CAA**2414AM* | PG80VTLB36070A** | 22200 | 16.5 | 8.5 | 21000 | 19200 | 91.43% | 1.96 | 0 | 10.5 |  |  |  |  | R-454B | 1.85 | Residential & Commercial | USHP | Ducted CEE Tier 1
212987021 | Central HP <5.4 tons | ARCOAIRE | HRCU-A-CB (Split System: Heat Pump with Remote Outdoor Unit-Air-Source) | DLCURAH18ABK |  |  | EA*4X30L14A* | *96MSN0601412A* | 17400 | 16 | 8.5 | 18000 | 18700 | 103.9% | 2.26 | 0 | 10.5 |  |  |  |  | R-410A | 1.45 | Residential & Commercial | USHP | Ducted CEE Tier 1
216736833 | Central HP <5.4 tons | ARCOAIRE | HRCU-A-CB (Split System: Heat Pump with Remote Outdoor Unit-Air-Source) | D5CUHAH24AAK |  |  | ESH5X24M12A* | *96VTN0601412B* | 22400 | 15.2 | 8.1 | 21200 | 19100 | 90.09% | 1.9 | 0 | 10.5 |  |  |  |  | R-454B | 1.8667 | Residential & Commercial | USHP | Ducted CEE Tier 1
216735586 | Central HP <5.4 tons | ARCOAIRE | HRCU-A-CB (Split System: Heat Pump with Remote Outdoor Unit-Air-Source) | D5CUHAH24AAK |  |  | EA*5X37M21A* | *80MSU1002120A* | 23200 | 16.5 | 8.5 | 20800 | 18500 | 88.94% | 1.96 | 0 | 11 |  |  |  |  | R-454B | 1.9333 | Residential & Commercial | USHP | Ducted CEE Tier 1
216735963 | Central HP <5.4 tons | ARCOAIRE | HRCU-A-CB (Split System: Heat Pump with Remote Outdoor Unit-Air-Source) | D5CUHAH24AAK |  |  | EA*5X37M21A* | *96CTN0801714B* | 23000 | 16.5 | 8.5 | 20600 | 18400 | 89.32% | 1.96 | 0 | 11 |  |  |  |  | R-454B | 1.9167 | Residential & Commercial | USHP | Ducted CEE Tier 1
216735811 | Central HP <5.4 tons | ARCOAIRE | HRCU-A-CB (Split System: Heat Pump with Remote Outdoor Unit-Air-Source) | D5CUHAH24AAK |  |  | EA*5X37M21A* | *96MSN0601716A* | 23200 | 15.5 | 8.5 | 20800 | 18500 | 88.94% | 1.98 | 0 | 11 |  |  |  |  | R-454B | 1.9333 | Residential & Commercial | USHP | Ducted CEE Tier 1
216737854 | Central HP <5.4 tons | ARCOAIRE | HRCU-A-CB (Split System: Heat Pump with Remote Outdoor Unit-Air-Source) | D5CUHAH24AAK |  |  | ESH5X30M12A* | *96VTN0802120B* | 22600 | 15.5 | 8.1 | 21000 | 18900 | 90% | 1.85 | 0 | 10.5 |  |  |  |  | R-454B | 1.8833 | Residential & Commercial | USHP | Ducted CEE Tier 1
214239417 | Central HP <5.4 tons | ARCOAIRE | HRCU-A-CB (Split System: Heat Pump with Remote Outdoor Unit-Air-Source) | HVH837GKA2* |  |  | EN(A,D,W)4X60L24**+WALLCON | *96CTN1202422B* | 32800 | 17.5 | 8.1 | 32200 | 24600 | 76.4% | 1.96 | 0 | 11.7 |  |  |  |  | R-410A | 2.7333 | Residential & Commercial | USHP | Ducted CEE Tier 1
212983560 | Central HP <5.4 tons | ARCOAIRE | HRCU-A-CB (Split System: Heat Pump with Remote Outdoor Unit-Air-Source) | DLCURAH24ABK |  |  | EA*4X36L17A* | *92MSN0601412A* | 24000 | 17 | 8.5 | 26400 | 23400 | 88.64% | 1.94 | 0 | 10 |  |  |  |  | R-410A | 2 | Residential & Commercial | USHP | Ducted CEE Tier 1
212982340 | Central HP <5.4 tons | ARCOAIRE | HRCU-A-CB (Split System: Heat Pump with Remote Outdoor Unit-Air-Source) | DLCURAH24ABK |  |  | EN(A,D)4X30L17** | *80MSU0401712A* | 23800 | 16.5 | 8.5 | 25800 | 23800 | 92.25% | 1.98 | 0 | 10.5 |  |  |  |  | R-410A | 1.9833 | Residential & Commercial | USHP | Ducted CEE Tier 1
212982256 | Central HP <5.4 tons | ARCOAIRE | HRCU-A-CB (Split System: Heat Pump with Remote Outdoor Unit-Air-Source) | DLCURAH24ABK |  |  | EA*4X25L17A* | *80MSU0401712A* | 24400 | 17 | 8.5 | 25200 | 21600 | 85.71% | 1.82 | 0 | 10 |  |  |  |  | R-410A | 2.0333 | Residential & Commercial | USHP | Ducted CEE Tier 1
212989193 | Central HP <5.4 tons | ARCOAIRE | HRCU-A-CB (Split System: Heat Pump with Remote Outdoor Unit-Air-Source) | DLCURAH24ABK |  |  | EA*4X37L17A* | *95MSU0601716A* | 24000 | 17 | 8.5 | 25600 | 22400 | 87.5% | 1.88 | 0 | 10 |  |  |  |  | R-410A | 2 | Residential & Commercial | USHP | Ducted CEE Tier 1
216735861 | Central HP <5.4 tons | ARCOAIRE | HRCU-A-CB (Split System: Heat Pump with Remote Outdoor Unit-Air-Source) | D5CUHAH24AAK |  |  | EA*5X37M21A* | *96VSN0401712B* | 23000 | 16 | 8.5 | 20800 | 18500 | 88.94% | 1.96 | 0 | 10.5 |  |  |  |  | R-454B | 1.9167 | Residential & Commercial | USHP | Ducted CEE Tier 1
212989613 | Central HP <5.4 tons | ARCOAIRE | HRCU-A-CB (Split System: Heat Pump with Remote Outdoor Unit-Air-Source) | DLCURAH24ABK |  |  | EA*4X37L21A* | *95MSU0802120A* | 24000 | 17.5 | 8.5 | 25200 | 21800 | 86.51% | 1.82 | 0 | 10 |  |  |  |  | R-410A | 2 | Residential & Commercial | USHP | Ducted CEE Tier 1
212988677 | Central HP <5.4 tons | ARCOAIRE | HRCU-A-CB (Split System: Heat Pump with Remote Outdoor Unit-Air-Source) | DLCURAH24ABK |  |  | EA*4X36L17A* | *95MSU0401712A* | 23600 | 16.5 | 8.5 | 26200 | 23800 | 90.84% | 1.96 | 0 | 10 |  |  |  |  | R-410A | 1.9667 | Residential & Commercial | USHP | Ducted CEE Tier 1
216735879 | Central HP <5.4 tons | ARCOAIRE | HRCU-A-CB (Split System: Heat Pump with Remote Outdoor Unit-Air-Source) | D5CUHAH24AAK |  |  | EA*5X37M21A* | *96VSN0801716B* | 23200 | 16.5 | 8.5 | 20800 | 18500 | 88.94% | 1.96 | 0 | 11 |  |  |  |  | R-454B | 1.9333 | Residential & Commercial | USHP | Ducted CEE Tier 1
216735354 | Central HP <5.4 tons | ARCOAIRE | HRCU-A-CB (Split System: Heat Pump with Remote Outdoor Unit-Air-Source) | D5CUHAH24AAK |  |  | EA*5X37M17A* | *96VTN0801716B* | 23000 | 16.5 | 8.5 | 20800 | 18500 | 88.94% | 1.96 | 0 | 11 |  |  |  |  | R-454B | 1.9167 | Residential & Commercial | USHP | Ducted CEE Tier 1
216735154 | Central HP <5.4 tons | ARCOAIRE | HRCU-A-CB (Split System: Heat Pump with Remote Outdoor Unit-Air-Source) | D5CUHAH24AAK |  |  | EA*5X37M17A* | *92MSN0801716A* | 23200 | 16 | 8.5 | 20800 | 18500 | 88.94% | 1.96 | 0 | 11 |  |  |  |  | R-454B | 1.9333 | Residential & Commercial | USHP | Ducted CEE Tier 1
216734612 | Central HP <5.4 tons | ARCOAIRE | HRCU-A-CB (Split System: Heat Pump with Remote Outdoor Unit-Air-Source) | D5CUHAH24AAK |  |  | EA*5X36M17A* | *92MSN0801716A* | 22400 | 16.5 | 8.1 | 20800 | 18600 | 89.42% | 1.9 | 0 | 11 |  |  |  |  | R-454B | 1.8667 | Residential & Commercial | USHP | Ducted CEE Tier 1
216734714 | Central HP <5.4 tons | ARCOAIRE | HRCU-A-CB (Split System: Heat Pump with Remote Outdoor Unit-Air-Source) | D5CUHAH24AAK |  |  | EA*5X36M17A* | *96VSN0601716B* | 22400 | 16 | 8.5 | 20800 | 18700 | 89.9% | 1.96 | 0 | 10.5 |  |  |  |  | R-454B | 1.8667 | Residential & Commercial | USHP | Ducted CEE Tier 1
216734913 | Central HP <5.4 tons | ARCOAIRE | HRCU-A-CB (Split System: Heat Pump with Remote Outdoor Unit-Air-Source) | D5CUHAH24AAK |  |  | EA*5X37M17A* | *80MS(N,L)0451714A* | 22800 | 15.5 | 8.1 | 20800 | 18500 | 88.94% | 1.9 | 0 | 11 |  |  |  |  | R-454B | 1.9 | Residential & Commercial | USHP | Ducted CEE Tier 1
216735650 | Central HP <5.4 tons | ARCOAIRE | HRCU-A-CB (Split System: Heat Pump with Remote Outdoor Unit-Air-Source) | D5CUHAH24AAK |  |  | EA*5X37M21A* | *80VTL0701716B* | 23000 | 16.5 | 8.5 | 20600 | 18400 | 89.32% | 1.96 | 0 | 11 |  |  |  |  | R-454B | 1.9167 | Residential & Commercial | USHP | Ducted CEE Tier 1
216735417 | Central HP <5.4 tons | ARCOAIRE | HRCU-A-CB (Split System: Heat Pump with Remote Outdoor Unit-Air-Source) | D5CUHAH24AAK |  |  | EA*5X37M21A* | *80CSU0401712A* | 23800 | 17.5 | 8.5 | 21000 | 18600 | 88.57% | 1.96 | 0 | 11 |  |  |  |  | R-454B | 1.9833 | Residential & Commercial | USHP | Ducted CEE Tier 1
214630550 | Central HP <5.4 tons | CARRIER | HRCU-A-CB (Split System: Heat Pump with Remote Outdoor Unit-Air-Source) | 25VNA837A*031* | ADP |  | C36A***L539 | 59TN6B100C21**22 | 32400 | 18 | 8.5 | 30400 | 24400 | 80.26% | 2 | 0 | 11.7 |  |  |  |  | R-410A | 2.7 | Residential & Commercial | USHP | Ducted CEE Tier 1
215940238 | Central HP <5.4 tons | ARCOAIRE | HRCU-A-CB (Split System: Heat Pump with Remote Outdoor Unit-Air-Source) | H5H3V36*K*AAA* |  |  | ESH5X60M12A*+WALLCON | *97CTN1002122A* | 34200 | 19.5 | 9 | 34200 | 26000 | 76.02% | 1.94 | 0 | 11.7 |  |  |  |  | R-454B | 2.85 | Residential & Commercial | USHP | Ducted CEE Tier 1
212987763 | Central HP <5.4 tons | ARCOAIRE | HRCU-A-CB (Split System: Heat Pump with Remote Outdoor Unit-Air-Source) | DLCURAH30ABK |  |  | EA*4X43L21A* | *96MSN0802120A* | 30200 | 15.2 | 8.1 | 33400 | 26400 | 79.04% | 1.84 | 0 | 9 |  |  |  |  | R-410A | 2.5167 | Residential & Commercial | USHP
212985255 | Central HP <5.4 tons | ARCOAIRE | HRCU-A-CB (Split System: Heat Pump with Remote Outdoor Unit-Air-Source) | DLCURAH30ABK |  |  | EA*4X36L21A* | *92MSN1002120A* | 30000 | 15.2 | 8.1 | 34400 | 28000 | 81.4% | 1.78 | 0 | 9 |  |  |  |  | R-410A | 2.5 | Residential & Commercial | USHP
212984737 | Central HP <5.4 tons | ARCOAIRE | HRCU-A-CB (Split System: Heat Pump with Remote Outdoor Unit-Air-Source) | DLCURAH18ABK |  |  | EA*4X30L17A* | *92MSN0801716A* | 17900 | 16.5 | 8.5 | 18500 | 18700 | 101.1% | 2.26 | 0 | 10.5 |  |  |  |  | R-410A | 1.4917 | Residential & Commercial | USHP | Ducted CEE Tier 1
214628459 | Central HP <5.4 tons | CARRIER | HRCU-A-CB (Split System: Heat Pump with Remote Outdoor Unit-Air-Source) | 38MURAQ24AB3* | ADP |  | C36A***L139 | 59SU5B040M17**12 | 23000 | 17 | 8.5 | 24400 | 24000 | 98.36% | 2.02 | 0 | 9.5 |  |  |  |  | R-410A | 1.9167 | Residential & Commercial | USHP
212989241 | Central HP <5.4 tons | ARCOAIRE | HRCU-A-CB (Split System: Heat Pump with Remote Outdoor Unit-Air-Source) | DLCURAH24ABK |  |  | EN(A,D,W)4X36L17** | *95MSU0601716A* | 23600 | 17 | 8.5 | 26400 | 24400 | 92.42% | 2.02 | 0 | 10.5 |  |  |  |  | R-410A | 1.9667 | Residential & Commercial | USHP | Ducted CEE Tier 1
212988725 | Central HP <5.4 tons | ARCOAIRE | HRCU-A-CB (Split System: Heat Pump with Remote Outdoor Unit-Air-Source) | DLCURAH24ABK |  |  | EN(A,D)4X24L17** | *95MSU0401712A* | 23200 | 16 | 8.5 | 27000 | 25200 | 93.33% | 2.1 | 0 | 10 |  |  |  |  | R-410A | 1.9333 | Residential & Commercial | USHP | Ducted CEE Tier 1
212988641 | Central HP <5.4 tons | ARCOAIRE | HRCU-A-CB (Split System: Heat Pump with Remote Outdoor Unit-Air-Source) | DLCURAH24ABK |  |  | EA*4X24L17A* | *95MSU0401712A* | 23400 | 16.5 | 8.5 | 27000 | 26200 | 97.04% | 2.2 | 0 | 10 |  |  |  |  | R-410A | 1.95 | Residential & Commercial | USHP | Ducted CEE Tier 1
215940128 | Central HP <5.4 tons | ARCOAIRE | HRCU-A-CB (Split System: Heat Pump with Remote Outdoor Unit-Air-Source) | H5H3V36*K*AAA* |  |  | ESH5X48M12A*+WALLCON | *97CTN0601716A* | 33400 | 18.5 | 9 | 35400 | 27200 | 76.84% | 1.92 | 0 | 10.5 |  |  |  |  | R-454B | 2.7833 | Residential & Commercial | USHP | Ducted CEE Tier 1
215939778 | Central HP <5.4 tons | ARCOAIRE | HRCU-A-CB (Split System: Heat Pump with Remote Outdoor Unit-Air-Source) | H5H3V36*K*AAA* |  |  | EA*5X48M21A*+WALLCON | *97CTN1002122A* | 33400 | 20 | 9.5 | 34400 | 26200 | 76.16% | 2.04 | 0 | 11.7 |  |  |  |  | R-454B | 2.7833 | Residential & Commercial | USHP | Ducted CEE Tier 1
215940278 | Central HP <5.4 tons | ARCOAIRE | HRCU-A-CB (Split System: Heat Pump with Remote Outdoor Unit-Air-Source) | H5H3V36*K*AAA* |  |  | EVM5X44M21A*+WALLCON | *80CSU0601716B* | 35600 | 22 | 8.5 | 38000 | 28600 | 75.26% | 2.02 | 0 | 12.5 |  |  |  |  | R-454B | 2.9667 | Residential & Commercial | USHP | Ducted CEE Tier 1
215940378 | Central HP <5.4 tons | ARCOAIRE | HRCU-A-CB (Split System: Heat Pump with Remote Outdoor Unit-Air-Source) | H5H3V36*K*AAA* |  |  | EVM5X49M21A*+WALLCON | *97CTN0802120A* | 35600 | 21.5 | 8.5 | 38000 | 28600 | 75.26% | 2.04 | 0 | 12 |  |  |  |  | R-454B | 2.9667 | Residential & Commercial | USHP | Ducted CEE Tier 1
215942484 | Central HP <5.4 tons | ARCOAIRE | HRCU-A-CB (Split System: Heat Pump with Remote Outdoor Unit-Air-Source) | H5H3V36*K*AAA* |  |  | EVD5X61M21A*+WALLCON | *80CTL0702120B* | 35800 | 22 | 8.5 | 37400 | 28400 | 75.94% | 2.02 | 0 | 12.5 |  |  |  |  | R-454B | 2.9833 | Residential & Commercial | USHP | Ducted CEE Tier 1
212972474 | Central HP <5.4 tons | ARCOAIRE | HRCU-A-CB (Split System: Heat Pump with Remote Outdoor Unit-Air-Source) | DLCURAH30ABK |  |  | EA*4X42L24A* | *80VTL1102122B* | 29800 | 15.2 | 8.1 | 34200 | 27600 | 80.7% | 1.8 | 0 | 9 |  |  |  |  | R-410A | 2.4833 | Residential & Commercial | USHP
212985363 | Central HP <5.4 tons | ARCOAIRE | HRCU-A-CB (Split System: Heat Pump with Remote Outdoor Unit-Air-Source) | DLCURAH24ABK |  |  | EN(A,D)4X36L21** | *92MSN1002120A* | 23600 | 17.5 | 8.5 | 26400 | 24200 | 91.67% | 2.02 | 0 | 10.5 |  |  |  |  | R-410A | 1.9667 | Residential & Commercial | USHP | Ducted CEE Tier 1
212986167 | Central HP <5.4 tons | ARCOAIRE | HRCU-A-CB (Split System: Heat Pump with Remote Outdoor Unit-Air-Source) | DLCURAH24ABK |  |  | EA*4X30L14A* | *96MSN0401410A* | 23400 | 16 | 8.5 | 26400 | 24800 | 93.94% | 2.04 | 0 | 10 |  |  |  |  | R-410A | 1.95 | Residential & Commercial | USHP | Ducted CEE Tier 1
212983309 | Central HP <5.4 tons | ARCOAIRE | HRCU-A-CB (Split System: Heat Pump with Remote Outdoor Unit-Air-Source) | DLCURAH18ABK |  |  | EN(A,D)4X30L17** | *92MSN0401712A* | 17400 | 15.5 | 8.1 | 18100 | 18700 | 103.3% | 2.24 | 0 | 10.5 |  |  |  |  | R-410A | 1.45 | Residential & Commercial | USHP | Ducted CEE Tier 1
212989325 | Central HP <5.4 tons | ARCOAIRE | HRCU-A-CB (Split System: Heat Pump with Remote Outdoor Unit-Air-Source) | DLCURAH18ABK |  |  | EN(A,D)4X30L17** | *95MSU0601716A* | 17600 | 16.5 | 8.1 | 18100 | 18700 | 103.3% | 2.24 | 0 | 11 |  |  |  |  | R-410A | 1.4667 | Residential & Commercial | USHP | Ducted CEE Tier 1
212987051 | Central HP <5.4 tons | ARCOAIRE | HRCU-A-CB (Split System: Heat Pump with Remote Outdoor Unit-Air-Source) | DLCURAH18ABK |  |  | EN(A,D)4X24L14** | *96MSN0601412A* | 17300 | 16 | 8.1 | 18300 | 19200 | 104.9% | 2.32 | 0 | 10.5 |  |  |  |  | R-410A | 1.4417 | Residential & Commercial | USHP | Ducted CEE Tier 1
216732675 | Central HP <5.4 tons | PAYNE HEATING AND COOLING | HRCU-A-CB (Split System: Heat Pump with Remote Outdoor Unit-Air-Source) | 37MUHAQ24AA3 |  |  | CAA**2417AM* | PG80MS(A,L)A36070A** | 22000 | 16 | 8.5 | 21000 | 19100 | 90.95% | 1.96 | 0 | 10.5 |  |  |  |  | R-454B | 1.8333 | Residential & Commercial | USHP | Ducted CEE Tier 1
214731213 | Central HP <5.4 tons | BRYANT HEATING AND COOLING SYSTEMS | HRCU-A-CB (Split System: Heat Pump with Remote Outdoor Unit-Air-Source) | 38MURAQ36AB3* | ADP |  | H,PG48936 | 926TC60080V21*** | 36200 | 16 | 8.5 | 36400 | 34400 | 94.51% | 2.04 | 0 | 10 |  |  |  |  | R-410A | 3.0167 | Residential & Commercial | USHP | Ducted CEE Tier 1
212394459 | Central HP <5.4 tons | LENNOX | HRCU-A-CB (Split System: Heat Pump with Remote Outdoor Unit-Air-Source) | EL22XPV-024-230A** | ADP |  | LEM25943G | 0 | 23000 | 21 | 8.55 | 20600 | 15700 | 76.21% | 2.24 | 0 | 13 |  |  |  |  | R-410A | 1.9167 | Residential & Commercial | USHP | Ducted CEE Tier 1
216737631 | Central HP <5.4 tons | ARCOAIRE | HRCU-A-CB (Split System: Heat Pump with Remote Outdoor Unit-Air-Source) | D5CUHAH24AAK |  |  | ESH5X30M12A* | *96VSN0401712B* | 22400 | 15.2 | 8.1 | 21200 | 19000 | 89.62% | 1.85 | 0 | 10 |  |  |  |  | R-454B | 1.8667 | Residential & Commercial | USHP | Ducted CEE Tier 1
212983660 | Central HP <5.4 tons | ARCOAIRE | HRCU-A-CB (Split System: Heat Pump with Remote Outdoor Unit-Air-Source) | DLCURAH18ABK |  |  | EA*4X25L17A* | *92MSN0601412A* | 17700 | 16.5 | 8.1 | 17700 | 17800 | 100.6% | 2.14 | 0 | 10.5 |  |  |  |  | R-410A | 1.475 | Residential & Commercial | USHP | Ducted CEE Tier 1
214052501 | Central HP <5.4 tons | LENNOX | HRCU-A-CB (Split System: Heat Pump with Remote Outdoor Unit-Air-Source) | EL22XPV-024-230A** | ADP |  | HG34936 | ML296UH045XV36B* | 23600 | 20 | 8.5 | 21600 | 15200 | 70.37% | 1.88 | 0 | 13 |  |  |  |  | R-410A | 1.9667 | Residential & Commercial | USHP | Ducted CEE Tier 1
212974953 | Central HP <5.4 tons | PAYNE HEATING AND COOLING | HRCU-A-CB (Split System: Heat Pump with Remote Outdoor Unit-Air-Source) | 38MURAQ24AB3* |  |  | CAP**3014AL* | PG96VTAB30040A** | 23200 | 16 | 8.5 | 26400 | 25000 | 94.7% | 2.08 | 0 | 10 |  |  |  |  | R-410A | 1.9333 | Residential & Commercial | USHP | Ducted CEE Tier 1
212975018 | Central HP <5.4 tons | PAYNE HEATING AND COOLING | HRCU-A-CB (Split System: Heat Pump with Remote Outdoor Unit-Air-Source) | 38MURAQ24AB3* |  |  | CNPV*2417AL* | PG96VTAB30040A** | 23200 | 15.5 | 8.5 | 27000 | 25000 | 92.59% | 2.06 | 0 | 10 |  |  |  |  | R-410A | 1.9333 | Residential & Commercial | USHP | Ducted CEE Tier 1
212975652 | Central HP <5.4 tons | PAYNE HEATING AND COOLING | HRCU-A-CB (Split System: Heat Pump with Remote Outdoor Unit-Air-Source) | 38MURAQ24AB3* |  |  | CAP**2517AL* | PG96VTAB36060A** | 24000 | 17 | 8.5 | 25000 | 21800 | 87.2% | 1.82 | 0 | 10 |  |  |  |  | R-410A | 2 | Residential & Commercial | USHP | Ducted CEE Tier 1
212971208 | Central HP <5.4 tons | PAYNE HEATING AND COOLING | HRCU-A-CB (Split System: Heat Pump with Remote Outdoor Unit-Air-Source) | 38MURAQ24AB3* |  |  | CNPV*2417AL* | PG80VTLB36045A** | 23400 | 17 | 8.5 | 27000 | 25000 | 92.59% | 2.08 | 0 | 10 |  |  |  |  | R-410A | 1.95 | Residential & Commercial | USHP | Ducted CEE Tier 1
213546701 | Central HP <5.4 tons | LENNOX | HRCU-A-CB (Split System: Heat Pump with Remote Outdoor Unit-Air-Source) | EL22XPV-024-230A** | ADP |  | L*35/36U9 | EL297UH070XV36B* | 23800 | 21 | 8.5 | 22000 | 15400 | 70% | 1.92 | 0 | 13.5 |  |  |  |  | R-410A | 1.9833 | Residential & Commercial | USHP | Ducted CEE Tier 1
213546737 | Central HP <5.4 tons | LENNOX | HRCU-A-CB (Split System: Heat Pump with Remote Outdoor Unit-Air-Source) | EL22XPV-024-230A** | ADP |  | LH18/37D9 | ML180UH045XE36A* | 23400 | 21 | 8.5 | 21200 | 14900 | 70.28% | 1.86 | 0 | 13.5 |  |  |  |  | R-410A | 1.95 | Residential & Commercial | USHP | Ducted CEE Tier 1
214303013 | Central HP <5.4 tons | RUUD | HRCU-A-CB (Split System: Heat Pump with Remote Outdoor Unit-Air-Source) | RD17AZ36AJ3N | ADP |  | H,RG82936 | R951V0603A17M4S | 33600 | 18 | 8.1 | 32600 | 29400 | 90.18% | 1.9 | 0 | 9.5 |  |  |  |  | R-410A | 2.8 | Residential & Commercial | USHP
216990587 | Central HP <5.4 tons | BRYANT HEATING AND COOLING SYSTEMS | HRCU-A-CB (Split System: Heat Pump with Remote Outdoor Unit-Air-Source) | 293VAN036**AA* | ADP |  | V,C36H175P14*+TXV | 88*TB48090C17*** | 32800 | 20 | 9.5 | 33000 | 26000 | 78.79% | 2.04 | 0 | 11 |  |  |  |  | R-454B | 2.7333 | Residential & Commercial | USHP | Ducted CEE Tier 1
216990596 | Central HP <5.4 tons | BRYANT HEATING AND COOLING SYSTEMS | HRCU-A-CB (Split System: Heat Pump with Remote Outdoor Unit-Air-Source) | 293VAN036**AA* | ADP |  | PL36H210P29*+TXV | 88*TB60070C21*** | 33800 | 20 | 9.5 | 32600 | 25600 | 78.53% | 2.04 | 0 | 11.7 |  |  |  |  | R-454B | 2.8167 | Residential & Commercial | USHP | Ducted CEE Tier 1
216990344 | Central HP <5.4 tons | BRYANT HEATING AND COOLING SYSTEMS | HRCU-A-CB (Split System: Heat Pump with Remote Outdoor Unit-Air-Source) | 290VAN048**AA* | ADP |  | A60VHA*+TXV | 88*TB60110C21*** | 45000 | 18 | 9 | 45500 | 33000 | 72.53% | 2.08 | 0 | 10 |  |  |  |  | R-454B | 3.75 | Residential & Commercial | USHP | Ducted CEE Tier 1
216990353 | Central HP <5.4 tons | BRYANT HEATING AND COOLING SYSTEMS | HRCU-A-CB (Split System: Heat Pump with Remote Outdoor Unit-Air-Source) | 290VAN048**AA* | ADP |  | C48A***L18*+TXV | 88*TB60110C21*** | 45000 | 18 | 9 | 45500 | 33000 | 72.53% | 2.08 | 0 | 10 |  |  |  |  | R-454B | 3.75 | Residential & Commercial | USHP | Ducted CEE Tier 1
216991848 | Central HP <5.4 tons | BRYANT HEATING AND COOLING SYSTEMS | HRCU-A-CB (Split System: Heat Pump with Remote Outdoor Unit-Air-Source) | 37MUHAQ24AA3 | ADP |  | V,C36H***P42*+TXV | 88*TB36070C14*** | 22400 | 16 | 8.1 | 19200 | 18300 | 95.31% | 1.85 | 0 | 11 |  |  |  |  | R-454B | 1.8667 | Residential & Commercial | USHP | Ducted CEE Tier 1
216991882 | Central HP <5.4 tons | BRYANT HEATING AND COOLING SYSTEMS | HRCU-A-CB (Split System: Heat Pump with Remote Outdoor Unit-Air-Source) | 37MUHAQ24AA3 | ADP |  | V,C36H***P21*+TXV | 912SE36060M14*** | 22600 | 15.2 | 8.5 | 19400 | 18400 | 94.85% | 1.98 | 0 | 11 |  |  |  |  | R-454B | 1.8833 | Residential & Commercial | USHP | Ducted CEE Tier 1
216751922 | Central HP <5.4 tons | YORK | HRCU-A-CB (Split System: Heat Pump with Remote Outdoor Unit-Air-Source) | HH836E2S11 | ADP |  | H,YG37*36+TXV-BLEED | TM8V060A12MP12 | 32800 | 17 | 8.5 | 29000 | 24800 | 85.52% | 2 | 0 | 11 |  |  |  |  | R-454B | 2.7333 | Residential & Commercial | USHP | Ducted CEE Tier 1
216751949 | Central HP <5.4 tons | YORK | HRCU-A-CB (Split System: Heat Pump with Remote Outdoor Unit-Air-Source) | HH836E2S11 | ADP |  | H,YG80*36+TXV-BLEED | TM8Y100C20MP11 | 34600 | 19 | 9 | 31000 | 25400 | 81.94% | 2 | 0 | 11 |  |  |  |  | R-454B | 2.8833 | Residential & Commercial | USHP | Ducted CEE Tier 1
216751956 | Central HP <5.4 tons | YORK | HRCU-A-CB (Split System: Heat Pump with Remote Outdoor Unit-Air-Source) | HH836E2S11 | ADP |  | H,YG36*36+TXV-BLEED | TM9E060B12MP12 | 33200 | 17 | 8.5 | 30000 | 25000 | 83.33% | 2 | 0 | 11 |  |  |  |  | R-454B | 2.7667 | Residential & Commercial | USHP | Ducted CEE Tier 1
216751965 | Central HP <5.4 tons | YORK | HRCU-A-CB (Split System: Heat Pump with Remote Outdoor Unit-Air-Source) | HH836E2S11 | ADP |  | H,YG81*36+TXV-BLEED | TM9E080B12MP12 | 33600 | 18 | 8.5 | 30200 | 25600 | 84.77% | 2 | 0 | 11 |  |  |  |  | R-454B | 2.8 | Residential & Commercial | USHP | Ducted CEE Tier 1
215414569 | Central HP <5.4 tons | YORK | HRCU-A-CB (Split System: Heat Pump with Remote Outdoor Unit-Air-Source) | HMH72B341 | ADP |  | F,PE*G32(1,2)36+TXV | 0 | 32600 | 17 | 8.35 | 31400 | 22800 | 72.61% | 2.02 | 0 | 10 |  |  |  |  | R-410A | 2.7167 | Residential & Commercial | USHP | Ducted CEE Tier 1
216751972 | Central HP <5.4 tons | YORK | HRCU-A-CB (Split System: Heat Pump with Remote Outdoor Unit-Air-Source) | HH836E2S11 | ADP |  | H,YG37*36+TXV-BLEED | TM9E080C20MP12 | 34000 | 17 | 9 | 30400 | 25000 | 82.24% | 2 | 0 | 11 |  |  |  |  | R-454B | 2.8333 | Residential & Commercial | USHP | Ducted CEE Tier 1
216751983 | Central HP <5.4 tons | YORK | HRCU-A-CB (Split System: Heat Pump with Remote Outdoor Unit-Air-Source) | HH836E2S11 | ADP |  | H,YG48*36+TXV-BLEED | TM9E100C20MP12 | 34400 | 18 | 9 | 30800 | 25200 | 81.82% | 2 | 0 | 11 |  |  |  |  | R-454B | 2.8667 | Residential & Commercial | USHP | Ducted CEE Tier 1
213079411 | Central HP <5.4 tons | PAYNE HEATING AND COOLING | HRCU-A-CB (Split System: Heat Pump with Remote Outdoor Unit-Air-Source) | 38MURAQ36AB3* |  |  | CAP**3721AL* | PG92MSAA42060B** | 36600 | 16 | 8.5 | 38500 | 35000 | 90.91% | 2.06 | 0 | 10 |  |  |  |  | R-410A | 3.05 | Residential & Commercial | USHP | Ducted CEE Tier 1
214229436 | Central HP <5.4 tons | PAYNE HEATING AND COOLING | HRCU-A-CB (Split System: Heat Pump with Remote Outdoor Unit-Air-Source) | 38MURAQ36AB3* |  |  | CAP**4824AL* | PG80MSUA60100C** | 35600 | 16 | 8.5 | 38000 | 34600 | 91.05% | 2.04 | 0 | 10 |  |  |  |  | R-410A | 2.9667 | Residential & Commercial | USHP | Ducted CEE Tier 1
212976127 | Central HP <5.4 tons | ARCOAIRE | HRCU-A-CB (Split System: Heat Pump with Remote Outdoor Unit-Air-Source) | DLCURAH24ABK |  |  | EN(A,D)4X36L21** | *96VTN0801716B* | 23400 | 16.5 | 8.1 | 25800 | 24200 | 93.8% | 2 | 0 | 10 |  |  |  |  | R-410A | 1.95 | Residential & Commercial | USHP | Ducted CEE Tier 1
212978690 | Central HP <5.4 tons | ARCOAIRE | HRCU-A-CB (Split System: Heat Pump with Remote Outdoor Unit-Air-Source) | DLCURAH24ABK |  |  | EA*4X37L21A* | *80MS(N,L)0701712A* | 24400 | 17.5 | 8.5 | 25200 | 21200 | 84.13% | 1.8 | 0 | 10.5 |  |  |  |  | R-410A | 2.0333 | Residential & Commercial | USHP | Ducted CEE Tier 1
213076803 | Central HP <5.4 tons | ARCOAIRE | HRCU-A-CB (Split System: Heat Pump with Remote Outdoor Unit-Air-Source) | DLCURAH36ABK |  |  | EA*4X48L24A* | *80VTL1102122B* | 36200 | 16.5 | 8.5 | 38000 | 34800 | 91.58% | 2.04 | 0 | 10 |  |  |  |  | R-410A | 3.0167 | Residential & Commercial | USHP | Ducted CEE Tier 1
212978481 | Central HP <5.4 tons | ARCOAIRE | HRCU-A-CB (Split System: Heat Pump with Remote Outdoor Unit-Air-Source) | DLCURAH36ABK |  |  | EA*4X48L21A* | *80MS(N,L)0701712A* | 35400 | 16.5 | 8.1 | 37800 | 34600 | 91.53% | 2 | 0 | 10 |  |  |  |  | R-410A | 2.95 | Residential & Commercial | USHP | Ducted CEE Tier 1
214229168 | Central HP <5.4 tons | PAYNE HEATING AND COOLING | HRCU-A-CB (Split System: Heat Pump with Remote Outdoor Unit-Air-Source) | 38MURAQ24AB3* |  |  | CAP**3717AL* | PG80MSUA48060B** | 24000 | 17.5 | 8.5 | 25600 | 21600 | 84.38% | 1.82 | 0 | 10 |  |  |  |  | R-410A | 2 | Residential & Commercial | USHP | Ducted CEE Tier 1
212980005 | Central HP <5.4 tons | ARCOAIRE | HRCU-A-CB (Split System: Heat Pump with Remote Outdoor Unit-Air-Source) | DLCURAH18ABK |  |  | EN(A,D)4X30L17** | *80MS(N,L)0901714A* | 17700 | 16.5 | 8.1 | 18300 | 18600 | 101.6% | 2.24 | 0 | 11 |  |  |  |  | R-410A | 1.475 | Residential & Commercial | USHP | Ducted CEE Tier 1
216772733 | Central HP <5.4 tons | PAYNE HEATING AND COOLING | HRCU-A-CB (Split System: Heat Pump with Remote Outdoor Unit-Air-Source) | 37MUHAQ48AA3 |  |  | PF5TNBD60L* | 0 | 47500 | 15.2 | 9 | 49000 | 44000 | 89.8% | 1.8 | 0 | 9 |  |  |  |  | R-454B | 3.9583 | Residential & Commercial | USHP
213773149 | Central HP <5.4 tons | ARCOAIRE | HRCU-A-CB (Split System: Heat Pump with Remote Outdoor Unit-Air-Source) | HVH825GKA3* |  |  | EA*4X36L21A*+WALLCON | *96CTN1002122B* | 23600 | 16.5 | 8.1 | 21400 | 16600 | 77.57% | 1.94 | 0 | 10.5 |  |  |  |  | R-410A | 1.9667 | Residential & Commercial | USHP | Ducted CEE Tier 1
212498432 | Central HP <5.4 tons | CARRIER | HRCU-A-CB (Split System: Heat Pump with Remote Outdoor Unit-Air-Source) | 38MURAQ24AB3* | ADP |  | CP2903A+TXV+TD | 0 | 23000 | 16 | 8.5 | 24800 | 22600 | 91.13% | 1.84 | 0 | 10 |  |  |  |  | R-410A | 1.9167 | Residential & Commercial | USHP | Ducted CEE Tier 1
212498434 | Central HP <5.4 tons | CARRIER | HRCU-A-CB (Split System: Heat Pump with Remote Outdoor Unit-Air-Source) | 38MURAQ24AB3* | ADP |  | CP3005A+TXV+TD | 0 | 23200 | 16 | 8.55 | 24800 | 22600 | 91.13% | 1.84 | 0 | 10 |  |  |  |  | R-410A | 1.9333 | Residential & Commercial | USHP | Ducted CEE Tier 1
213738466 | Central HP <5.4 tons | DAY & NIGHT | HRCU-A-CB (Split System: Heat Pump with Remote Outdoor Unit-Air-Source) | DLCURAH36ABK | ADP |  | FG80936 | *80MS(N,L)0701412A* | 35400 | 16 | 8.1 | 36800 | 34600 | 94.02% | 1.94 | 0 | 10 |  |  |  |  | R-410A | 2.95 | Residential & Commercial | USHP | Ducted CEE Tier 1
215941118 | Central HP <5.4 tons | ARCOAIRE | HRCU-A-CB (Split System: Heat Pump with Remote Outdoor Unit-Air-Source) | H5H3V48*K*AAA* |  |  | EA*5X61M24A*+WALLCON | *97CTN1002122A* | 45500 | 21.5 | 9.5 | 48500 | 36800 | 75.88% | 2 | 0 | 11 |  |  |  |  | R-454B | 3.7917 | Residential & Commercial | USHP | Ducted CEE Tier 1
215941168 | Central HP <5.4 tons | ARCOAIRE | HRCU-A-CB (Split System: Heat Pump with Remote Outdoor Unit-Air-Source) | H5H3V48*K*AAA* |  |  | ESH5X48M12A*+WALLCON | *97CTN0801716A* | 43500 | 19 | 9 | 49000 | 37400 | 76.33% | 1.8 | 0 | 10.5 |  |  |  |  | R-454B | 3.625 | Residential & Commercial | USHP | Ducted CEE Tier 1
214320244 | Central HP <5.4 tons | RUUD | HRCU-A-CB (Split System: Heat Pump with Remote Outdoor Unit-Air-Source) | RD17AZ36AJ3N | ADP |  | PL36H175P389 | R921V0403A17M4S | 33200 | 18 | 8.1 | 32600 | 29200 | 89.57% | 1.9 | 0 | 9.5 |  |  |  |  | R-410A | 2.7667 | Residential & Commercial | USHP
216992508 | Central HP <5.4 tons | BRYANT HEATING AND COOLING SYSTEMS | HRCU-A-CB (Split System: Heat Pump with Remote Outdoor Unit-Air-Source) | 291VAN054**AA* | ADP |  | H,PG48*60+TXV | 88*TB60090C21*** | 49500 | 19 | 10.5 | 50000 | 52500 | 105% | 1.96 | 0 | 11.5 |  |  |  |  | R-454B | 4.125 | Residential & Commercial | USHP | Ducted CEE Tier 1
216992517 | Central HP <5.4 tons | BRYANT HEATING AND COOLING SYSTEMS | HRCU-A-CB (Split System: Heat Pump with Remote Outdoor Unit-Air-Source) | 291VAN054**AA* | ADP |  | H,PG48*60+TXV | 987MC66100C21*** | 49000 | 19 | 10.5 | 50500 | 53000 | 105% | 1.96 | 0 | 11 |  |  |  |  | R-454B | 4.0833 | Residential & Commercial | USHP | Ducted CEE Tier 1
216992551 | Central HP <5.4 tons | BRYANT HEATING AND COOLING SYSTEMS | HRCU-A-CB (Split System: Heat Pump with Remote Outdoor Unit-Air-Source) | 293VAN048**AA* | ADP |  | H,PG48*60+TXV | 987TA66120C24*** | 44500 | 21 | 9.5 | 46500 | 36200 | 77.85% | 2 | 0 | 11 |  |  |  |  | R-454B | 3.7083 | Residential & Commercial | USHP | Ducted CEE Tier 1
216643250 | Central HP <5.4 tons | PAYNE HEATING AND COOLING | HRCU-A-CB (Split System: Heat Pump with Remote Outdoor Unit-Air-Source) | 37MUHAQ18AA3 |  |  | CAA**1917AM* | PG80MS(A,L)A36070A** | 18400 | 15.2 | 10.5 | 20000 | 17700 | 88.5% | 2 | 0 | 11.5 |  |  |  |  | R-454B | 1.5333 | Residential & Commercial | USHP | Ducted CEE Tier 1
216736161 | Central HP <5.4 tons | PAYNE HEATING AND COOLING | HRCU-A-CB (Split System: Heat Pump with Remote Outdoor Unit-Air-Source) | 37MUHAQ24AA3 |  |  | CSAH*2412AM* | PG80MS(A,L)A36070B** | 22200 | 15.2 | 8.1 | 21000 | 18900 | 90% | 1.9 | 0 | 10.5 |  |  |  |  | R-454B | 1.85 | Residential & Commercial | USHP | Ducted CEE Tier 1
216736412 | Central HP <5.4 tons | PAYNE HEATING AND COOLING | HRCU-A-CB (Split System: Heat Pump with Remote Outdoor Unit-Air-Source) | 37MUHAQ24AA3 |  |  | CSAH*2412AM* | PG80VTLB36045A** | 22200 | 15.2 | 8.1 | 21000 | 19000 | 90.48% | 1.85 | 0 | 10.5 |  |  |  |  | R-454B | 1.85 | Residential & Commercial | USHP | Ducted CEE Tier 1
216736743 | Central HP <5.4 tons | PAYNE HEATING AND COOLING | HRCU-A-CB (Split System: Heat Pump with Remote Outdoor Unit-Air-Source) | 37MUHAQ24AA3 |  |  | CSAH*2412AM* | PG95MSUA48060B** | 22600 | 15.5 | 8.1 | 21200 | 19100 | 90.09% | 1.85 | 0 | 10.5 |  |  |  |  | R-454B | 1.8833 | Residential & Commercial | USHP | Ducted CEE Tier 1
216736830 | Central HP <5.4 tons | PAYNE HEATING AND COOLING | HRCU-A-CB (Split System: Heat Pump with Remote Outdoor Unit-Air-Source) | 37MUHAQ24AA3 |  |  | CSAH*2412AM* | PG96VTAB36060A** | 22400 | 15.2 | 8.1 | 21200 | 19100 | 90.09% | 1.9 | 0 | 10.5 |  |  |  |  | R-454B | 1.8667 | Residential & Commercial | USHP | Ducted CEE Tier 1
213771329 | Central HP <5.4 tons | ARCOAIRE | HRCU-A-CB (Split System: Heat Pump with Remote Outdoor Unit-Air-Source) | HVH825GKA2* |  |  | EA*4X42L21A*+WALLCON | *97CMN1002122B* | 23800 | 16.5 | 8.1 | 21400 | 16600 | 77.57% | 1.96 | 0 | 11 |  |  |  |  | R-410A | 1.9833 | Residential & Commercial | USHP | Ducted CEE Tier 1
216752081 | Central HP <5.4 tons | YORK | HRCU-A-CB (Split System: Heat Pump with Remote Outdoor Unit-Air-Source) | HH824E2S11 | ADP |  | H,YG7J*24+TXV-BLEED | TM9Y060B12MP11 | 22400 | 17 | 9.25 | 21400 | 18000 | 84.11% | 1.96 | 0 | 11.5 |  |  |  |  | R-454B | 1.8667 | Residential & Commercial | USHP | Ducted CEE Tier 1
216990637 | Central HP <5.4 tons | BRYANT HEATING AND COOLING SYSTEMS | HRCU-A-CB (Split System: Heat Pump with Remote Outdoor Unit-Air-Source) | 293VAN048**AA* | ADP |  | C48A***L18*+TXV | 88*TB60070C21*** | 44500 | 21 | 9.5 | 46500 | 36200 | 77.85% | 2 | 0 | 11 |  |  |  |  | R-454B | 3.7083 | Residential & Commercial | USHP | Ducted CEE Tier 1
216755686 | Central HP <5.4 tons | PAYNE HEATING AND COOLING | HRCU-A-CB (Split System: Heat Pump with Remote Outdoor Unit-Air-Source) | 37MUHAQ30AA3 |  |  | CAA**4321AM* | PG80MSUA60080C** | 31200 | 15.5 | 9 | 34200 | 30000 | 87.72% | 1.8 | 0 | 9.5 |  |  |  |  | R-454B | 2.6 | Residential & Commercial | USHP
215941468 | Central HP <5.4 tons | ARCOAIRE | HRCU-A-CB (Split System: Heat Pump with Remote Outdoor Unit-Air-Source) | H5H3V48*K*AAA* |  |  | EVM5X60M24A*+WALLCON | *97CTN1002122A* | 45500 | 20.5 | 8.1 | 52500 | 38000 | 72.38% | 1.9 | 0 | 11.5 |  |  |  |  | R-454B | 3.7917 | Residential & Commercial | USHP | Ducted CEE Tier 1
216751990 | Central HP <5.4 tons | YORK | HRCU-A-CB (Split System: Heat Pump with Remote Outdoor Unit-Air-Source) | HH836E2S11 | ADP |  | H,YG81*36+TXV-BLEED | TM9V080C16MP12 | 32800 | 19 | 9 | 29600 | 24800 | 83.78% | 2 | 0 | 11 |  |  |  |  | R-454B | 2.7333 | Residential & Commercial | USHP | Ducted CEE Tier 1
216733195 | Central HP <5.4 tons | PAYNE HEATING AND COOLING | HRCU-A-CB (Split System: Heat Pump with Remote Outdoor Unit-Air-Source) | 37MUHAQ24AA3 |  |  | CAA**2517AM* | PG80MS(A,L)A48070B** | 23000 | 16.5 | 8.5 | 20600 | 18400 | 89.32% | 1.98 | 0 | 11 |  |  |  |  | R-454B | 1.9167 | Residential & Commercial | USHP | Ducted CEE Tier 1
216733459 | Central HP <5.4 tons | PAYNE HEATING AND COOLING | HRCU-A-CB (Split System: Heat Pump with Remote Outdoor Unit-Air-Source) | 37MUHAQ24AA3 |  |  | CAA**2517AM* | PG96MSAA48080B** | 23000 | 16 | 8.5 | 20800 | 18500 | 88.94% | 1.98 | 0 | 11 |  |  |  |  | R-454B | 1.9167 | Residential & Commercial | USHP | Ducted CEE Tier 1
212552570 | Central HP <5.4 tons | DAY & NIGHT | HRCU-A-CB (Split System: Heat Pump with Remote Outdoor Unit-Air-Source) | CVH837GKA** | ADP |  | PL36H210P179 | *95CSU1002122A* | 32200 | 18 | 8.5 | 30200 | 29400 | 97.35% | 2 | 0 | 11 |  |  |  |  | R-410A | 2.6833 | Residential & Commercial | USHP | Ducted CEE Tier 1
212979505 | Central HP <5.4 tons | ARCOAIRE | HRCU-A-CB (Split System: Heat Pump with Remote Outdoor Unit-Air-Source) | DLCURAH24ABK |  |  | EA*4X37L21A* | *80MS(N,L)0702116A* | 24400 | 17 | 8.5 | 25200 | 21200 | 84.13% | 1.8 | 0 | 10.5 |  |  |  |  | R-410A | 2.0333 | Residential & Commercial | USHP | Ducted CEE Tier 1
212982280 | Central HP <5.4 tons | ARCOAIRE | HRCU-A-CB (Split System: Heat Pump with Remote Outdoor Unit-Air-Source) | DLCURAH24ABK |  |  | EA*4X36L17A* | *80MSU0401712A* | 23400 | 17 | 8.5 | 25600 | 23400 | 91.41% | 1.94 | 0 | 10 |  |  |  |  | R-410A | 1.95 | Residential & Commercial | USHP | Ducted CEE Tier 1
212981728 | Central HP <5.4 tons | ARCOAIRE | HRCU-A-CB (Split System: Heat Pump with Remote Outdoor Unit-Air-Source) | DLCURAH24ABK |  |  | EA*4X36L17A* | *80MSU1002120A* | 23400 | 17 | 8.5 | 26000 | 24400 | 93.85% | 2.02 | 0 | 10 |  |  |  |  | R-410A | 1.95 | Residential & Commercial | USHP | Ducted CEE Tier 1
214279905 | Central HP <5.4 tons | PAYNE HEATING AND COOLING | HRCU-A-CB (Split System: Heat Pump with Remote Outdoor Unit-Air-Source) | 38MURAQ24AB3* |  |  | CAP**3617AL* | PG96MSAA48060B** | 23400 | 16.5 | 9 | 25600 | 23800 | 92.97% | 1.96 | 0 | 10 |  |  |  |  | R-410A | 1.95 | Residential & Commercial | USHP | Ducted CEE Tier 1
216734391 | Central HP <5.4 tons | ARCOAIRE | HRCU-A-CB (Split System: Heat Pump with Remote Outdoor Unit-Air-Source) | D5CUHAH24AAK |  |  | EA*5X36M17A* | *80MS(N,L)0701712A* | 22200 | 16.5 | 8.1 | 20800 | 18600 | 89.42% | 1.85 | 0 | 11 |  |  |  |  | R-454B | 1.85 | Residential & Commercial | USHP | Ducted CEE Tier 1
215389814 | Central HP <5.4 tons | PAYNE HEATING AND COOLING | HRCU-A-CB (Split System: Heat Pump with Remote Outdoor Unit-Air-Source) | 38MURAQ36AB3* |  |  | CNPV*4217AL* | PG96VTAB48060B** | 35400 | 15.5 | 8.5 | 38500 | 35000 | 90.91% | 1.94 | 0 | 10 |  |  |  |  | R-410A | 2.95 | Residential & Commercial | USHP | Ducted CEE Tier 1
216683217 | Central HP <5.4 tons | PAYNE HEATING AND COOLING | HRCU-A-CB (Split System: Heat Pump with Remote Outdoor Unit-Air-Source) | 38MURAQ36AB3* |  |  | CSPH*4812AL* | PG97VTAA66120D** | 35800 | 16 | 8.5 | 38000 | 34400 | 90.53% | 1.82 | 0 | 10 |  |  |  |  | R-410A | 2.9833 | Residential & Commercial | USHP | Ducted CEE Tier 1
216751999 | Central HP <5.4 tons | YORK | HRCU-A-CB (Split System: Heat Pump with Remote Outdoor Unit-Air-Source) | HH836E2S11 | ADP |  | H,YG80*36+TXV-BLEED | TM9V100C20MP12 | 34200 | 19 | 9 | 31000 | 25400 | 81.94% | 2 | 0 | 11 |  |  |  |  | R-454B | 2.85 | Residential & Commercial | USHP | Ducted CEE Tier 1
215941588 | Central HP <5.4 tons | ARCOAIRE | HRCU-A-CB (Split System: Heat Pump with Remote Outdoor Unit-Air-Source) | H5H3V48*K*AAA* |  |  | EVD5X48M24A*+WALLCON | *96CTN0802120B* | 44500 | 20 | 8.1 | 52000 | 38000 | 73.08% | 1.9 | 0 | 11 |  |  |  |  | R-454B | 3.7083 | Residential & Commercial | USHP | Ducted CEE Tier 1
215941618 | Central HP <5.4 tons | ARCOAIRE | HRCU-A-CB (Split System: Heat Pump with Remote Outdoor Unit-Air-Source) | H5H3V48*K*AAA* |  |  | EVD5X48M24A*+WALLCON | *97CTN1202422A* | 45000 | 20.5 | 8.1 | 52000 | 38000 | 73.08% | 1.9 | 0 | 11 |  |  |  |  | R-454B | 3.75 | Residential & Commercial | USHP | Ducted CEE Tier 1
216367897 | Central HP <5.4 tons | BRYANT HEATING AND COOLING SYSTEMS | HRCU-A-CB (Split System: Heat Pump with Remote Outdoor Unit-Air-Source) | 38MURAQ36AB3* | ADP |  | V,C36H175P159 | 935SB48060M17*** | 35000 | 16 | 8.1 | 36800 | 34600 | 94.02% | 1.86 | 0 | 9.5 |  |  |  |  | R-410A | 2.9167 | Residential & Commercial | USHP
211653536 | Central HP <5.4 tons | LENNOX | HRCU-A-CB (Split System: Heat Pump with Remote Outdoor Unit-Air-Source) | SL25XPV-048-230A** | ADP |  | LP42/62W9 | SL297UH080NV60C* | 45500 | 20 | 9.4 | 42000 | 36000 | 85.71% | 1.88 | 0 | 12 |  |  |  |  | R-410A | 3.7917 | Residential & Commercial | USHP | Ducted CEE Tier 1
212987547 | Central HP <5.4 tons | ARCOAIRE | HRCU-A-CB (Split System: Heat Pump with Remote Outdoor Unit-Air-Source) | DLCURAH18ABK |  |  | EN(A,D)4X24L17** | *96MSN0801716A* | 17600 | 16 | 8.5 | 18600 | 19100 | 102.7% | 2.3 | 0 | 11 |  |  |  |  | R-410A | 1.4667 | Residential & Commercial | USHP | Ducted CEE Tier 1
216681834 | Central HP <5.4 tons | ARCOAIRE | HRCU-A-CB (Split System: Heat Pump with Remote Outdoor Unit-Air-Source) | DLCURAH36ABK |  |  | EHD4X36AAL | *97VTN1002120A* | 35600 | 15.5 | 8.5 | 38500 | 34600 | 89.87% | 1.78 | 0 | 9.8 |  |  |  |  | R-410A | 2.9667 | Residential & Commercial | USHP
216679964 | Central HP <5.4 tons | PAYNE HEATING AND COOLING | HRCU-A-CB (Split System: Heat Pump with Remote Outdoor Unit-Air-Source) | 38MURAQ36AB3* |  |  | CNPV*4221AL* | PG97VTAA48080B** | 35400 | 15.2 | 8.5 | 39000 | 34800 | 89.23% | 1.75 | 0 | 10 |  |  |  |  | R-410A | 2.95 | Residential & Commercial | USHP | Ducted CEE Tier 1
216990364 | Central HP <5.4 tons | BRYANT HEATING AND COOLING SYSTEMS | HRCU-A-CB (Split System: Heat Pump with Remote Outdoor Unit-Air-Source) | 290VAN060**AA* | ADP |  | C60A***L19*+TXV | 88*TB60070C21*** | 55000 | 18 | 9 | 58000 | 41500 | 71.55% | 2 | 0 | 8.5 |  |  |  |  | R-454B | 4.5833 | Residential & Commercial | USHP
216681131 | Central HP <5.4 tons | PAYNE HEATING AND COOLING | HRCU-A-CB (Split System: Heat Pump with Remote Outdoor Unit-Air-Source) | 38MURAQ36AB3* |  |  | CNPV*4221AL* | PG97VTAA60080C** | 35600 | 15.5 | 8.5 | 39000 | 34800 | 89.23% | 1.75 | 0 | 10 |  |  |  |  | R-410A | 2.9667 | Residential & Commercial | USHP | Ducted CEE Tier 1
215941128 | Central HP <5.4 tons | ARCOAIRE | HRCU-A-CB (Split System: Heat Pump with Remote Outdoor Unit-Air-Source) | H5H3V48*K*AAA* |  |  | EA*5X61M24A*+WALLCON | *97CTN1202422A* | 45500 | 21.5 | 9.5 | 48500 | 36600 | 75.46% | 2 | 0 | 11.5 |  |  |  |  | R-454B | 3.7917 | Residential & Commercial | USHP | Ducted CEE Tier 1
215941008 | Central HP <5.4 tons | ARCOAIRE | HRCU-A-CB (Split System: Heat Pump with Remote Outdoor Unit-Air-Source) | H5H3V48*K*AAA* |  |  | EA*5X60M24A*+WALLCON | *97CTN0802120A* | 44500 | 21 | 9.5 | 48500 | 36600 | 75.46% | 2 | 0 | 11 |  |  |  |  | R-454B | 3.7083 | Residential & Commercial | USHP | Ducted CEE Tier 1
216992974 | Central HP <5.4 tons | BRYANT HEATING AND COOLING SYSTEMS | HRCU-A-CB (Split System: Heat Pump with Remote Outdoor Unit-Air-Source) | 37MUHAQ24AA3 | ADP |  | H,PG7J*36+TXV | 88*TB36070C14*** | 22200 | 16 | 8.1 | 19200 | 18300 | 95.31% | 1.85 | 0 | 11 |  |  |  |  | R-454B | 1.85 | Residential & Commercial | USHP | Ducted CEE Tier 1
216990266 | Central HP <5.4 tons | BRYANT HEATING AND COOLING SYSTEMS | HRCU-A-CB (Split System: Heat Pump with Remote Outdoor Unit-Air-Source) | 290VAN036**AA* | ADP |  | C36A***L15*+TXV | 88*TB48070C17*** | 33400 | 18 | 9 | 33600 | 24800 | 73.81% | 1.88 | 0 | 10 |  |  |  |  | R-454B | 2.7833 | Residential & Commercial | USHP | Ducted CEE Tier 1
216990683 | Central HP <5.4 tons | BRYANT HEATING AND COOLING SYSTEMS | HRCU-A-CB (Split System: Heat Pump with Remote Outdoor Unit-Air-Source) | 293VAN060**AA* | ADP |  | C60A***L18*+TXV | 88*TB60090C21*** | 55500 | 19 | 8.5 | 58500 | 46000 | 78.63% | 2.04 | 0 | 11 |  |  |  |  | R-454B | 4.625 | Residential & Commercial | USHP | Ducted CEE Tier 1
216990316 | Central HP <5.4 tons | BRYANT HEATING AND COOLING SYSTEMS | HRCU-A-CB (Split System: Heat Pump with Remote Outdoor Unit-Air-Source) | 290VAN048**AA* | ADP |  | A60VHA*+TXV | 88*TB60070C21*** | 45000 | 18 | 9 | 45500 | 33200 | 72.97% | 2.08 | 0 | 10 |  |  |  |  | R-454B | 3.75 | Residential & Commercial | USHP | Ducted CEE Tier 1
216990330 | Central HP <5.4 tons | BRYANT HEATING AND COOLING SYSTEMS | HRCU-A-CB (Split System: Heat Pump with Remote Outdoor Unit-Air-Source) | 290VAN048**AA* | ADP |  | A60VHA*+TXV | 88*TB60090C21*** | 45000 | 18 | 9 | 45500 | 33000 | 72.53% | 2.08 | 0 | 10 |  |  |  |  | R-454B | 3.75 | Residential & Commercial | USHP | Ducted CEE Tier 1
216990333 | Central HP <5.4 tons | BRYANT HEATING AND COOLING SYSTEMS | HRCU-A-CB (Split System: Heat Pump with Remote Outdoor Unit-Air-Source) | 290VAN048**AA* | ADP |  | V,C48H210P75*+TXV | 88*TB60090C21*** | 44500 | 18 | 9 | 46500 | 33600 | 72.26% | 2.06 | 0 | 9.5 |  |  |  |  | R-454B | 3.7083 | Residential & Commercial | USHP
216991837 | Central HP <5.4 tons | BRYANT HEATING AND COOLING SYSTEMS | HRCU-A-CB (Split System: Heat Pump with Remote Outdoor Unit-Air-Source) | 37MUHAQ24AA3 | ADP |  | A36VCA*+TXV | 88*TB36045C17*** | 22200 | 16 | 8.1 | 19200 | 18400 | 95.83% | 1.85 | 0 | 10.5 |  |  |  |  | R-454B | 1.85 | Residential & Commercial | USHP | Ducted CEE Tier 1
216992435 | Central HP <5.4 tons | BRYANT HEATING AND COOLING SYSTEMS | HRCU-A-CB (Split System: Heat Pump with Remote Outdoor Unit-Air-Source) | 290VAN048**AA* | ADP |  | H,PG48*60+TXV | 88*TB36070C14*** | 45000 | 16 | 8.5 | 46500 | 33200 | 71.4% | 1.96 | 0 | 9 |  |  |  |  | R-454B | 3.75 | Residential & Commercial | USHP
216992437 | Central HP <5.4 tons | BRYANT HEATING AND COOLING SYSTEMS | HRCU-A-CB (Split System: Heat Pump with Remote Outdoor Unit-Air-Source) | 290VAN048**AA* | ADP |  | H,PG48*60+TXV | 88*TB48090C17*** | 44500 | 17 | 9 | 46000 | 33400 | 72.61% | 2.06 | 0 | 9.5 |  |  |  |  | R-454B | 3.7083 | Residential & Commercial | USHP
216990616 | Central HP <5.4 tons | BRYANT HEATING AND COOLING SYSTEMS | HRCU-A-CB (Split System: Heat Pump with Remote Outdoor Unit-Air-Source) | 293VAN048**AA* | ADP |  | V,C48H175P15*+TXV | 88*TB48090C17*** | 43500 | 20 | 9 | 46500 | 35400 | 76.13% | 1.86 | 0 | 11 |  |  |  |  | R-454B | 3.625 | Residential & Commercial | USHP | Ducted CEE Tier 1
216990648 | Central HP <5.4 tons | BRYANT HEATING AND COOLING SYSTEMS | HRCU-A-CB (Split System: Heat Pump with Remote Outdoor Unit-Air-Source) | 293VAN048**AA* | ADP |  | C60A***L16*+TXV | 88*TB60090C21*** | 44000 | 21 | 9.5 | 46000 | 35800 | 77.83% | 1.92 | 0 | 11 |  |  |  |  | R-454B | 3.6667 | Residential & Commercial | USHP | Ducted CEE Tier 1
216992970 | Central HP <5.4 tons | BRYANT HEATING AND COOLING SYSTEMS | HRCU-A-CB (Split System: Heat Pump with Remote Outdoor Unit-Air-Source) | 37MUHAQ24AA3 | ADP |  | H,PG7J*36+TXV | 82*TB60090V21*** | 21600 | 15.2 | 8.5 | 19200 | 18200 | 94.79% | 1.98 | 0 | 10 |  |  |  |  | R-454B | 1.8 | Residential & Commercial | USHP | Ducted CEE Tier 1
216992989 | Central HP <5.4 tons | BRYANT HEATING AND COOLING SYSTEMS | HRCU-A-CB (Split System: Heat Pump with Remote Outdoor Unit-Air-Source) | 37MUHAQ24AA3 | ADP |  | H,PG7J*36+TXV | 926TC36040V17*** | 22000 | 15.2 | 8.5 | 19600 | 18900 | 96.43% | 1.98 | 0 | 10 |  |  |  |  | R-454B | 1.8333 | Residential & Commercial | USHP | Ducted CEE Tier 1
216990366 | Central HP <5.4 tons | BRYANT HEATING AND COOLING SYSTEMS | HRCU-A-CB (Split System: Heat Pump with Remote Outdoor Unit-Air-Source) | 290VAN060**AA* | ADP |  | V,C60H210P29*+TXV | 88*TB60090C21*** | 54000 | 18 | 9 | 57500 | 41000 | 71.3% | 2.02 | 0 | 8.5 |  |  |  |  | R-454B | 4.5 | Residential & Commercial | USHP
216990380 | Central HP <5.4 tons | BRYANT HEATING AND COOLING SYSTEMS | HRCU-A-CB (Split System: Heat Pump with Remote Outdoor Unit-Air-Source) | 290VAN060**AA* | ADP |  | C60A***L19*+TXV | 88*TB60110C21*** | 56000 | 19 | 9 | 57500 | 41000 | 71.3% | 2.02 | 0 | 9 |  |  |  |  | R-454B | 4.6667 | Residential & Commercial | USHP
213613101 | Central HP <5.4 tons | GE | HRCU-A-CB (Split System: Heat Pump with Remote Outdoor Unit-Air-Source) | NS22H24MA4-**A | ADP |  | V36H***P229 | NF80U045S3A | 23400 | 21 | 8.5 | 21200 | 14900 | 70.28% | 1.86 | 0 | 13.5 |  |  |  |  | R-410A | 1.95 | Residential & Commercial | USHP | Ducted CEE Tier 1
212971876 | Central HP <5.4 tons | PAYNE HEATING AND COOLING | HRCU-A-CB (Split System: Heat Pump with Remote Outdoor Unit-Air-Source) | 38MURAQ36AB3* |  |  | CAP**4821AL* | PG80VTLB48070B** | 35600 | 16 | 8.5 | 37800 | 34800 | 92.06% | 2.02 | 0 | 10 |  |  |  |  | R-410A | 2.9667 | Residential & Commercial | USHP | Ducted CEE Tier 1
212971678 | Central HP <5.4 tons | PAYNE HEATING AND COOLING | HRCU-A-CB (Split System: Heat Pump with Remote Outdoor Unit-Air-Source) | 38MURAQ24AB3* |  |  | CAP**3717AL* | PG80VTLB48070B** | 24000 | 17 | 8.5 | 25200 | 22000 | 87.3% | 1.84 | 0 | 10 |  |  |  |  | R-410A | 2 | Residential & Commercial | USHP | Ducted CEE Tier 1
212971977 | Central HP <5.4 tons | PAYNE HEATING AND COOLING | HRCU-A-CB (Split System: Heat Pump with Remote Outdoor Unit-Air-Source) | 38MURAQ24AB3* |  |  | CAP**2417AL* | PG80VTLB48090B** | 23200 | 17 | 8.5 | 26800 | 27200 | 101.5% | 2.32 | 0 | 10 |  |  |  |  | R-410A | 1.9333 | Residential & Commercial | USHP | Ducted CEE Tier 1
212972243 | Central HP <5.4 tons | PAYNE HEATING AND COOLING | HRCU-A-CB (Split System: Heat Pump with Remote Outdoor Unit-Air-Source) | 38MURAQ36AB3* |  |  | CAP**4824AL* | PG80VTLB60090C** | 35800 | 16.5 | 8.5 | 37800 | 34600 | 91.53% | 2.02 | 0 | 10 |  |  |  |  | R-410A | 2.9833 | Residential & Commercial | USHP | Ducted CEE Tier 1
214629036 | Central HP <5.4 tons | CARRIER | HRCU-A-CB (Split System: Heat Pump with Remote Outdoor Unit-Air-Source) | 38MURAQ36AB3* | ADP |  | PL36H210P299 | 58S(B,C)*B070M17**16 | 36600 | 16 | 8.5 | 36800 | 34600 | 94.02% | 2.06 | 0 | 10 |  |  |  |  | R-410A | 3.05 | Residential & Commercial | USHP | Ducted CEE Tier 1
214629119 | Central HP <5.4 tons | CARRIER | HRCU-A-CB (Split System: Heat Pump with Remote Outdoor Unit-Air-Source) | 38MURAQ36AB3* | ADP |  | PL36H210P749 | 58S(B,C)*B090M21**20 | 35400 | 16 | 8.1 | 36800 | 34600 | 94.02% | 1.9 | 0 | 10 |  |  |  |  | R-410A | 2.95 | Residential & Commercial | USHP | Ducted CEE Tier 1
214629254 | Central HP <5.4 tons | CARRIER | HRCU-A-CB (Split System: Heat Pump with Remote Outdoor Unit-Air-Source) | 38MURAQ36AB3* | ADP |  | C36A***L159 | 59SC6A100M21**20 | 35400 | 16 | 8.1 | 36800 | 34600 | 94.02% | 1.88 | 0 | 10 |  |  |  |  | R-410A | 2.95 | Residential & Commercial | USHP | Ducted CEE Tier 1
216032530 | Central HP <5.4 tons | MRCOOL | HRCU-A-CB (Split System: Heat Pump with Remote Outdoor Unit-Air-Source) | CENTRAL-24-HP-C-230B00-O |  |  | MVP-24-HP-MUAH-230A00-O | 0 | 23000 | 18.4 | 10 | 24000 | 21600 | 90% | 1.87 | 0 | 11.7 |  |  |  |  | R-454B | 1.9167 | Residential & Commercial | USHP | Ducted CEE Tier 1
214630521 | Central HP <5.4 tons | CARRIER | HRCU-A-CB (Split System: Heat Pump with Remote Outdoor Unit-Air-Source) | 25VNA837A*031* | ADP |  | C36A***L539 | 59CU5A080C21**20 | 32400 | 18 | 8.1 | 30600 | 24200 | 79.08% | 1.98 | 0 | 11.7 |  |  |  |  | R-410A | 2.7 | Residential & Commercial | USHP | Ducted CEE Tier 1
214629320 | Central HP <5.4 tons | CARRIER | HRCU-A-CB (Split System: Heat Pump with Remote Outdoor Unit-Air-Source) | 38MURAQ36AB3* | ADP |  | C36A***L159 | 59SU5B060M17**16 | 35000 | 16 | 8.1 | 36800 | 34600 | 94.02% | 1.86 | 0 | 9.5 |  |  |  |  | R-410A | 2.9167 | Residential & Commercial | USHP
216990562 | Central HP <5.4 tons | BRYANT HEATING AND COOLING SYSTEMS | HRCU-A-CB (Split System: Heat Pump with Remote Outdoor Unit-Air-Source) | 293VAN036**AA* | ADP |  | V,C36H175P45*+TXV | 88*TB36045C17*** | 33800 | 19 | 9 | 33600 | 26400 | 78.57% | 1.92 | 0 | 11 |  |  |  |  | R-454B | 2.8167 | Residential & Commercial | USHP | Ducted CEE Tier 1
216990569 | Central HP <5.4 tons | BRYANT HEATING AND COOLING SYSTEMS | HRCU-A-CB (Split System: Heat Pump with Remote Outdoor Unit-Air-Source) | 293VAN036**AA* | ADP |  | C36A***L53*+TXV | 88*TB36070C14*** | 34000 | 19 | 9 | 33200 | 26000 | 78.31% | 1.92 | 0 | 11 |  |  |  |  | R-454B | 2.8333 | Residential & Commercial | USHP | Ducted CEE Tier 1
216990537 | Central HP <5.4 tons | BRYANT HEATING AND COOLING SYSTEMS | HRCU-A-CB (Split System: Heat Pump with Remote Outdoor Unit-Air-Source) | 291VAN054**AA* | ADP |  | C60A***L19*+TXV | 88*TB60090C21*** | 49500 | 19 | 10.5 | 50000 | 52500 | 105% | 1.96 | 0 | 11.5 |  |  |  |  | R-454B | 4.125 | Residential & Commercial | USHP | Ducted CEE Tier 1
216728040 | Central HP <5.4 tons | PAYNE HEATING AND COOLING | HRCU-A-CB (Split System: Heat Pump with Remote Outdoor Unit-Air-Source) | 37MUHAQ24AA3 |  |  | PF5TNXB24L* | 0 | 23200 | 17 | 9 | 21400 | 19100 | 89.25% | 2 | 0 | 11 |  |  |  |  | R-454B | 1.9333 | Residential & Commercial | USHP | Ducted CEE Tier 1
216681065 | Central HP <5.4 tons | PAYNE HEATING AND COOLING | HRCU-A-CB (Split System: Heat Pump with Remote Outdoor Unit-Air-Source) | 38MURAQ36AB3* |  |  | CAP**4821AL* | PG97VTAA60080C** | 36200 | 16 | 9 | 38000 | 34400 | 90.53% | 1.96 | 0 | 10 |  |  |  |  | R-410A | 3.0167 | Residential & Commercial | USHP | Ducted CEE Tier 1
214627106 | Central HP <5.4 tons | CARRIER | HRCU-A-CB (Split System: Heat Pump with Remote Outdoor Unit-Air-Source) | 25VNA436A*031* | ADP |  | V,C36H175P149 | 59CU5B060C17**16 | 32400 | 19 | 9 | 36400 | 28200 | 77.47% | 1.98 | 0 | 11.7 |  |  |  |  | R-410A | 2.7 | Residential & Commercial | USHP | Ducted CEE Tier 1
215223191 | Central HP <5.4 tons | BRYANT HEATING AND COOLING SYSTEMS | HRCU-A-CB (Split System: Heat Pump with Remote Outdoor Unit-Air-Source) | 288BNV037*0**B* | ADP |  | H,PG35936 | 987MB42080C17*** | 31600 | 17 | 8.1 | 31800 | 24400 | 76.73% | 1.86 | 0 | 11 |  |  |  |  | R-410A | 2.6333 | Residential & Commercial | USHP | Ducted CEE Tier 1
213774539 | Central HP <5.4 tons | ARCOAIRE | HRCU-A-CB (Split System: Heat Pump with Remote Outdoor Unit-Air-Source) | HVH825GKA3* |  |  | EHD4X42AAL+WALLCON | *96CTN1002122B* | 24200 | 16 | 8.1 | 21400 | 16600 | 77.57% | 2 | 0 | 10.5 |  |  |  |  | R-410A | 2.0167 | Residential & Commercial | USHP | Ducted CEE Tier 1
214731207 | Central HP <5.4 tons | BRYANT HEATING AND COOLING SYSTEMS | HRCU-A-CB (Split System: Heat Pump with Remote Outdoor Unit-Air-Source) | 38MURAQ36AB3* | ADP |  | H,PG35936 | 926TC48080V17*** | 34800 | 16 | 8.1 | 36200 | 34400 | 95.03% | 2 | 0 | 9.5 |  |  |  |  | R-410A | 2.9 | Residential & Commercial | USHP
213738553 | Central HP <5.4 tons | DAY & NIGHT | HRCU-A-CB (Split System: Heat Pump with Remote Outdoor Unit-Air-Source) | DLCURAH36ABK | ADP |  | FG81936 | *95MSU0401712A* | 35800 | 15.2 | 8.1 | 36800 | 34800 | 94.57% | 2 | 0 | 10 |  |  |  |  | R-410A | 2.9833 | Residential & Commercial | USHP | Ducted CEE Tier 1
212983610 | Central HP <5.4 tons | ARCOAIRE | HRCU-A-CB (Split System: Heat Pump with Remote Outdoor Unit-Air-Source) | DLCURAH24ABK |  |  | EN(A,D)4X30L17** | *92MSN0601412A* | 23800 | 17 | 8.5 | 26400 | 23800 | 90.15% | 1.98 | 0 | 10.5 |  |  |  |  | R-410A | 1.9833 | Residential & Commercial | USHP | Ducted CEE Tier 1
212985977 | Central HP <5.4 tons | ARCOAIRE | HRCU-A-CB (Split System: Heat Pump with Remote Outdoor Unit-Air-Source) | DLCURAH18ABK |  |  | EN(A,D)4X30L17** | *96MSN0261410A* | 17500 | 16 | 8.1 | 18200 | 18800 | 103.3% | 2.26 | 0 | 11 |  |  |  |  | R-410A | 1.4583 | Residential & Commercial | USHP | Ducted CEE Tier 1
212984041 | Central HP <5.4 tons | ARCOAIRE | HRCU-A-CB (Split System: Heat Pump with Remote Outdoor Unit-Air-Source) | DLCURAH24ABK |  |  | EA*4X25L17A* | *92MSN0601714A* | 24200 | 17 | 8.5 | 25200 | 21800 | 86.51% | 1.82 | 0 | 10 |  |  |  |  | R-410A | 2.0167 | Residential & Commercial | USHP | Ducted CEE Tier 1
212985827 | Central HP <5.4 tons | ARCOAIRE | HRCU-A-CB (Split System: Heat Pump with Remote Outdoor Unit-Air-Source) | DLCURAH24ABK |  |  | EN(A,D)4X24L14** | *96MSN0261410A* | 23200 | 16 | 8.5 | 27000 | 25200 | 93.33% | 2.08 | 0 | 10 |  |  |  |  | R-410A | 1.9333 | Residential & Commercial | USHP | Ducted CEE Tier 1
212984641 | Central HP <5.4 tons | ARCOAIRE | HRCU-A-CB (Split System: Heat Pump with Remote Outdoor Unit-Air-Source) | DLCURAH24ABK |  |  | EA*4X37L21A* | *92MSN0801716A* | 24200 | 17.5 | 8.5 | 25000 | 21400 | 85.6% | 1.8 | 0 | 10.5 |  |  |  |  | R-410A | 2.0167 | Residential & Commercial | USHP | Ducted CEE Tier 1
212989205 | Central HP <5.4 tons | ARCOAIRE | HRCU-A-CB (Split System: Heat Pump with Remote Outdoor Unit-Air-Source) | DLCURAH24ABK |  |  | EA*4X37L21A* | *95MSU0601716A* | 24200 | 17.5 | 8.5 | 25200 | 21600 | 85.71% | 1.82 | 0 | 10.5 |  |  |  |  | R-410A | 2.0167 | Residential & Commercial | USHP | Ducted CEE Tier 1
216990766 | Central HP <5.4 tons | BRYANT HEATING AND COOLING SYSTEMS | HRCU-A-CB (Split System: Heat Pump with Remote Outdoor Unit-Air-Source) | 290VAN024**AA* | ADP |  | V,C36H***P21*+TXV | 88*TB36070C14*** | 23200 | 17 | 9 | 22000 | 16200 | 73.64% | 1.98 | 0 | 10 |  |  |  |  | R-454B | 1.9333 | Residential & Commercial | USHP | Ducted CEE Tier 1
216990246 | Central HP <5.4 tons | BRYANT HEATING AND COOLING SYSTEMS | HRCU-A-CB (Split System: Heat Pump with Remote Outdoor Unit-Air-Source) | 290VAN036**AA* | ADP |  | C36A***L15*+TXV | 88*TB36045C17*** | 33200 | 17 | 9 | 33600 | 25000 | 74.4% | 1.88 | 0 | 9.5 |  |  |  |  | R-454B | 2.7667 | Residential & Commercial | USHP
216752083 | Central HP <5.4 tons | YORK | HRCU-A-CB (Split System: Heat Pump with Remote Outdoor Unit-Air-Source) | HH824E2S11 | ADP |  | H,YG33*30+TXV-BLEED | TM9Y080B12MP11 | 22600 | 17 | 9.25 | 21400 | 18200 | 85.05% | 1.96 | 0 | 11.7 |  |  |  |  | R-454B | 1.8833 | Residential & Commercial | USHP | Ducted CEE Tier 1
216752092 | Central HP <5.4 tons | YORK | HRCU-A-CB (Split System: Heat Pump with Remote Outdoor Unit-Air-Source) | HH824E2S11 | ADP |  | H,YG7J*24+TXV-BLEED | Y82E060A12LMPS1 | 22400 | 18 | 9.25 | 21400 | 18100 | 84.58% | 1.96 | 0 | 11.5 |  |  |  |  | R-454B | 1.8667 | Residential & Commercial | USHP | Ducted CEE Tier 1
216751872 | Central HP <5.4 tons | YORK | HRCU-A-CB (Split System: Heat Pump with Remote Outdoor Unit-Air-Source) | HH860E2S11 | ADP |  | H,YG54*48+TXV-BLEED | Y91E100C16SMPS1 | 45500 | 18 | 9 | 44000 | 33400 | 75.91% | 2 | 0 | 11.7 |  |  |  |  | R-454B | 3.7917 | Residential & Commercial | USHP | Ducted CEE Tier 1
216751897 | Central HP <5.4 tons | YORK | HRCU-A-CB (Split System: Heat Pump with Remote Outdoor Unit-Air-Source) | HH860E2S11 | ADP |  | H,YG54*60+TXV-BLEED | Y91E100C20SMPS1 | 53000 | 19 | 8.5 | 52000 | 38000 | 73.08% | 2 | 0 | 11 |  |  |  |  | R-454B | 4.4167 | Residential & Commercial | USHP | Ducted CEE Tier 1
212981848 | Central HP <5.4 tons | ARCOAIRE | HRCU-A-CB (Split System: Heat Pump with Remote Outdoor Unit-Air-Source) | DLCURAH18ABK |  |  | EA*4X25L17A* | *80MSU1002120A* | 17800 | 16 | 8.1 | 17800 | 17800 | 100% | 2.14 | 0 | 10.5 |  |  |  |  | R-410A | 1.4833 | Residential & Commercial | USHP | Ducted CEE Tier 1
216990303 | Central HP <5.4 tons | BRYANT HEATING AND COOLING SYSTEMS | HRCU-A-CB (Split System: Heat Pump with Remote Outdoor Unit-Air-Source) | 290VAN048**AA* | ADP |  | PL48H175P15*+TXV | 88*TB48090C17*** | 44000 | 17 | 9 | 46500 | 33800 | 72.69% | 2.06 | 0 | 9.5 |  |  |  |  | R-454B | 3.6667 | Residential & Commercial | USHP
212987415 | Central HP <5.4 tons | ARCOAIRE | HRCU-A-CB (Split System: Heat Pump with Remote Outdoor Unit-Air-Source) | DLCURAH24ABK |  |  | EA*4X36L21A* | *96MSN0801716A* | 23400 | 17 | 8.5 | 26000 | 24200 | 93.08% | 2.02 | 0 | 10 |  |  |  |  | R-410A | 1.95 | Residential & Commercial | USHP | Ducted CEE Tier 1
212986881 | Central HP <5.4 tons | ARCOAIRE | HRCU-A-CB (Split System: Heat Pump with Remote Outdoor Unit-Air-Source) | DLCURAH24ABK |  |  | EA*4X25L17A* | *96MSN0601412A* | 24200 | 17 | 8.5 | 25200 | 21800 | 86.51% | 1.82 | 0 | 10 |  |  |  |  | R-410A | 2.0167 | Residential & Commercial | USHP | Ducted CEE Tier 1
214629337 | Central HP <5.4 tons | CARRIER | HRCU-A-CB (Split System: Heat Pump with Remote Outdoor Unit-Air-Source) | 38MURAQ36AB3* | ADP |  | PL36H210P749 | 59SU5B100M21**20 | 35600 | 16 | 8.1 | 36800 | 34800 | 94.57% | 1.9 | 0 | 10 |  |  |  |  | R-410A | 2.9667 | Residential & Commercial | USHP | Ducted CEE Tier 1
214630456 | Central HP <5.4 tons | CARRIER | HRCU-A-CB (Split System: Heat Pump with Remote Outdoor Unit-Air-Source) | 25VNA837A*030* | ADP |  | V,C36H175P159 | 58CU*A060C17**16 | 32000 | 17 | 8.1 | 31400 | 24400 | 77.71% | 1.96 | 0 | 11.5 |  |  |  |  | R-410A | 2.6667 | Residential & Commercial | USHP | Ducted CEE Tier 1
214630422 | Central HP <5.4 tons | CARRIER | HRCU-A-CB (Split System: Heat Pump with Remote Outdoor Unit-Air-Source) | 25VNA825A*032* | ADP |  | PL36H210P749 | 59TN6B060C17**14 | 23600 | 16 | 8.1 | 19800 | 16300 | 82.32% | 1.94 | 0 | 11 |  |  |  |  | R-410A | 1.9667 | Residential & Commercial | USHP | Ducted CEE Tier 1
214630437 | Central HP <5.4 tons | CARRIER | HRCU-A-CB (Split System: Heat Pump with Remote Outdoor Unit-Air-Source) | 25VNA825A*032* | ADP |  | PL36H175P149 | 59TN6C060C17**14 | 23400 | 16 | 8.1 | 20000 | 16300 | 81.5% | 1.94 | 0 | 11 |  |  |  |  | R-410A | 1.95 | Residential & Commercial | USHP | Ducted CEE Tier 1
214574502 | Central HP <5.4 tons | ARCOAIRE | HRCU-A-CB (Split System: Heat Pump with Remote Outdoor Unit-Air-Source) | HVH837GKA2* |  |  | EN(A,D)4X36L21**+WALLCON | *96CTN0802120B* | 31400 | 17 | 8.1 | 33000 | 24000 | 72.73% | 1.84 | 0 | 11 |  |  |  |  | R-410A | 2.6167 | Residential & Commercial | USHP | Ducted CEE Tier 1
212978701 | Central HP <5.4 tons | ARCOAIRE | HRCU-A-CB (Split System: Heat Pump with Remote Outdoor Unit-Air-Source) | DLCURAH24ABK |  |  | EN(A,D)4X24L17** | *80MS(N,L)0701712A* | 23400 | 17 | 8.5 | 27000 | 24800 | 91.85% | 2.08 | 0 | 10 |  |  |  |  | R-410A | 1.95 | Residential & Commercial | USHP | Ducted CEE Tier 1
212978190 | Central HP <5.4 tons | ARCOAIRE | HRCU-A-CB (Split System: Heat Pump with Remote Outdoor Unit-Air-Source) | DLCURAH24ABK |  |  | EN(A,D)4X30L14** | *80MS(N,L)0701412A* | 23600 | 17 | 8.5 | 26200 | 24600 | 93.89% | 2.04 | 0 | 10.5 |  |  |  |  | R-410A | 1.9667 | Residential & Commercial | USHP | Ducted CEE Tier 1
216751908 | Central HP <5.4 tons | YORK | HRCU-A-CB (Split System: Heat Pump with Remote Outdoor Unit-Air-Source) | HH860E2S11 | ADP |  | H,YG3K*48+TXV-BLEED | Y91E120D20SMPS1 | 46000 | 18 | 9 | 45000 | 33800 | 75.11% | 2 | 0 | 11.7 |  |  |  |  | R-454B | 3.8333 | Residential & Commercial | USHP | Ducted CEE Tier 1
216751915 | Central HP <5.4 tons | YORK | HRCU-A-CB (Split System: Heat Pump with Remote Outdoor Unit-Air-Source) | HH860E2S11 | ADP |  | H,YG50*60+TXV-BLEED | Y91E120D20SMPS1 | 53500 | 19 | 8.5 | 51500 | 38000 | 73.79% | 2 | 0 | 11.7 |  |  |  |  | R-454B | 4.4583 | Residential & Commercial | USHP | Ducted CEE Tier 1
214572902 | Central HP <5.4 tons | ARCOAIRE | HRCU-A-CB (Split System: Heat Pump with Remote Outdoor Unit-Air-Source) | HVH837GKA** |  |  | EA*4X60L24A*+WALLCON | *95CSU0802120B* | 32800 | 17.5 | 8.5 | 31600 | 24800 | 78.48% | 1.98 | 0 | 11.5 |  |  |  |  | R-410A | 2.7333 | Residential & Commercial | USHP | Ducted CEE Tier 1
214572702 | Central HP <5.4 tons | ARCOAIRE | HRCU-A-CB (Split System: Heat Pump with Remote Outdoor Unit-Air-Source) | HVH837GKA** |  |  | EA*4X42L24A*+WALLCON | *96CTN0802120B* | 31800 | 17.5 | 8.5 | 32800 | 24400 | 74.39% | 1.9 | 0 | 11 |  |  |  |  | R-410A | 2.65 | Residential & Commercial | USHP | Ducted CEE Tier 1
214572802 | Central HP <5.4 tons | ARCOAIRE | HRCU-A-CB (Split System: Heat Pump with Remote Outdoor Unit-Air-Source) | HVH837GKA** |  |  | EA*4X48L21A*+WALLCON | *97CMN0602120B* | 32200 | 17 | 8.5 | 32600 | 25200 | 77.3% | 1.96 | 0 | 11 |  |  |  |  | R-410A | 2.6833 | Residential & Commercial | USHP | Ducted CEE Tier 1
214572852 | Central HP <5.4 tons | ARCOAIRE | HRCU-A-CB (Split System: Heat Pump with Remote Outdoor Unit-Air-Source) | HVH837GKA** |  |  | EA*4X48L24A*+WALLCON | *95CSU1002122B* | 32400 | 17.5 | 8.5 | 32200 | 24800 | 77.02% | 2 | 0 | 11.5 |  |  |  |  | R-410A | 2.7 | Residential & Commercial | USHP | Ducted CEE Tier 1
212987041 | Central HP <5.4 tons | ARCOAIRE | HRCU-A-CB (Split System: Heat Pump with Remote Outdoor Unit-Air-Source) | DLCURAH18ABK |  |  | EN(A,D)4X18L14** | *96MSN0601412A* | 17400 | 16 | 8.5 | 18600 | 19800 | 106.5% | 2.38 | 0 | 10.5 |  |  |  |  | R-410A | 1.45 | Residential & Commercial | USHP | Ducted CEE Tier 1
211261370 | Central HP <5.4 tons | ARCOAIRE | HRCU-A-CB (Split System: Heat Pump with Remote Outdoor Unit-Air-Source) | DLCURAH18ABK |  |  | EA*4X30L14A* | *96VTN0401410A* | 17500 | 16 | 8.5 | 18100 | 18600 | 102.8% | 2.24 | 0 | 10.5 |  |  |  |  | R-410A | 1.4583 | Residential & Commercial | USHP | Ducted CEE Tier 1
211260000 | Central HP <5.4 tons | ARCOAIRE | HRCU-A-CB (Split System: Heat Pump with Remote Outdoor Unit-Air-Source) | DLCURAH18ABK |  |  | EA*4X19L17A* | *80ES(N,L)0701412A* | 18100 | 16.5 | 8.5 | 18000 | 17700 | 98.33% | 2.14 | 0 | 11 |  |  |  |  | R-410A | 1.5083 | Residential & Commercial | USHP | Ducted CEE Tier 1
211260205 | Central HP <5.4 tons | ARCOAIRE | HRCU-A-CB (Split System: Heat Pump with Remote Outdoor Unit-Air-Source) | DLCURAH18ABK |  |  | EA*4X24L14A* | *92ESN0601412A* | 18100 | 16 | 9 | 18900 | 18900 | 100% | 2.28 | 0 | 10.5 |  |  |  |  | R-410A | 1.5083 | Residential & Commercial | USHP | Ducted CEE Tier 1
211259748 | Central HP <5.4 tons | ARCOAIRE | HRCU-A-CB (Split System: Heat Pump with Remote Outdoor Unit-Air-Source) | DLCURAH18ABK |  |  | EA*4X19L17A* | *80VTL0451412A* | 18100 | 16.5 | 8.5 | 18000 | 17600 | 97.78% | 2.14 | 0 | 11 |  |  |  |  | R-410A | 1.5083 | Residential & Commercial | USHP | Ducted CEE Tier 1
211259823 | Central HP <5.4 tons | ARCOAIRE | HRCU-A-CB (Split System: Heat Pump with Remote Outdoor Unit-Air-Source) | DLCURAH18ABK |  |  | EA*4X19L17A* | *95ESN0601412A* | 18400 | 16.5 | 8.5 | 18300 | 17600 | 96.17% | 2.14 | 0 | 11 |  |  |  |  | R-410A | 1.5333 | Residential & Commercial | USHP | Ducted CEE Tier 1
215938018 | Central HP <5.4 tons | ARCOAIRE | HRCU-A-CB (Split System: Heat Pump with Remote Outdoor Unit-Air-Source) | H5H3V48*K*AAA* |  |  | EVD5X49M24A*+WALLCON | *80CTL0902120B* | 45500 | 21 | 8.1 | 52500 | 38000 | 72.38% | 1.95 | 0 | 11.5 |  |  |  |  | R-454B | 3.7917 | Residential & Commercial | USHP | Ducted CEE Tier 1
215941478 | Central HP <5.4 tons | ARCOAIRE | HRCU-A-CB (Split System: Heat Pump with Remote Outdoor Unit-Air-Source) | H5H3V48*K*AAA* |  |  | EVM5X60M24A*+WALLCON | *97CTN1202422A* | 45500 | 20.5 | 8.1 | 52500 | 38000 | 72.38% | 1.95 | 0 | 11.5 |  |  |  |  | R-454B | 3.7917 | Residential & Commercial | USHP | Ducted CEE Tier 1
215941578 | Central HP <5.4 tons | ARCOAIRE | HRCU-A-CB (Split System: Heat Pump with Remote Outdoor Unit-Air-Source) | H5H3V48*K*AAA* |  |  | EVD5X48M21A*+WALLCON | *97CTN1002122A* | 44500 | 20 | 8.1 | 52000 | 38500 | 74.04% | 2 | 0 | 11 |  |  |  |  | R-454B | 3.7083 | Residential & Commercial | USHP | Ducted CEE Tier 1
216681079 | Central HP <5.4 tons | ARCOAIRE | HRCU-A-CB (Split System: Heat Pump with Remote Outdoor Unit-Air-Source) | DLCURAH36ABK |  |  | EA*4X48L24A* | *97VTN0802120A* | 35400 | 16.5 | 8.5 | 37400 | 34200 | 91.44% | 1.94 | 0 | 10 |  |  |  |  | R-410A | 2.95 | Residential & Commercial | USHP | Ducted CEE Tier 1
216680612 | Central HP <5.4 tons | PAYNE HEATING AND COOLING | HRCU-A-CB (Split System: Heat Pump with Remote Outdoor Unit-Air-Source) | 38MURAQ24AB3* |  |  | CNPV*2417AL* | PG97VTAA48080B** | 23400 | 16.5 | 9 | 26600 | 23800 | 89.47% | 1.82 | 0 | 10 |  |  |  |  | R-410A | 1.95 | Residential & Commercial | USHP | Ducted CEE Tier 1
215224770 | Central HP <5.4 tons | CARRIER | HRCU-A-CB (Split System: Heat Pump with Remote Outdoor Unit-Air-Source) | 25VNA436A*031* | ADP |  | H,PG9J936 | 59MN7C060C17**14 | 33000 | 19 | 9.5 | 35400 | 25800 | 72.88% | 2.02 | 0 | 11.7 |  |  |  |  | R-410A | 2.75 | Residential & Commercial | USHP | Ducted CEE Tier 1
215932528 | Central HP <5.4 tons | ARCOAIRE | HRCU-A-CB (Split System: Heat Pump with Remote Outdoor Unit-Air-Source) | H5H3V36*K*AAA* |  |  | EA*5X60M24A*+WALLCON | *80CSU1002120A* | 34000 | 20 | 9 | 34200 | 26000 | 76.02% | 1.94 | 0 | 11.7 |  |  |  |  | R-454B | 2.8333 | Residential & Commercial | USHP | Ducted CEE Tier 1
215932678 | Central HP <5.4 tons | ARCOAIRE | HRCU-A-CB (Split System: Heat Pump with Remote Outdoor Unit-Air-Source) | H5H3V36*K*AAA* |  |  | EA*5X61M21A*+WALLCON | *80CSU1002120A* | 34400 | 20 | 9 | 34600 | 26200 | 75.72% | 1.94 | 0 | 11.7 |  |  |  |  | R-454B | 2.8667 | Residential & Commercial | USHP | Ducted CEE Tier 1
215932998 | Central HP <5.4 tons | ARCOAIRE | HRCU-A-CB (Split System: Heat Pump with Remote Outdoor Unit-Air-Source) | H5H3V36*K*AAA* |  |  | ESH5X30M12A*+WALLCON | *97CMN0601714B* | 32200 | 18 | 9 | 34800 | 26800 | 77.01% | 1.9 | 0 | 10 |  |  |  |  | R-454B | 2.6833 | Residential & Commercial | USHP | Ducted CEE Tier 1
215933148 | Central HP <5.4 tons | ARCOAIRE | HRCU-A-CB (Split System: Heat Pump with Remote Outdoor Unit-Air-Source) | H5H3V36*K*AAA* |  |  | ESH5X36M12A*+WALLCON | *95CSU0802120B* | 33200 | 18.5 | 9 | 35000 | 26800 | 76.57% | 1.92 | 0 | 11 |  |  |  |  | R-454B | 2.7667 | Residential & Commercial | USHP | Ducted CEE Tier 1
215933028 | Central HP <5.4 tons | ARCOAIRE | HRCU-A-CB (Split System: Heat Pump with Remote Outdoor Unit-Air-Source) | H5H3V36*K*AAA* |  |  | ESH5X36M12A*+WALLCON | *80CSU0401712A* | 33200 | 19 | 9 | 35000 | 27000 | 77.14% | 1.9 | 0 | 11 |  |  |  |  | R-454B | 2.7667 | Residential & Commercial | USHP | Ducted CEE Tier 1
215933048 | Central HP <5.4 tons | ARCOAIRE | HRCU-A-CB (Split System: Heat Pump with Remote Outdoor Unit-Air-Source) | H5H3V36*K*AAA* |  |  | ESH5X36M12A*+WALLCON | *80CSU1002120A* | 33200 | 18.5 | 9 | 35000 | 26800 | 76.57% | 1.92 | 0 | 11 |  |  |  |  | R-454B | 2.7667 | Residential & Commercial | USHP | Ducted CEE Tier 1
215933748 | Central HP <5.4 tons | ARCOAIRE | HRCU-A-CB (Split System: Heat Pump with Remote Outdoor Unit-Air-Source) | H5H3V36*K*AAA* |  |  | ESH5X60M12A*+WALLCON | *80CTL0451712B* | 33800 | 19 | 9 | 35200 | 26800 | 76.14% | 1.92 | 0 | 11 |  |  |  |  | R-454B | 2.8167 | Residential & Commercial | USHP | Ducted CEE Tier 1
215933348 | Central HP <5.4 tons | ARCOAIRE | HRCU-A-CB (Split System: Heat Pump with Remote Outdoor Unit-Air-Source) | H5H3V36*K*AAA* |  |  | ESH5X42M12A*+WALLCON | *80CTL0902120B* | 33600 | 19 | 9 | 34600 | 26400 | 76.3% | 1.92 | 0 | 11.7 |  |  |  |  | R-454B | 2.8 | Residential & Commercial | USHP | Ducted CEE Tier 1
212500032 | Central HP <5.4 tons | LENNOX | HRCU-A-CB (Split System: Heat Pump with Remote Outdoor Unit-Air-Source) | EL22XPV-024-230A** | ADP |  | LP36/37R9 | ML296UH045XV36B* | 23600 | 20 | 8.5 | 21600 | 15200 | 70.37% | 1.88 | 0 | 13 |  |  |  |  | R-410A | 1.9667 | Residential & Commercial | USHP | Ducted CEE Tier 1
215933448 | Central HP <5.4 tons | ARCOAIRE | HRCU-A-CB (Split System: Heat Pump with Remote Outdoor Unit-Air-Source) | H5H3V36*K*AAA* |  |  | ESH5X42M12A*+WALLCON | *97CMN1202422B* | 33600 | 19 | 9 | 34800 | 26600 | 76.44% | 1.94 | 0 | 11.5 |  |  |  |  | R-454B | 2.8 | Residential & Commercial | USHP | Ducted CEE Tier 1
215933698 | Central HP <5.4 tons | ARCOAIRE | HRCU-A-CB (Split System: Heat Pump with Remote Outdoor Unit-Air-Source) | H5H3V36*K*AAA* |  |  | ESH5X48M12A*+WALLCON | *96CTN0601714B* | 33400 | 19 | 9 | 34200 | 26000 | 76.02% | 1.94 | 0 | 11 |  |  |  |  | R-454B | 2.7833 | Residential & Commercial | USHP | Ducted CEE Tier 1
215942624 | Central HP <5.4 tons | ARCOAIRE | HRCU-A-CB (Split System: Heat Pump with Remote Outdoor Unit-Air-Source) | H5H3V36*K*AAA* |  |  | EVD5X61M21A*+WALLCON | *96CTN0802120B* | 35800 | 22 | 8.5 | 37400 | 28400 | 75.94% | 2.04 | 0 | 12.5 |  |  |  |  | R-454B | 2.9833 | Residential & Commercial | USHP | Ducted CEE Tier 1
215941668 | Central HP <5.4 tons | ARCOAIRE | HRCU-A-CB (Split System: Heat Pump with Remote Outdoor Unit-Air-Source) | H5H3V48*K*AAA* |  |  | EVD5X60M21A*+WALLCON | *96CTN0802120B* | 45500 | 20.5 | 8.1 | 53000 | 38500 | 72.64% | 1.95 | 0 | 11 |  |  |  |  | R-454B | 3.7917 | Residential & Commercial | USHP | Ducted CEE Tier 1
211261893 | Central HP <5.4 tons | ARCOAIRE | HRCU-A-CB (Split System: Heat Pump with Remote Outdoor Unit-Air-Source) | DLCURAH18ABK |  |  | EA*4X30L17A* | *95ESN0601412A* | 18000 | 16 | 8.5 | 18500 | 18500 | 100% | 2.22 | 0 | 10.5 |  |  |  |  | R-410A | 1.5 | Residential & Commercial | USHP | Ducted CEE Tier 1
211261245 | Central HP <5.4 tons | ARCOAIRE | HRCU-A-CB (Split System: Heat Pump with Remote Outdoor Unit-Air-Source) | DLCURAH18ABK |  |  | EA*4X30L14A* | *80VSL0451412A* | 17800 | 16 | 8.5 | 18400 | 18500 | 100.5% | 2.22 | 0 | 10.5 |  |  |  |  | R-410A | 1.4833 | Residential & Commercial | USHP | Ducted CEE Tier 1
214573872 | Central HP <5.4 tons | ARCOAIRE | HRCU-A-CB (Split System: Heat Pump with Remote Outdoor Unit-Air-Source) | HVH837GKA2* |  |  | EA*4X43L21A*+WALLCON | *95CSU1002122B* | 33000 | 17.5 | 8.5 | 32600 | 25000 | 76.69% | 2 | 0 | 11.5 |  |  |  |  | R-410A | 2.75 | Residential & Commercial | USHP | Ducted CEE Tier 1
214573302 | Central HP <5.4 tons | ARCOAIRE | HRCU-A-CB (Split System: Heat Pump with Remote Outdoor Unit-Air-Source) | HVH837GKA** |  |  | EHD4X60AAL+WALLCON | *96CTN0802120B* | 33000 | 18 | 8.5 | 32000 | 24800 | 77.5% | 2.02 | 0 | 11.5 |  |  |  |  | R-410A | 2.75 | Residential & Commercial | USHP | Ducted CEE Tier 1
214570762 | Central HP <5.4 tons | ARCOAIRE | HRCU-A-CB (Split System: Heat Pump with Remote Outdoor Unit-Air-Source) | HVH825GKA3* |  |  | EA*4X48L24A*+WALLCON | *97CMN0602120B* | 24000 | 16.5 | 8.5 | 21000 | 16600 | 79.05% | 2 | 0 | 10.5 |  |  |  |  | R-410A | 2 | Residential & Commercial | USHP | Ducted CEE Tier 1
214572502 | Central HP <5.4 tons | ARCOAIRE | HRCU-A-CB (Split System: Heat Pump with Remote Outdoor Unit-Air-Source) | HVH837GKA** |  |  | EA*4X36L21A*+WALLCON | *97CMN0602120B* | 31400 | 17 | 8.1 | 33200 | 24400 | 73.49% | 1.84 | 0 | 10.5 |  |  |  |  | R-410A | 2.6167 | Residential & Commercial | USHP | Ducted CEE Tier 1
214570412 | Central HP <5.4 tons | ARCOAIRE | HRCU-A-CB (Split System: Heat Pump with Remote Outdoor Unit-Air-Source) | HVH825GKA3* |  |  | EA*4X36L21A*+WALLCON | *97CMN0802120B* | 23600 | 16.5 | 8.1 | 21400 | 16600 | 77.57% | 1.94 | 0 | 10.5 |  |  |  |  | R-410A | 1.9667 | Residential & Commercial | USHP | Ducted CEE Tier 1
216683184 | Central HP <5.4 tons | PAYNE HEATING AND COOLING | HRCU-A-CB (Split System: Heat Pump with Remote Outdoor Unit-Air-Source) | 38MURAQ36AB3* |  |  | CAP**4824AL* | PG97VTAA66120D** | 35600 | 16 | 8.5 | 37400 | 34200 | 91.44% | 1.96 | 0 | 10 |  |  |  |  | R-410A | 2.9667 | Residential & Commercial | USHP | Ducted CEE Tier 1
212986683 | Central HP <5.4 tons | ARCOAIRE | HRCU-A-CB (Split System: Heat Pump with Remote Outdoor Unit-Air-Source) | DLCURAH18ABK |  |  | EA*4X25L17A* | *96MSN0401712A* | 17700 | 15.5 | 8.1 | 17700 | 17800 | 100.6% | 2.14 | 0 | 10.5 |  |  |  |  | R-410A | 1.475 | Residential & Commercial | USHP | Ducted CEE Tier 1
215224750 | Central HP <5.4 tons | CARRIER | HRCU-A-CB (Split System: Heat Pump with Remote Outdoor Unit-Air-Source) | 25VNA424A*031* | ADP |  | H,PG31930 | 59MN7C060C17**14 | 22800 | 19 | 10 | 25600 | 19800 | 77.34% | 2.28 | 0 | 12.5 |  |  |  |  | R-410A | 1.9 | Residential & Commercial | USHP | Ducted CEE Tier 1
212988405 | Central HP <5.4 tons | ARCOAIRE | HRCU-A-CB (Split System: Heat Pump with Remote Outdoor Unit-Air-Source) | DLCURAH36ABK |  |  | EA*4X48L24A* | *96MSN1402422A* | 35600 | 16.5 | 8.5 | 37800 | 34600 | 91.53% | 2.02 | 0 | 10 |  |  |  |  | R-410A | 2.9667 | Residential & Commercial | USHP | Ducted CEE Tier 1
212988003 | Central HP <5.4 tons | ARCOAIRE | HRCU-A-CB (Split System: Heat Pump with Remote Outdoor Unit-Air-Source) | DLCURAH36ABK |  |  | EA*4X48L21A* | *96MSN1002120A* | 35800 | 16.5 | 8.5 | 37800 | 34600 | 91.53% | 2.04 | 0 | 10 |  |  |  |  | R-410A | 2.9833 | Residential & Commercial | USHP | Ducted CEE Tier 1
211261022 | Central HP <5.4 tons | ARCOAIRE | HRCU-A-CB (Split System: Heat Pump with Remote Outdoor Unit-Air-Source) | DLCURAH18ABK |  |  | EA*4X25L17A* | *92ESN0601412A* | 18700 | 16.5 | 8.5 | 18500 | 17400 | 94.05% | 2.12 | 0 | 11 |  |  |  |  | R-410A | 1.5583 | Residential & Commercial | USHP | Ducted CEE Tier 1
211260737 | Central HP <5.4 tons | ARCOAIRE | HRCU-A-CB (Split System: Heat Pump with Remote Outdoor Unit-Air-Source) | DLCURAH18ABK |  |  | EA*4X25L17A* | *96VSN0601412A* | 18500 | 16 | 8.5 | 18300 | 17400 | 95.08% | 2.12 | 0 | 11 |  |  |  |  | R-410A | 1.5417 | Residential & Commercial | USHP | Ducted CEE Tier 1
211260320 | Central HP <5.4 tons | ARCOAIRE | HRCU-A-CB (Split System: Heat Pump with Remote Outdoor Unit-Air-Source) | DLCURAH18ABK |  |  | EA*4X24L17A* | *95ESU0401712A* | 17600 | 16 | 8.5 | 18500 | 19100 | 103.2% | 2.3 | 0 | 10.5 |  |  |  |  | R-410A | 1.4667 | Residential & Commercial | USHP | Ducted CEE Tier 1
216683404 | Central HP <5.4 tons | PAYNE HEATING AND COOLING | HRCU-A-CB (Split System: Heat Pump with Remote Outdoor Unit-Air-Source) | 38MURAQ24AB3* |  |  | CSPH*3612AL* | PG97VTAA66120D** | 23800 | 16 | 8.5 | 25400 | 22400 | 88.19% | 1.75 | 0 | 10 |  |  |  |  | R-410A | 1.9833 | Residential & Commercial | USHP | Ducted CEE Tier 1
216679844 | Central HP <5.4 tons | PAYNE HEATING AND COOLING | HRCU-A-CB (Split System: Heat Pump with Remote Outdoor Unit-Air-Source) | 38MURAQ36AB3* |  |  | CAP**3721AL* | PG97VTAA48080B** | 36400 | 15.5 | 9 | 38500 | 34400 | 89.35% | 1.98 | 0 | 10 |  |  |  |  | R-410A | 3.0333 | Residential & Commercial | USHP | Ducted CEE Tier 1
216992985 | Central HP <5.4 tons | BRYANT HEATING AND COOLING SYSTEMS | HRCU-A-CB (Split System: Heat Pump with Remote Outdoor Unit-Air-Source) | 37MUHAQ24AA3 | ADP |  | H,PG7J*36+TXV | 916SA60080M21*** | 22200 | 15.2 | 8.1 | 19400 | 18400 | 94.85% | 1.9 | 0 | 10.5 |  |  |  |  | R-454B | 1.85 | Residential & Commercial | USHP | Ducted CEE Tier 1
216992992 | Central HP <5.4 tons | BRYANT HEATING AND COOLING SYSTEMS | HRCU-A-CB (Split System: Heat Pump with Remote Outdoor Unit-Air-Source) | 37MUHAQ24AA3 | ADP |  | H,PG7J*36+TXV | 927TA48080V17*** | 22200 | 16 | 8.5 | 19600 | 18800 | 95.92% | 1.96 | 0 | 10.5 |  |  |  |  | R-454B | 1.85 | Residential & Commercial | USHP | Ducted CEE Tier 1
216993001 | Central HP <5.4 tons | BRYANT HEATING AND COOLING SYSTEMS | HRCU-A-CB (Split System: Heat Pump with Remote Outdoor Unit-Air-Source) | 37MUHAQ24AA3 | ADP |  | H,PG7J*36+TXV | 987MC66100C21*** | 22800 | 15.2 | 8.1 | 19600 | 18600 | 94.9% | 1.9 | 0 | 10.5 |  |  |  |  | R-454B | 1.9 | Residential & Commercial | USHP | Ducted CEE Tier 1
214630471 | Central HP <5.4 tons | CARRIER | HRCU-A-CB (Split System: Heat Pump with Remote Outdoor Unit-Air-Source) | 25VNA837A*030* | ADP |  | C36A***L539 | 59CU5B060C17**16 | 32200 | 17 | 8.1 | 31400 | 24600 | 78.34% | 1.94 | 0 | 11.5 |  |  |  |  | R-410A | 2.6833 | Residential & Commercial | USHP | Ducted CEE Tier 1
214630491 | Central HP <5.4 tons | CARRIER | HRCU-A-CB (Split System: Heat Pump with Remote Outdoor Unit-Air-Source) | 25VNA837A*030* | ADP |  | C36A***L539 | 59TN6B100C21**22 | 32400 | 18 | 8.5 | 30400 | 24400 | 80.26% | 2 | 0 | 11.7 |  |  |  |  | R-410A | 2.7 | Residential & Commercial | USHP | Ducted CEE Tier 1
212971993 | Central HP <5.4 tons | PAYNE HEATING AND COOLING | HRCU-A-CB (Split System: Heat Pump with Remote Outdoor Unit-Air-Source) | 38MURAQ24AB3* |  |  | CAP**3621AL* | PG80VTLB48090B** | 23600 | 17 | 8.5 | 26200 | 24000 | 91.6% | 2 | 0 | 10 |  |  |  |  | R-410A | 1.9667 | Residential & Commercial | USHP | Ducted CEE Tier 1
210472945 | Central HP <5.4 tons | ARCOAIRE | HRCU-A-CB (Split System: Heat Pump with Remote Outdoor Unit-Air-Source) | HVH825GKA3* |  |  | EA*4X42L21A*+WALLCON | *97CMN1002122A* | 23800 | 16.5 | 8.1 | 21400 | 16600 | 77.57% | 1.96 | 0 | 11 |  |  |  |  | R-410A | 1.9833 | Residential & Commercial | USHP | Ducted CEE Tier 1
211260420 | Central HP <5.4 tons | ARCOAIRE | HRCU-A-CB (Split System: Heat Pump with Remote Outdoor Unit-Air-Source) | DLCURAH18ABK |  |  | EA*4X24L17A* | *96VTN0801716A* | 17400 | 16 | 8.5 | 18300 | 19200 | 104.9% | 2.3 | 0 | 10.5 |  |  |  |  | R-410A | 1.45 | Residential & Commercial | USHP | Ducted CEE Tier 1
211260085 | Central HP <5.4 tons | ARCOAIRE | HRCU-A-CB (Split System: Heat Pump with Remote Outdoor Unit-Air-Source) | DLCURAH18ABK |  |  | EA*4X24L14A* | *96VSN0401410A* | 17300 | 16 | 8.5 | 18300 | 19200 | 104.9% | 2.3 | 0 | 10.5 |  |  |  |  | R-410A | 1.4417 | Residential & Commercial | USHP | Ducted CEE Tier 1
214572662 | Central HP <5.4 tons | ARCOAIRE | HRCU-A-CB (Split System: Heat Pump with Remote Outdoor Unit-Air-Source) | HVH837GKA** |  |  | EA*4X42L24A*+WALLCON | *95CSU0802120B* | 31800 | 17 | 8.5 | 33000 | 24400 | 73.94% | 1.9 | 0 | 11 |  |  |  |  | R-410A | 2.65 | Residential & Commercial | USHP | Ducted CEE Tier 1
214572712 | Central HP <5.4 tons | ARCOAIRE | HRCU-A-CB (Split System: Heat Pump with Remote Outdoor Unit-Air-Source) | HVH837GKA** |  |  | EA*4X43L21A*+WALLCON | *80CTL0702120B* | 32800 | 17.5 | 8.5 | 32800 | 25200 | 76.83% | 2 | 0 | 11 |  |  |  |  | R-410A | 2.7333 | Residential & Commercial | USHP | Ducted CEE Tier 1
214572482 | Central HP <5.4 tons | ARCOAIRE | HRCU-A-CB (Split System: Heat Pump with Remote Outdoor Unit-Air-Source) | HVH837GKA** |  |  | EA*4X36L21A*+WALLCON | *95CSU0802120B* | 31400 | 17 | 8.1 | 33000 | 24200 | 73.33% | 1.86 | 0 | 11 |  |  |  |  | R-410A | 2.6167 | Residential & Commercial | USHP | Ducted CEE Tier 1
214571242 | Central HP <5.4 tons | ARCOAIRE | HRCU-A-CB (Split System: Heat Pump with Remote Outdoor Unit-Air-Source) | HVH825GKA3* |  |  | EN(A,D,W)4X48L21**+WALLCON | *97CMN0602120B* | 24000 | 16.5 | 8.1 | 21400 | 16700 | 78.04% | 2 | 0 | 11 |  |  |  |  | R-410A | 2 | Residential & Commercial | USHP | Ducted CEE Tier 1
214571262 | Central HP <5.4 tons | ARCOAIRE | HRCU-A-CB (Split System: Heat Pump with Remote Outdoor Unit-Air-Source) | HVH825GKA3* |  |  | EN(A,D,W)4X48L21**+WALLCON | *96CTN0802120B* | 24200 | 17 | 8.1 | 21200 | 16600 | 78.3% | 2.02 | 0 | 11.5 |  |  |  |  | R-410A | 2.0167 | Residential & Commercial | USHP | Ducted CEE Tier 1
216980822 | Central HP <5.4 tons | 1HVAC | HRCU-A-CB (Split System: Heat Pump with Remote Outdoor Unit-Air-Source) | ACIQ-24-HPD |  |  | ACIQ-24W-WMB | 0 | 24000 | 17.5 | 10.5 | 25000 | 19600 | 78.4% | 1.96 | 0 | 10.8 |  |  |  |  | R-454B | 2 | Residential & Commercial | USHP | Ducted CEE Tier 1
214572832 | Central HP <5.4 tons | ARCOAIRE | HRCU-A-CB (Split System: Heat Pump with Remote Outdoor Unit-Air-Source) | HVH837GKA** |  |  | EA*4X48L24A*+WALLCON | *80CTL0702120B* | 32400 | 17.5 | 8.5 | 32400 | 25000 | 77.16% | 1.98 | 0 | 11 |  |  |  |  | R-410A | 2.7 | Residential & Commercial | USHP | Ducted CEE Tier 1
214572982 | Central HP <5.4 tons | ARCOAIRE | HRCU-A-CB (Split System: Heat Pump with Remote Outdoor Unit-Air-Source) | HVH837GKA** |  |  | EA*4X61L21A*+WALLCON | *97CMN0602120B* | 33000 | 17.5 | 8.5 | 32200 | 25000 | 77.64% | 1.98 | 0 | 11 |  |  |  |  | R-410A | 2.75 | Residential & Commercial | USHP | Ducted CEE Tier 1
214320249 | Central HP <5.4 tons | RUUD | HRCU-A-CB (Split System: Heat Pump with Remote Outdoor Unit-Air-Source) | RD17AZ36AJ3N | ADP |  | PL36H175P389 | R951V0603A17M4S | 33200 | 18 | 8.1 | 32600 | 29400 | 90.18% | 1.9 | 0 | 9.5 |  |  |  |  | R-410A | 2.7667 | Residential & Commercial | USHP
211259706 | Central HP <5.4 tons | ARCOAIRE | HRCU-A-CB (Split System: Heat Pump with Remote Outdoor Unit-Air-Source) | DLCURAH18ABK |  |  | EA*4X19L17A* | *80VSL0451716A* | 18100 | 16 | 8.5 | 18100 | 17700 | 97.79% | 2.14 | 0 | 10.5 |  |  |  |  | R-410A | 1.5083 | Residential & Commercial | USHP | Ducted CEE Tier 1
216680528 | Central HP <5.4 tons | PAYNE HEATING AND COOLING | HRCU-A-CB (Split System: Heat Pump with Remote Outdoor Unit-Air-Source) | 38MURAQ24AB3* |  |  | CAP**3617AL* | PG97VTAA48080B** | 23400 | 17 | 9 | 25600 | 23400 | 91.41% | 1.84 | 0 | 10 |  |  |  |  | R-410A | 1.95 | Residential & Commercial | USHP | Ducted CEE Tier 1
214570462 | Central HP <5.4 tons | ARCOAIRE | HRCU-A-CB (Split System: Heat Pump with Remote Outdoor Unit-Air-Source) | HVH825GKA3* |  |  | EA*4X37L21A*+WALLCON | *97CMN0602120B* | 24400 | 16.5 | 8.5 | 21200 | 16700 | 78.77% | 2.02 | 0 | 11 |  |  |  |  | R-410A | 2.0333 | Residential & Commercial | USHP | Ducted CEE Tier 1
214572562 | Central HP <5.4 tons | ARCOAIRE | HRCU-A-CB (Split System: Heat Pump with Remote Outdoor Unit-Air-Source) | HVH837GKA** |  |  | EA*4X37L21A*+WALLCON | *97CMN0602120B* | 32800 | 17 | 8.5 | 33000 | 25400 | 76.97% | 1.98 | 0 | 11 |  |  |  |  | R-410A | 2.7333 | Residential & Commercial | USHP | Ducted CEE Tier 1
214572612 | Central HP <5.4 tons | ARCOAIRE | HRCU-A-CB (Split System: Heat Pump with Remote Outdoor Unit-Air-Source) | HVH837GKA** |  |  | EA*4X42L21A*+WALLCON | *95CSU1002122B* | 31800 | 17.5 | 8.5 | 32800 | 24400 | 74.39% | 1.9 | 0 | 11 |  |  |  |  | R-410A | 2.65 | Residential & Commercial | USHP | Ducted CEE Tier 1
214243219 | Central HP <5.4 tons | ARCOAIRE | HRCU-A-CB (Split System: Heat Pump with Remote Outdoor Unit-Air-Source) | HVH825GKA2* |  |  | EN(A,D)4X48L24**+WALLCON | *80CTL1352422B* | 24200 | 17 | 8.1 | 21200 | 16600 | 78.3% | 2.02 | 0 | 11.5 |  |  |  |  | R-410A | 2.0167 | Residential & Commercial | USHP | Ducted CEE Tier 1
216680648 | Central HP <5.4 tons | PAYNE HEATING AND COOLING | HRCU-A-CB (Split System: Heat Pump with Remote Outdoor Unit-Air-Source) | 38MURAQ24AB3* |  |  | CNPV*3621AL* | PG97VTAA48080B** | 23400 | 16.5 | 9 | 25800 | 23800 | 92.25% | 1.78 | 0 | 10 |  |  |  |  | R-410A | 1.95 | Residential & Commercial | USHP | Ducted CEE Tier 1
213773349 | Central HP <5.4 tons | ARCOAIRE | HRCU-A-CB (Split System: Heat Pump with Remote Outdoor Unit-Air-Source) | HVH825GKA3* |  |  | EA*4X37L21A*+WALLCON | *96CTN0601714B* | 24400 | 16.5 | 8.1 | 21200 | 16700 | 78.77% | 2 | 0 | 10.5 |  |  |  |  | R-410A | 2.0333 | Residential & Commercial | USHP | Ducted CEE Tier 1
215934838 | Central HP <5.4 tons | ARCOAIRE | HRCU-A-CB (Split System: Heat Pump with Remote Outdoor Unit-Air-Source) | H5H3V36*K*AAA* |  |  | EVM5X44M21A*+WALLCON | *80CTL0901716B* | 35600 | 22 | 8.5 | 38000 | 28600 | 75.26% | 2.02 | 0 | 12 |  |  |  |  | R-454B | 2.9667 | Residential & Commercial | USHP | Ducted CEE Tier 1
215935208 | Central HP <5.4 tons | ARCOAIRE | HRCU-A-CB (Split System: Heat Pump with Remote Outdoor Unit-Air-Source) | H5H3V36*K*AAA* |  |  | EVM5X60M21A*+WALLCON | *80CTL0901716B* | 35600 | 22 | 8.5 | 38000 | 28600 | 75.26% | 2.02 | 0 | 12 |  |  |  |  | R-454B | 2.9667 | Residential & Commercial | USHP | Ducted CEE Tier 1
215935238 | Central HP <5.4 tons | ARCOAIRE | HRCU-A-CB (Split System: Heat Pump with Remote Outdoor Unit-Air-Source) | H5H3V36*K*AAA* |  |  | EVM5X60M21A*+WALLCON | *95CSU0601716B* | 35400 | 21.5 | 8.5 | 38500 | 29000 | 75.32% | 2.02 | 0 | 12 |  |  |  |  | R-454B | 2.95 | Residential & Commercial | USHP | Ducted CEE Tier 1
215935258 | Central HP <5.4 tons | ARCOAIRE | HRCU-A-CB (Split System: Heat Pump with Remote Outdoor Unit-Air-Source) | H5H3V36*K*AAA* |  |  | EVM5X60M21A*+WALLCON | *95CSU1002122B* | 35600 | 22 | 8.5 | 38000 | 28400 | 74.74% | 2.02 | 0 | 12.5 |  |  |  |  | R-454B | 2.9667 | Residential & Commercial | USHP | Ducted CEE Tier 1
213773849 | Central HP <5.4 tons | ARCOAIRE | HRCU-A-CB (Split System: Heat Pump with Remote Outdoor Unit-Air-Source) | HVH825GKA3* |  |  | EA*4X48L24A*+WALLCON | *97CMN1202422B* | 24000 | 16.5 | 8.1 | 21000 | 16500 | 78.57% | 2.02 | 0 | 11 |  |  |  |  | R-410A | 2 | Residential & Commercial | USHP | Ducted CEE Tier 1
213772899 | Central HP <5.4 tons | ARCOAIRE | HRCU-A-CB (Split System: Heat Pump with Remote Outdoor Unit-Air-Source) | HVH825GKA3* |  |  | EA*4X30L17A*+WALLCON | *97CMN0801714B* | 23400 | 16 | 8.1 | 21600 | 16700 | 77.31% | 1.9 | 0 | 10.5 |  |  |  |  | R-410A | 1.95 | Residential & Commercial | USHP | Ducted CEE Tier 1
213772679 | Central HP <5.4 tons | ARCOAIRE | HRCU-A-CB (Split System: Heat Pump with Remote Outdoor Unit-Air-Source) | HVH825GKA3* |  |  | EA*4X24L17A*+WALLCON | *97CMN0801714B* | 23200 | 16 | 8.1 | 22000 | 16800 | 76.36% | 1.88 | 0 | 10.5 |  |  |  |  | R-410A | 1.9333 | Residential & Commercial | USHP | Ducted CEE Tier 1
213772779 | Central HP <5.4 tons | ARCOAIRE | HRCU-A-CB (Split System: Heat Pump with Remote Outdoor Unit-Air-Source) | HVH825GKA3* |  |  | EA*4X25L17A*+WALLCON | *97CMN0801714B* | 24200 | 16.5 | 8.1 | 21400 | 16700 | 78.04% | 2 | 0 | 10.5 |  |  |  |  | R-410A | 2.0167 | Residential & Commercial | USHP | Ducted CEE Tier 1
214243119 | Central HP <5.4 tons | ARCOAIRE | HRCU-A-CB (Split System: Heat Pump with Remote Outdoor Unit-Air-Source) | HVH825GKA2* |  |  | EN(A,D,W)4X48L21**+WALLCON | *80CTL1102120B* | 24200 | 17 | 8.1 | 21200 | 16600 | 78.3% | 2.02 | 0 | 11.5 |  |  |  |  | R-410A | 2.0167 | Residential & Commercial | USHP | Ducted CEE Tier 1
215223129 | Central HP <5.4 tons | BRYANT HEATING AND COOLING SYSTEMS | HRCU-A-CB (Split System: Heat Pump with Remote Outdoor Unit-Air-Source) | 288BNV025*0**C* | ADP |  | H,PE7J936 | 987MB60060C21*** | 23600 | 16 | 8.1 | 20000 | 16300 | 81.5% | 1.92 | 0 | 10.5 |  |  |  |  | R-410A | 1.9667 | Residential & Commercial | USHP | Ducted CEE Tier 1
214243169 | Central HP <5.4 tons | ARCOAIRE | HRCU-A-CB (Split System: Heat Pump with Remote Outdoor Unit-Air-Source) | HVH825GKA2* |  |  | EN(A,D,W)4X48L21**+WALLCON | *96CTN0601714B* | 24000 | 16.5 | 8.1 | 21400 | 16700 | 78.04% | 2 | 0 | 11 |  |  |  |  | R-410A | 2 | Residential & Commercial | USHP | Ducted CEE Tier 1
214242819 | Central HP <5.4 tons | ARCOAIRE | HRCU-A-CB (Split System: Heat Pump with Remote Outdoor Unit-Air-Source) | HVH825GKA2* |  |  | EN(A,D)4X36L21**+WALLCON | *97CMN1002122B* | 23600 | 16.5 | 8.1 | 21400 | 16700 | 78.04% | 1.92 | 0 | 11 |  |  |  |  | R-410A | 1.9667 | Residential & Commercial | USHP | Ducted CEE Tier 1
214242449 | Central HP <5.4 tons | ARCOAIRE | HRCU-A-CB (Split System: Heat Pump with Remote Outdoor Unit-Air-Source) | HVH825GKA2* |  |  | EN(A,D)4X24L17**+WALLCON | *80CTL0901716B* | 23200 | 16 | 8.1 | 22000 | 16900 | 76.82% | 1.92 | 0 | 10.5 |  |  |  |  | R-410A | 1.9333 | Residential & Commercial | USHP | Ducted CEE Tier 1
214242049 | Central HP <5.4 tons | ARCOAIRE | HRCU-A-CB (Split System: Heat Pump with Remote Outdoor Unit-Air-Source) | HVH825GKA3* |  |  | END4X42L17**+WALLCON | *97CMN0801714B* | 23800 | 16.5 | 8.1 | 21400 | 16700 | 78.04% | 1.96 | 0 | 11 |  |  |  |  | R-410A | 1.9833 | Residential & Commercial | USHP | Ducted CEE Tier 1
214242249 | Central HP <5.4 tons | ARCOAIRE | HRCU-A-CB (Split System: Heat Pump with Remote Outdoor Unit-Air-Source) | HVH825GKA3* |  |  | EN(A,D,W)4X48L21**+WALLCON | *80CTL1102120B* | 24200 | 17 | 8.1 | 21200 | 16500 | 77.83% | 2 | 0 | 11 |  |  |  |  | R-410A | 2.0167 | Residential & Commercial | USHP | Ducted CEE Tier 1
216738273 | Central HP <5.4 tons | ARCOAIRE | HRCU-A-CB (Split System: Heat Pump with Remote Outdoor Unit-Air-Source) | D5CUHAH24AAK |  |  | ESH5X36M12A* | *80CTL0702120B* | 23200 | 15.2 | 8.1 | 21200 | 18800 | 88.68% | 1.9 | 0 | 10.5 |  |  |  |  | R-454B | 1.9333 | Residential & Commercial | USHP | Ducted CEE Tier 1
216737470 | Central HP <5.4 tons | ARCOAIRE | HRCU-A-CB (Split System: Heat Pump with Remote Outdoor Unit-Air-Source) | D5CUHAH24AAK |  |  | ESH5X30M12A* | *92MSN0601714A* | 22400 | 15.5 | 8.1 | 21000 | 18800 | 89.52% | 1.9 | 0 | 10.5 |  |  |  |  | R-454B | 1.8667 | Residential & Commercial | USHP | Ducted CEE Tier 1
215933318 | Central HP <5.4 tons | ARCOAIRE | HRCU-A-CB (Split System: Heat Pump with Remote Outdoor Unit-Air-Source) | H5H3V36*K*AAA* |  |  | ESH5X42M12A*+WALLCON | *80CTL0701716B* | 33400 | 19 | 9 | 35200 | 26800 | 76.14% | 1.9 | 0 | 11 |  |  |  |  | R-454B | 2.7833 | Residential & Commercial | USHP | Ducted CEE Tier 1
215932598 | Central HP <5.4 tons | ARCOAIRE | HRCU-A-CB (Split System: Heat Pump with Remote Outdoor Unit-Air-Source) | H5H3V36*K*AAA* |  |  | EA*5X60M24A*+WALLCON | *97CMN0602120B* | 33800 | 20 | 9 | 34600 | 26400 | 76.3% | 1.92 | 0 | 11.5 |  |  |  |  | R-454B | 2.8167 | Residential & Commercial | USHP | Ducted CEE Tier 1
215931948 | Central HP <5.4 tons | ARCOAIRE | HRCU-A-CB (Split System: Heat Pump with Remote Outdoor Unit-Air-Source) | H5H3V36*K*AAA* |  |  | EA*5X24M17A*+WALLCON | *96CTN0401410B* | 30600 | 17 | 9 | 34800 | 26800 | 77.01% | 1.9 | 0 | 10 |  |  |  |  | R-454B | 2.55 | Residential & Commercial | USHP | Ducted CEE Tier 1
215933568 | Central HP <5.4 tons | ARCOAIRE | HRCU-A-CB (Split System: Heat Pump with Remote Outdoor Unit-Air-Source) | H5H3V36*K*AAA* |  |  | ESH5X48M12A*+WALLCON | *80CTL0702120B* | 33600 | 19.5 | 9 | 34800 | 26600 | 76.44% | 1.94 | 0 | 11.5 |  |  |  |  | R-454B | 2.8 | Residential & Commercial | USHP | Ducted CEE Tier 1
215932698 | Central HP <5.4 tons | ARCOAIRE | HRCU-A-CB (Split System: Heat Pump with Remote Outdoor Unit-Air-Source) | H5H3V36*K*AAA* |  |  | EA*5X61M21A*+WALLCON | *80CTL0701716B* | 34200 | 20 | 9 | 34800 | 26400 | 75.86% | 1.94 | 0 | 11.7 |  |  |  |  | R-454B | 2.85 | Residential & Commercial | USHP | Ducted CEE Tier 1
215933718 | Central HP <5.4 tons | ARCOAIRE | HRCU-A-CB (Split System: Heat Pump with Remote Outdoor Unit-Air-Source) | H5H3V36*K*AAA* |  |  | ESH5X60M12A*+WALLCON | *80CSU0401712A* | 34200 | 20 | 9 | 34400 | 26200 | 76.16% | 1.94 | 0 | 11.7 |  |  |  |  | R-454B | 2.85 | Residential & Commercial | USHP | Ducted CEE Tier 1
215936728 | Central HP <5.4 tons | ARCOAIRE | HRCU-A-CB (Split System: Heat Pump with Remote Outdoor Unit-Air-Source) | H5H3V36*K*AAA* |  |  | EVD5X60M21A*+WALLCON | *96CTN1002122B* | 35600 | 22 | 8.5 | 38000 | 28600 | 75.26% | 2.02 | 0 | 12.5 |  |  |  |  | R-454B | 2.9667 | Residential & Commercial | USHP | Ducted CEE Tier 1
214320232 | Central HP <5.4 tons | RUUD | HRCU-A-CB (Split System: Heat Pump with Remote Outdoor Unit-Air-Source) | RD17AZ36AJ3N | ADP |  | PL36H175P389 | R801V0504A17UHS | 33200 | 18 | 8.1 | 32600 | 29400 | 90.18% | 1.9 | 0 | 9.5 |  |  |  |  | R-410A | 2.7667 | Residential & Commercial | USHP
215942594 | Central HP <5.4 tons | ARCOAIRE | HRCU-A-CB (Split System: Heat Pump with Remote Outdoor Unit-Air-Source) | H5H3V48*K*AAA* |  |  | EVD5X61M21A*+WALLCON | *96CTN0801714B* | 44500 | 20 | 8.1 | 54000 | 37800 | 70% | 1.95 | 0 | 11.5 |  |  |  |  | R-454B | 3.7083 | Residential & Commercial | USHP | Ducted CEE Tier 1
215941238 | Central HP <5.4 tons | ARCOAIRE | HRCU-A-CB (Split System: Heat Pump with Remote Outdoor Unit-Air-Source) | H5H3V48*K*AAA* |  |  | ESH5X60M12A*+WALLCON | *97CTN0802120A* | 45000 | 20 | 9 | 48500 | 36600 | 75.46% | 1.82 | 0 | 11 |  |  |  |  | R-454B | 3.75 | Residential & Commercial | USHP | Ducted CEE Tier 1
215941388 | Central HP <5.4 tons | ARCOAIRE | HRCU-A-CB (Split System: Heat Pump with Remote Outdoor Unit-Air-Source) | H5H3V48*K*AAA* |  |  | EVM5X60M21A*+WALLCON | *96CTN0802120B* | 45500 | 20.5 | 8.1 | 53000 | 38500 | 72.64% | 1.95 | 0 | 11 |  |  |  |  | R-454B | 3.7917 | Residential & Commercial | USHP | Ducted CEE Tier 1
214242319 | Central HP <5.4 tons | ARCOAIRE | HRCU-A-CB (Split System: Heat Pump with Remote Outdoor Unit-Air-Source) | HVH825GKA3* |  |  | EN(A,D,W)4X48L21**+WALLCON | *96CTN1002122B* | 24200 | 17 | 8.1 | 21200 | 16500 | 77.83% | 2 | 0 | 11.5 |  |  |  |  | R-410A | 2.0167 | Residential & Commercial | USHP | Ducted CEE Tier 1
211261951 | Central HP <5.4 tons | ARCOAIRE | HRCU-A-CB (Split System: Heat Pump with Remote Outdoor Unit-Air-Source) | DLCURAH18ABK |  |  | EA*4X30L17A* | *95ESN0261410A* | 18200 | 15.5 | 8.5 | 18800 | 18400 | 97.87% | 2.22 | 0 | 10.5 |  |  |  |  | R-410A | 1.5167 | Residential & Commercial | USHP | Ducted CEE Tier 1
214572472 | Central HP <5.4 tons | ARCOAIRE | HRCU-A-CB (Split System: Heat Pump with Remote Outdoor Unit-Air-Source) | HVH837GKA** |  |  | EA*4X36L21A*+WALLCON | *80CTL0702120B* | 31400 | 17 | 8.1 | 33000 | 24200 | 73.33% | 1.86 | 0 | 11 |  |  |  |  | R-410A | 2.6167 | Residential & Commercial | USHP | Ducted CEE Tier 1
212985231 | Central HP <5.4 tons | ARCOAIRE | HRCU-A-CB (Split System: Heat Pump with Remote Outdoor Unit-Air-Source) | DLCURAH36ABK |  |  | EA*4X48L21A* | *92MSN1002120A* | 35800 | 16.5 | 8.5 | 37800 | 34600 | 91.53% | 2.02 | 0 | 10 |  |  |  |  | R-410A | 2.9833 | Residential & Commercial | USHP | Ducted CEE Tier 1
213080031 | Central HP <5.4 tons | ARCOAIRE | HRCU-A-CB (Split System: Heat Pump with Remote Outdoor Unit-Air-Source) | DLCURAH36ABK |  |  | EA*4X37L21A* | *96MSN0801716A* | 36400 | 15.5 | 8.5 | 38000 | 35000 | 92.11% | 2.06 | 0 | 10 |  |  |  |  | R-410A | 3.0333 | Residential & Commercial | USHP | Ducted CEE Tier 1
213080067 | Central HP <5.4 tons | ARCOAIRE | HRCU-A-CB (Split System: Heat Pump with Remote Outdoor Unit-Air-Source) | DLCURAH36ABK |  |  | EA*4X48L21A* | *96MSN0801716A* | 35800 | 15.5 | 8.5 | 38000 | 34800 | 91.58% | 2.02 | 0 | 10 |  |  |  |  | R-410A | 2.9833 | Residential & Commercial | USHP | Ducted CEE Tier 1
213080247 | Central HP <5.4 tons | ARCOAIRE | HRCU-A-CB (Split System: Heat Pump with Remote Outdoor Unit-Air-Source) | DLCURAH36ABK |  |  | EN(A,D,W)4X48L21** | *96MSN0802120A* | 36200 | 16 | 8.1 | 38500 | 35000 | 90.91% | 2.02 | 0 | 10 |  |  |  |  | R-410A | 3.0167 | Residential & Commercial | USHP | Ducted CEE Tier 1
213080450 | Central HP <5.4 tons | ARCOAIRE | HRCU-A-CB (Split System: Heat Pump with Remote Outdoor Unit-Air-Source) | DLCURAH36ABK |  |  | EN(A,D)4X48L24** | *96MSN1002122A* | 36000 | 16.5 | 8.1 | 38500 | 34800 | 90.39% | 2.02 | 0 | 10 |  |  |  |  | R-410A | 3 | Residential & Commercial | USHP | Ducted CEE Tier 1
213080684 | Central HP <5.4 tons | ARCOAIRE | HRCU-A-CB (Split System: Heat Pump with Remote Outdoor Unit-Air-Source) | DLCURAH36ABK |  |  | EA*4X37L21A* | *95MSU0601716A* | 36600 | 16 | 8.5 | 38500 | 35000 | 90.91% | 2.06 | 0 | 10 |  |  |  |  | R-410A | 3.05 | Residential & Commercial | USHP | Ducted CEE Tier 1
213080768 | Central HP <5.4 tons | ARCOAIRE | HRCU-A-CB (Split System: Heat Pump with Remote Outdoor Unit-Air-Source) | DLCURAH36ABK |  |  | EN(A,D,W)4X48L21** | *95MSU0601716A* | 35600 | 16 | 8.1 | 38500 | 35000 | 90.91% | 1.98 | 0 | 10 |  |  |  |  | R-410A | 2.9667 | Residential & Commercial | USHP | Ducted CEE Tier 1
213079781 | Central HP <5.4 tons | ARCOAIRE | HRCU-A-CB (Split System: Heat Pump with Remote Outdoor Unit-Air-Source) | DLCURAH36ABK |  |  | EA*4X43L21A* | *92MSN1002120A* | 36600 | 16.5 | 8.5 | 38000 | 34800 | 91.58% | 2.08 | 0 | 10 |  |  |  |  | R-410A | 3.05 | Residential & Commercial | USHP | Ducted CEE Tier 1
207573719 | Central HP <5.4 tons | DAY & NIGHT | HRCU-A-CB (Split System: Heat Pump with Remote Outdoor Unit-Air-Source) | CVH848GKA2* | ADP |  | FG36960 | *95CSU0802120A* | 44500 | 17 | 8.5 | 44500 | 31800 | 71.46% | 2.24 | 10.5 | 10 |  |  |  |  | R-410A | 3.7083 | Residential & Commercial | USHP | Ducted CEE Tier 1
213607741 | Central HP <5.4 tons | ARCOAIRE | HRCU-A-CB (Split System: Heat Pump with Remote Outdoor Unit-Air-Source) | DLCURAH36ABK |  |  | FTMA4B48L0C* | 0 | 36400 | 17 | 9 | 37200 | 34600 | 93.01% | 2.08 | 0 | 10 |  |  |  |  | R-410A | 3.0333 | Residential & Commercial | USHP | Ducted CEE Tier 1
214570522 | Central HP <5.4 tons | ARCOAIRE | HRCU-A-CB (Split System: Heat Pump with Remote Outdoor Unit-Air-Source) | HVH825GKA3* |  |  | EA*4X42L21A*+WALLCON | *97CMN0602120B* | 23600 | 16.5 | 8.1 | 21400 | 16700 | 78.04% | 1.96 | 0 | 10.5 |  |  |  |  | R-410A | 1.9667 | Residential & Commercial | USHP | Ducted CEE Tier 1
214570372 | Central HP <5.4 tons | ARCOAIRE | HRCU-A-CB (Split System: Heat Pump with Remote Outdoor Unit-Air-Source) | HVH825GKA3* |  |  | EA*4X36L21A*+WALLCON | *80CTL0702120B* | 23600 | 16.5 | 8.1 | 21400 | 16600 | 77.57% | 1.94 | 0 | 10.5 |  |  |  |  | R-410A | 1.9667 | Residential & Commercial | USHP | Ducted CEE Tier 1
214570422 | Central HP <5.4 tons | ARCOAIRE | HRCU-A-CB (Split System: Heat Pump with Remote Outdoor Unit-Air-Source) | HVH825GKA3* |  |  | EA*4X36L21A*+WALLCON | *96CTN0802120B* | 23600 | 16.5 | 8.1 | 21400 | 16600 | 77.57% | 1.94 | 0 | 11 |  |  |  |  | R-410A | 1.9667 | Residential & Commercial | USHP | Ducted CEE Tier 1
214570472 | Central HP <5.4 tons | ARCOAIRE | HRCU-A-CB (Split System: Heat Pump with Remote Outdoor Unit-Air-Source) | HVH825GKA3* |  |  | EA*4X37L21A*+WALLCON | *97CMN0802120B* | 24400 | 16.5 | 8.5 | 21200 | 16600 | 78.3% | 2.02 | 0 | 11 |  |  |  |  | R-410A | 2.0333 | Residential & Commercial | USHP | Ducted CEE Tier 1
213361082 | Central HP <5.4 tons | LENNOX | HRCU-A-CB (Split System: Heat Pump with Remote Outdoor Unit-Air-Source) | SL25XPV-048-230A** | ADP |  | LH40/61W9 | EL297UH110XV48C* | 44500 | 20 | 9.2 | 43500 | 37200 | 85.52% | 1.8 | 0 | 12 |  |  |  |  | R-410A | 3.7083 | Residential & Commercial | USHP | Ducted CEE Tier 1
213361089 | Central HP <5.4 tons | LENNOX | HRCU-A-CB (Split System: Heat Pump with Remote Outdoor Unit-Air-Source) | SL25XPV-048-230A** | ADP |  | L*42/60Z9 | EL297UH110XV60C* | 46000 | 20 | 9.3 | 42000 | 35800 | 85.24% | 1.88 | 0 | 12.5 |  |  |  |  | R-410A | 3.8333 | Residential & Commercial | USHP | Ducted CEE Tier 1
215742317 | Central HP <5.4 tons | AMERICAN STANDARD | HRCU-A-CB (Split System: Heat Pump with Remote Outdoor Unit-Air-Source) | 4A6V0X60A1 | ADP |  | H,TG49960 | S8V2C100M5PDA | 54000 | 19 | 8.2 | 50000 | 39500 | 79% | 1.78 | 0 | 11.7 |  |  |  |  | R-410A | 4.5 | Residential & Commercial | USHP | Ducted CEE Tier 1
214572572 | Central HP <5.4 tons | ARCOAIRE | HRCU-A-CB (Split System: Heat Pump with Remote Outdoor Unit-Air-Source) | HVH837GKA** |  |  | EA*4X37L21A*+WALLCON | *97CMN0802120B* | 32800 | 17.5 | 8.5 | 32800 | 25200 | 76.83% | 2 | 0 | 11.5 |  |  |  |  | R-410A | 2.7333 | Residential & Commercial | USHP | Ducted CEE Tier 1
214572622 | Central HP <5.4 tons | ARCOAIRE | HRCU-A-CB (Split System: Heat Pump with Remote Outdoor Unit-Air-Source) | HVH837GKA** |  |  | EA*4X42L21A*+WALLCON | *97CMN0602120B* | 31600 | 17 | 8.1 | 33200 | 24800 | 74.7% | 1.88 | 0 | 10.5 |  |  |  |  | R-410A | 2.6333 | Residential & Commercial | USHP | Ducted CEE Tier 1