215940329 | Central HP <5.4 tons | COMFORTMAKER | HRCU-A-CB (Split System: Heat Pump with Remote Outdoor Unit-Air-Source) | C5H3V36*K*AAA* |  |  | EVM5X49M21A*+WALLCON | *96CTN0802120B* | 35600 | 21.5 | 8.5 | 38000 | 28600 | 75.26% | 2.04 | 0 | 12 |  |  |  | No | R-454B | 2.9667 | Residential & Commercial | Ducted CEE Tier 1
213782035 | Central HP <5.4 tons | CARRIER | HRCU-A-CB (Split System: Heat Pump with Remote Outdoor Unit-Air-Source) | 25VNA837A*031* |  |  | CSPH*4212AL*+UI | 59TN6C120C24**22 | 32600 | 16.5 | 8.1 | 33000 | 24600 | 74.55% | 1.94 | 0 | 11 |  |  |  | No | R-410A | 2.7167 | Residential & Commercial | Ducted CEE Tier 1
213782185 | Central HP <5.4 tons | CARRIER | HRCU-A-CB (Split System: Heat Pump with Remote Outdoor Unit-Air-Source) | 25VNA837A*031* |  |  | CSPH*4812AL*+UI | 59TN6C100C21**22 | 32600 | 16.5 | 8.1 | 33000 | 24800 | 75.15% | 1.96 | 0 | 11 |  |  |  | No | R-410A | 2.7167 | Residential & Commercial | Ducted CEE Tier 1
206771546 | Central HP <5.4 tons | DAY & NIGHT | HRCU-A-CB (Split System: Heat Pump with Remote Outdoor Unit-Air-Source) | CVH837GKA2* |  |  | EA*4X42L24A*+WALLCON | *96CTN1202422A* | 31800 | 17.5 | 8.1 | 33000 | 24400 | 73.94% | 1.9 | 11 | 11.5 |  |  |  | No | R-410A | 2.65 | Residential & Commercial | Ducted CEE Tier 1
207436489 | Central HP <5.4 tons | LENNOX | HRCU-A-CB (Split System: Heat Pump with Remote Outdoor Unit-Air-Source) | SL25XPV-036-230A** |  |  | CX35-48C+TDR | SL297UH080NV60C* | 34000 | 20.8 | 8.8 | 35600 | 27400 | 76.97% | 1.82 | 14 | 13.4 |  |  |  | No | R-410A | 2.8333 | Residential & Commercial | Ducted CEE Tier 1
215939799 | Central HP <5.4 tons | COMFORTMAKER | HRCU-A-CB (Split System: Heat Pump with Remote Outdoor Unit-Air-Source) | C5H3V36*K*AAA* |  |  | EA*5X60M24A*+WALLCON | *97CTN0802120A* | 34000 | 20 | 9.5 | 34200 | 26000 | 76.02% | 2.06 | 0 | 11.7 |  |  |  | No | R-454B | 2.8333 | Residential & Commercial | Ducted CEE Tier 1
215939849 | Central HP <5.4 tons | COMFORTMAKER | HRCU-A-CB (Split System: Heat Pump with Remote Outdoor Unit-Air-Source) | C5H3V36*K*AAA* |  |  | EA*5X61M21A*+WALLCON | *80CSU0601716B* | 34400 | 20.5 | 9.5 | 34400 | 26000 | 75.58% | 2.06 | 0 | 12 |  |  |  | No | R-454B | 2.8667 | Residential & Commercial | Ducted CEE Tier 1
215940449 | Central HP <5.4 tons | COMFORTMAKER | HRCU-A-CB (Split System: Heat Pump with Remote Outdoor Unit-Air-Source) | C5H3V36*K*AAA* |  |  | EVM5X60M21A*+WALLCON | *97CTN0802120A* | 35600 | 21.5 | 8.5 | 38000 | 28600 | 75.26% | 2.04 | 0 | 12 |  |  |  | No | R-454B | 2.9667 | Residential & Commercial | Ducted CEE Tier 1
215940599 | Central HP <5.4 tons | COMFORTMAKER | HRCU-A-CB (Split System: Heat Pump with Remote Outdoor Unit-Air-Source) | C5H3V36*K*AAA* |  |  | EVD5X38M17A*+WALLCON | *97CTN0601716A* | 35200 | 20.5 | 8.5 | 39000 | 29400 | 75.38% | 2 | 0 | 11.5 |  |  |  | No | R-454B | 2.9333 | Residential & Commercial | Ducted CEE Tier 1
215940649 | Central HP <5.4 tons | COMFORTMAKER | HRCU-A-CB (Split System: Heat Pump with Remote Outdoor Unit-Air-Source) | C5H3V36*K*AAA* |  |  | EVD5X42M21A*+WALLCON | *97CTN0601716A* | 34000 | 20 | 8.5 | 39500 | 28800 | 72.91% | 2.02 | 0 | 11 |  |  |  | No | R-454B | 2.8333 | Residential & Commercial | Ducted CEE Tier 1
212975017 | Central HP <5.4 tons | BRYANT HEATING AND COOLING SYSTEMS | HRCU-A-CB (Split System: Heat Pump with Remote Outdoor Unit-Air-Source) | 38MURAQ24AB3* |  |  | CNPV*2417AL* | 926TC30040V14*** | 23200 | 15.5 | 8.5 | 27000 | 25000 | 92.59% | 2.06 | 0 | 10 |  |  |  | No | R-410A | 1.9333 | Residential & Commercial | Ducted CEE Tier 1
212971413 | Central HP <5.4 tons | BRYANT HEATING AND COOLING SYSTEMS | HRCU-A-CB (Split System: Heat Pump with Remote Outdoor Unit-Air-Source) | 38MURAQ24AB3* |  |  | CNPV*3014AL* | 82*TB36045V14*** | 23600 | 17 | 8.5 | 26400 | 24200 | 91.67% | 2.02 | 0 | 10.5 |  |  |  | No | R-410A | 1.9667 | Residential & Commercial | Ducted CEE Tier 1
212972933 | Central HP <5.4 tons | BRYANT HEATING AND COOLING SYSTEMS | HRCU-A-CB (Split System: Heat Pump with Remote Outdoor Unit-Air-Source) | 38MURAQ24AB3* |  |  | CAP**3017AL* | 926SB30040V14*** | 23400 | 16 | 8.5 | 26400 | 24800 | 93.94% | 2.04 | 0 | 10 |  |  |  | No | R-410A | 1.95 | Residential & Commercial | Ducted CEE Tier 1
207436290 | Central HP <5.4 tons | LENNOX | HRCU-A-CB (Split System: Heat Pump with Remote Outdoor Unit-Air-Source) | SL25XPV-036-230A** |  |  | C35-50/60C+TDR+TXV | EL296UH110XV48C* | 33600 | 22 | 8.7 | 34400 | 26800 | 77.91% | 1.82 | 14 | 13.3 |  |  |  | No | R-410A | 2.8 | Residential & Commercial | Ducted CEE Tier 1
207436291 | Central HP <5.4 tons | LENNOX | HRCU-A-CB (Split System: Heat Pump with Remote Outdoor Unit-Air-Source) | SL25XPV-036-230A** |  |  | C35-50/60C+TDR+TXV | EL296UH110XV60C* | 33800 | 21.4 | 8.6 | 34400 | 26600 | 77.33% | 1.82 | 14 | 13.5 |  |  |  | No | R-410A | 2.8167 | Residential & Commercial | Ducted CEE Tier 1
207436542 | Central HP <5.4 tons | LENNOX | HRCU-A-CB (Split System: Heat Pump with Remote Outdoor Unit-Air-Source) | SL25XPV-048-230A** |  |  | CH35-51C+TDR+TXV | EL296UH090XV48C* | 44500 | 20.6 | 9.2 | 45500 | 37600 | 82.64% | 1.8 | 12 | 12 |  |  |  | No | R-410A | 3.7083 | Residential & Commercial | Ducted CEE Tier 1
207436575 | Central HP <5.4 tons | LENNOX | HRCU-A-CB (Split System: Heat Pump with Remote Outdoor Unit-Air-Source) | SL25XPV-048-230A** |  |  | CHX35-60D-**-*+TDR | EL296UH135XV60D* | 45500 | 21 | 9.1 | 43500 | 35800 | 82.3% | 1.86 | 12.5 | 12.4 |  |  |  | No | R-410A | 3.7917 | Residential & Commercial | Ducted CEE Tier 1
215940669 | Central HP <5.4 tons | COMFORTMAKER | HRCU-A-CB (Split System: Heat Pump with Remote Outdoor Unit-Air-Source) | C5H3V36*K*AAA* |  |  | EVD5X42M21A*+WALLCON | *97CTN0802120A* | 34400 | 20.5 | 8.5 | 38500 | 28200 | 73.25% | 2.04 | 0 | 11.7 |  |  |  | No | R-454B | 2.8667 | Residential & Commercial | Ducted CEE Tier 1
215940769 | Central HP <5.4 tons | COMFORTMAKER | HRCU-A-CB (Split System: Heat Pump with Remote Outdoor Unit-Air-Source) | C5H3V36*K*AAA* |  |  | EVD5X49M24A*+WALLCON | *96CTN0802120B* | 35400 | 21.5 | 8.5 | 38000 | 28600 | 75.26% | 2.04 | 0 | 12 |  |  |  | No | R-454B | 2.95 | Residential & Commercial | Ducted CEE Tier 1
215940869 | Central HP <5.4 tons | COMFORTMAKER | HRCU-A-CB (Split System: Heat Pump with Remote Outdoor Unit-Air-Source) | C5H3V36*K*AAA* |  |  | EVD5X60M21A*+WALLCON | *97CTN1002122A* | 35600 | 22 | 8.5 | 38000 | 28600 | 75.26% | 2.02 | 0 | 12.5 |  |  |  | No | R-454B | 2.9667 | Residential & Commercial | Ducted CEE Tier 1
215940099 | Central HP <5.4 tons | COMFORTMAKER | HRCU-A-CB (Split System: Heat Pump with Remote Outdoor Unit-Air-Source) | C5H3V36*K*AAA* |  |  | ESH5X48M12A*+WALLCON | *96CTN0802120B* | 33800 | 19.5 | 9 | 34800 | 26600 | 76.44% | 1.94 | 0 | 11.5 |  |  |  | No | R-454B | 2.8167 | Residential & Commercial | Ducted CEE Tier 1
215940199 | Central HP <5.4 tons | COMFORTMAKER | HRCU-A-CB (Split System: Heat Pump with Remote Outdoor Unit-Air-Source) | C5H3V36*K*AAA* |  |  | ESH5X60M12A*+WALLCON | *80CSU0601716B* | 34200 | 19.5 | 9 | 34200 | 26000 | 76.02% | 1.94 | 0 | 11.7 |  |  |  | No | R-454B | 2.85 | Residential & Commercial | Ducted CEE Tier 1
207436355 | Central HP <5.4 tons | LENNOX | HRCU-A-CB (Split System: Heat Pump with Remote Outdoor Unit-Air-Source) | SL25XPV-036-230A** |  |  | CH35-48B+TDR+TXV | EL296UH045XV36B* | 33600 | 21.6 | 8.8 | 34800 | 26200 | 75.29% | 1.82 | 13.5 | 13 |  |  |  | No | R-410A | 2.8 | Residential & Commercial | Ducted CEE Tier 1
207436359 | Central HP <5.4 tons | LENNOX | HRCU-A-CB (Split System: Heat Pump with Remote Outdoor Unit-Air-Source) | SL25XPV-036-230A** |  |  | CH35-48B+TDR+TXV | SL280UH090V48B* | 34000 | 22 | 8.8 | 34400 | 25800 | 75% | 1.84 | 14 | 13.5 |  |  |  | No | R-410A | 2.8333 | Residential & Commercial | Ducted CEE Tier 1
210597852 | Central HP <5.4 tons | HEIL | HRCU-A-CB (Split System: Heat Pump with Remote Outdoor Unit-Air-Source) | HVH825GKA2* |  |  | EA*4X42L21A*+WALLCON | *80CTL0901716A* | 23800 | 17.5 | 8.1 | 21400 | 16500 | 77.1% | 1.98 | 0 | 11 |  |  |  | No | R-410A | 1.9833 | Residential & Commercial | Ducted CEE Tier 1
210598000 | Central HP <5.4 tons | HEIL | HRCU-A-CB (Split System: Heat Pump with Remote Outdoor Unit-Air-Source) | HVH825GKA2* |  |  | EA*4X48L21A*+WALLCON | *80CSU0601716A* | 24000 | 17 | 8.1 | 21000 | 16600 | 79.05% | 2.02 | 0 | 11 |  |  |  | No | R-410A | 2 | Residential & Commercial | Ducted CEE Tier 1
210598236 | Central HP <5.4 tons | HEIL | HRCU-A-CB (Split System: Heat Pump with Remote Outdoor Unit-Air-Source) | HVH825GKA2* |  |  | EHD4X48AAL+WALLCON | *80CSU0401712A* | 24200 | 16.5 | 8.1 | 21200 | 16600 | 78.3% | 2.02 | 0 | 11 |  |  |  | No | R-410A | 2.0167 | Residential & Commercial | Ducted CEE Tier 1
210598268 | Central HP <5.4 tons | HEIL | HRCU-A-CB (Split System: Heat Pump with Remote Outdoor Unit-Air-Source) | HVH825GKA2* |  |  | EHD4X48AAL+WALLCON | *95CSU0601716A* | 24200 | 16 | 8.1 | 21400 | 16700 | 78.04% | 2 | 0 | 10.5 |  |  |  | No | R-410A | 2.0167 | Residential & Commercial | Ducted CEE Tier 1
212978211 | Central HP <5.4 tons | BRYANT HEATING AND COOLING SYSTEMS | HRCU-A-CB (Split System: Heat Pump with Remote Outdoor Unit-Air-Source) | 38MURAQ24AB3* |  |  | CNPV*3617AL* | 8(0,1)*SB36070M14*** | 23600 | 17 | 8.1 | 26000 | 24000 | 92.31% | 2 | 0 | 10.5 |  |  |  | No | R-410A | 1.9667 | Residential & Commercial | Ducted CEE Tier 1
210472997 | Central HP <5.4 tons | HEIL | HRCU-A-CB (Split System: Heat Pump with Remote Outdoor Unit-Air-Source) | HVH825GKA3* |  |  | EA*4X42L24A*+WALLCON | *95CSU1002122A* | 23800 | 17 | 8.1 | 21400 | 16600 | 77.57% | 1.96 | 0 | 11 |  |  |  | No | R-410A | 1.9833 | Residential & Commercial | Ducted CEE Tier 1
210473030 | Central HP <5.4 tons | HEIL | HRCU-A-CB (Split System: Heat Pump with Remote Outdoor Unit-Air-Source) | HVH825GKA3* |  |  | EA*4X42L24A*+WALLCON | *96CTN1202422A* | 23800 | 17 | 8.1 | 21400 | 16600 | 77.57% | 1.96 | 0 | 11 |  |  |  | No | R-410A | 1.9833 | Residential & Commercial | Ducted CEE Tier 1
210473063 | Central HP <5.4 tons | HEIL | HRCU-A-CB (Split System: Heat Pump with Remote Outdoor Unit-Air-Source) | HVH825GKA3* |  |  | EA*4X42L24A*+WALLCON | *96CTN1002122A* | 23800 | 16.5 | 8.1 | 21400 | 16600 | 77.57% | 1.96 | 0 | 11 |  |  |  | No | R-410A | 1.9833 | Residential & Commercial | Ducted CEE Tier 1
212973203 | Central HP <5.4 tons | BRYANT HEATING AND COOLING SYSTEMS | HRCU-A-CB (Split System: Heat Pump with Remote Outdoor Unit-Air-Source) | 38MURAQ24AB3* |  |  | CAP**3017AL* | 926SB36040V17*** | 23200 | 16 | 8.5 | 26400 | 25200 | 95.45% | 2.08 | 0 | 10 |  |  |  | No | R-410A | 1.9333 | Residential & Commercial | Ducted CEE Tier 1
212973603 | Central HP <5.4 tons | BRYANT HEATING AND COOLING SYSTEMS | HRCU-A-CB (Split System: Heat Pump with Remote Outdoor Unit-Air-Source) | 38MURAQ24AB3* |  |  | CNPV*2417AL* | 926SB36060V14*** | 23200 | 16.5 | 8.5 | 26800 | 25400 | 94.78% | 2.12 | 0 | 10 |  |  |  | No | R-410A | 1.9333 | Residential & Commercial | Ducted CEE Tier 1
210595961 | Central HP <5.4 tons | CARRIER | HRCU-A-CB (Split System: Heat Pump with Remote Outdoor Unit-Air-Source) | 25VNA825A*031* |  |  | CAP**4321AL*+UI | 58CU*A060C17**16 | 24400 | 17 | 8.5 | 21200 | 16600 | 78.3% | 2.02 | 0 | 11 |  |  |  | No | R-410A | 2.0333 | Residential & Commercial | Ducted CEE Tier 1
210595970 | Central HP <5.4 tons | CARRIER | HRCU-A-CB (Split System: Heat Pump with Remote Outdoor Unit-Air-Source) | 25VNA825A*031* |  |  | CAP**4321AL*+UI | 59MN7B060C21**20 | 24400 | 16.5 | 8.1 | 21200 | 16700 | 78.77% | 2.02 | 0 | 11 |  |  |  | No | R-410A | 2.0333 | Residential & Commercial | Ducted CEE Tier 1
210595979 | Central HP <5.4 tons | CARRIER | HRCU-A-CB (Split System: Heat Pump with Remote Outdoor Unit-Air-Source) | 25VNA825A*031* |  |  | CAP**4821AL*+UI | 58TN*A045C17**12 | 24000 | 16.5 | 8.1 | 21000 | 16700 | 79.52% | 2 | 0 | 11 |  |  |  | No | R-410A | 2 | Residential & Commercial | Ducted CEE Tier 1
216020998 | Central HP <5.4 tons | GE Appliances | HRCU-A-C (Split System: Heat Pump with Remote Outdoor Unit with No Indoor Fan --Air Source) | NS18H24HA5*** |  |  | NCUC24BT5****+TDR |  | 23600 | 15.8 | 8.5 | 24000 | 20000 | 83.33% | 1.75 | 0 | 11.7 |  |  |  | No | R-454B | 1.9667 | Residential & Commercial | Ducted CEE Tier 1
216021000 | Central HP <5.4 tons | GE Appliances | HRCU-A-C (Split System: Heat Pump with Remote Outdoor Unit with No Indoor Fan --Air Source) | NS18H60HA5*** |  |  | NCUC48CT5****+TDR |  | 47500 | 15.2 | 8.5 | 48000 | 39000 | 81.25% | 1.75 | 0 | 10 |  |  |  | No | R-454B | 3.9583 | Residential & Commercial | Ducted CEE Tier 1
214066872 | Central HP <5.4 tons | FRIEDRICH | HRCU-A-CB (Split System: Heat Pump with Remote Outdoor Unit-Air-Source) | RD17AZ36AJ3N |  |  | TCFZ3621MTANM | FR802V1004A17UH | 34200 | 18 | 8.1 | 34200 | 29400 | 85.96% | 1.9 | 0 | 10 |  |  |  | No | R-410A | 2.85 | Residential & Commercial | Ducted CEE Tier 1
204298681 | Central HP <5.4 tons | DAY & NIGHT | HRCU-A-CB (Split System: Heat Pump with Remote Outdoor Unit-Air-Source) | CVH837GKA** |  |  | EA*4X36L21A*+WALLCON | *80CTL0902120A* | 31600 | 17 | 8.1 | 33200 | 24200 | 72.89% | 1.86 | 11 | 11 |  |  |  | No | R-410A | 2.6333 | Residential & Commercial | Ducted CEE Tier 1
214397084 | Central HP <5.4 tons | JOHNSON CONTROLS | HRCU-A-CB (Split System: Heat Pump with Remote Outdoor Unit-Air-Source) | HH860E2S11 |  |  | CTM60C5CGS1 | TM8E100C16MP11 | 44500 | 18 | 9 | 45500 | 34200 | 75.16% | 2 | 0 | 11 |  |  |  | No | R-454B | 3.7083 | Residential & Commercial | Ducted CEE Tier 1
206765671 | Central HP <5.4 tons | TEMPSTAR | HRCU-A-CB (Split System: Heat Pump with Remote Outdoor Unit-Air-Source) | TVH825GKA3* |  |  | EA*4X36L17A*+WALLCON | *96CTN0601714A* | 23400 | 16 | 8.1 | 21600 | 16800 | 77.78% | 1.92 | 11 | 10.5 |  |  |  | No | R-410A | 1.95 | Residential & Commercial | Ducted CEE Tier 1
206765788 | Central HP <5.4 tons | TEMPSTAR | HRCU-A-CB (Split System: Heat Pump with Remote Outdoor Unit-Air-Source) | TVH825GKA3* |  |  | EA*4X36L21A*+WALLCON | *97CMN0801714A* | 23600 | 16.5 | 8.1 | 21600 | 16700 | 77.31% | 1.92 | 11.5 | 11 |  |  |  | No | R-410A | 1.9667 | Residential & Commercial | Ducted CEE Tier 1
206765887 | Central HP <5.4 tons | TEMPSTAR | HRCU-A-CB (Split System: Heat Pump with Remote Outdoor Unit-Air-Source) | TVH825GKA3* |  |  | EA*4X37L17A*+WALLCON | *96CTN0801714A* | 24200 | 16.5 | 8.1 | 21400 | 16700 | 78.04% | 1.98 | 11.5 | 11 |  |  |  | No | R-410A | 2.0167 | Residential & Commercial | Ducted CEE Tier 1
214397428 | Central HP <5.4 tons | JOHNSON CONTROLS | HRCU-A-CB (Split System: Heat Pump with Remote Outdoor Unit-Air-Source) | HH860E2S11 |  |  | CTF60C5CGS1 | TMLE100C16MP11 | 44500 | 18 | 9 | 45500 | 34200 | 75.16% | 2 | 0 | 11 |  |  |  | No | R-454B | 3.7083 | Residential & Commercial | Ducted CEE Tier 1
206773104 | Central HP <5.4 tons | DAY & NIGHT | HRCU-A-CB (Split System: Heat Pump with Remote Outdoor Unit-Air-Source) | CVH837GKA2* |  |  | EA*4X43L21A*+WALLCON | *80CSU0401712A* | 33000 | 17.5 | 8.5 | 33000 | 25000 | 75.76% | 1.98 | 12 | 11 |  |  |  | No | R-410A | 2.75 | Residential & Commercial | Ducted CEE Tier 1
213433308 | Central HP <5.4 tons | STEALTH | HRCU-A-CB (Split System: Heat Pump with Remote Outdoor Unit-Air-Source) | ACIQ-36-HPB |  |  | ACIQ-36W-WM |  | 36000 | 17.6 | 9.2 | 38000 | 33400 | 87.89% | 1.81 | 0 | 10.2 |  |  |  | No | R-410A | 3 | Residential & Commercial | Ducted CEE Tier 1
206772582 | Central HP <5.4 tons | DAY & NIGHT | HRCU-A-CB (Split System: Heat Pump with Remote Outdoor Unit-Air-Source) | CVH837GKA2* |  |  | EHD4X36AAL+WALLCON | *96CTN1202422A* | 32200 | 16.5 | 8.1 | 33200 | 24600 | 74.1% | 1.94 | 11 | 11 |  |  |  | No | R-410A | 2.6833 | Residential & Commercial | Ducted CEE Tier 1
214606561 | Central HP <5.4 tons | JOHNSON CONTROLS | HRCU-A-C (Split System: Heat Pump with Remote Outdoor Unit with No Indoor Fan --Air Source) | HH860E2S11 |  |  | CTF60D5CHS1 |  | 54000 | 15.2 | 8.1 | 55000 | 40000 | 72.73% | 2 | 0 | 11 |  |  |  | No | R-454B | 4.5 | Residential & Commercial | Ducted CEE Tier 1
214606563 | Central HP <5.4 tons | JOHNSON CONTROLS | HRCU-A-C (Split System: Heat Pump with Remote Outdoor Unit with No Indoor Fan --Air Source) | HH860E2S11 |  |  | CTM60D5CHS1 |  | 53500 | 15.2 | 8.1 | 55000 | 40000 | 72.73% | 2 | 0 | 11 |  |  |  | No | R-454B | 4.4583 | Residential & Commercial | Ducted CEE Tier 1
214809192 | Central HP <5.4 tons | COLEMAN | HRCU-A-CB (Split System: Heat Pump with Remote Outdoor Unit-Air-Source) | HH860E2S11 |  |  | CTU60C5XGS1+TXV | CPLC080C16MP13 | 43500 | 18 | 9 | 44000 | 33400 | 75.91% | 2 | 0 | 11.7 |  |  |  | No | R-454B | 3.625 | Residential & Commercial | Ducted CEE Tier 1
214809210 | Central HP <5.4 tons | JOHNSON CONTROLS | HRCU-A-CB (Split System: Heat Pump with Remote Outdoor Unit-Air-Source) | HH860E2S11 |  |  | CTU60C5XGS1+TXV | TL8E080C16UH11 | 44000 | 18 | 9 | 44500 | 33600 | 75.51% | 2 | 0 | 11.7 |  |  |  | No | R-454B | 3.6667 | Residential & Commercial | Ducted CEE Tier 1
214397423 | Central HP <5.4 tons | JOHNSON CONTROLS | HRCU-A-CB (Split System: Heat Pump with Remote Outdoor Unit-Air-Source) | HH860E2S11 |  |  | CTF60C5CGS1 | TM8E100C16MP11 | 44500 | 18 | 9 | 45500 | 34200 | 75.16% | 2 | 0 | 11 |  |  |  | No | R-454B | 3.7083 | Residential & Commercial | Ducted CEE Tier 1
214397453 | Central HP <5.4 tons | JOHNSON CONTROLS | HRCU-A-CB (Split System: Heat Pump with Remote Outdoor Unit-Air-Source) | HH860E2S11 |  |  | CTF60C5CGS1 | TMLE080C16MP11 | 44500 | 18 | 9 | 45500 | 34200 | 75.16% | 2 | 0 | 11 |  |  |  | No | R-454B | 3.7083 | Residential & Commercial | Ducted CEE Tier 1
216374529 | Central HP <5.4 tons | YORK | HRCU-A-CB (Split System: Heat Pump with Remote Outdoor Unit-Air-Source) | HH860E2S11 |  |  | CTM60D5CGS1 | Y92E120D20SMPS1 | 44500 | 17 | 9 | 45000 | 32600 | 72.44% | 2 | 0 | 11.7 |  |  |  | No | R-454B | 3.7083 | Residential & Commercial | Ducted CEE Tier 1
216374540 | Central HP <5.4 tons | YORK | HRCU-A-CB (Split System: Heat Pump with Remote Outdoor Unit-Air-Source) | HH860E2S11 |  |  | CTM60D5CJS1 | Y92E120D20SMPS1 | 53000 | 19 | 9 | 55500 | 40000 | 72.07% | 2 | 0 | 10 |  |  |  | No | R-454B | 4.4167 | Residential & Commercial | Ducted CEE Tier 1
215667649 | Central HP <5.4 tons | AIRQUEST | HRCU-A-CB (Split System: Heat Pump with Remote Outdoor Unit-Air-Source) | H5H0V24*K*AAA* |  |  | EA*5X36M17A*+WALLCON | *80CTL0901716B* | 23200 | 17 | 9 | 23600 | 16600 | 70.34% | 1.98 | 0 | 10.5 |  |  |  | No | R-454B | 1.9333 | Residential & Commercial | Ducted CEE Tier 1
206135761 | Central HP <5.4 tons | TEMPSTAR | HRCU-A-CB (Split System: Heat Pump with Remote Outdoor Unit-Air-Source) | TVH837GKA** |  |  | EA*4X43L21A*+WALLCON | *80CSU1002120A* | 32800 | 17 | 8.5 | 33000 | 25200 | 76.36% | 1.98 | 12 | 11 |  |  |  | No | R-410A | 2.7333 | Residential & Commercial | Ducted CEE Tier 1
206136293 | Central HP <5.4 tons | TEMPSTAR | HRCU-A-CB (Split System: Heat Pump with Remote Outdoor Unit-Air-Source) | TVH837GKA** |  |  | EN(A,D,W)4X48L21**+WALLCON | *95CSU1002122A* | 32400 | 17.5 | 8.1 | 32800 | 24600 | 75% | 1.98 | 12 | 11.7 |  |  |  | No | R-410A | 2.7 | Residential & Commercial | Ducted CEE Tier 1
204299004 | Central HP <5.4 tons | TEMPSTAR | HRCU-A-CB (Split System: Heat Pump with Remote Outdoor Unit-Air-Source) | TVH837GKA** |  |  | EA*4X42L21A*+WALLCON | *97CMN1002122A* | 31800 | 17 | 8.1 | 33000 | 24400 | 73.94% | 1.9 | 11.5 | 11.5 |  |  |  | No | R-410A | 2.65 | Residential & Commercial | Ducted CEE Tier 1
204300158 | Central HP <5.4 tons | TEMPSTAR | HRCU-A-CB (Split System: Heat Pump with Remote Outdoor Unit-Air-Source) | TVH837GKA** |  |  | EHD4X36AAL+WALLCON | *97CMN1002122A* | 32200 | 16.5 | 8.1 | 33200 | 24800 | 74.7% | 1.94 | 11.5 | 11 |  |  |  | No | R-410A | 2.6833 | Residential & Commercial | Ducted CEE Tier 1
204300208 | Central HP <5.4 tons | TEMPSTAR | HRCU-A-CB (Split System: Heat Pump with Remote Outdoor Unit-Air-Source) | TVH837GKA** |  |  | EHD4X36AAL+WALLCON | *80CTL0901716A* | 32400 | 17 | 8.1 | 33200 | 24600 | 74.1% | 1.94 | 12 | 11 |  |  |  | No | R-410A | 2.7 | Residential & Commercial | Ducted CEE Tier 1
211206843 | Central HP <5.4 tons | LUXAIRE | HRCU-A-CB (Split System: Heat Pump with Remote Outdoor Unit-Air-Source) | HL20B2421 |  |  | XAMB24DE1N1+CC | LP9C060B12MP13 | 22600 | 17 | 8.5 | 23800 | 18500 | 77.73% | 1.92 | 0 | 12 |  |  |  | No | R-410A | 1.8833 | Residential & Commercial | Ducted CEE Tier 1
213087290 | Central HP <5.4 tons | FRIEDRICH | HRCU-A-CB (Split System: Heat Pump with Remote Outdoor Unit-Air-Source) | FRP18AZ48AJVC |  |  | FRHMVZ6021SEACA |  | 45000 | 19 | 8.5 | 40000 | 42000 | 105% | 1.8 | 0 | 12 |  |  |  | No | R-410A | 3.75 | Residential & Commercial | Ducted CEE Tier 1
213500940 | Central HP <5.4 tons | STEALTH | HRCU-A-CB (Split System: Heat Pump with Remote Outdoor Unit-Air-Source) | ACIQ-36-HPC |  |  | ACIQ-36-AHB* |  | 35000 | 16.3 | 9.5 | 39000 | 38000 | 97.44% | 1.8 | 0 | 11.7 |  |  |  | No | R-410A | 2.9167 | Residential & Commercial | Ducted CEE Tier 1
207436439 | Central HP <5.4 tons | LENNOX | HRCU-A-CB (Split System: Heat Pump with Remote Outdoor Unit-Air-Source) | SL25XPV-036-230A** |  |  | CR33-48C*+TDR+TXV | EL296DF110XV60C* | 33400 | 20.2 | 8.7 | 36000 | 29800 | 82.78% | 1.76 | 13.5 | 13 |  |  |  | No | R-410A | 2.7833 | Residential & Commercial | Ducted CEE Tier 1
207436440 | Central HP <5.4 tons | LENNOX | HRCU-A-CB (Split System: Heat Pump with Remote Outdoor Unit-Air-Source) | SL25XPV-036-230A** |  |  | CR33-48C*+TDR+TXV | SL280DF080NV60C* | 33400 | 20 | 8.6 | 36000 | 29200 | 81.11% | 1.76 | 13.5 | 13 |  |  |  | No | R-410A | 2.7833 | Residential & Commercial | Ducted CEE Tier 1
205750703 | Central HP <5.4 tons | HEIL | HRCU-A-CB (Split System: Heat Pump with Remote Outdoor Unit-Air-Source) | HVH825GKA2* |  |  | EA*4X37L21A*+WALLCON | *97CMN1002122A* | 24400 | 16.5 | 8.5 | 21200 | 16600 | 78.3% | 2.04 | 11 | 11 |  |  |  | No | R-410A | 2.0333 | Residential & Commercial | Ducted CEE Tier 1
213779786 | Central HP <5.4 tons | BRYANT HEATING AND COOLING SYSTEMS | HRCU-A-CB (Split System: Heat Pump with Remote Outdoor Unit-Air-Source) | 288BNV037*0**A* |  |  | CAP**6124AL*+UI | 987MC66120C24*** | 33200 | 17.5 | 8.5 | 32000 | 24800 | 77.5% | 1.98 | 0 | 11.7 |  |  |  | No | R-410A | 2.7667 | Residential & Commercial | Ducted CEE Tier 1
213780306 | Central HP <5.4 tons | BRYANT HEATING AND COOLING SYSTEMS | HRCU-A-CB (Split System: Heat Pump with Remote Outdoor Unit-Air-Source) | 288BNV037*0**A* |  |  | CSPH*6012AL*+UI | 88*TB36070C14*** | 32800 | 16.5 | 8.1 | 32400 | 25600 | 79.01% | 2 | 0 | 11 |  |  |  | No | R-410A | 2.7333 | Residential & Commercial | Ducted CEE Tier 1
212974323 | Central HP <5.4 tons | BRYANT HEATING AND COOLING SYSTEMS | HRCU-A-CB (Split System: Heat Pump with Remote Outdoor Unit-Air-Source) | 38MURAQ24AB3* |  |  | CAP**3721AL* | 926SB60100V21*** | 24800 | 17.5 | 8.5 | 25600 | 21200 | 82.81% | 1.8 | 0 | 10.5 |  |  |  | No | R-410A | 2.0667 | Residential & Commercial | Ducted CEE Tier 1
210473096 | Central HP <5.4 tons | HEIL | HRCU-A-CB (Split System: Heat Pump with Remote Outdoor Unit-Air-Source) | HVH825GKA3* |  |  | EA*4X43L21A*+WALLCON | *95CSU0802120A* | 24400 | 17 | 8.5 | 21200 | 16600 | 78.3% | 2.04 | 0 | 11 |  |  |  | No | R-410A | 2.0333 | Residential & Commercial | Ducted CEE Tier 1
210473228 | Central HP <5.4 tons | HEIL | HRCU-A-CB (Split System: Heat Pump with Remote Outdoor Unit-Air-Source) | HVH825GKA3* |  |  | EA*4X43L21A*+WALLCON | *96CTN1002122A* | 24400 | 16.5 | 8.5 | 21200 | 16600 | 78.3% | 2.04 | 0 | 11 |  |  |  | No | R-410A | 2.0333 | Residential & Commercial | Ducted CEE Tier 1
211262275 | Central HP <5.4 tons | DAY & NIGHT | HRCU-A-CB (Split System: Heat Pump with Remote Outdoor Unit-Air-Source) | DLCURAH18ABK |  |  | EN(A,D)4X18L14** | *96VSN0601412A* | 17600 | 15.5 | 8.5 | 18700 | 19300 | 103.2% | 2.32 | 0 | 10.5 |  |  |  | No | R-410A | 1.4667 | Residential & Commercial | Ducted CEE Tier 1
211263143 | Central HP <5.4 tons | DAY & NIGHT | HRCU-A-CB (Split System: Heat Pump with Remote Outdoor Unit-Air-Source) | DLCURAH18ABK |  |  | EN(A,D)4X24L17** | *95ESN0401410A* | 17800 | 15.5 | 8.5 | 18700 | 18800 | 100.5% | 2.26 | 0 | 10.5 |  |  |  | No | R-410A | 1.4833 | Residential & Commercial | Ducted CEE Tier 1
213067429 | Central HP <5.4 tons | ACIQ | HRCU-A-CB (Split System: Heat Pump with Remote Outdoor Unit-Air-Source) | HVH825GKA3* |  |  | EHD4X48AAL+WALLCON | *96CTN1002122A* | 24200 | 16 | 8.1 | 21200 | 16700 | 78.77% | 2.04 | 0 | 11 |  |  |  | No | R-410A | 2.0167 | Residential & Commercial | Ducted CEE Tier 1
213067696 | Central HP <5.4 tons | ACIQ | HRCU-A-CB (Split System: Heat Pump with Remote Outdoor Unit-Air-Source) | HVH837GKA** |  |  | EA*4X61L21A*+WALLCON | *95CSU0802120A* | 33200 | 18 | 8.5 | 32000 | 24800 | 77.5% | 2 | 0 | 11.5 |  |  |  | No | R-410A | 2.7667 | Residential & Commercial | Ducted CEE Tier 1
215938389 | Central HP <5.4 tons | COMFORTMAKER | HRCU-A-CB (Split System: Heat Pump with Remote Outdoor Unit-Air-Source) | C5H3V48*K*AAA* |  |  | EVD5X60M24A*+WALLCON | *96CTN1002122B* | 45500 | 20.5 | 8.1 | 52500 | 38000 | 72.38% | 1.9 | 0 | 11.5 |  |  |  | No | R-454B | 3.7917 | Residential & Commercial | Ducted CEE Tier 1
216508716 | Central HP <5.4 tons | YORK | HRCU-A-CB (Split System: Heat Pump with Remote Outdoor Unit-Air-Source) | HH836E2S11 |  |  | CTF30A5ADS1 | Y81E040A12SMPS1 | 33000 | 18 | 8.5 | 30400 | 24800 | 81.58% | 2 | 0 | 11.7 |  |  |  | No | R-454B | 2.75 | Residential & Commercial | Ducted CEE Tier 1
214396467 | Central HP <5.4 tons | JOHNSON CONTROLS | HRCU-A-CB (Split System: Heat Pump with Remote Outdoor Unit-Air-Source) | HH836E2S11 |  |  | CTF36C5CDS1 | TM8Y100C20MP11 | 33600 | 18 | 8.5 | 31000 | 25200 | 81.29% | 2 | 0 | 11.7 |  |  |  | No | R-454B | 2.8 | Residential & Commercial | Ducted CEE Tier 1
214396517 | Central HP <5.4 tons | JOHNSON CONTROLS | HRCU-A-CB (Split System: Heat Pump with Remote Outdoor Unit-Air-Source) | HH836E2S11 |  |  | CTM48C5CFS1 | TM8Y100C20MP11 | 34600 | 19 | 9 | 32600 | 25800 | 79.14% | 2 | 0 | 11 |  |  |  | No | R-454B | 2.8833 | Residential & Commercial | Ducted CEE Tier 1
214396930 | Central HP <5.4 tons | JOHNSON CONTROLS | HRCU-A-CB (Split System: Heat Pump with Remote Outdoor Unit-Air-Source) | HH836E2S11 |  |  | CTM48C5CFS1 | TMLE080C16MP11 | 33400 | 19 | 9 | 31400 | 25400 | 80.89% | 2 | 0 | 11 |  |  |  | No | R-454B | 2.7833 | Residential & Commercial | Ducted CEE Tier 1
214396819 | Central HP <5.4 tons | JOHNSON CONTROLS | HRCU-A-CB (Split System: Heat Pump with Remote Outdoor Unit-Air-Source) | HH836E2S11 |  |  | CTF36C5CDS1 | TL8E080C16UH11 | 34200 | 18 | 8.5 | 32200 | 26400 | 81.99% | 2 | 0 | 11 |  |  |  | No | R-454B | 2.85 | Residential & Commercial | Ducted CEE Tier 1
214396910 | Central HP <5.4 tons | JOHNSON CONTROLS | HRCU-A-CB (Split System: Heat Pump with Remote Outdoor Unit-Air-Source) | HH836E2S11 |  |  | CTF36B5CDS1 | TM9Y060B12MP11 | 33200 | 18 | 8.5 | 31200 | 25600 | 82.05% | 2 | 0 | 11 |  |  |  | No | R-454B | 2.7667 | Residential & Commercial | Ducted CEE Tier 1
206772816 | Central HP <5.4 tons | DAY & NIGHT | HRCU-A-CB (Split System: Heat Pump with Remote Outdoor Unit-Air-Source) | CVH837GKA2* |  |  | EHD4X42AAL+WALLCON | *96CTN1002122A* | 32600 | 16.5 | 8.1 | 33000 | 24800 | 75.15% | 1.96 | 12 | 11 |  |  |  | No | R-410A | 2.7167 | Residential & Commercial | Ducted CEE Tier 1
206773604 | Central HP <5.4 tons | DAY & NIGHT | HRCU-A-CB (Split System: Heat Pump with Remote Outdoor Unit-Air-Source) | CVH837GKA2* |  |  | EN(A,D,W)4X48L21**+WALLCON | *95CSU0802120A* | 32400 | 17.5 | 8.1 | 32800 | 24800 | 75.61% | 1.96 | 12 | 11.7 |  |  |  | No | R-410A | 2.7 | Residential & Commercial | Ducted CEE Tier 1
206773647 | Central HP <5.4 tons | DAY & NIGHT | HRCU-A-CB (Split System: Heat Pump with Remote Outdoor Unit-Air-Source) | CVH837GKA2* |  |  | EHD4X36AAL+WALLCON | *95CSU1002122A* | 32200 | 16.5 | 8.1 | 33200 | 24600 | 74.1% | 1.94 | 11.5 | 11 |  |  |  | No | R-410A | 2.6833 | Residential & Commercial | Ducted CEE Tier 1
216031601 | Central HP <5.4 tons | LENNOX | HRCU-A-C (Split System: Heat Pump with Remote Outdoor Unit with No Indoor Fan --Air Source) | EL18KSLV-024-230** |  |  | CK40[C,U]T-24B-**+TDR |  | 23600 | 15.8 | 8.5 | 24000 | 20000 | 83.33% | 1.75 | 0 | 11.7 |  |  |  | No | R-454B | 1.9667 | Residential & Commercial | Ducted CEE Tier 1
210596004 | Central HP <5.4 tons | CARRIER | HRCU-A-CB (Split System: Heat Pump with Remote Outdoor Unit-Air-Source) | 25VNA825A*031* |  |  | CNPV*4217AL*+UI | 58TN*A070C14**12 | 24000 | 17 | 8.1 | 21400 | 16600 | 77.57% | 2 | 0 | 11 |  |  |  | No | R-410A | 2 | Residential & Commercial | Ducted CEE Tier 1
214606519 | Central HP <5.4 tons | YORK | HRCU-A-C (Split System: Heat Pump with Remote Outdoor Unit with No Indoor Fan --Air Source) | HH860E2S11 |  |  | CTM60D5CJS1 |  | 52000 | 15.2 | 8.5 | 55000 | 40000 | 72.73% | 2 | 0 | 10 |  |  |  | No | R-454B | 4.3333 | Residential & Commercial | Ducted CEE Tier 1
214606578 | Central HP <5.4 tons | YORK | HRCU-A-C (Split System: Heat Pump with Remote Outdoor Unit with No Indoor Fan --Air Source) | HH860E2S11 |  |  | CTF60D5CJS1 |  | 52000 | 15.2 | 8.5 | 55000 | 40000 | 72.73% | 2 | 0 | 10 |  |  |  | No | R-454B | 4.3333 | Residential & Commercial | Ducted CEE Tier 1
214720189 | Central HP <5.4 tons | COLEMAN | HRCU-A-CB (Split System: Heat Pump with Remote Outdoor Unit-Air-Source) | HH860E2S11 |  |  | CTU60C5XGS1+TXV | TMLE080C16MP11 | 44500 | 18 | 9 | 45500 | 34200 | 75.16% | 2 | 0 | 11 |  |  |  | No | R-454B | 3.7083 | Residential & Commercial | Ducted CEE Tier 1
213433311 | Central HP <5.4 tons | STEALTH | HRCU-A-CB (Split System: Heat Pump with Remote Outdoor Unit-Air-Source) | ACIQ-30-HPB |  |  | ACIQ-30W-P |  | 28000 | 18.2 | 8.8 | 30000 | 26000 | 86.67% | 1.8 | 0 | 11.7 |  |  |  | No | R-410A | 2.3333 | Residential & Commercial | Ducted CEE Tier 1
214396744 | Central HP <5.4 tons | JOHNSON CONTROLS | HRCU-A-CB (Split System: Heat Pump with Remote Outdoor Unit-Air-Source) | HH860E2S11 |  |  | CTF60D5CHS1+JME18D2SN1 |  | 54000 | 19 | 9 | 53500 | 38500 | 71.96% | 2 | 0 | 12 |  |  |  | No | R-454B | 4.5 | Residential & Commercial | Ducted CEE Tier 1
214809215 | Central HP <5.4 tons | JOHNSON CONTROLS | HRCU-A-CB (Split System: Heat Pump with Remote Outdoor Unit-Air-Source) | HH860E2S11 |  |  | CTU60C5XGS1+TXV | Z8ES100C20SMPS1 | 44500 | 18 | 9 | 44500 | 33400 | 75.06% | 2 | 0 | 12 |  |  |  | No | R-454B | 3.7083 | Residential & Commercial | Ducted CEE Tier 1
214396303 | Central HP <5.4 tons | JOHNSON CONTROLS | HRCU-A-CB (Split System: Heat Pump with Remote Outdoor Unit-Air-Source) | HH860E2S11 |  |  | CTF60C5CHS1 | TM9V100C20MP12 | 53000 | 19 | 8.5 | 53500 | 38500 | 71.96% | 2 | 0 | 11 |  |  |  | No | R-454B | 4.4167 | Residential & Commercial | Ducted CEE Tier 1
204299831 | Central HP <5.4 tons | DAY & NIGHT | HRCU-A-CB (Split System: Heat Pump with Remote Outdoor Unit-Air-Source) | CVH837GKA** |  |  | EN(A,D,W)4X48L21**+WALLCON | *96CTN1002122A* | 32400 | 17.5 | 8.1 | 33000 | 24800 | 75.15% | 1.96 | 11.5 | 11.7 |  |  |  | No | R-410A | 2.7 | Residential & Commercial | Ducted CEE Tier 1
204299881 | Central HP <5.4 tons | DAY & NIGHT | HRCU-A-CB (Split System: Heat Pump with Remote Outdoor Unit-Air-Source) | CVH837GKA** |  |  | EN(A,D)4X48L24**+WALLCON | *80CTL0902120A* | 32400 | 17.5 | 8.1 | 33000 | 24800 | 75.15% | 1.96 | 12 | 11.7 |  |  |  | No | R-410A | 2.7 | Residential & Commercial | Ducted CEE Tier 1
211245626 | Central HP <5.4 tons | HEIL | HRCU-A-CB (Split System: Heat Pump with Remote Outdoor Unit-Air-Source) | DLCURAH24ABK |  |  | EN(A,D)4X36L21** | *80ES(N,L)0901714A* | 24600 | 16.5 | 8.5 | 26400 | 22400 | 84.85% | 1.86 | 0 | 10.5 |  |  |  | No | R-410A | 2.05 | Residential & Commercial | Ducted CEE Tier 1
211245833 | Central HP <5.4 tons | HEIL | HRCU-A-CB (Split System: Heat Pump with Remote Outdoor Unit-Air-Source) | DLCURAH24ABK |  |  | FXM4X24**AL |  | 24000 | 17 | 8.5 | 26200 | 23400 | 89.31% | 1.94 | 0 | 10 |  |  |  | No | R-410A | 2 | Residential & Commercial | Ducted CEE Tier 1
204298631 | Central HP <5.4 tons | DAY & NIGHT | HRCU-A-CB (Split System: Heat Pump with Remote Outdoor Unit-Air-Source) | CVH837GKA** |  |  | EA*4X36L17A*+WALLCON | *80CTL0701412A* | 31400 | 17.5 | 8.1 | 33400 | 24400 | 73.05% | 1.84 | 11.5 | 11 |  |  |  | No | R-410A | 2.6167 | Residential & Commercial | Ducted CEE Tier 1
204298661 | Central HP <5.4 tons | DAY & NIGHT | HRCU-A-CB (Split System: Heat Pump with Remote Outdoor Unit-Air-Source) | CVH837GKA** |  |  | EA*4X36L21A*+WALLCON | *80CTL0701716A* | 31400 | 17 | 8.1 | 33400 | 24400 | 73.05% | 1.84 | 11.5 | 11 |  |  |  | No | R-410A | 2.6167 | Residential & Commercial | Ducted CEE Tier 1
213067716 | Central HP <5.4 tons | ACIQ | HRCU-A-CB (Split System: Heat Pump with Remote Outdoor Unit-Air-Source) | HVH837GKA** |  |  | EHD4X60AAL+WALLCON | *96CTN1002122A* | 33000 | 17 | 8.1 | 32200 | 24800 | 77.02% | 2.02 | 0 | 11.5 |  |  |  | No | R-410A | 2.75 | Residential & Commercial | Ducted CEE Tier 1
210599222 | Central HP <5.4 tons | HEIL | HRCU-A-CB (Split System: Heat Pump with Remote Outdoor Unit-Air-Source) | HVH837GKA** |  |  | EA*4X61L21A*+WALLCON | *80CSU0601716A* | 33200 | 17.5 | 8.1 | 32200 | 25000 | 77.64% | 1.98 | 0 | 11.5 |  |  |  | No | R-410A | 2.7667 | Residential & Commercial | Ducted CEE Tier 1
210599270 | Central HP <5.4 tons | HEIL | HRCU-A-CB (Split System: Heat Pump with Remote Outdoor Unit-Air-Source) | HVH837GKA** |  |  | EA*4X61L24A*+WALLCON | *80CSU1002120A* | 33200 | 17.5 | 8.1 | 32000 | 24800 | 77.5% | 1.98 | 0 | 11.5 |  |  |  | No | R-410A | 2.7667 | Residential & Commercial | Ducted CEE Tier 1
210599431 | Central HP <5.4 tons | HEIL | HRCU-A-CB (Split System: Heat Pump with Remote Outdoor Unit-Air-Source) | HVH837GKA** |  |  | EHD4X60AAL+WALLCON | *96CTN0801714A* | 32800 | 16.5 | 8.1 | 32600 | 25200 | 77.3% | 1.98 | 0 | 11 |  |  |  | No | R-410A | 2.7333 | Residential & Commercial | Ducted CEE Tier 1
213062454 | Central HP <5.4 tons | ACIQ | HRCU-A-CB (Split System: Heat Pump with Remote Outdoor Unit-Air-Source) | HVH837GKA** |  |  | EA*4X36L17A*+WALLCON | *80CTL0901716A* | 31600 | 17.5 | 8.1 | 33200 | 24200 | 72.89% | 1.86 | 11 | 11 |  |  |  | No | R-410A | 2.6333 | Residential & Commercial | Ducted CEE Tier 1
215940349 | Central HP <5.4 tons | COMFORTMAKER | HRCU-A-CB (Split System: Heat Pump with Remote Outdoor Unit-Air-Source) | C5H3V36*K*AAA* |  |  | EVM5X49M21A*+WALLCON | *80CSU0601716B* | 35600 | 22 | 8.5 | 38000 | 28600 | 75.26% | 2.02 | 0 | 12.5 |  |  |  | No | R-454B | 2.9667 | Residential & Commercial | Ducted CEE Tier 1
215940619 | Central HP <5.4 tons | COMFORTMAKER | HRCU-A-CB (Split System: Heat Pump with Remote Outdoor Unit-Air-Source) | C5H3V36*K*AAA* |  |  | EVD5X42M21A*+WALLCON | *96CTN0802120B* | 34400 | 20.5 | 8.5 | 38500 | 28200 | 73.25% | 2.04 | 0 | 11.7 |  |  |  | No | R-454B | 2.8667 | Residential & Commercial | Ducted CEE Tier 1
215940699 | Central HP <5.4 tons | COMFORTMAKER | HRCU-A-CB (Split System: Heat Pump with Remote Outdoor Unit-Air-Source) | C5H3V36*K*AAA* |  |  | EVD5X42M24A*+WALLCON | *97CTN0802120A* | 35400 | 21.5 | 8.5 | 38000 | 28600 | 75.26% | 2.04 | 0 | 12 |  |  |  | No | R-454B | 2.95 | Residential & Commercial | Ducted CEE Tier 1
215940849 | Central HP <5.4 tons | COMFORTMAKER | HRCU-A-CB (Split System: Heat Pump with Remote Outdoor Unit-Air-Source) | C5H3V36*K*AAA* |  |  | EVD5X60M21A*+WALLCON | *97CTN0801716A* | 35400 | 21 | 8.5 | 38500 | 29000 | 75.32% | 2 | 0 | 12 |  |  |  | No | R-454B | 2.95 | Residential & Commercial | Ducted CEE Tier 1
215940579 | Central HP <5.4 tons | COMFORTMAKER | HRCU-A-CB (Split System: Heat Pump with Remote Outdoor Unit-Air-Source) | C5H3V36*K*AAA* |  |  | EVD5X38M17A*+WALLCON | *80CSU0401712B* | 35600 | 22 | 8.5 | 38000 | 28600 | 75.26% | 2.04 | 0 | 12.5 |  |  |  | No | R-454B | 2.9667 | Residential & Commercial | Ducted CEE Tier 1
215940679 | Central HP <5.4 tons | COMFORTMAKER | HRCU-A-CB (Split System: Heat Pump with Remote Outdoor Unit-Air-Source) | C5H3V36*K*AAA* |  |  | EVD5X42M21A*+WALLCON | *97CTN1002122A* | 34400 | 21 | 8.5 | 38500 | 28000 | 72.73% | 2.06 | 0 | 12 |  |  |  | No | R-454B | 2.8667 | Residential & Commercial | Ducted CEE Tier 1
215941619 | Central HP <5.4 tons | COMFORTMAKER | HRCU-A-CB (Split System: Heat Pump with Remote Outdoor Unit-Air-Source) | C5H3V48*K*AAA* |  |  | EVD5X48M24A*+WALLCON | *97CTN1202422A* | 45000 | 20.5 | 8.1 | 52000 | 38000 | 73.08% | 1.9 | 0 | 11 |  |  |  | No | R-454B | 3.75 | Residential & Commercial | Ducted CEE Tier 1
215941169 | Central HP <5.4 tons | COMFORTMAKER | HRCU-A-CB (Split System: Heat Pump with Remote Outdoor Unit-Air-Source) | C5H3V48*K*AAA* |  |  | ESH5X48M12A*+WALLCON | *97CTN0801716A* | 43500 | 19 | 9 | 49000 | 37400 | 76.33% | 1.8 | 0 | 10.5 |  |  |  | No | R-454B | 3.625 | Residential & Commercial | Ducted CEE Tier 1
215941269 | Central HP <5.4 tons | COMFORTMAKER | HRCU-A-CB (Split System: Heat Pump with Remote Outdoor Unit-Air-Source) | C5H3V48*K*AAA* |  |  | EVM5X48M21A*+WALLCON | *96CTN0802120B* | 44500 | 19.5 | 8.1 | 52000 | 38500 | 74.04% | 1.9 | 0 | 10.5 |  |  |  | No | R-454B | 3.7083 | Residential & Commercial | Ducted CEE Tier 1
210598475 | Central HP <5.4 tons | HEIL | HRCU-A-CB (Split System: Heat Pump with Remote Outdoor Unit-Air-Source) | HVH825GKA2* |  |  | EN(A,D,W)4X48L21**+WALLCON | *80CSU1002120A* | 24000 | 16.5 | 8.1 | 21400 | 16600 | 77.57% | 2 | 0 | 11 |  |  |  | No | R-410A | 2 | Residential & Commercial | Ducted CEE Tier 1
210598495 | Central HP <5.4 tons | HEIL | HRCU-A-CB (Split System: Heat Pump with Remote Outdoor Unit-Air-Source) | HVH825GKA2* |  |  | EN(A,D,W)4X48L21**+WALLCON | *95CSU0802120A* | 24200 | 17 | 8.1 | 21200 | 16600 | 78.3% | 2.02 | 0 | 11.5 |  |  |  | No | R-410A | 2.0167 | Residential & Commercial | Ducted CEE Tier 1
210598543 | Central HP <5.4 tons | HEIL | HRCU-A-CB (Split System: Heat Pump with Remote Outdoor Unit-Air-Source) | HVH825GKA2* |  |  | END4X42L17**+WALLCON | *80CTL0701412A* | 24000 | 17 | 8.1 | 21400 | 16600 | 77.57% | 2 | 0 | 11 |  |  |  | No | R-410A | 2 | Residential & Commercial | Ducted CEE Tier 1
210597884 | Central HP <5.4 tons | HEIL | HRCU-A-CB (Split System: Heat Pump with Remote Outdoor Unit-Air-Source) | HVH825GKA2* |  |  | EA*4X42L21A*+WALLCON | *97CMN0602120A* | 23600 | 16 | 8.1 | 21400 | 16700 | 78.04% | 1.94 | 0 | 11 |  |  |  | No | R-410A | 1.9667 | Residential & Commercial | Ducted CEE Tier 1
210598511 | Central HP <5.4 tons | HEIL | HRCU-A-CB (Split System: Heat Pump with Remote Outdoor Unit-Air-Source) | HVH825GKA2* |  |  | EN(A,D,W)4X48L21**+WALLCON | *96CTN1002122A* | 24200 | 17 | 8.1 | 21400 | 16600 | 77.57% | 2.02 | 0 | 11.5 |  |  |  | No | R-410A | 2.0167 | Residential & Commercial | Ducted CEE Tier 1
210597952 | Central HP <5.4 tons | HEIL | HRCU-A-CB (Split System: Heat Pump with Remote Outdoor Unit-Air-Source) | HVH825GKA2* |  |  | EA*4X43L21A*+WALLCON | *80CTL0901716A* | 24600 | 17.5 | 8.5 | 21000 | 16500 | 78.57% | 2.04 | 0 | 11.7 |  |  |  | No | R-410A | 2.05 | Residential & Commercial | Ducted CEE Tier 1
214651260 | Central HP <5.4 tons | JOHNSON CONTROLS | HRCU-A-CB (Split System: Heat Pump with Remote Outdoor Unit-Air-Source) | HH824E2S11 |  |  | CTU36B5XDS1+TXV | TM9V060B12MP12 | 23000 | 18 | 9.5 | 23000 | 18800 | 81.74% | 2 | 0 | 12 |  |  |  | No | R-454B | 1.9167 | Residential & Commercial | Ducted CEE Tier 1
214651274 | Central HP <5.4 tons | JOHNSON CONTROLS | HRCU-A-CB (Split System: Heat Pump with Remote Outdoor Unit-Air-Source) | HH824E2S11 |  |  | CTU36B5XDS1+TXV | TP9C060B12MP13 | 23000 | 18 | 9.5 | 23000 | 18800 | 81.74% | 2 | 0 | 12 |  |  |  | No | R-454B | 1.9167 | Residential & Commercial | Ducted CEE Tier 1
206765614 | Central HP <5.4 tons | DAY & NIGHT | HRCU-A-CB (Split System: Heat Pump with Remote Outdoor Unit-Air-Source) | CVH825GKA3* |  |  | EA*4X30L17A*+WALLCON | *97CMN0601714A* | 23200 | 16 | 8.1 | 21600 | 16900 | 78.24% | 1.9 | 11 | 10.5 |  |  |  | No | R-410A | 1.9333 | Residential & Commercial | Ducted CEE Tier 1
206765632 | Central HP <5.4 tons | DAY & NIGHT | HRCU-A-CB (Split System: Heat Pump with Remote Outdoor Unit-Air-Source) | CVH825GKA3* |  |  | EA*4X30L17A*+WALLCON | *80CTL0701412A* | 23600 | 17 | 8.1 | 21600 | 16600 | 76.85% | 1.92 | 11.5 | 11 |  |  |  | No | R-410A | 1.9667 | Residential & Commercial | Ducted CEE Tier 1
206767511 | Central HP <5.4 tons | DAY & NIGHT | HRCU-A-CB (Split System: Heat Pump with Remote Outdoor Unit-Air-Source) | CVH825GKA3* |  |  | EA*4X36L21A*+WALLCON | *95CSU0802120A* | 23600 | 16.5 | 8.1 | 21400 | 16600 | 77.57% | 1.94 | 11 | 11 |  |  |  | No | R-410A | 1.9667 | Residential & Commercial | Ducted CEE Tier 1
206767520 | Central HP <5.4 tons | DAY & NIGHT | HRCU-A-CB (Split System: Heat Pump with Remote Outdoor Unit-Air-Source) | CVH825GKA3* |  |  | EA*4X36L21A*+WALLCON | *95CSU1002122A* | 23600 | 16.5 | 8.1 | 21400 | 16600 | 77.57% | 1.94 | 11.5 | 10.5 |  |  |  | No | R-410A | 1.9667 | Residential & Commercial | Ducted CEE Tier 1
206765605 | Central HP <5.4 tons | DAY & NIGHT | HRCU-A-CB (Split System: Heat Pump with Remote Outdoor Unit-Air-Source) | CVH825GKA3* |  |  | EA*4X30L17A*+WALLCON | *96CTN0801714A* | 23400 | 16.5 | 8.1 | 21600 | 16800 | 77.78% | 1.9 | 11 | 10.5 |  |  |  | No | R-410A | 1.95 | Residential & Commercial | Ducted CEE Tier 1
206765884 | Central HP <5.4 tons | DAY & NIGHT | HRCU-A-CB (Split System: Heat Pump with Remote Outdoor Unit-Air-Source) | CVH825GKA3* |  |  | EA*4X37L17A*+WALLCON | *96CTN0801714A* | 24200 | 16.5 | 8.1 | 21400 | 16700 | 78.04% | 1.98 | 11.5 | 11 |  |  |  | No | R-410A | 2.0167 | Residential & Commercial | Ducted CEE Tier 1
206765409 | Central HP <5.4 tons | DAY & NIGHT | HRCU-A-CB (Split System: Heat Pump with Remote Outdoor Unit-Air-Source) | CVH825GKA3* |  |  | EA*4X24L14A*+WALLCON | *80CTL0701412A* | 23400 | 17 | 8.1 | 22000 | 16800 | 76.36% | 1.9 | 11 | 10.5 |  |  |  | No | R-410A | 1.95 | Residential & Commercial | Ducted CEE Tier 1
206766028 | Central HP <5.4 tons | DAY & NIGHT | HRCU-A-CB (Split System: Heat Pump with Remote Outdoor Unit-Air-Source) | CVH825GKA3* |  |  | EA*4X37L21A*+WALLCON | *96CTN1002122A* | 24400 | 16.5 | 8.5 | 21200 | 16600 | 78.3% | 2.04 | 11 | 11 |  |  |  | No | R-410A | 2.0333 | Residential & Commercial | Ducted CEE Tier 1
213433295 | Central HP <5.4 tons | STEALTH | HRCU-A-CB (Split System: Heat Pump with Remote Outdoor Unit-Air-Source) | ACIQ-24-EHPB |  |  | ACIQ-24-AHB |  | 24000 | 17 | 9.2 | 26000 | 19400 | 74.62% | 2.1 | 11.3 | 10.5 |  |  |  | No | R-410A | 2 | Residential & Commercial | Ducted CEE Tier 1
212971490 | Central HP <5.4 tons | BRYANT HEATING AND COOLING SYSTEMS | HRCU-A-CB (Split System: Heat Pump with Remote Outdoor Unit-Air-Source) | 38MURAQ18AB3* |  |  | CNPV*3017AL* | 82*TB48070V17*** | 17700 | 16 | 8.1 | 18200 | 18600 | 102.2% | 2.24 | 0 | 11 |  |  |  | No | R-410A | 1.475 | Residential & Commercial | Ducted CEE Tier 1
212971908 | Central HP <5.4 tons | BRYANT HEATING AND COOLING SYSTEMS | HRCU-A-CB (Split System: Heat Pump with Remote Outdoor Unit-Air-Source) | 38MURAQ18AB3* |  |  | CAP**1917AL* | 82*TB48090V17*** | 18000 | 16.5 | 8.5 | 18000 | 17800 | 98.89% | 2.14 | 0 | 11 |  |  |  | No | R-410A | 1.5 | Residential & Commercial | Ducted CEE Tier 1
212971924 | Central HP <5.4 tons | BRYANT HEATING AND COOLING SYSTEMS | HRCU-A-CB (Split System: Heat Pump with Remote Outdoor Unit-Air-Source) | 38MURAQ18AB3* |  |  | CNPV*2417AL* | 82*TB48090V17*** | 17500 | 16 | 8.5 | 18500 | 19200 | 103.8% | 2.3 | 0 | 10.5 |  |  |  | No | R-410A | 1.4583 | Residential & Commercial | Ducted CEE Tier 1
211261384 | Central HP <5.4 tons | BRYANT HEATING AND COOLING SYSTEMS | HRCU-A-CB (Split System: Heat Pump with Remote Outdoor Unit-Air-Source) | 38MURAQ18AB3* |  |  | CAP**3014AL* | 926TB36060V14*** | 18000 | 16 | 8.5 | 18500 | 18500 | 100% | 2.22 | 0 | 10.5 |  |  |  | No | R-410A | 1.5 | Residential & Commercial | Ducted CEE Tier 1
211261570 | Central HP <5.4 tons | BRYANT HEATING AND COOLING SYSTEMS | HRCU-A-CB (Split System: Heat Pump with Remote Outdoor Unit-Air-Source) | 38MURAQ18AB3* |  |  | CAP**3017AL* | 926SA30040V14*** | 17500 | 16 | 8.5 | 18100 | 18600 | 102.8% | 2.24 | 0 | 10.5 |  |  |  | No | R-410A | 1.4583 | Residential & Commercial | Ducted CEE Tier 1
212974666 | Central HP <5.4 tons | BRYANT HEATING AND COOLING SYSTEMS | HRCU-A-CB (Split System: Heat Pump with Remote Outdoor Unit-Air-Source) | 38MURAQ18AB3* |  |  | CAP**3014AL* | 926TC30040V14*** | 17300 | 16 | 8.1 | 17900 | 18700 | 104.5% | 2.24 | 0 | 10.5 |  |  |  | No | R-410A | 1.4417 | Residential & Commercial | Ducted CEE Tier 1
212975387 | Central HP <5.4 tons | BRYANT HEATING AND COOLING SYSTEMS | HRCU-A-CB (Split System: Heat Pump with Remote Outdoor Unit-Air-Source) | 38MURAQ18AB3* |  |  | CAP**2414AL* | 926TC36060V14*** | 17200 | 16 | 8.5 | 18100 | 19400 | 107.2% | 2.34 | 0 | 10.5 |  |  |  | No | R-410A | 1.4333 | Residential & Commercial | Ducted CEE Tier 1
211261825 | Central HP <5.4 tons | BRYANT HEATING AND COOLING SYSTEMS | HRCU-A-CB (Split System: Heat Pump with Remote Outdoor Unit-Air-Source) | 38MURAQ18AB3* |  |  | CAP**3017AL* | 82*TA48070V17*** | 17500 | 16.5 | 8.5 | 17900 | 18600 | 103.9% | 2.24 | 0 | 10.5 |  |  |  | No | R-410A | 1.4583 | Residential & Commercial | Ducted CEE Tier 1
211261945 | Central HP <5.4 tons | BRYANT HEATING AND COOLING SYSTEMS | HRCU-A-CB (Split System: Heat Pump with Remote Outdoor Unit-Air-Source) | 38MURAQ18AB3* |  |  | CAP**3017AL* | 915SB30026E14*** | 18200 | 15.5 | 8.5 | 18800 | 18400 | 97.87% | 2.22 | 0 | 10.5 |  |  |  | No | R-410A | 1.5167 | Residential & Commercial | Ducted CEE Tier 1
214397305 | Central HP <5.4 tons | JOHNSON CONTROLS | HRCU-A-CB (Split System: Heat Pump with Remote Outdoor Unit-Air-Source) | HH836E2S11 |  |  | CTF36C5CDS1 | TM9E080C20MP12 | 34600 | 17 | 8.5 | 32600 | 26800 | 82.21% | 2 | 0 | 11 |  |  |  | No | R-454B | 2.8833 | Residential & Commercial | Ducted CEE Tier 1
214396871 | Central HP <5.4 tons | JOHNSON CONTROLS | HRCU-A-CB (Split System: Heat Pump with Remote Outdoor Unit-Air-Source) | HH836E2S11 |  |  | CTM36C5CDS1 | TMLV100C16MP12 | 34000 | 18 | 8.5 | 32000 | 26200 | 81.88% | 2 | 0 | 11 |  |  |  | No | R-454B | 2.8333 | Residential & Commercial | Ducted CEE Tier 1
214396980 | Central HP <5.4 tons | JOHNSON CONTROLS | HRCU-A-CB (Split System: Heat Pump with Remote Outdoor Unit-Air-Source) | HH836E2S11 |  |  | CTF48C5CFS1 | TMLV100C16MP12 | 33400 | 18 | 9 | 31600 | 25400 | 80.38% | 2 | 0 | 11 |  |  |  | No | R-454B | 2.7833 | Residential & Commercial | Ducted CEE Tier 1
216374507 | Central HP <5.4 tons | YORK | HRCU-A-CB (Split System: Heat Pump with Remote Outdoor Unit-Air-Source) | HH836E2S11 |  |  | CTF36B5CDS1 | Y92E080B12SMPS1 | 33400 | 18 | 8.5 | 31400 | 24000 | 76.43% | 2 | 0 | 11 |  |  |  | No | R-454B | 2.7833 | Residential & Commercial | Ducted CEE Tier 1
216508718 | Central HP <5.4 tons | YORK | HRCU-A-CB (Split System: Heat Pump with Remote Outdoor Unit-Air-Source) | HH836E2S11 |  |  | CTF30A5ADS1 | TMLV060A12MP12 | 32800 | 17 | 8.5 | 30600 | 25200 | 82.35% | 2 | 0 | 11 |  |  |  | No | R-454B | 2.7333 | Residential & Commercial | Ducted CEE Tier 1
214606573 | Central HP <5.4 tons | YORK | HRCU-A-C (Split System: Heat Pump with Remote Outdoor Unit with No Indoor Fan --Air Source) | HH836E2S11 |  |  | CTF36B5CDS1 |  | 33600 | 15.2 | 8.5 | 32000 | 23200 | 72.5% | 2 | 0 | 10 |  |  |  | No | R-454B | 2.8 | Residential & Commercial | Ducted CEE Tier 1
213062472 | Central HP <5.4 tons | ACIQ | HRCU-A-CB (Split System: Heat Pump with Remote Outdoor Unit-Air-Source) | HVH837GKA** |  |  | EA*4X42L24A*+WALLCON | *97CMN1002122A* | 31800 | 17.5 | 8.1 | 33000 | 24400 | 73.94% | 1.9 | 12 | 11.5 |  |  |  | No | R-410A | 2.65 | Residential & Commercial | Ducted CEE Tier 1
210599463 | Central HP <5.4 tons | HEIL | HRCU-A-CB (Split System: Heat Pump with Remote Outdoor Unit-Air-Source) | HVH837GKA** |  |  | EHD4X60AAL+WALLCON | *97CMN1202422A* | 33000 | 17 | 8.1 | 32200 | 25000 | 77.64% | 2 | 0 | 11 |  |  |  | No | R-410A | 2.75 | Residential & Commercial | Ducted CEE Tier 1
211262572 | Central HP <5.4 tons | DAY & NIGHT | HRCU-A-CB (Split System: Heat Pump with Remote Outdoor Unit-Air-Source) | DLCURAH18ABK |  |  | EN(A,D)4X24L14** | *80VTL0451412A* | 17600 | 16 | 8.5 | 18500 | 18800 | 101.6% | 2.26 | 0 | 11 |  |  |  | No | R-410A | 1.4667 | Residential & Commercial | Ducted CEE Tier 1
211262663 | Central HP <5.4 tons | DAY & NIGHT | HRCU-A-CB (Split System: Heat Pump with Remote Outdoor Unit-Air-Source) | DLCURAH18ABK |  |  | EN(A,D)4X24L14** | *96VTN0601412A* | 17900 | 15.5 | 8.5 | 18800 | 18700 | 99.47% | 2.26 | 0 | 11 |  |  |  | No | R-410A | 1.4917 | Residential & Commercial | Ducted CEE Tier 1
211264930 | Central HP <5.4 tons | DAY & NIGHT | HRCU-A-CB (Split System: Heat Pump with Remote Outdoor Unit-Air-Source) | DLCURAH18ABK |  |  | FMA4X18**AL* |  | 17400 | 16 | 8.5 | 18500 | 20000 | 108.1% | 2.44 | 0 | 10.5 |  |  |  | No | R-410A | 1.45 | Residential & Commercial | Ducted CEE Tier 1
204300358 | Central HP <5.4 tons | TEMPSTAR | HRCU-A-CB (Split System: Heat Pump with Remote Outdoor Unit-Air-Source) | TVH837GKA** |  |  | EHD4X42AAL+WALLCON | *97CMN1202422A* | 32400 | 16.5 | 8.1 | 33200 | 25000 | 75.3% | 1.96 | 11.5 | 11 |  |  |  | No | R-410A | 2.7 | Residential & Commercial | Ducted CEE Tier 1
204300578 | Central HP <5.4 tons | TEMPSTAR | HRCU-A-CB (Split System: Heat Pump with Remote Outdoor Unit-Air-Source) | TVH837GKA** |  |  | EHD4X48AAL+WALLCON | *80CTL0701412A* | 32600 | 17 | 8.1 | 33200 | 25000 | 75.3% | 1.96 | 11.5 | 11 |  |  |  | No | R-410A | 2.7167 | Residential & Commercial | Ducted CEE Tier 1
206135931 | Central HP <5.4 tons | TEMPSTAR | HRCU-A-CB (Split System: Heat Pump with Remote Outdoor Unit-Air-Source) | TVH837GKA** |  |  | EN(A,D,W)4X48L21**+WALLCON | *80CSU1002120A* | 32400 | 17 | 8.1 | 33000 | 24800 | 75.15% | 1.94 | 12.2 | 11.5 |  |  |  | No | R-410A | 2.7 | Residential & Commercial | Ducted CEE Tier 1
206136113 | Central HP <5.4 tons | TEMPSTAR | HRCU-A-CB (Split System: Heat Pump with Remote Outdoor Unit-Air-Source) | TVH837GKA** |  |  | EA*4X42L21A*+WALLCON | *95CSU1002122A* | 31800 | 17.5 | 8.1 | 33000 | 24400 | 73.94% | 1.9 | 11.5 | 11 |  |  |  | No | R-410A | 2.65 | Residential & Commercial | Ducted CEE Tier 1
213492173 | Central HP <5.4 tons | STEALTH | HRCU-A-C (Split System: Heat Pump with Remote Outdoor Unit with No Indoor Fan --Air Source) | ACIQ-36-HPB |  |  | ACIQ-36-ACL-17 |  | 35000 | 15.5 | 8.6 | 38000 | 31600 | 83.16% | 1.85 | 0 | 10 |  |  |  | No | R-410A | 2.9167 | Residential & Commercial | Ducted CEE Tier 1
212394356 | Central HP <5.4 tons | STEALTH | HRCU-A-C (Split System: Heat Pump with Remote Outdoor Unit with No Indoor Fan --Air Source) | ACIQ-24-HPB |  |  | ACIQ-24-ACL |  | 24000 | 16.5 | 9.5 | 25000 | 20000 | 80% | 1.95 | 11 | 10.7 |  |  |  | No | R-410A | 2 | Residential & Commercial | Ducted CEE Tier 1
214397362 | Central HP <5.4 tons | JOHNSON CONTROLS | HRCU-A-CB (Split System: Heat Pump with Remote Outdoor Unit-Air-Source) | HH836E2S11 |  |  | CTM48C5CFS1 | TM9V080C16MP12 | 32800 | 19 | 9 | 31200 | 25200 | 80.77% | 2 | 0 | 11 |  |  |  | No | R-454B | 2.7333 | Residential & Commercial | Ducted CEE Tier 1
210596036 | Central HP <5.4 tons | CARRIER | HRCU-A-CB (Split System: Heat Pump with Remote Outdoor Unit-Air-Source) | 25VNA825A*031* |  |  | CNPV*4821AL*+UI | 59CU5A100C21**22 | 24200 | 17 | 8.1 | 21200 | 16600 | 78.3% | 2.02 | 0 | 11.5 |  |  |  | No | R-410A | 2.0167 | Residential & Commercial | Ducted CEE Tier 1
215869480 | Central HP <5.4 tons | GE Appliances | HRCU-A-CB (Split System: Heat Pump with Remote Outdoor Unit-Air-Source) | NS18H24HA5*** |  |  | NAM24V1TA5**** |  | 24000 | 18 | 10 | 24000 | 23000 | 95.83% | 1.8 | 0 | 11.7 |  |  |  | No | R-454B | 2 | Residential & Commercial | Ducted CEE Tier 1
210595944 | Central HP <5.4 tons | CARRIER | HRCU-A-CB (Split System: Heat Pump with Remote Outdoor Unit-Air-Source) | 25VNA825A*031* |  |  | CAP**4221AL*+UI | 59MN7B060C17**14 | 23600 | 16 | 8.1 | 21600 | 16800 | 77.78% | 1.94 | 0 | 10.5 |  |  |  | No | R-410A | 1.9667 | Residential & Commercial | Ducted CEE Tier 1
210596038 | Central HP <5.4 tons | CARRIER | HRCU-A-CB (Split System: Heat Pump with Remote Outdoor Unit-Air-Source) | 25VNA825A*031* |  |  | CNPV*4821AL*+UI | 59MN7B060C21**20 | 24000 | 16.5 | 8.1 | 21400 | 16700 | 78.04% | 2 | 0 | 11 |  |  |  | No | R-410A | 2 | Residential & Commercial | Ducted CEE Tier 1
214810235 | Central HP <5.4 tons | JOHNSON CONTROLS | HRCU-A-CB (Split System: Heat Pump with Remote Outdoor Unit-Air-Source) | HH824E2S11 |  |  | CTM36B5ADS1 | TM9V080B12MP12 | 23000 | 18 | 9.5 | 23000 | 18500 | 80.43% | 2 | 0 | 12 |  |  |  | No | R-454B | 1.9167 | Residential & Commercial | Ducted CEE Tier 1
213067525 | Central HP <5.4 tons | ACIQ | HRCU-A-CB (Split System: Heat Pump with Remote Outdoor Unit-Air-Source) | HVH825GKA2* |  |  | EA*4X43L21A*+WALLCON | *96CTN0801714A* | 24400 | 16.5 | 8.1 | 21200 | 16700 | 78.77% | 2.02 | 0 | 11 |  |  |  | No | R-410A | 2.0333 | Residential & Commercial | Ducted CEE Tier 1
213067577 | Central HP <5.4 tons | ACIQ | HRCU-A-CB (Split System: Heat Pump with Remote Outdoor Unit-Air-Source) | HVH825GKA2* |  |  | EHD4X48AAL+WALLCON | *80CSU0601716A* | 24200 | 16.5 | 8.1 | 21200 | 16600 | 78.3% | 2.02 | 0 | 11 |  |  |  | No | R-410A | 2.0167 | Residential & Commercial | Ducted CEE Tier 1
214810237 | Central HP <5.4 tons | JOHNSON CONTROLS | HRCU-A-CB (Split System: Heat Pump with Remote Outdoor Unit-Air-Source) | HH824E2S11 |  |  | CTM36B5ADS1 | TM8E100B12MP11 | 23000 | 18 | 9.5 | 23000 | 18800 | 81.74% | 2 | 0 | 12 |  |  |  | No | R-454B | 1.9167 | Residential & Commercial | Ducted CEE Tier 1
214396662 | Central HP <5.4 tons | JOHNSON CONTROLS | HRCU-A-CB (Split System: Heat Pump with Remote Outdoor Unit-Air-Source) | HH824E2S11 |  |  | JHC36B5AD2SS1 |  | 23000 | 19 | 9.5 | 23000 | 18700 | 81.3% | 2 | 0 | 12 |  |  |  | No | R-454B | 1.9167 | Residential & Commercial | Ducted CEE Tier 1
214609067 | Central HP <5.4 tons | JOHNSON CONTROLS | HRCU-A-CB (Split System: Heat Pump with Remote Outdoor Unit-Air-Source) | HH824E2S11 |  |  | CTM30B5ACS1 | Z9ES060B12SMPS1 | 23000 | 17 | 9.5 | 23000 | 19200 | 83.48% | 2 | 0 | 11.7 |  |  |  | No | R-454B | 1.9167 | Residential & Commercial | Ducted CEE Tier 1
214609160 | Central HP <5.4 tons | JOHNSON CONTROLS | HRCU-A-CB (Split System: Heat Pump with Remote Outdoor Unit-Air-Source) | HH824E2S11 |  |  | CTF30A5ADS1 | Z9ES060A10SMPS1 | 23000 | 19 | 9 | 23000 | 18500 | 80.43% | 2 | 0 | 12 |  |  |  | No | R-454B | 1.9167 | Residential & Commercial | Ducted CEE Tier 1
215942385 | Central HP <5.4 tons | COMFORTMAKER | HRCU-A-CB (Split System: Heat Pump with Remote Outdoor Unit-Air-Source) | C5H3V36*K*AAA* |  |  | EVM5X49M21A*+WALLCON | *97CMN0601714B* | 35200 | 21 | 8.5 | 37400 | 28000 | 74.87% | 2.06 | 0 | 11.7 |  |  |  | No | R-454B | 2.9333 | Residential & Commercial | Ducted CEE Tier 1
206133745 | Central HP <5.4 tons | TEMPSTAR | HRCU-A-CB (Split System: Heat Pump with Remote Outdoor Unit-Air-Source) | TVH825GKA2* |  |  | EA*4X25L17A*+WALLCON | *95CSU0601716A* | 24200 | 16.5 | 8.1 | 21400 | 16700 | 78.04% | 2 | 11 | 10.5 |  |  |  | No | R-410A | 2.0167 | Residential & Commercial | Ducted CEE Tier 1
215939890 | Central HP <5.4 tons | DAY & NIGHT | HRCU-A-CB (Split System: Heat Pump with Remote Outdoor Unit-Air-Source) | C5H3V36*K*AAA* |  |  | EA*5X61M21A*+WALLCON | *97CTN1002122A* | 34400 | 20.5 | 9.5 | 34200 | 26000 | 76.02% | 2.06 | 0 | 12 |  |  |  | No | R-454B | 2.8667 | Residential & Commercial | Ducted CEE Tier 1
204456570 | Central HP <5.4 tons | TEMPSTAR | HRCU-A-CB (Split System: Heat Pump with Remote Outdoor Unit-Air-Source) | TVH825GKA2* |  |  | EA*4X30L17A*+WALLCON | *97CMN0801714A* | 23400 | 16 | 8.1 | 21600 | 16800 | 77.78% | 1.9 | 11 | 10.5 |  |  |  | No | R-410A | 1.95 | Residential & Commercial | Ducted CEE Tier 1
206133373 | Central HP <5.4 tons | TEMPSTAR | HRCU-A-CB (Split System: Heat Pump with Remote Outdoor Unit-Air-Source) | TVH825GKA2* |  |  | EA*4X36L17A*+WALLCON | *80CSU0601716A* | 23600 | 16.5 | 8.1 | 21400 | 16700 | 78.04% | 1.94 | 11 | 10.5 |  |  |  | No | R-410A | 1.9667 | Residential & Commercial | Ducted CEE Tier 1
206133423 | Central HP <5.4 tons | TEMPSTAR | HRCU-A-CB (Split System: Heat Pump with Remote Outdoor Unit-Air-Source) | TVH825GKA2* |  |  | EA*4X37L17A*+WALLCON | *80CSU0401712A* | 24200 | 17 | 8.1 | 21400 | 16700 | 78.04% | 2 | 11.5 | 11 |  |  |  | No | R-410A | 2.0167 | Residential & Commercial | Ducted CEE Tier 1
206133825 | Central HP <5.4 tons | TEMPSTAR | HRCU-A-CB (Split System: Heat Pump with Remote Outdoor Unit-Air-Source) | TVH825GKA2* |  |  | EA*4X37L21A*+WALLCON | *95CSU0802120A* | 24400 | 17 | 8.5 | 21200 | 16600 | 78.3% | 2.04 | 11.5 | 11 |  |  |  | No | R-410A | 2.0333 | Residential & Commercial | Ducted CEE Tier 1
215939679 | Central HP <5.4 tons | COMFORTMAKER | HRCU-A-CB (Split System: Heat Pump with Remote Outdoor Unit-Air-Source) | C5H3V36*K*AAA* |  |  | EA*5X42M21A*+WALLCON | *97CTN0601716A* | 32400 | 19 | 9 | 35600 | 27400 | 76.97% | 1.88 | 0 | 10.5 |  |  |  | No | R-454B | 2.7 | Residential & Commercial | Ducted CEE Tier 1
215939949 | Central HP <5.4 tons | COMFORTMAKER | HRCU-A-CB (Split System: Heat Pump with Remote Outdoor Unit-Air-Source) | C5H3V36*K*AAA* |  |  | ESH5X36M12A*+WALLCON | *80CSU0401712B* | 33400 | 19 | 9 | 34800 | 26600 | 76.44% | 1.92 | 0 | 11.5 |  |  |  | No | R-454B | 2.7833 | Residential & Commercial | Ducted CEE Tier 1
215940299 | Central HP <5.4 tons | COMFORTMAKER | HRCU-A-CB (Split System: Heat Pump with Remote Outdoor Unit-Air-Source) | C5H3V36*K*AAA* |  |  | EVM5X44M21A*+WALLCON | *97CTN0801716A* | 35400 | 21 | 8.5 | 38500 | 29000 | 75.32% | 2.02 | 0 | 12 |  |  |  | No | R-454B | 2.95 | Residential & Commercial | Ducted CEE Tier 1
215940819 | Central HP <5.4 tons | COMFORTMAKER | HRCU-A-CB (Split System: Heat Pump with Remote Outdoor Unit-Air-Source) | C5H3V36*K*AAA* |  |  | EVD5X60M21A*+WALLCON | *80CSU0401712B* | 35800 | 22 | 8.5 | 38000 | 28400 | 74.74% | 2.02 | 0 | 12.5 |  |  |  | No | R-454B | 2.9833 | Residential & Commercial | Ducted CEE Tier 1
215942505 | Central HP <5.4 tons | COMFORTMAKER | HRCU-A-CB (Split System: Heat Pump with Remote Outdoor Unit-Air-Source) | C5H3V36*K*AAA* |  |  | EVD5X61M21A*+WALLCON | *80CTL1102120B* | 36000 | 22 | 8.5 | 37400 | 28200 | 75.4% | 2.04 | 0 | 12.5 |  |  |  | No | R-454B | 3 | Residential & Commercial | Ducted CEE Tier 1
204456543 | Central HP <5.4 tons | TEMPSTAR | HRCU-A-CB (Split System: Heat Pump with Remote Outdoor Unit-Air-Source) | TVH825GKA2* |  |  | EA*4X30L17A*+WALLCON | *96CTN0601714A* | 23400 | 16 | 8.1 | 21600 | 16800 | 77.78% | 1.9 | 11 | 10.5 |  |  |  | No | R-410A | 1.95 | Residential & Commercial | Ducted CEE Tier 1
204456552 | Central HP <5.4 tons | TEMPSTAR | HRCU-A-CB (Split System: Heat Pump with Remote Outdoor Unit-Air-Source) | TVH825GKA2* |  |  | EA*4X30L17A*+WALLCON | *96CTN0801714A* | 23400 | 16.5 | 8.1 | 21600 | 16800 | 77.78% | 1.9 | 11 | 10.5 |  |  |  | No | R-410A | 1.95 | Residential & Commercial | Ducted CEE Tier 1
204456579 | Central HP <5.4 tons | TEMPSTAR | HRCU-A-CB (Split System: Heat Pump with Remote Outdoor Unit-Air-Source) | TVH825GKA2* |  |  | EA*4X30L17A*+WALLCON | *80CTL0701412A* | 23600 | 17 | 8.1 | 21600 | 16600 | 76.85% | 1.92 | 11.5 | 11 |  |  |  | No | R-410A | 1.9667 | Residential & Commercial | Ducted CEE Tier 1
212975123 | Central HP <5.4 tons | BRYANT HEATING AND COOLING SYSTEMS | HRCU-A-CB (Split System: Heat Pump with Remote Outdoor Unit-Air-Source) | 38MURAQ18AB3* |  |  | CNPV*3017AL* | 926TC36040V17*** | 17300 | 16 | 8.1 | 17900 | 18600 | 103.9% | 2.22 | 0 | 10.5 |  |  |  | No | R-410A | 1.4417 | Residential & Commercial | Ducted CEE Tier 1
215682549 | Central HP <5.4 tons | DAY & NIGHT | HRCU-A-CB (Split System: Heat Pump with Remote Outdoor Unit-Air-Source) | C5H0V48*K*AAA* |  |  | EVD5X61M24A*+WALLCON | *97CTN0802120A* | 48500 | 19 | 9.5 | 50000 | 36800 | 73.6% | 2.1 | 0 | 10.5 |  |  |  | No | R-454B | 4.0417 | Residential & Commercial | Ducted CEE Tier 1
210599102 | Central HP <5.4 tons | HEIL | HRCU-A-CB (Split System: Heat Pump with Remote Outdoor Unit-Air-Source) | HVH837GKA** |  |  | EA*4X42L21A*+WALLCON | *95CSU0802120A* | 31800 | 17.5 | 8.1 | 33000 | 24400 | 73.94% | 1.9 | 0 | 11 |  |  |  | No | R-410A | 2.65 | Residential & Commercial | Ducted CEE Tier 1
211262729 | Central HP <5.4 tons | DAY & NIGHT | HRCU-A-CB (Split System: Heat Pump with Remote Outdoor Unit-Air-Source) | DLCURAH18ABK |  |  | EN(A,D)4X24L14** | *92ESN0601412A* | 18100 | 16 | 8.5 | 19000 | 18600 | 97.89% | 2.24 | 0 | 11 |  |  |  | No | R-410A | 1.5083 | Residential & Commercial | Ducted CEE Tier 1
211263058 | Central HP <5.4 tons | DAY & NIGHT | HRCU-A-CB (Split System: Heat Pump with Remote Outdoor Unit-Air-Source) | DLCURAH18ABK |  |  | EN(A,D)4X24L17** | *80VTL0451412A* | 17600 | 16 | 8.5 | 18500 | 18800 | 101.6% | 2.26 | 0 | 11 |  |  |  | No | R-410A | 1.4667 | Residential & Commercial | Ducted CEE Tier 1
211262204 | Central HP <5.4 tons | DAY & NIGHT | HRCU-A-CB (Split System: Heat Pump with Remote Outdoor Unit-Air-Source) | DLCURAH18ABK |  |  | EA*4X30L17A* | OLV098A12* | 18200 | 15.5 | 8.5 | 18800 | 18400 | 97.87% | 2.22 | 0 | 10.5 |  |  |  | No | R-410A | 1.5167 | Residential & Commercial | Ducted CEE Tier 1
211262796 | Central HP <5.4 tons | DAY & NIGHT | HRCU-A-CB (Split System: Heat Pump with Remote Outdoor Unit-Air-Source) | DLCURAH18ABK |  |  | EN(A,D)4X24L17** | *80VSL0451412A* | 17700 | 16 | 8.5 | 18600 | 18800 | 101.1% | 2.26 | 0 | 10.5 |  |  |  | No | R-410A | 1.475 | Residential & Commercial | Ducted CEE Tier 1
211262832 | Central HP <5.4 tons | DAY & NIGHT | HRCU-A-CB (Split System: Heat Pump with Remote Outdoor Unit-Air-Source) | DLCURAH18ABK |  |  | EN(A,D)4X24L17** | *96VSN0601714A* | 17600 | 15.5 | 8.5 | 18500 | 18800 | 101.6% | 2.26 | 0 | 10.5 |  |  |  | No | R-410A | 1.4667 | Residential & Commercial | Ducted CEE Tier 1
211264091 | Central HP <5.4 tons | DAY & NIGHT | HRCU-A-CB (Split System: Heat Pump with Remote Outdoor Unit-Air-Source) | DLCURAH18ABK |  |  | EN(A,D)4X30L17** | *80ESU0401712A* | 18600 | 16.5 | 8.5 | 19000 | 18200 | 95.79% | 2.2 | 0 | 11 |  |  |  | No | R-410A | 1.55 | Residential & Commercial | Ducted CEE Tier 1
210473041 | Central HP <5.4 tons | HEIL | HRCU-A-CB (Split System: Heat Pump with Remote Outdoor Unit-Air-Source) | HVH825GKA3* |  |  | EA*4X42L24A*+WALLCON | *97CMN1002122A* | 23800 | 16.5 | 8.1 | 21400 | 16600 | 77.57% | 1.96 | 0 | 11 |  |  |  | No | R-410A | 1.9833 | Residential & Commercial | Ducted CEE Tier 1
211263490 | Central HP <5.4 tons | DAY & NIGHT | HRCU-A-CB (Split System: Heat Pump with Remote Outdoor Unit-Air-Source) | DLCURAH18ABK |  |  | EN(A,D)4X24L17** | *80ES(N,L)0701412A* | 17500 | 16 | 8.5 | 18400 | 18800 | 102.2% | 2.26 | 0 | 11 |  |  |  | No | R-410A | 1.4583 | Residential & Commercial | Ducted CEE Tier 1
211264410 | Central HP <5.4 tons | DAY & NIGHT | HRCU-A-CB (Split System: Heat Pump with Remote Outdoor Unit-Air-Source) | DLCURAH18ABK |  |  | EN(A,D)4X30L17** | *96VTN0601412A* | 18000 | 16 | 8.5 | 18600 | 18400 | 98.92% | 2.22 | 0 | 11 |  |  |  | No | R-410A | 1.5 | Residential & Commercial | Ducted CEE Tier 1
211264887 | Central HP <5.4 tons | DAY & NIGHT | HRCU-A-CB (Split System: Heat Pump with Remote Outdoor Unit-Air-Source) | DLCURAH18ABK |  |  | FXM4X24**AL |  | 18100 | 16 | 8.5 | 18600 | 18500 | 99.46% | 2.22 | 0 | 10.5 |  |  |  | No | R-410A | 1.5083 | Residential & Commercial | Ducted CEE Tier 1
210596045 | Central HP <5.4 tons | CARRIER | HRCU-A-CB (Split System: Heat Pump with Remote Outdoor Unit-Air-Source) | 25VNA825A*031* |  |  | CNPV*4824AL*+UI | 58TN*A135C24**22 | 24200 | 17 | 8.1 | 21400 | 16600 | 77.57% | 2.02 | 0 | 11.5 |  |  |  | No | R-410A | 2.0167 | Residential & Commercial | Ducted CEE Tier 1
210596072 | Central HP <5.4 tons | CARRIER | HRCU-A-CB (Split System: Heat Pump with Remote Outdoor Unit-Air-Source) | 25VNA825A*031* |  |  | CSPH*4212AL*+UI | 59TN6B120C24**22 | 24200 | 16 | 8.1 | 21400 | 16600 | 77.57% | 2 | 0 | 10.5 |  |  |  | No | R-410A | 2.0167 | Residential & Commercial | Ducted CEE Tier 1
210596163 | Central HP <5.4 tons | CARRIER | HRCU-A-CB (Split System: Heat Pump with Remote Outdoor Unit-Air-Source) | 25VNA837A*030* |  |  | CAP**3621AL*+UI | 59CU5A080C21**20 | 31600 | 17 | 8.1 | 33200 | 24200 | 72.89% | 1.86 | 0 | 11 |  |  |  | No | R-410A | 2.6333 | Residential & Commercial | Ducted CEE Tier 1
216581392 | Central HP <5.4 tons | LENNOX | HRCU-A-C (Split System: Heat Pump with Remote Outdoor Unit with No Indoor Fan --Air Source) | EL18KSLV-024-230A** |  |  | CK40[C,U]T-24B-**+TDR |  | 23600 | 15.8 | 8.5 | 24000 | 20000 | 83.33% | 1.75 | 0 | 11.7 |  |  |  | No | R-454B | 1.9667 | Residential & Commercial | Ducted CEE Tier 1
212974939 | Central HP <5.4 tons | BRYANT HEATING AND COOLING SYSTEMS | HRCU-A-CB (Split System: Heat Pump with Remote Outdoor Unit-Air-Source) | 38MURAQ24AB3* |  |  | CAP**2517AL* | 926TC30040V14*** | 24000 | 16 | 8.1 | 25200 | 22000 | 87.3% | 1.82 | 0 | 10 |  |  |  | No | R-410A | 2 | Residential & Commercial | Ducted CEE Tier 1
212975030 | Central HP <5.4 tons | BRYANT HEATING AND COOLING SYSTEMS | HRCU-A-CB (Split System: Heat Pump with Remote Outdoor Unit-Air-Source) | 38MURAQ24AB3* |  |  | CNPV*3014AL* | 926TC30040V14*** | 23200 | 15.5 | 8.1 | 25800 | 24200 | 93.8% | 2 | 0 | 10 |  |  |  | No | R-410A | 1.9333 | Residential & Commercial | Ducted CEE Tier 1
212975673 | Central HP <5.4 tons | BRYANT HEATING AND COOLING SYSTEMS | HRCU-A-CB (Split System: Heat Pump with Remote Outdoor Unit-Air-Source) | 38MURAQ24AB3* |  |  | CAP**3017AL* | 926TC36060V14*** | 23400 | 16.5 | 8.5 | 26400 | 24800 | 93.94% | 2.06 | 0 | 10 |  |  |  | No | R-410A | 1.95 | Residential & Commercial | Ducted CEE Tier 1
205751121 | Central HP <5.4 tons | HEIL | HRCU-A-CB (Split System: Heat Pump with Remote Outdoor Unit-Air-Source) | HVH837GKA** |  |  | EA*4X43L21A*+WALLCON | *80CTL0701716A* | 32800 | 17.5 | 8.5 | 33000 | 25200 | 76.36% | 1.98 | 11 | 11.7 |  |  |  | No | R-410A | 2.7333 | Residential & Commercial | Ducted CEE Tier 1
211264547 | Central HP <5.4 tons | DAY & NIGHT | HRCU-A-CB (Split System: Heat Pump with Remote Outdoor Unit-Air-Source) | DLCURAH18ABK |  |  | EN(A,D)4X30L17** | *92ESN0601412A* | 18300 | 16 | 8.5 | 18800 | 18300 | 97.34% | 2.22 | 0 | 11 |  |  |  | No | R-410A | 1.525 | Residential & Commercial | Ducted CEE Tier 1
213433302 | Central HP <5.4 tons | STEALTH | HRCU-A-CB (Split System: Heat Pump with Remote Outdoor Unit-Air-Source) | ACIQ-24-EHPB |  |  | ACIQ-24W-WM |  | 24000 | 17 | 10.2 | 26000 | 19400 | 74.62% | 2.33 | 0 | 10.5 |  |  |  | No | R-410A | 2 | Residential & Commercial | Ducted CEE Tier 1
210595962 | Central HP <5.4 tons | CARRIER | HRCU-A-CB (Split System: Heat Pump with Remote Outdoor Unit-Air-Source) | 25VNA825A*031* |  |  | CAP**4321AL*+UI | 58CU*A100C21**20 | 24400 | 16.5 | 8.1 | 21200 | 16700 | 78.77% | 2.02 | 0 | 11 |  |  |  | No | R-410A | 2.0333 | Residential & Commercial | Ducted CEE Tier 1
210596028 | Central HP <5.4 tons | CARRIER | HRCU-A-CB (Split System: Heat Pump with Remote Outdoor Unit-Air-Source) | 25VNA825A*031* |  |  | CNPV*4821AL*+UI | 58CU*A040C17**12 | 24200 | 17.5 | 8.1 | 21200 | 16600 | 78.3% | 2.02 | 0 | 11.5 |  |  |  | No | R-410A | 2.0167 | Residential & Commercial | Ducted CEE Tier 1
210596035 | Central HP <5.4 tons | CARRIER | HRCU-A-CB (Split System: Heat Pump with Remote Outdoor Unit-Air-Source) | 25VNA825A*031* |  |  | CNPV*4821AL*+UI | 59CU5A080C21**20 | 24200 | 17 | 8.1 | 21200 | 16600 | 78.3% | 2.02 | 0 | 11.5 |  |  |  | No | R-410A | 2.0167 | Residential & Commercial | Ducted CEE Tier 1
210596044 | Central HP <5.4 tons | CARRIER | HRCU-A-CB (Split System: Heat Pump with Remote Outdoor Unit-Air-Source) | 25VNA825A*031* |  |  | CNPV*4824AL*+UI | 58CU*A100C21**20 | 24000 | 16.5 | 8.1 | 21400 | 16600 | 77.57% | 2 | 0 | 11 |  |  |  | No | R-410A | 2 | Residential & Commercial | Ducted CEE Tier 1
204456588 | Central HP <5.4 tons | TEMPSTAR | HRCU-A-CB (Split System: Heat Pump with Remote Outdoor Unit-Air-Source) | TVH825GKA2* |  |  | EA*4X30L17A*+WALLCON | *80CTL0901716A* | 23600 | 17 | 8.1 | 21400 | 16600 | 77.57% | 1.92 | 11 | 11 |  |  |  | No | R-410A | 1.9667 | Residential & Commercial | Ducted CEE Tier 1
215939749 | Central HP <5.4 tons | COMFORTMAKER | HRCU-A-CB (Split System: Heat Pump with Remote Outdoor Unit-Air-Source) | C5H3V36*K*AAA* |  |  | EA*5X48M21A*+WALLCON | *97CTN0601716A* | 33000 | 19 | 9 | 35400 | 27000 | 76.27% | 1.9 | 0 | 11 |  |  |  | No | R-454B | 2.75 | Residential & Commercial | Ducted CEE Tier 1
215939899 | Central HP <5.4 tons | COMFORTMAKER | HRCU-A-CB (Split System: Heat Pump with Remote Outdoor Unit-Air-Source) | C5H3V36*K*AAA* |  |  | EA*5X61M24A*+WALLCON | *96CTN0802120B* | 34400 | 20.5 | 9.5 | 34400 | 26000 | 75.58% | 2.06 | 0 | 12 |  |  |  | No | R-454B | 2.8667 | Residential & Commercial | Ducted CEE Tier 1
215940049 | Central HP <5.4 tons | COMFORTMAKER | HRCU-A-CB (Split System: Heat Pump with Remote Outdoor Unit-Air-Source) | C5H3V36*K*AAA* |  |  | ESH5X42M12A*+WALLCON | *97CTN0601716A* | 33200 | 18.5 | 9 | 35600 | 27200 | 76.4% | 1.92 | 0 | 10.5 |  |  |  | No | R-454B | 2.7667 | Residential & Commercial | Ducted CEE Tier 1
215940149 | Central HP <5.4 tons | COMFORTMAKER | HRCU-A-CB (Split System: Heat Pump with Remote Outdoor Unit-Air-Source) | C5H3V36*K*AAA* |  |  | ESH5X48M12A*+WALLCON | *97CTN0802120A* | 33800 | 19.5 | 9 | 34800 | 26600 | 76.44% | 1.94 | 0 | 11.5 |  |  |  | No | R-454B | 2.8167 | Residential & Commercial | Ducted CEE Tier 1
215940249 | Central HP <5.4 tons | COMFORTMAKER | HRCU-A-CB (Split System: Heat Pump with Remote Outdoor Unit-Air-Source) | C5H3V36*K*AAA* |  |  | ESH5X60M12A*+WALLCON | *97CTN1202422A* | 34200 | 19.5 | 9 | 34200 | 26000 | 76.02% | 1.94 | 0 | 11.7 |  |  |  | No | R-454B | 2.85 | Residential & Commercial | Ducted CEE Tier 1
215940399 | Central HP <5.4 tons | COMFORTMAKER | HRCU-A-CB (Split System: Heat Pump with Remote Outdoor Unit-Air-Source) | C5H3V36*K*AAA* |  |  | EVM5X60M21A*+WALLCON | *96CTN0802120B* | 35600 | 21.5 | 8.5 | 38000 | 28600 | 75.26% | 2.04 | 0 | 12 |  |  |  | No | R-454B | 2.9667 | Residential & Commercial | Ducted CEE Tier 1
215940499 | Central HP <5.4 tons | COMFORTMAKER | HRCU-A-CB (Split System: Heat Pump with Remote Outdoor Unit-Air-Source) | C5H3V36*K*AAA* |  |  | EVM5X60M24A*+WALLCON | *97CTN1202422A* | 35600 | 22 | 8.5 | 38000 | 28400 | 74.74% | 2.04 | 0 | 12.5 |  |  |  | No | R-454B | 2.9667 | Residential & Commercial | Ducted CEE Tier 1
215940719 | Central HP <5.4 tons | COMFORTMAKER | HRCU-A-CB (Split System: Heat Pump with Remote Outdoor Unit-Air-Source) | C5H3V36*K*AAA* |  |  | EVD5X42M24A*+WALLCON | *97CTN1202422A* | 35600 | 22 | 8.5 | 38000 | 28400 | 74.74% | 2.04 | 0 | 12.5 |  |  |  | No | R-454B | 2.9667 | Residential & Commercial | Ducted CEE Tier 1
215940749 | Central HP <5.4 tons | COMFORTMAKER | HRCU-A-CB (Split System: Heat Pump with Remote Outdoor Unit-Air-Source) | C5H3V36*K*AAA* |  |  | EVD5X48M24A*+WALLCON | *97CTN1002122A* | 35000 | 21.5 | 8.5 | 38000 | 28200 | 74.21% | 2.02 | 0 | 12 |  |  |  | No | R-454B | 2.9167 | Residential & Commercial | Ducted CEE Tier 1
215940799 | Central HP <5.4 tons | COMFORTMAKER | HRCU-A-CB (Split System: Heat Pump with Remote Outdoor Unit-Air-Source) | C5H3V36*K*AAA* |  |  | EVD5X49M24A*+WALLCON | *97CTN1202422A* | 35600 | 22 | 8.5 | 38500 | 28400 | 73.77% | 2.04 | 0 | 12.5 |  |  |  | No | R-454B | 2.9667 | Residential & Commercial | Ducted CEE Tier 1
215942405 | Central HP <5.4 tons | COMFORTMAKER | HRCU-A-CB (Split System: Heat Pump with Remote Outdoor Unit-Air-Source) | C5H3V36*K*AAA* |  |  | EVM5X60M21A*+WALLCON | *97CMN0601714B* | 35200 | 21 | 8.5 | 37400 | 28000 | 74.87% | 2.06 | 0 | 11.7 |  |  |  | No | R-454B | 2.9333 | Residential & Commercial | Ducted CEE Tier 1
215940219 | Central HP <5.4 tons | COMFORTMAKER | HRCU-A-CB (Split System: Heat Pump with Remote Outdoor Unit-Air-Source) | C5H3V36*K*AAA* |  |  | ESH5X60M12A*+WALLCON | *97CTN0801716A* | 34000 | 19 | 9 | 34800 | 26400 | 75.86% | 1.92 | 0 | 11 |  |  |  | No | R-454B | 2.8333 | Residential & Commercial | Ducted CEE Tier 1
215940519 | Central HP <5.4 tons | COMFORTMAKER | HRCU-A-CB (Split System: Heat Pump with Remote Outdoor Unit-Air-Source) | C5H3V36*K*AAA* |  |  | EVD5X36M21A*+WALLCON | *80CSU0401712B* | 34600 | 21 | 8.5 | 38500 | 28000 | 72.73% | 2.06 | 0 | 12 |  |  |  | No | R-454B | 2.8833 | Residential & Commercial | Ducted CEE Tier 1
215674287 | Central HP <5.4 tons | AIRQUEST | HRCU-A-CB (Split System: Heat Pump with Remote Outdoor Unit-Air-Source) | H5H0V48*K*AAA* |  |  | EA*5X60M24A*+WALLCON | *96CTN1202422B* | 45000 | 18 | 9 | 47500 | 33600 | 70.74% | 2.06 | 0 | 10 |  |  |  | No | R-454B | 3.75 | Residential & Commercial | Ducted CEE Tier 1
215675976 | Central HP <5.4 tons | AIRQUEST | HRCU-A-CB (Split System: Heat Pump with Remote Outdoor Unit-Air-Source) | H5H0V48*K*AAA* |  |  | EVM5X61M24A*+WALLCON | *80CTL0702120B* | 48500 | 19 | 9.5 | 50000 | 36800 | 73.6% | 2.1 | 0 | 10.5 |  |  |  | No | R-454B | 4.0417 | Residential & Commercial | Ducted CEE Tier 1
215676076 | Central HP <5.4 tons | AIRQUEST | HRCU-A-CB (Split System: Heat Pump with Remote Outdoor Unit-Air-Source) | H5H0V48*K*AAA* |  |  | EVM5X61M24A*+WALLCON | *96CTN1002122B* | 48500 | 19.5 | 9.5 | 50000 | 36600 | 73.2% | 2.12 | 0 | 10.5 |  |  |  | No | R-454B | 4.0417 | Residential & Commercial | Ducted CEE Tier 1
210597860 | Central HP <5.4 tons | HEIL | HRCU-A-CB (Split System: Heat Pump with Remote Outdoor Unit-Air-Source) | HVH825GKA2* |  |  | EA*4X42L21A*+WALLCON | *95CSU0802120A* | 23800 | 16.5 | 8.1 | 21400 | 16600 | 77.57% | 1.96 | 0 | 11 |  |  |  | No | R-410A | 1.9833 | Residential & Commercial | Ducted CEE Tier 1
210597892 | Central HP <5.4 tons | HEIL | HRCU-A-CB (Split System: Heat Pump with Remote Outdoor Unit-Air-Source) | HVH825GKA2* |  |  | EA*4X42L21A*+WALLCON | *97CMN1002122A* | 23800 | 16.5 | 8.1 | 21400 | 16600 | 77.57% | 1.96 | 0 | 11 |  |  |  | No | R-410A | 1.9833 | Residential & Commercial | Ducted CEE Tier 1
210597908 | Central HP <5.4 tons | HEIL | HRCU-A-CB (Split System: Heat Pump with Remote Outdoor Unit-Air-Source) | HVH825GKA2* |  |  | EA*4X42L24A*+WALLCON | *95CSU1002122A* | 23800 | 17 | 8.1 | 21400 | 16600 | 77.57% | 1.96 | 0 | 11 |  |  |  | No | R-410A | 1.9833 | Residential & Commercial | Ducted CEE Tier 1
210597992 | Central HP <5.4 tons | HEIL | HRCU-A-CB (Split System: Heat Pump with Remote Outdoor Unit-Air-Source) | HVH825GKA2* |  |  | EA*4X43L21A*+WALLCON | *97CMN1002122A* | 24400 | 16.5 | 8.5 | 21200 | 16600 | 78.3% | 2.04 | 0 | 11 |  |  |  | No | R-410A | 2.0333 | Residential & Commercial | Ducted CEE Tier 1
210598276 | Central HP <5.4 tons | HEIL | HRCU-A-CB (Split System: Heat Pump with Remote Outdoor Unit-Air-Source) | HVH825GKA2* |  |  | EHD4X48AAL+WALLCON | *95CSU1002122A* | 24200 | 16.5 | 8.1 | 21200 | 16600 | 78.3% | 2.02 | 0 | 11 |  |  |  | No | R-410A | 2.0167 | Residential & Commercial | Ducted CEE Tier 1
210598376 | Central HP <5.4 tons | HEIL | HRCU-A-CB (Split System: Heat Pump with Remote Outdoor Unit-Air-Source) | HVH825GKA2* |  |  | EN(A,D)4X48L24**+WALLCON | *96CTN1202422A* | 24200 | 17 | 8.1 | 21200 | 16600 | 78.3% | 2.02 | 0 | 11.5 |  |  |  | No | R-410A | 2.0167 | Residential & Commercial | Ducted CEE Tier 1
210598503 | Central HP <5.4 tons | HEIL | HRCU-A-CB (Split System: Heat Pump with Remote Outdoor Unit-Air-Source) | HVH825GKA2* |  |  | EN(A,D,W)4X48L21**+WALLCON | *96CTN0601714A* | 24000 | 16.5 | 8.1 | 21400 | 16700 | 78.04% | 2 | 0 | 11 |  |  |  | No | R-410A | 2 | Residential & Commercial | Ducted CEE Tier 1
214397139 | Central HP <5.4 tons | JOHNSON CONTROLS | HRCU-A-CB (Split System: Heat Pump with Remote Outdoor Unit-Air-Source) | HH824E2S11 |  |  | CTM30B5ACS1 | TM9Y060B12MP11 | 23000 | 17 | 9.5 | 23000 | 18300 | 79.57% | 2 | 0 | 11.7 |  |  |  | No | R-454B | 1.9167 | Residential & Commercial | Ducted CEE Tier 1
216374496 | Central HP <5.4 tons | YORK | HRCU-A-CB (Split System: Heat Pump with Remote Outdoor Unit-Air-Source) | HH824E2S11 |  |  | CTF30B5ACS1 | Y92E080B12SMPS1 | 23000 | 18 | 9.5 | 23000 | 18100 | 78.7% | 2 | 0 | 12 |  |  |  | No | R-454B | 1.9167 | Residential & Commercial | Ducted CEE Tier 1
214396256 | Central HP <5.4 tons | JOHNSON CONTROLS | HRCU-A-CB (Split System: Heat Pump with Remote Outdoor Unit-Air-Source) | HH824E2S11 |  |  | CTM30B5ACS1 | TM9Y080B12MP11 | 23000 | 17 | 9.5 | 23000 | 18500 | 80.43% | 2 | 0 | 11.7 |  |  |  | No | R-454B | 1.9167 | Residential & Commercial | Ducted CEE Tier 1
214396722 | Central HP <5.4 tons | JOHNSON CONTROLS | HRCU-A-CB (Split System: Heat Pump with Remote Outdoor Unit-Air-Source) | HH824E2S11 |  |  | CTM30B5ACS1 | TP9C060B12MP13 | 23000 | 17 | 9.5 | 23000 | 18000 | 78.26% | 2 | 0 | 12 |  |  |  | No | R-454B | 1.9167 | Residential & Commercial | Ducted CEE Tier 1
210597924 | Central HP <5.4 tons | HEIL | HRCU-A-CB (Split System: Heat Pump with Remote Outdoor Unit-Air-Source) | HVH825GKA2* |  |  | EA*4X42L24A*+WALLCON | *97CMN1002122A* | 23800 | 16.5 | 8.1 | 21400 | 16600 | 77.57% | 1.96 | 0 | 11 |  |  |  | No | R-410A | 1.9833 | Residential & Commercial | Ducted CEE Tier 1
210598024 | Central HP <5.4 tons | HEIL | HRCU-A-CB (Split System: Heat Pump with Remote Outdoor Unit-Air-Source) | HVH825GKA2* |  |  | EA*4X48L21A*+WALLCON | *95CSU0802120A* | 24200 | 17 | 8.1 | 21000 | 16500 | 78.57% | 2.02 | 0 | 11 |  |  |  | No | R-410A | 2.0167 | Residential & Commercial | Ducted CEE Tier 1
210598176 | Central HP <5.4 tons | HEIL | HRCU-A-CB (Split System: Heat Pump with Remote Outdoor Unit-Air-Source) | HVH825GKA2* |  |  | EHD4X42AAL+WALLCON | *80CTL0701716A* | 24200 | 16 | 8.1 | 21400 | 16600 | 77.57% | 2 | 0 | 10.5 |  |  |  | No | R-410A | 2.0167 | Residential & Commercial | Ducted CEE Tier 1
211264766 | Central HP <5.4 tons | DAY & NIGHT | HRCU-A-CB (Split System: Heat Pump with Remote Outdoor Unit-Air-Source) | DLCURAH18ABK |  |  | FEM4P18**AL |  | 17400 | 16 | 8.5 | 18300 | 19400 | 106% | 2.34 | 0 | 10.5 |  |  |  | No | R-410A | 1.45 | Residential & Commercial | Ducted CEE Tier 1
214229123 | Central HP <5.4 tons | BRYANT HEATING AND COOLING SYSTEMS | HRCU-A-CB (Split System: Heat Pump with Remote Outdoor Unit-Air-Source) | 38MURAQ24AB3* |  |  | CAP**2417AL* | 83*SB48060M17*** | 23400 | 17 | 9 | 26200 | 26000 | 99.24% | 2.2 | 0 | 10 |  |  |  | No | R-410A | 1.95 | Residential & Commercial | Ducted CEE Tier 1
210599214 | Central HP <5.4 tons | HEIL | HRCU-A-CB (Split System: Heat Pump with Remote Outdoor Unit-Air-Source) | HVH837GKA** |  |  | EA*4X60L24A*+WALLCON | *97CMN1202422A* | 32800 | 17.5 | 8.5 | 32000 | 24800 | 77.5% | 1.98 | 0 | 11.7 |  |  |  | No | R-410A | 2.7333 | Residential & Commercial | Ducted CEE Tier 1
210599439 | Central HP <5.4 tons | HEIL | HRCU-A-CB (Split System: Heat Pump with Remote Outdoor Unit-Air-Source) | HVH837GKA** |  |  | EHD4X60AAL+WALLCON | *96CTN1002122A* | 33000 | 17 | 8.1 | 32200 | 24800 | 77.02% | 2.02 | 0 | 11.5 |  |  |  | No | R-410A | 2.75 | Residential & Commercial | Ducted CEE Tier 1
214396502 | Central HP <5.4 tons | JOHNSON CONTROLS | HRCU-A-CB (Split System: Heat Pump with Remote Outdoor Unit-Air-Source) | HH836E2S11 |  |  | CTF48C5CFS1 | TM8E100C20MP11 | 34400 | 17 | 8.5 | 32600 | 25800 | 79.14% | 2 | 0 | 11 |  |  |  | No | R-454B | 2.8667 | Residential & Commercial | Ducted CEE Tier 1
212394355 | Central HP <5.4 tons | STEALTH | HRCU-A-C (Split System: Heat Pump with Remote Outdoor Unit with No Indoor Fan --Air Source) | ACIQ-18-HPB |  |  | ACIQ-18-ACL |  | 18000 | 16.1 | 9.5 | 19000 | 15000 | 78.95% | 2.2 | 11.6 | 11.7 |  |  |  | No | R-410A | 1.5 | Residential & Commercial | Ducted CEE Tier 1
214810561 | Central HP <5.4 tons | STEALTH | HRCU-A-CB (Split System: Heat Pump with Remote Outdoor Unit-Air-Source) | ACIQ-18-HPB |  |  | ACIQ-18-AHB |  | 18000 | 18 | 9.3 | 19000 | 16500 | 86.84% | 2.04 | 12.5 | 12.4 |  |  |  | No | R-410A | 1.5 | Residential & Commercial | Ducted CEE Tier 1
215359194 | Central HP <5.4 tons | BLUERIDGE | HRCU-A-CB (Split System: Heat Pump with Remote Outdoor Unit-Air-Source) | BMY18HH22C |  |  | BMAHM1820I |  | 18000 | 17.6 | 9.6 | 19000 | 17000 | 89.47% | 2 | 12.5 | 11.7 |  |  |  | No | R-410A | 1.5 | Residential & Commercial | Ducted CEE Tier 1
204298981 | Central HP <5.4 tons | DAY & NIGHT | HRCU-A-CB (Split System: Heat Pump with Remote Outdoor Unit-Air-Source) | CVH837GKA** |  |  | EA*4X42L21A*+WALLCON | *97CMN0801714A* | 31600 | 17 | 8.1 | 33400 | 24800 | 74.25% | 1.86 | 11.5 | 11 |  |  |  | No | R-410A | 2.6333 | Residential & Commercial | Ducted CEE Tier 1
204299081 | Central HP <5.4 tons | DAY & NIGHT | HRCU-A-CB (Split System: Heat Pump with Remote Outdoor Unit-Air-Source) | CVH837GKA** |  |  | EA*4X42L24A*+WALLCON | *80CTL1352422A* | 31800 | 17.5 | 8.1 | 33000 | 24400 | 73.94% | 1.9 | 12 | 11.5 |  |  |  | No | R-410A | 2.65 | Residential & Commercial | Ducted CEE Tier 1
214239668 | Central HP <5.4 tons | COMFORTMAKER | HRCU-A-CB (Split System: Heat Pump with Remote Outdoor Unit-Air-Source) | CVH837GKA** |  |  | END4X42L17**+WALLCON | *80CTL0901716B* | 32000 | 17 | 8.1 | 33000 | 24600 | 74.55% | 1.9 | 0 | 11.5 |  |  |  | No | R-410A | 2.6667 | Residential & Commercial | Ducted CEE Tier 1
215676476 | Central HP <5.4 tons | AIRQUEST | HRCU-A-CB (Split System: Heat Pump with Remote Outdoor Unit-Air-Source) | H5H0V48*K*AAA* |  |  | EVD5X60M21A*+WALLCON | *80CTL0902120B* | 48000 | 19 | 9.5 | 50000 | 36600 | 73.2% | 2.12 | 0 | 10.5 |  |  |  | No | R-454B | 4 | Residential & Commercial | Ducted CEE Tier 1
215676526 | Central HP <5.4 tons | AIRQUEST | HRCU-A-CB (Split System: Heat Pump with Remote Outdoor Unit-Air-Source) | H5H0V48*K*AAA* |  |  | EVD5X60M21A*+WALLCON | *97CMN0602120B* | 47500 | 18.5 | 9 | 50000 | 37200 | 74.4% | 1.98 | 0 | 10 |  |  |  | No | R-454B | 3.9583 | Residential & Commercial | Ducted CEE Tier 1
215675826 | Central HP <5.4 tons | AIRQUEST | HRCU-A-CB (Split System: Heat Pump with Remote Outdoor Unit-Air-Source) | H5H0V48*K*AAA* |  |  | EVM5X60M21A*+WALLCON | *96CTN0801714B* | 47500 | 18.5 | 9 | 50000 | 36200 | 72.4% | 2.02 | 0 | 10 |  |  |  | No | R-454B | 3.9583 | Residential & Commercial | Ducted CEE Tier 1
215676226 | Central HP <5.4 tons | AIRQUEST | HRCU-A-CB (Split System: Heat Pump with Remote Outdoor Unit-Air-Source) | H5H0V48*K*AAA* |  |  | EVD5X48M24A*+WALLCON | *80CTL1352422B* | 47000 | 19 | 9 | 50000 | 36200 | 72.4% | 2 | 0 | 10 |  |  |  | No | R-454B | 3.9167 | Residential & Commercial | Ducted CEE Tier 1
215676676 | Central HP <5.4 tons | AIRQUEST | HRCU-A-CB (Split System: Heat Pump with Remote Outdoor Unit-Air-Source) | H5H0V48*K*AAA* |  |  | EVD5X60M24A*+WALLCON | *96CTN1202422B* | 48000 | 19 | 9 | 50000 | 36600 | 73.2% | 2 | 0 | 10.5 |  |  |  | No | R-454B | 4 | Residential & Commercial | Ducted CEE Tier 1
215676726 | Central HP <5.4 tons | AIRQUEST | HRCU-A-CB (Split System: Heat Pump with Remote Outdoor Unit-Air-Source) | H5H0V48*K*AAA* |  |  | EVD5X61M21A*+WALLCON | *80CTL0702120B* | 48500 | 19 | 9 | 50000 | 37000 | 74% | 2 | 0 | 10.5 |  |  |  | No | R-454B | 4.0417 | Residential & Commercial | Ducted CEE Tier 1
206765641 | Central HP <5.4 tons | DAY & NIGHT | HRCU-A-CB (Split System: Heat Pump with Remote Outdoor Unit-Air-Source) | CVH825GKA3* |  |  | EA*4X30L17A*+WALLCON | *80CTL0901716A* | 23600 | 17 | 8.1 | 21400 | 16600 | 77.57% | 1.92 | 11 | 11 |  |  |  | No | R-410A | 1.9667 | Residential & Commercial | Ducted CEE Tier 1
206765965 | Central HP <5.4 tons | DAY & NIGHT | HRCU-A-CB (Split System: Heat Pump with Remote Outdoor Unit-Air-Source) | CVH825GKA3* |  |  | EA*4X37L21A*+WALLCON | *96CTN0601714A* | 24400 | 16.5 | 8.1 | 21200 | 16700 | 78.77% | 2.02 | 11 | 11 |  |  |  | No | R-410A | 2.0333 | Residential & Commercial | Ducted CEE Tier 1
206767101 | Central HP <5.4 tons | DAY & NIGHT | HRCU-A-CB (Split System: Heat Pump with Remote Outdoor Unit-Air-Source) | CVH825GKA3* |  |  | EA*4X25L17A*+WALLCON | *80CSU0601716A* | 24400 | 16.5 | 8.1 | 21200 | 16600 | 78.3% | 2 | 11.5 | 11 |  |  |  | No | R-410A | 2.0333 | Residential & Commercial | Ducted CEE Tier 1
206767137 | Central HP <5.4 tons | DAY & NIGHT | HRCU-A-CB (Split System: Heat Pump with Remote Outdoor Unit-Air-Source) | CVH825GKA3* |  |  | EA*4X36L17A*+WALLCON | *80CSU0601716A* | 23600 | 16.5 | 8.1 | 21400 | 16700 | 78.04% | 1.92 | 11 | 10.5 |  |  |  | No | R-410A | 1.9667 | Residential & Commercial | Ducted CEE Tier 1
210598487 | Central HP <5.4 tons | HEIL | HRCU-A-CB (Split System: Heat Pump with Remote Outdoor Unit-Air-Source) | HVH825GKA2* |  |  | EN(A,D,W)4X48L21**+WALLCON | *80CTL0901716A* | 24200 | 17.5 | 8.1 | 21200 | 16500 | 77.83% | 2.02 | 0 | 11.7 |  |  |  | No | R-410A | 2.0167 | Residential & Commercial | Ducted CEE Tier 1
214396677 | Central HP <5.4 tons | JOHNSON CONTROLS | HRCU-A-CB (Split System: Heat Pump with Remote Outdoor Unit-Air-Source) | HH824E2S11 |  |  | CTF30A5ADS1 | TM8E060A12MP11 | 23000 | 18 | 9.5 | 23000 | 18600 | 80.87% | 2 | 0 | 12 |  |  |  | No | R-454B | 1.9167 | Residential & Commercial | Ducted CEE Tier 1
214396293 | Central HP <5.4 tons | JOHNSON CONTROLS | HRCU-A-CB (Split System: Heat Pump with Remote Outdoor Unit-Air-Source) | HH824E2S11 |  |  | CTM30B5ACS1 | TL9E060B12UH11 | 23000 | 17 | 9.5 | 23000 | 18300 | 79.57% | 2 | 0 | 12 |  |  |  | No | R-454B | 1.9167 | Residential & Commercial | Ducted CEE Tier 1
204456843 | Central HP <5.4 tons | HEIL | HRCU-A-CB (Split System: Heat Pump with Remote Outdoor Unit-Air-Source) | HVH825GKA2* |  |  | EA*4X37L17A*+WALLCON | *96CTN0801714A* | 24200 | 16.5 | 8.1 | 21400 | 16700 | 78.04% | 1.98 | 11.5 | 11 |  |  |  | No | R-410A | 2.0167 | Residential & Commercial | Ducted CEE Tier 1
206133440 | Central HP <5.4 tons | DAY & NIGHT | HRCU-A-CB (Split System: Heat Pump with Remote Outdoor Unit-Air-Source) | CVH825GKA2* |  |  | EA*4X37L21A*+WALLCON | *80CSU0401712A* | 24400 | 17 | 8.5 | 21200 | 16600 | 78.3% | 2.04 | 11.5 | 11 |  |  |  | No | R-410A | 2.0333 | Residential & Commercial | Ducted CEE Tier 1
213829749 | Central HP <5.4 tons | FRIEDRICH | HRCU-A-CB (Split System: Heat Pump with Remote Outdoor Unit-Air-Source) | FRP18AZ48AJVC |  |  | TCFZ6021SEAAM | FR801V0504A17UHU | 45000 | 19 | 8.5 | 44000 | 45500 | 103.4% | 1.9 | 0 | 12 |  |  |  | No | R-410A | 3.75 | Residential & Commercial | Ducted CEE Tier 1
212976525 | Central HP <5.4 tons | BRYANT HEATING AND COOLING SYSTEMS | HRCU-A-CB (Split System: Heat Pump with Remote Outdoor Unit-Air-Source) | 38MURAQ36AB3* |  |  | CAP**4824AL* | 926TC60080V21*** | 35400 | 16.5 | 8.1 | 37800 | 34600 | 91.53% | 2 | 0 | 10 |  |  |  | No | R-410A | 2.95 | Residential & Commercial | Ducted CEE Tier 1
211226601 | Central HP <5.4 tons | BRYANT HEATING AND COOLING SYSTEMS | HRCU-A-CB (Split System: Heat Pump with Remote Outdoor Unit-Air-Source) | 38MURAQ36AB3* |  |  | CAP**3717AL* | 82*TA48090V17*** | 36000 | 15.5 | 8.1 | 38500 | 35000 | 90.91% | 2.02 | 0 | 10 |  |  |  | No | R-410A | 3 | Residential & Commercial | Ducted CEE Tier 1
211226685 | Central HP <5.4 tons | BRYANT HEATING AND COOLING SYSTEMS | HRCU-A-CB (Split System: Heat Pump with Remote Outdoor Unit-Air-Source) | 38MURAQ36AB3* |  |  | CAP**3717AL* | 926SA48080V17*** | 36200 | 15.2 | 8.5 | 39500 | 35000 | 88.61% | 2.02 | 0 | 10 |  |  |  | No | R-410A | 3.0167 | Residential & Commercial | Ducted CEE Tier 1
216031602 | Central HP <5.4 tons | LENNOX | HRCU-A-C (Split System: Heat Pump with Remote Outdoor Unit with No Indoor Fan --Air Source) | EL18KSLV-036-230** |  |  | CK40[C,U]T-36B-**+TDR |  | 34000 | 15.2 | 8.5 | 34000 | 28800 | 84.71% | 1.75 | 0 | 10.6 |  |  |  | No | R-454B | 2.8333 | Residential & Commercial | Ducted CEE Tier 1
213779040 | Central HP <5.4 tons | COMFORTMAKER | HRCU-A-CB (Split System: Heat Pump with Remote Outdoor Unit-Air-Source) | CVH837GKA** |  |  | EA*4X37L21A*+WALLCON | *96CTN0801714B* | 32800 | 17 | 8.5 | 33000 | 25200 | 76.36% | 1.96 | 0 | 11 |  |  |  | No | R-410A | 2.7333 | Residential & Commercial | Ducted CEE Tier 1
213779140 | Central HP <5.4 tons | COMFORTMAKER | HRCU-A-CB (Split System: Heat Pump with Remote Outdoor Unit-Air-Source) | CVH837GKA** |  |  | EA*4X42L21A*+WALLCON | *97CMN1002122B* | 31800 | 17 | 8.1 | 33000 | 24400 | 73.94% | 1.88 | 0 | 11 |  |  |  | No | R-410A | 2.65 | Residential & Commercial | Ducted CEE Tier 1
213779390 | Central HP <5.4 tons | COMFORTMAKER | HRCU-A-CB (Split System: Heat Pump with Remote Outdoor Unit-Air-Source) | CVH837GKA** |  |  | EA*4X48L21A*+WALLCON | *80CTL0901716B* | 32400 | 17 | 8.1 | 32600 | 25000 | 76.69% | 1.96 | 0 | 11 |  |  |  | No | R-410A | 2.7 | Residential & Commercial | Ducted CEE Tier 1
213779790 | Central HP <5.4 tons | COMFORTMAKER | HRCU-A-CB (Split System: Heat Pump with Remote Outdoor Unit-Air-Source) | CVH837GKA** |  |  | EA*4X61L24A*+WALLCON | *97CMN1202422B* | 33200 | 17.5 | 8.5 | 32000 | 24800 | 77.5% | 1.98 | 0 | 11.7 |  |  |  | No | R-410A | 2.7667 | Residential & Commercial | Ducted CEE Tier 1
213780110 | Central HP <5.4 tons | COMFORTMAKER | HRCU-A-CB (Split System: Heat Pump with Remote Outdoor Unit-Air-Source) | CVH837GKA** |  |  | EHD4X42AAL+WALLCON | *96CTN0801714B* | 32400 | 16 | 8.1 | 33000 | 24800 | 75.15% | 1.92 | 0 | 11 |  |  |  | No | R-410A | 2.7 | Residential & Commercial | Ducted CEE Tier 1
213780210 | Central HP <5.4 tons | COMFORTMAKER | HRCU-A-CB (Split System: Heat Pump with Remote Outdoor Unit-Air-Source) | CVH837GKA** |  |  | EHD4X48AAL+WALLCON | *95CSU0601716B* | 32400 | 16 | 8.1 | 33000 | 25000 | 75.76% | 1.94 | 0 | 11 |  |  |  | No | R-410A | 2.7 | Residential & Commercial | Ducted CEE Tier 1
215941189 | Central HP <5.4 tons | COMFORTMAKER | HRCU-A-CB (Split System: Heat Pump with Remote Outdoor Unit-Air-Source) | C5H3V48*K*AAA* |  |  | ESH5X48M12A*+WALLCON | *97CTN1002122A* | 44000 | 20 | 9 | 48500 | 36400 | 75.05% | 1.82 | 0 | 10.5 |  |  |  | No | R-454B | 3.6667 | Residential & Commercial | Ducted CEE Tier 1
215942595 | Central HP <5.4 tons | COMFORTMAKER | HRCU-A-CB (Split System: Heat Pump with Remote Outdoor Unit-Air-Source) | C5H3V48*K*AAA* |  |  | EVD5X61M21A*+WALLCON | *96CTN0801714B* | 44500 | 20 | 8.1 | 54000 | 37800 | 70% | 1.95 | 0 | 11.5 |  |  |  | No | R-454B | 3.7083 | Residential & Commercial | Ducted CEE Tier 1
215940739 | Central HP <5.4 tons | COMFORTMAKER | HRCU-A-CB (Split System: Heat Pump with Remote Outdoor Unit-Air-Source) | C5H3V36*K*AAA* |  |  | EVD5X48M24A*+WALLCON | *97CTN0802120A* | 35000 | 21 | 8.5 | 38500 | 28400 | 73.77% | 2.04 | 0 | 12 |  |  |  | No | R-454B | 2.9167 | Residential & Commercial | Ducted CEE Tier 1
215942495 | Central HP <5.4 tons | COMFORTMAKER | HRCU-A-CB (Split System: Heat Pump with Remote Outdoor Unit-Air-Source) | C5H3V36*K*AAA* |  |  | EVD5X61M21A*+WALLCON | *80CTL0901716B* | 35800 | 22 | 8.5 | 37400 | 28400 | 75.94% | 2.02 | 0 | 12.5 |  |  |  | No | R-454B | 2.9833 | Residential & Commercial | Ducted CEE Tier 1
216051150 | Central HP <5.4 tons | RHEEM | HRCU-A-CB (Split System: Heat Pump with Remote Outdoor Unit-Air-Source) | RP19AY60AJVC |  |  | RCFY6021SEAAM | R962V0705A21M4 | 53500 | 16 | 10 | 53500 | 49000 | 91.59% | 2 | 0 | 10 |  |  |  | No | R-454B | 4.4583 | Residential & Commercial | Ducted CEE Tier 1
213249674 | Central HP <5.4 tons | Gridless | HRCU-A-CB (Split System: Heat Pump with Remote Outdoor Unit-Air-Source) | O-AYC36SD-1 |  |  | I-AYC36VAH-1 |  | 34000 | 18 | 9.5 | 35000 | 26000 | 74.29% | 2.05 | 9.55 | 10.1 |  |  |  | No | R-410A | 2.8333 | Residential & Commercial | Ducted CEE Tier 1
206771569 | Central HP <5.4 tons | HEIL | HRCU-A-CB (Split System: Heat Pump with Remote Outdoor Unit-Air-Source) | HVH837GKA2* |  |  | EA*4X42L24A*+WALLCON | *97CMN1202422A* | 31800 | 17 | 8.1 | 33200 | 24400 | 73.49% | 1.88 | 11.5 | 11 |  |  |  | No | R-410A | 2.65 | Residential & Commercial | Ducted CEE Tier 1
206772370 | Central HP <5.4 tons | HEIL | HRCU-A-CB (Split System: Heat Pump with Remote Outdoor Unit-Air-Source) | HVH837GKA2* |  |  | EN(A,D)4X48L24**+WALLCON | *80CTL1352422A* | 32400 | 17.5 | 8.1 | 32800 | 24800 | 75.61% | 1.98 | 12 | 11.7 |  |  |  | No | R-410A | 2.7 | Residential & Commercial | Ducted CEE Tier 1
206773091 | Central HP <5.4 tons | HEIL | HRCU-A-CB (Split System: Heat Pump with Remote Outdoor Unit-Air-Source) | HVH837GKA2* |  |  | EA*4X42L24A*+WALLCON | *80CSU1002120A* | 31800 | 17 | 8.1 | 33200 | 24400 | 73.49% | 1.88 | 11.5 | 11 |  |  |  | No | R-410A | 2.65 | Residential & Commercial | Ducted CEE Tier 1
206773357 | Central HP <5.4 tons | HEIL | HRCU-A-CB (Split System: Heat Pump with Remote Outdoor Unit-Air-Source) | HVH837GKA2* |  |  | EHD4X48AAL+WALLCON | *80CSU0401712A* | 32600 | 16.5 | 8.1 | 33000 | 24800 | 75.15% | 1.96 | 11.5 | 11 |  |  |  | No | R-410A | 2.7167 | Residential & Commercial | Ducted CEE Tier 1
206133812 | Central HP <5.4 tons | DAY & NIGHT | HRCU-A-CB (Split System: Heat Pump with Remote Outdoor Unit-Air-Source) | CVH825GKA2* |  |  | EA*4X37L21A*+WALLCON | *95CSU0601716A* | 24400 | 16.5 | 8.1 | 21400 | 16700 | 78.04% | 2.02 | 11.5 | 10.5 |  |  |  | No | R-410A | 2.0333 | Residential & Commercial | Ducted CEE Tier 1
215942465 | Central HP <5.4 tons | COMFORTMAKER | HRCU-A-CB (Split System: Heat Pump with Remote Outdoor Unit-Air-Source) | C5H3V36*K*AAA* |  |  | EVD5X60M21A*+WALLCON | *96CTN0601714B* | 35200 | 21 | 8.5 | 37400 | 28000 | 74.87% | 2 | 0 | 11.7 |  |  |  | No | R-454B | 2.9333 | Residential & Commercial | Ducted CEE Tier 1
215942515 | Central HP <5.4 tons | COMFORTMAKER | HRCU-A-CB (Split System: Heat Pump with Remote Outdoor Unit-Air-Source) | C5H3V36*K*AAA* |  |  | EVD5X61M21A*+WALLCON | *97CMN0601714B* | 35600 | 21.5 | 8.5 | 37400 | 28200 | 75.4% | 2.06 | 0 | 11.7 |  |  |  | No | R-454B | 2.9667 | Residential & Commercial | Ducted CEE Tier 1
205750678 | Central HP <5.4 tons | TEMPSTAR | HRCU-A-CB (Split System: Heat Pump with Remote Outdoor Unit-Air-Source) | TVH825GKA2* |  |  | EA*4X37L21A*+WALLCON | *96CTN0801714A* | 24400 | 16.5 | 8.1 | 21200 | 16700 | 78.77% | 2.02 | 11 | 11 |  |  |  | No | R-410A | 2.0333 | Residential & Commercial | Ducted CEE Tier 1
215932339 | Central HP <5.4 tons | COMFORTMAKER | HRCU-A-CB (Split System: Heat Pump with Remote Outdoor Unit-Air-Source) | C5H3V36*K*AAA* |  |  | EA*5X42M21A*+WALLCON | *96CTN0601714B* | 32400 | 19.5 | 9.5 | 34200 | 26400 | 77.19% | 2.02 | 0 | 10.5 |  |  |  | No | R-454B | 2.7 | Residential & Commercial | Ducted CEE Tier 1
212394350 | Central HP <5.4 tons | STEALTH | HRCU-A-C (Split System: Heat Pump with Remote Outdoor Unit with No Indoor Fan --Air Source) | ACIQ-24-EHPB |  |  | ACIQ-24-ACL |  | 24000 | 15.7 | 9.8 | 25600 | 18500 | 72.27% | 2.2 | 10.3 | 10 |  |  |  | No | R-410A | 2 | Residential & Commercial | Ducted CEE Tier 1
215681945 | Central HP <5.4 tons | HEIL | HRCU-A-CB (Split System: Heat Pump with Remote Outdoor Unit-Air-Source) | H5H0V48*K*AAA* |  |  | EVM5X60M21A*+WALLCON | *97CTN0801716A* | 47500 | 18.5 | 9 | 50000 | 37200 | 74.4% | 1.98 | 0 | 10 |  |  |  | No | R-454B | 3.9583 | Residential & Commercial | Ducted CEE Tier 1
214569529 | Central HP <5.4 tons | BRYANT HEATING AND COOLING SYSTEMS | HRCU-A-CB (Split System: Heat Pump with Remote Outdoor Unit-Air-Source) | 284ANV036*0**B* |  |  | CAP**4221AL*+UI | 88*TB60070C21*** | 33000 | 19 | 9.5 | 37800 | 26600 | 70.37% | 1.98 | 0 | 11.5 |  |  |  | No | R-410A | 2.75 | Residential & Commercial | Ducted CEE Tier 1
215682215 | Central HP <5.4 tons | HEIL | HRCU-A-CB (Split System: Heat Pump with Remote Outdoor Unit-Air-Source) | H5H0V48*K*AAA* |  |  | EVD5X48M24A*+WALLCON | *97CTN1002122A* | 47000 | 19 | 9 | 50000 | 36400 | 72.8% | 1.98 | 0 | 10 |  |  |  | No | R-454B | 3.9167 | Residential & Commercial | Ducted CEE Tier 1
215932459 | Central HP <5.4 tons | COMFORTMAKER | HRCU-A-CB (Split System: Heat Pump with Remote Outdoor Unit-Air-Source) | C5H3V36*K*AAA* |  |  | EA*5X48M21A*+WALLCON | *95CSU0601716B* | 33200 | 19.5 | 9.5 | 35000 | 26800 | 76.57% | 2.02 | 0 | 11 |  |  |  | No | R-454B | 2.7667 | Residential & Commercial | Ducted CEE Tier 1
215932489 | Central HP <5.4 tons | COMFORTMAKER | HRCU-A-CB (Split System: Heat Pump with Remote Outdoor Unit-Air-Source) | C5H3V36*K*AAA* |  |  | EA*5X48M21A*+WALLCON | *97CMN0801714B* | 33200 | 19.5 | 9.5 | 35000 | 26800 | 76.57% | 2.02 | 0 | 11 |  |  |  | No | R-454B | 2.7667 | Residential & Commercial | Ducted CEE Tier 1
211230772 | Central HP <5.4 tons | COMFORTMAKER | HRCU-A-CB (Split System: Heat Pump with Remote Outdoor Unit-Air-Source) | DLCURAH36ABK |  |  | EN(A,D)4X48L24** | *96VTN1002122A* | 36000 | 16.5 | 8.1 | 38500 | 34800 | 90.39% | 2.02 | 0 | 10.5 |  |  |  | No | R-410A | 3 | Residential & Commercial | Ducted CEE Tier 1
214239318 | Central HP <5.4 tons | COMFORTMAKER | HRCU-A-CB (Split System: Heat Pump with Remote Outdoor Unit-Air-Source) | CVH837GKA2* |  |  | EN(A,D)4X48L24**+WALLCON | *97CMN1002122B* | 32400 | 17 | 8.1 | 32600 | 24600 | 75.46% | 1.96 | 0 | 11.7 |  |  |  | No | R-410A | 2.7 | Residential & Commercial | Ducted CEE Tier 1
214574653 | Central HP <5.4 tons | COMFORTMAKER | HRCU-A-CB (Split System: Heat Pump with Remote Outdoor Unit-Air-Source) | CVH837GKA2* |  |  | EN(A,D)4X48L24**+WALLCON | *95CSU1002122B* | 32400 | 17.5 | 8.5 | 32600 | 24800 | 76.07% | 1.98 | 0 | 11.5 |  |  |  | No | R-410A | 2.7 | Residential & Commercial | Ducted CEE Tier 1
211262221 | Central HP <5.4 tons | DAY & NIGHT | HRCU-A-CB (Split System: Heat Pump with Remote Outdoor Unit-Air-Source) | DLCURAH18ABK |  |  | EA*4X30L17A* | OMV112K14A | 18200 | 15.5 | 8.5 | 18900 | 18400 | 97.35% | 2.2 | 0 | 10.5 |  |  |  | No | R-410A | 1.5167 | Residential & Commercial | Ducted CEE Tier 1
211262239 | Central HP <5.4 tons | DAY & NIGHT | HRCU-A-CB (Split System: Heat Pump with Remote Outdoor Unit-Air-Source) | DLCURAH18ABK |  |  | EN(A,D)4X18L14** | *80VSL0451412A* | 17400 | 15.5 | 8.5 | 18600 | 19400 | 104.3% | 2.32 | 0 | 10.5 |  |  |  | No | R-410A | 1.45 | Residential & Commercial | Ducted CEE Tier 1
213780960 | Central HP <5.4 tons | COMFORTMAKER | HRCU-A-CB (Split System: Heat Pump with Remote Outdoor Unit-Air-Source) | CVH837GKA2* |  |  | EA*4X37L21A*+WALLCON | *96CTN1002122B* | 33000 | 17 | 8.5 | 32600 | 25000 | 76.69% | 1.98 | 0 | 11.5 |  |  |  | No | R-410A | 2.75 | Residential & Commercial | Ducted CEE Tier 1
213781080 | Central HP <5.4 tons | COMFORTMAKER | HRCU-A-CB (Split System: Heat Pump with Remote Outdoor Unit-Air-Source) | CVH837GKA2* |  |  | EA*4X42L21A*+WALLCON | *96CTN1002122B* | 31800 | 17 | 8.1 | 33000 | 24400 | 73.94% | 1.88 | 0 | 11 |  |  |  | No | R-410A | 2.65 | Residential & Commercial | Ducted CEE Tier 1
213781130 | Central HP <5.4 tons | COMFORTMAKER | HRCU-A-CB (Split System: Heat Pump with Remote Outdoor Unit-Air-Source) | CVH837GKA2* |  |  | EA*4X42L24A*+WALLCON | *97CMN1202422B* | 31800 | 17 | 8.1 | 32800 | 24400 | 74.39% | 1.88 | 0 | 11 |  |  |  | No | R-410A | 2.65 | Residential & Commercial | Ducted CEE Tier 1
213781180 | Central HP <5.4 tons | COMFORTMAKER | HRCU-A-CB (Split System: Heat Pump with Remote Outdoor Unit-Air-Source) | CVH837GKA2* |  |  | EA*4X43L21A*+WALLCON | *80CTL0901716B* | 33000 | 17 | 8.5 | 32800 | 25000 | 76.22% | 1.98 | 0 | 11 |  |  |  | No | R-410A | 2.75 | Residential & Commercial | Ducted CEE Tier 1
213781260 | Central HP <5.4 tons | COMFORTMAKER | HRCU-A-CB (Split System: Heat Pump with Remote Outdoor Unit-Air-Source) | CVH837GKA2* |  |  | EA*4X43L21A*+WALLCON | *96CTN0801714B* | 32800 | 17 | 8.5 | 32800 | 25200 | 76.83% | 1.96 | 0 | 11 |  |  |  | No | R-410A | 2.7333 | Residential & Commercial | Ducted CEE Tier 1
213781310 | Central HP <5.4 tons | COMFORTMAKER | HRCU-A-CB (Split System: Heat Pump with Remote Outdoor Unit-Air-Source) | CVH837GKA2* |  |  | EA*4X48L21A*+WALLCON | *80CTL0902120B* | 32200 | 17 | 8.1 | 32600 | 24800 | 76.07% | 1.98 | 0 | 11 |  |  |  | No | R-410A | 2.6833 | Residential & Commercial | Ducted CEE Tier 1
213782030 | Central HP <5.4 tons | COMFORTMAKER | HRCU-A-CB (Split System: Heat Pump with Remote Outdoor Unit-Air-Source) | CVH837GKA2* |  |  | EHD4X42AAL+WALLCON | *96CTN1002122B* | 32600 | 16.5 | 8.1 | 33000 | 24600 | 74.55% | 1.94 | 0 | 11 |  |  |  | No | R-410A | 2.7167 | Residential & Commercial | Ducted CEE Tier 1
215667837 | Central HP <5.4 tons | AIRQUEST | HRCU-A-CB (Split System: Heat Pump with Remote Outdoor Unit-Air-Source) | H5H0V24*K*AAA* |  |  | EA*5X37M21A*+WALLCON | *80CTL0701716B* | 24000 | 17.5 | 9 | 23400 | 16400 | 70.09% | 2.02 | 0 | 10.5 |  |  |  | No | R-454B | 2 | Residential & Commercial | Ducted CEE Tier 1
215667885 | Central HP <5.4 tons | AIRQUEST | HRCU-A-CB (Split System: Heat Pump with Remote Outdoor Unit-Air-Source) | H5H0V24*K*AAA* |  |  | EA*5X37M21A*+WALLCON | *97CMN0601714B* | 24000 | 17 | 9 | 23400 | 16400 | 70.09% | 2.02 | 0 | 10.5 |  |  |  | No | R-454B | 2 | Residential & Commercial | Ducted CEE Tier 1
215670449 | Central HP <5.4 tons | AIRQUEST | HRCU-A-CB (Split System: Heat Pump with Remote Outdoor Unit-Air-Source) | H5H0V36*K*AAA* |  |  | ESH5X60M12A*+WALLCON | *80CTL0902120B* | 34600 | 17 | 8.5 | 34600 | 24800 | 71.68% | 1.92 | 0 | 10 |  |  |  | No | R-454B | 2.8833 | Residential & Commercial | Ducted CEE Tier 1
204456702 | Central HP <5.4 tons | DAY & NIGHT | HRCU-A-CB (Split System: Heat Pump with Remote Outdoor Unit-Air-Source) | CVH825GKA2* |  |  | EA*4X36L21A*+WALLCON | *96CTN0601714A* | 23400 | 16.5 | 8.1 | 21600 | 16700 | 77.31% | 1.92 | 11 | 10.5 |  |  |  | No | R-410A | 1.95 | Residential & Commercial | Ducted CEE Tier 1
204456711 | Central HP <5.4 tons | DAY & NIGHT | HRCU-A-CB (Split System: Heat Pump with Remote Outdoor Unit-Air-Source) | CVH825GKA2* |  |  | EA*4X36L21A*+WALLCON | *96CTN0801714A* | 23600 | 16.5 | 8.1 | 21400 | 16700 | 78.04% | 1.94 | 11 | 11 |  |  |  | No | R-410A | 1.9667 | Residential & Commercial | Ducted CEE Tier 1
204456720 | Central HP <5.4 tons | DAY & NIGHT | HRCU-A-CB (Split System: Heat Pump with Remote Outdoor Unit-Air-Source) | CVH825GKA2* |  |  | EA*4X36L21A*+WALLCON | *97CMN0601714A* | 23400 | 16 | 8.1 | 21600 | 16800 | 77.78% | 1.92 | 11 | 10.5 |  |  |  | No | R-410A | 1.95 | Residential & Commercial | Ducted CEE Tier 1
216013296 | Central HP <5.4 tons | JOHNSON CONTROLS | HRCU-A-CB (Split System: Heat Pump with Remote Outdoor Unit-Air-Source) | HH824E2S11 |  |  | JHE36B5AD2SS1 |  | 23000 | 19 | 9.5 | 23000 | 18500 | 80.43% | 2 | 0 | 12 |  |  |  | No | R-454B | 1.9167 | Residential & Commercial | Ducted CEE Tier 1
213062616 | Central HP <5.4 tons | ACIQ | HRCU-A-CB (Split System: Heat Pump with Remote Outdoor Unit-Air-Source) | HVH825GKA2* |  |  | EA*4X36L21A*+WALLCON | *97CMN0602120A* | 23600 | 16 | 8.1 | 21600 | 16700 | 77.31% | 1.92 | 11 | 10.5 |  |  |  | No | R-410A | 1.9667 | Residential & Commercial | Ducted CEE Tier 1
213062751 | Central HP <5.4 tons | ACIQ | HRCU-A-CB (Split System: Heat Pump with Remote Outdoor Unit-Air-Source) | HVH825GKA2* |  |  | EA*4X25L17A*+WALLCON | *95CSU0601716A* | 24200 | 16.5 | 8.1 | 21400 | 16700 | 78.04% | 2 | 11 | 10.5 |  |  |  | No | R-410A | 2.0167 | Residential & Commercial | Ducted CEE Tier 1
213062768 | Central HP <5.4 tons | ACIQ | HRCU-A-CB (Split System: Heat Pump with Remote Outdoor Unit-Air-Source) | HVH825GKA2* |  |  | EHD4X30AAL+WALLCON | *95CSU0802120A* | 23800 | 16 | 8.1 | 21800 | 16700 | 76.61% | 1.98 | 11 | 10.5 |  |  |  | No | R-410A | 1.9833 | Residential & Commercial | Ducted CEE Tier 1
211245638 | Central HP <5.4 tons | HEIL | HRCU-A-CB (Split System: Heat Pump with Remote Outdoor Unit-Air-Source) | DLCURAH24ABK |  |  | EN(A,D)4X36L21** | *80ES(N,L)0902120A* | 24600 | 16.5 | 8.5 | 26600 | 22400 | 84.21% | 1.84 | 0 | 10.5 |  |  |  | No | R-410A | 2.05 | Residential & Commercial | Ducted CEE Tier 1
211245739 | Central HP <5.4 tons | HEIL | HRCU-A-CB (Split System: Heat Pump with Remote Outdoor Unit-Air-Source) | DLCURAH24ABK |  |  | EN(A,D)4X36L21** | *80ESU0802120A | 24400 | 17 | 8.5 | 26200 | 22800 | 87.02% | 1.88 | 0 | 10.5 |  |  |  | No | R-410A | 2.0333 | Residential & Commercial | Ducted CEE Tier 1
210596060 | Central HP <5.4 tons | CARRIER | HRCU-A-CB (Split System: Heat Pump with Remote Outdoor Unit-Air-Source) | 25VNA825A*031* |  |  | CSPH*4212AL*+UI | 58TN*A135C24**22 | 24200 | 16 | 8.1 | 21400 | 16600 | 77.57% | 2 | 0 | 10.5 |  |  |  | No | R-410A | 2.0167 | Residential & Commercial | Ducted CEE Tier 1
213780265 | Central HP <5.4 tons | CARRIER | HRCU-A-CB (Split System: Heat Pump with Remote Outdoor Unit-Air-Source) | 25VNA837A*030* |  |  | CSPH*4812AL*+UI | 59TN6C080C17**14 | 32600 | 16.5 | 8.1 | 33000 | 25000 | 75.76% | 1.94 | 0 | 11 |  |  |  | No | R-410A | 2.7167 | Residential & Commercial | Ducted CEE Tier 1
213780365 | Central HP <5.4 tons | CARRIER | HRCU-A-CB (Split System: Heat Pump with Remote Outdoor Unit-Air-Source) | 25VNA837A*030* |  |  | CSPH*6012AL*+UI | 59CU5B060C17**16 | 32800 | 16.5 | 8.1 | 32200 | 25000 | 77.64% | 1.96 | 0 | 11 |  |  |  | No | R-410A | 2.7333 | Residential & Commercial | Ducted CEE Tier 1
204298584 | Central HP <5.4 tons | TEMPSTAR | HRCU-A-CB (Split System: Heat Pump with Remote Outdoor Unit-Air-Source) | TVH837GKA** |  |  | EA*4X36L17A*+WALLCON | *80CTL0701716A* | 31400 | 17 | 8.1 | 33400 | 24400 | 73.05% | 1.84 | 11 | 11 |  |  |  | No | R-410A | 2.6167 | Residential & Commercial | Ducted CEE Tier 1
204299954 | Central HP <5.4 tons | TEMPSTAR | HRCU-A-CB (Split System: Heat Pump with Remote Outdoor Unit-Air-Source) | TVH837GKA** |  |  | EN(A,D)4X48L24**+WALLCON | *96CTN1002122A* | 32400 | 17.5 | 8.1 | 33000 | 24800 | 75.15% | 1.96 | 12 | 11.7 |  |  |  | No | R-410A | 2.7 | Residential & Commercial | Ducted CEE Tier 1
204300088 | Central HP <5.4 tons | TEMPSTAR | HRCU-A-CB (Split System: Heat Pump with Remote Outdoor Unit-Air-Source) | TVH837GKA** |  |  | EHD4X36AAL+WALLCON | *80CTL1352422A* | 32200 | 16.5 | 8.1 | 33200 | 24600 | 74.1% | 1.94 | 11 | 11 |  |  |  | No | R-410A | 2.6833 | Residential & Commercial | Ducted CEE Tier 1
215941059 | Central HP <5.4 tons | COMFORTMAKER | HRCU-A-CB (Split System: Heat Pump with Remote Outdoor Unit-Air-Source) | C5H3V48*K*AAA* |  |  | EA*5X61M21A*+WALLCON | *80CSU0601716B* | 45000 | 21 | 9.5 | 48500 | 37000 | 76.29% | 2 | 0 | 11.5 |  |  |  | No | R-454B | 3.75 | Residential & Commercial | Ducted CEE Tier 1
204300588 | Central HP <5.4 tons | TEMPSTAR | HRCU-A-CB (Split System: Heat Pump with Remote Outdoor Unit-Air-Source) | TVH837GKA** |  |  | EHD4X48AAL+WALLCON | *80CTL0901716A* | 32800 | 17.5 | 8.1 | 33000 | 24800 | 75.15% | 1.98 | 12 | 11.5 |  |  |  | No | R-410A | 2.7333 | Residential & Commercial | Ducted CEE Tier 1
206136369 | Central HP <5.4 tons | TEMPSTAR | HRCU-A-CB (Split System: Heat Pump with Remote Outdoor Unit-Air-Source) | TVH837GKA** |  |  | EHD4X48AAL+WALLCON | *95CSU1002122A* | 32600 | 17 | 8.1 | 32800 | 24800 | 75.61% | 1.98 | 11.5 | 11 |  |  |  | No | R-410A | 2.7167 | Residential & Commercial | Ducted CEE Tier 1
214397295 | Central HP <5.4 tons | JOHNSON CONTROLS | HRCU-A-CB (Split System: Heat Pump with Remote Outdoor Unit-Air-Source) | HH836E2S11 |  |  | CTF36B5CDS1+JME12B2SN1 |  | 33400 | 19 | 9 | 30400 | 24800 | 81.58% | 2 | 0 | 12 |  |  |  | No | R-454B | 2.7833 | Residential & Commercial | Ducted CEE Tier 1
214609120 | Central HP <5.4 tons | JOHNSON CONTROLS | HRCU-A-CB (Split System: Heat Pump with Remote Outdoor Unit-Air-Source) | HH836E2S11 |  |  | CTM48C5CFS1 | Z9ES100C16SMPS1 | 35000 | 18 | 9 | 32600 | 25800 | 79.14% | 2 | 0 | 11 |  |  |  | No | R-454B | 2.9167 | Residential & Commercial | Ducted CEE Tier 1
214609209 | Central HP <5.4 tons | JOHNSON CONTROLS | HRCU-A-CB (Split System: Heat Pump with Remote Outdoor Unit-Air-Source) | HH836E2S11 |  |  | CTF48C5CFS1 | Z9ES080C16SMPS1 | 34000 | 19 | 9 | 32600 | 25800 | 79.14% | 2 | 0 | 11 |  |  |  | No | R-454B | 2.8333 | Residential & Commercial | Ducted CEE Tier 1
216508715 | Central HP <5.4 tons | YORK | HRCU-A-CB (Split System: Heat Pump with Remote Outdoor Unit-Air-Source) | HH836E2S11 |  |  | CTF30A5ADS1 | TM8Y060A12MP11 | 32600 | 18 | 8.5 | 30600 | 25200 | 82.35% | 2 | 0 | 11 |  |  |  | No | R-454B | 2.7167 | Residential & Commercial | Ducted CEE Tier 1
214396375 | Central HP <5.4 tons | JOHNSON CONTROLS | HRCU-A-CB (Split System: Heat Pump with Remote Outdoor Unit-Air-Source) | HH836E2S11 |  |  | CTF48C5CFS1+JME16C2SN1 |  | 34200 | 19 | 9 | 31600 | 25200 | 79.75% | 2 | 0 | 11.7 |  |  |  | No | R-454B | 2.85 | Residential & Commercial | Ducted CEE Tier 1
214396400 | Central HP <5.4 tons | JOHNSON CONTROLS | HRCU-A-CB (Split System: Heat Pump with Remote Outdoor Unit-Air-Source) | HH836E2S11 |  |  | CTF36C5CDS1+JMC17C2SN1 |  | 34400 | 19 | 9 | 31600 | 25400 | 80.38% | 2 | 0 | 11.7 |  |  |  | No | R-454B | 2.8667 | Residential & Commercial | Ducted CEE Tier 1
213785514 | Central HP <5.4 tons | CARRIER | HRCU-A-CB (Split System: Heat Pump with Remote Outdoor Unit-Air-Source) | 25VNA436A*031* |  |  | CAP**4824AL*+UI | 59TN6C100C21**22 | 33200 | 19.5 | 9 | 36400 | 25800 | 70.88% | 2.04 | 0 | 12 |  |  |  | No | R-410A | 2.7667 | Residential & Commercial | Ducted CEE Tier 1
214396353 | Central HP <5.4 tons | JOHNSON CONTROLS | HRCU-A-CB (Split System: Heat Pump with Remote Outdoor Unit-Air-Source) | HH860E2S11 |  |  | JHC60D5CJ2SS1 |  | 54500 | 19 | 9 | 56500 | 40000 | 70.8% | 2 | 0 | 11 |  |  |  | No | R-454B | 4.5417 | Residential & Commercial | Ducted CEE Tier 1
214606536 | Central HP <5.4 tons | JOHNSON CONTROLS | HRCU-A-C (Split System: Heat Pump with Remote Outdoor Unit with No Indoor Fan --Air Source) | HH860E2S11 |  |  | CTM60D5CGS1 |  | 44500 | 15.2 | 8.5 | 46000 | 34200 | 74.35% | 2 | 0 | 11 |  |  |  | No | R-454B | 3.7083 | Residential & Commercial | Ducted CEE Tier 1
206788427 | Central HP <5.4 tons | CARRIER | HRCU-A-CB (Split System: Heat Pump with Remote Outdoor Unit-Air-Source) | 25VNA424A*031* |  |  | CSPH*4212AL*+UI | 58TN*A090C17**16 | 24000 | 20.5 | 10.5 | 26400 | 19600 | 74.24% | 2.54 | 14 | 13 |  |  |  | No | R-410A | 2 | Residential & Commercial | Ducted CEE Tier 1
214397411 | Central HP <5.4 tons | JOHNSON CONTROLS | HRCU-A-CB (Split System: Heat Pump with Remote Outdoor Unit-Air-Source) | HH860E2S11 |  |  | CTF60D5CGS1 | TM9V120D20MP12 | 44000 | 18 | 9 | 44500 | 33400 | 75.06% | 2 | 0 | 11.7 |  |  |  | No | R-454B | 3.6667 | Residential & Commercial | Ducted CEE Tier 1
214396368 | Central HP <5.4 tons | JOHNSON CONTROLS | HRCU-A-CB (Split System: Heat Pump with Remote Outdoor Unit-Air-Source) | HH860E2S11 |  |  | CTF60D5CJS1 | TP9C120D20MP13 | 53000 | 19 | 9 | 55000 | 39500 | 71.82% | 2 | 0 | 11 |  |  |  | No | R-454B | 4.4167 | Residential & Commercial | Ducted CEE Tier 1
214396734 | Central HP <5.4 tons | JOHNSON CONTROLS | HRCU-A-CB (Split System: Heat Pump with Remote Outdoor Unit-Air-Source) | HH860E2S11 |  |  | CTF60C5CHS1 | TL8E100C20UH11 | 53000 | 19 | 9 | 53500 | 38500 | 71.96% | 2 | 0 | 11.7 |  |  |  | No | R-454B | 4.4167 | Residential & Commercial | Ducted CEE Tier 1
210597984 | Central HP <5.4 tons | HEIL | HRCU-A-CB (Split System: Heat Pump with Remote Outdoor Unit-Air-Source) | HVH825GKA2* |  |  | EA*4X43L21A*+WALLCON | *97CMN0602120A* | 24400 | 16.5 | 8.1 | 21200 | 16700 | 78.77% | 2.02 | 0 | 11 |  |  |  | No | R-410A | 2.0333 | Residential & Commercial | Ducted CEE Tier 1
210598036 | Central HP <5.4 tons | HEIL | HRCU-A-CB (Split System: Heat Pump with Remote Outdoor Unit-Air-Source) | HVH825GKA2* |  |  | EA*4X48L21A*+WALLCON | *96CTN0801714A* | 24000 | 16.5 | 8.1 | 21000 | 16600 | 79.05% | 2 | 0 | 11 |  |  |  | No | R-410A | 2 | Residential & Commercial | Ducted CEE Tier 1
210598300 | Central HP <5.4 tons | HEIL | HRCU-A-CB (Split System: Heat Pump with Remote Outdoor Unit-Air-Source) | HVH825GKA2* |  |  | EHD4X48AAL+WALLCON | *97CMN0602120A* | 24200 | 16 | 8.1 | 21400 | 16700 | 78.04% | 2 | 0 | 10.5 |  |  |  | No | R-410A | 2.0167 | Residential & Commercial | Ducted CEE Tier 1
210598368 | Central HP <5.4 tons | HEIL | HRCU-A-CB (Split System: Heat Pump with Remote Outdoor Unit-Air-Source) | HVH825GKA2* |  |  | EN(A,D)4X48L24**+WALLCON | *95CSU1002122A* | 24200 | 17 | 8.1 | 21200 | 16600 | 78.3% | 2.02 | 0 | 11.5 |  |  |  | No | R-410A | 2.0167 | Residential & Commercial | Ducted CEE Tier 1
216013474 | Central HP <5.4 tons | LENNOX | HRCU-A-CB (Split System: Heat Pump with Remote Outdoor Unit-Air-Source) | EL18KSLV-060-230** |  |  | CBK45UHVT-048-230-** |  | 47500 | 18 | 9.5 | 48000 | 42000 | 87.5% | 1.75 | 0 | 11.7 |  |  |  | No | R-454B | 3.9583 | Residential & Commercial | Ducted CEE Tier 1
215678219 | Central HP <5.4 tons | DAY & NIGHT | HRCU-A-CB (Split System: Heat Pump with Remote Outdoor Unit-Air-Source) | C5H0V24*K*AAA* |  |  | EA*5X24M17A*+WALLCON | *97CTN0801716A* | 22800 | 16.5 | 9 | 24000 | 16900 | 70.42% | 1.94 | 0 | 10 |  |  |  | No | R-454B | 1.9 | Residential & Commercial | Ducted CEE Tier 1
215678319 | Central HP <5.4 tons | DAY & NIGHT | HRCU-A-CB (Split System: Heat Pump with Remote Outdoor Unit-Air-Source) | C5H0V24*K*AAA* |  |  | EA*5X36M17A*+WALLCON | *80CSU0601716B* | 23200 | 17 | 8.5 | 23400 | 16500 | 70.51% | 1.98 | 0 | 10 |  |  |  | No | R-454B | 1.9333 | Residential & Commercial | Ducted CEE Tier 1
216581394 | Central HP <5.4 tons | LENNOX | HRCU-A-C (Split System: Heat Pump with Remote Outdoor Unit with No Indoor Fan --Air Source) | EL18KSLV-060-230A** |  |  | CK40[C,U]T-48C-**+TDR |  | 47500 | 15.2 | 8.5 | 48000 | 39000 | 81.25% | 1.75 | 0 | 10 |  |  |  | No | R-454B | 3.9583 | Residential & Commercial | Ducted CEE Tier 1
210596164 | Central HP <5.4 tons | CARRIER | HRCU-A-CB (Split System: Heat Pump with Remote Outdoor Unit-Air-Source) | 25VNA837A*030* |  |  | CAP**3621AL*+UI | 59CU5A100C21**22 | 31600 | 17.5 | 8.1 | 33000 | 24200 | 73.33% | 1.86 | 0 | 11 |  |  |  | No | R-410A | 2.6333 | Residential & Commercial | Ducted CEE Tier 1
210596169 | Central HP <5.4 tons | CARRIER | HRCU-A-CB (Split System: Heat Pump with Remote Outdoor Unit-Air-Source) | 25VNA837A*030* |  |  | CAP**6024AL*+UI | 58TN*A090C21**20 | 32800 | 17.5 | 8.5 | 31800 | 24800 | 77.99% | 1.98 | 0 | 11.7 |  |  |  | No | R-410A | 2.7333 | Residential & Commercial | Ducted CEE Tier 1
213782350 | Central HP <5.4 tons | COMFORTMAKER | HRCU-A-CB (Split System: Heat Pump with Remote Outdoor Unit-Air-Source) | CVH837GKA2* |  |  | EHD4X60AAL+WALLCON | *96CTN1002122B* | 33000 | 16.5 | 8.1 | 32200 | 24800 | 77.02% | 2 | 0 | 11.5 |  |  |  | No | R-410A | 2.75 | Residential & Commercial | Ducted CEE Tier 1
213433312 | Central HP <5.4 tons | STEALTH | HRCU-A-CB (Split System: Heat Pump with Remote Outdoor Unit-Air-Source) | ACIQ-36-HPB |  |  | ACIQ-36W-P |  | 36000 | 17 | 9.9 | 36000 | 36000 | 100% | 1.9 | 0 | 10 |  |  |  | No | R-410A | 3 | Residential & Commercial | Ducted CEE Tier 1
206133363 | Central HP <5.4 tons | TEMPSTAR | HRCU-A-CB (Split System: Heat Pump with Remote Outdoor Unit-Air-Source) | TVH825GKA2* |  |  | EA*4X36L17A*+WALLCON | *80CSU0401712A* | 23600 | 16.5 | 8.1 | 21400 | 16600 | 77.57% | 1.94 | 11 | 10.5 |  |  |  | No | R-410A | 1.9667 | Residential & Commercial | Ducted CEE Tier 1
206133393 | Central HP <5.4 tons | TEMPSTAR | HRCU-A-CB (Split System: Heat Pump with Remote Outdoor Unit-Air-Source) | TVH825GKA2* |  |  | EA*4X36L21A*+WALLCON | *80CSU0601716A* | 23600 | 16.5 | 8.1 | 21400 | 16600 | 77.57% | 1.94 | 11.5 | 10.5 |  |  |  | No | R-410A | 1.9667 | Residential & Commercial | Ducted CEE Tier 1
206133413 | Central HP <5.4 tons | TEMPSTAR | HRCU-A-CB (Split System: Heat Pump with Remote Outdoor Unit-Air-Source) | TVH825GKA2* |  |  | EA*4X36L21A*+WALLCON | *80CSU1002120A* | 23600 | 16.5 | 8.1 | 21400 | 16700 | 78.04% | 1.94 | 11.5 | 10.5 |  |  |  | No | R-410A | 1.9667 | Residential & Commercial | Ducted CEE Tier 1
215939769 | Central HP <5.4 tons | COMFORTMAKER | HRCU-A-CB (Split System: Heat Pump with Remote Outdoor Unit-Air-Source) | C5H3V36*K*AAA* |  |  | EA*5X48M21A*+WALLCON | *97CTN0802120A* | 33400 | 20 | 9.5 | 34600 | 26400 | 76.3% | 2.04 | 0 | 11.5 |  |  |  | No | R-454B | 2.7833 | Residential & Commercial | Ducted CEE Tier 1
215939919 | Central HP <5.4 tons | COMFORTMAKER | HRCU-A-CB (Split System: Heat Pump with Remote Outdoor Unit-Air-Source) | C5H3V36*K*AAA* |  |  | EA*5X61M24A*+WALLCON | *97CTN1002122A* | 34400 | 20.5 | 9.5 | 34200 | 26000 | 76.02% | 2.06 | 0 | 12 |  |  |  | No | R-454B | 2.8667 | Residential & Commercial | Ducted CEE Tier 1
214397039 | Central HP <5.4 tons | JOHNSON CONTROLS | HRCU-A-CB (Split System: Heat Pump with Remote Outdoor Unit-Air-Source) | HH860E2S11 |  |  | CTM60C5CGS1 | TM8Y100C16MP11 | 44000 | 18 | 9 | 44000 | 33400 | 75.91% | 2 | 0 | 11.7 |  |  |  | No | R-454B | 3.6667 | Residential & Commercial | Ducted CEE Tier 1
214397412 | Central HP <5.4 tons | COLEMAN | HRCU-A-CB (Split System: Heat Pump with Remote Outdoor Unit-Air-Source) | HH860E2S11 |  |  | CTF60D5CGS1 | TP9C120D20MP13 | 44000 | 18 | 9 | 44500 | 33400 | 75.06% | 2 | 0 | 11.7 |  |  |  | No | R-454B | 3.6667 | Residential & Commercial | Ducted CEE Tier 1
216374539 | Central HP <5.4 tons | YORK | HRCU-A-CB (Split System: Heat Pump with Remote Outdoor Unit-Air-Source) | HH860E2S11 |  |  | CTF60D5CJS1 | Y92E120D20SMPS1 | 53500 | 19 | 9 | 56000 | 40500 | 72.32% | 2 | 0 | 10 |  |  |  | No | R-454B | 4.4583 | Residential & Commercial | Ducted CEE Tier 1
206788337 | Central HP <5.4 tons | CARRIER | HRCU-A-CB (Split System: Heat Pump with Remote Outdoor Unit-Air-Source) | 25VNA424A*031* |  |  | CAP**3621AL*+UI | 59MN7B080C17**14 | 23200 | 20 | 10 | 26600 | 19900 | 74.81% | 2.4 | 13 | 13 |  |  |  | No | R-410A | 1.9333 | Residential & Commercial | Ducted CEE Tier 1
206788392 | Central HP <5.4 tons | CARRIER | HRCU-A-CB (Split System: Heat Pump with Remote Outdoor Unit-Air-Source) | 25VNA424A*031* |  |  | CNPV*4221AL*+UI | 58TN*A090C17**16 | 23600 | 21.5 | 10 | 26600 | 19700 | 74.06% | 2.48 | 14 | 13.5 |  |  |  | No | R-410A | 1.9667 | Residential & Commercial | Ducted CEE Tier 1
204459237 | Central HP <5.4 tons | DAY & NIGHT | HRCU-A-CB (Split System: Heat Pump with Remote Outdoor Unit-Air-Source) | CVH825GKA2* |  |  | EHD4X30AAL+WALLCON | *80CTL0701412A* | 23800 | 16 | 8.1 | 21800 | 16700 | 76.61% | 1.98 | 11 | 10.5 |  |  |  | No | R-410A | 1.9833 | Residential & Commercial | Ducted CEE Tier 1
215940589 | Central HP <5.4 tons | COMFORTMAKER | HRCU-A-CB (Split System: Heat Pump with Remote Outdoor Unit-Air-Source) | C5H3V36*K*AAA* |  |  | EVD5X38M17A*+WALLCON | *80CSU0601716B* | 35600 | 22 | 8.5 | 38000 | 28600 | 75.26% | 2.02 | 0 | 12 |  |  |  | No | R-454B | 2.9667 | Residential & Commercial | Ducted CEE Tier 1
215940689 | Central HP <5.4 tons | COMFORTMAKER | HRCU-A-CB (Split System: Heat Pump with Remote Outdoor Unit-Air-Source) | C5H3V36*K*AAA* |  |  | EVD5X42M24A*+WALLCON | *96CTN0802120B* | 35400 | 21.5 | 8.5 | 38000 | 28600 | 75.26% | 2.04 | 0 | 12 |  |  |  | No | R-454B | 2.95 | Residential & Commercial | Ducted CEE Tier 1
215940789 | Central HP <5.4 tons | COMFORTMAKER | HRCU-A-CB (Split System: Heat Pump with Remote Outdoor Unit-Air-Source) | C5H3V36*K*AAA* |  |  | EVD5X49M24A*+WALLCON | *97CTN1002122A* | 35400 | 22 | 8.5 | 38000 | 28400 | 74.74% | 2.04 | 0 | 12.5 |  |  |  | No | R-454B | 2.95 | Residential & Commercial | Ducted CEE Tier 1
204456498 | Central HP <5.4 tons | TEMPSTAR | HRCU-A-CB (Split System: Heat Pump with Remote Outdoor Unit-Air-Source) | TVH825GKA2* |  |  | EA*4X25L17A*+WALLCON | *80CTL0701412A* | 24400 | 17.5 | 8.5 | 21200 | 16600 | 78.3% | 2.02 | 11 | 11.5 |  |  |  | No | R-410A | 2.0333 | Residential & Commercial | Ducted CEE Tier 1
204456651 | Central HP <5.4 tons | TEMPSTAR | HRCU-A-CB (Split System: Heat Pump with Remote Outdoor Unit-Air-Source) | TVH825GKA2* |  |  | EA*4X36L17A*+WALLCON | *80CTL0701412A* | 23600 | 17 | 8.1 | 21400 | 16600 | 77.57% | 1.94 | 11 | 11 |  |  |  | No | R-410A | 1.9667 | Residential & Commercial | Ducted CEE Tier 1
215932589 | Central HP <5.4 tons | COMFORTMAKER | HRCU-A-CB (Split System: Heat Pump with Remote Outdoor Unit-Air-Source) | C5H3V36*K*AAA* |  |  | EA*5X60M24A*+WALLCON | *95CSU1002122B* | 34000 | 20.5 | 9.5 | 34000 | 25800 | 75.88% | 2.04 | 0 | 12 |  |  |  | No | R-454B | 2.8333 | Residential & Commercial | Ducted CEE Tier 1
215932659 | Central HP <5.4 tons | COMFORTMAKER | HRCU-A-CB (Split System: Heat Pump with Remote Outdoor Unit-Air-Source) | C5H3V36*K*AAA* |  |  | EA*5X61M21A*+WALLCON | *80CSU0401712A* | 34400 | 20.5 | 9 | 34600 | 26200 | 75.72% | 1.94 | 0 | 11.7 |  |  |  | No | R-454B | 2.8667 | Residential & Commercial | Ducted CEE Tier 1
215932809 | Central HP <5.4 tons | COMFORTMAKER | HRCU-A-CB (Split System: Heat Pump with Remote Outdoor Unit-Air-Source) | C5H3V36*K*AAA* |  |  | EA*5X61M21A*+WALLCON | *97CMN1002122B* | 34400 | 20.5 | 9.5 | 34200 | 26000 | 76.02% | 2.06 | 0 | 12 |  |  |  | No | R-454B | 2.8667 | Residential & Commercial | Ducted CEE Tier 1
215933109 | Central HP <5.4 tons | COMFORTMAKER | HRCU-A-CB (Split System: Heat Pump with Remote Outdoor Unit-Air-Source) | C5H3V36*K*AAA* |  |  | ESH5X36M12A*+WALLCON | *80CTL0902120B* | 33400 | 19 | 9 | 34800 | 26600 | 76.44% | 1.92 | 0 | 11.5 |  |  |  | No | R-454B | 2.7833 | Residential & Commercial | Ducted CEE Tier 1
215933609 | Central HP <5.4 tons | COMFORTMAKER | HRCU-A-CB (Split System: Heat Pump with Remote Outdoor Unit-Air-Source) | C5H3V36*K*AAA* |  |  | ESH5X48M12A*+WALLCON | *95CSU0601716B* | 33600 | 19 | 9 | 35200 | 27000 | 76.7% | 1.92 | 0 | 11 |  |  |  | No | R-454B | 2.8 | Residential & Commercial | Ducted CEE Tier 1
215934629 | Central HP <5.4 tons | COMFORTMAKER | HRCU-A-CB (Split System: Heat Pump with Remote Outdoor Unit-Air-Source) | C5H3V36*K*AAA* |  |  | EVM5X25M17A*+WALLCON | *97CMN0601714B* | 34000 | 20 | 8.1 | 38000 | 27200 | 71.58% | 2 | 0 | 11 |  |  |  | No | R-454B | 2.8333 | Residential & Commercial | Ducted CEE Tier 1
215934729 | Central HP <5.4 tons | COMFORTMAKER | HRCU-A-CB (Split System: Heat Pump with Remote Outdoor Unit-Air-Source) | C5H3V36*K*AAA* |  |  | EVM5X36M17A*+WALLCON | *96CTN0601714B* | 34000 | 20 | 8.1 | 38000 | 27200 | 71.58% | 2 | 0 | 11 |  |  |  | No | R-454B | 2.8333 | Residential & Commercial | Ducted CEE Tier 1
215934829 | Central HP <5.4 tons | COMFORTMAKER | HRCU-A-CB (Split System: Heat Pump with Remote Outdoor Unit-Air-Source) | C5H3V36*K*AAA* |  |  | EVM5X44M21A*+WALLCON | *80CTL0702120B* | 35600 | 21.5 | 8.5 | 38000 | 28600 | 75.26% | 2.02 | 0 | 12 |  |  |  | No | R-454B | 2.9667 | Residential & Commercial | Ducted CEE Tier 1
215934929 | Central HP <5.4 tons | COMFORTMAKER | HRCU-A-CB (Split System: Heat Pump with Remote Outdoor Unit-Air-Source) | C5H3V36*K*AAA* |  |  | EVM5X44M21A*+WALLCON | *97CMN1002122B* | 35600 | 22 | 8.5 | 38000 | 28600 | 75.26% | 2.02 | 0 | 12.5 |  |  |  | No | R-454B | 2.9667 | Residential & Commercial | Ducted CEE Tier 1
213072262 | Central HP <5.4 tons | ACIQ | HRCU-A-CB (Split System: Heat Pump with Remote Outdoor Unit-Air-Source) | DLCURAH18ABK |  |  | EA*4X30L17A* | OMV098J12* | 18300 | 16 | 8.5 | 18900 | 18400 | 97.35% | 2.22 | 0 | 10.5 |  |  |  | No | R-410A | 1.525 | Residential & Commercial | Ducted CEE Tier 1
214229029 | Central HP <5.4 tons | COMFORTMAKER | HRCU-A-CB (Split System: Heat Pump with Remote Outdoor Unit-Air-Source) | DLCURAH18ABK |  |  | EN(A,D)4X30L17** | *80MSU0601716A* | 17800 | 16.5 | 8.1 | 18300 | 18500 | 101.1% | 2.22 | 0 | 11 |  |  |  | No | R-410A | 1.4833 | Residential & Commercial | Ducted CEE Tier 1
211262619 | Central HP <5.4 tons | DAY & NIGHT | HRCU-A-CB (Split System: Heat Pump with Remote Outdoor Unit-Air-Source) | DLCURAH18ABK |  |  | EN(A,D)4X24L14** | *95ESN0601412A* | 17800 | 16 | 8.5 | 18700 | 18800 | 100.5% | 2.26 | 0 | 11 |  |  |  | No | R-410A | 1.4833 | Residential & Commercial | Ducted CEE Tier 1
211263970 | Central HP <5.4 tons | DAY & NIGHT | HRCU-A-CB (Split System: Heat Pump with Remote Outdoor Unit-Air-Source) | DLCURAH18ABK |  |  | EN(A,D)4X30L17** | *96VSN0601412A* | 18000 | 16 | 8.5 | 18600 | 18400 | 98.92% | 2.22 | 0 | 11 |  |  |  | No | R-410A | 1.5 | Residential & Commercial | Ducted CEE Tier 1
215941089 | Central HP <5.4 tons | COMFORTMAKER | HRCU-A-CB (Split System: Heat Pump with Remote Outdoor Unit-Air-Source) | C5H3V48*K*AAA* |  |  | EA*5X61M21A*+WALLCON | *97CTN1002122A* | 45500 | 21 | 9.5 | 48500 | 36800 | 75.88% | 2 | 0 | 11 |  |  |  | No | R-454B | 3.7917 | Residential & Commercial | Ducted CEE Tier 1
215941119 | Central HP <5.4 tons | COMFORTMAKER | HRCU-A-CB (Split System: Heat Pump with Remote Outdoor Unit-Air-Source) | C5H3V48*K*AAA* |  |  | EA*5X61M24A*+WALLCON | *97CTN1002122A* | 45500 | 21.5 | 9.5 | 48500 | 36800 | 75.88% | 2 | 0 | 11 |  |  |  | No | R-454B | 3.7917 | Residential & Commercial | Ducted CEE Tier 1
215941319 | Central HP <5.4 tons | COMFORTMAKER | HRCU-A-CB (Split System: Heat Pump with Remote Outdoor Unit-Air-Source) | C5H3V48*K*AAA* |  |  | EVM5X48M21A*+WALLCON | *97CTN1002122A* | 44500 | 20 | 8.1 | 52000 | 38500 | 74.04% | 2 | 0 | 11 |  |  |  | No | R-454B | 3.7083 | Residential & Commercial | Ducted CEE Tier 1
215941669 | Central HP <5.4 tons | COMFORTMAKER | HRCU-A-CB (Split System: Heat Pump with Remote Outdoor Unit-Air-Source) | C5H3V48*K*AAA* |  |  | EVD5X60M21A*+WALLCON | *96CTN0802120B* | 45500 | 20.5 | 8.1 | 53000 | 38500 | 72.64% | 1.95 | 0 | 11 |  |  |  | No | R-454B | 3.7917 | Residential & Commercial | Ducted CEE Tier 1
214569515 | Central HP <5.4 tons | BRYANT HEATING AND COOLING SYSTEMS | HRCU-A-CB (Split System: Heat Pump with Remote Outdoor Unit-Air-Source) | 284ANV048*0**B* |  |  | CNPV*6024AL*+UI | 986TD60080C21*** | 44500 | 21.5 | 9.5 | 46000 | 36200 | 78.7% | 2.28 | 0 | 12 |  |  |  | No | R-410A | 3.7083 | Residential & Commercial | Ducted CEE Tier 1
206771960 | Central HP <5.4 tons | DAY & NIGHT | HRCU-A-CB (Split System: Heat Pump with Remote Outdoor Unit-Air-Source) | CVH837GKA2* |  |  | EA*4X48L24A*+WALLCON | *96CTN1002122A* | 32400 | 17.5 | 8.5 | 32600 | 24800 | 76.07% | 2 | 12 | 11.7 |  |  |  | No | R-410A | 2.7 | Residential & Commercial | Ducted CEE Tier 1
206771978 | Central HP <5.4 tons | DAY & NIGHT | HRCU-A-CB (Split System: Heat Pump with Remote Outdoor Unit-Air-Source) | CVH837GKA2* |  |  | EA*4X48L24A*+WALLCON | *97CMN0602120A* | 32200 | 17 | 8.1 | 32800 | 25200 | 76.83% | 1.96 | 11.5 | 11 |  |  |  | No | R-410A | 2.6833 | Residential & Commercial | Ducted CEE Tier 1
206772077 | Central HP <5.4 tons | DAY & NIGHT | HRCU-A-CB (Split System: Heat Pump with Remote Outdoor Unit-Air-Source) | CVH837GKA2* |  |  | END4X42L17**+WALLCON | *80CTL0901716A* | 32200 | 17.5 | 8.1 | 33000 | 24600 | 74.55% | 1.92 | 11 | 11.7 |  |  |  | No | R-410A | 2.6833 | Residential & Commercial | Ducted CEE Tier 1
215668773 | Central HP <5.4 tons | AIRQUEST | HRCU-A-CB (Split System: Heat Pump with Remote Outdoor Unit-Air-Source) | H5H0V36*K*AAA* |  |  | EA*5X37M21A*+WALLCON | *96CTN0801714B* | 34400 | 18 | 9 | 35400 | 25200 | 71.19% | 1.9 | 0 | 10 |  |  |  | No | R-454B | 2.8667 | Residential & Commercial | Ducted CEE Tier 1
214228991 | Central HP <5.4 tons | BRYANT HEATING AND COOLING SYSTEMS | HRCU-A-CB (Split System: Heat Pump with Remote Outdoor Unit-Air-Source) | 38MURAQ18AB3* |  |  | CAP**2517AL* | 83*SB48060M17*** | 18200 | 16.5 | 8.5 | 18000 | 17500 | 97.22% | 2.12 | 0 | 11 |  |  |  | No | R-410A | 1.5167 | Residential & Commercial | Ducted CEE Tier 1
211262922 | Central HP <5.4 tons | DAY & NIGHT | HRCU-A-CB (Split System: Heat Pump with Remote Outdoor Unit-Air-Source) | DLCURAH18ABK |  |  | EN(A,D)4X24L17** | *95ESU0401712A* | 17600 | 16 | 8.5 | 18500 | 18800 | 101.6% | 2.26 | 0 | 11 |  |  |  | No | R-410A | 1.4667 | Residential & Commercial | Ducted CEE Tier 1
211263351 | Central HP <5.4 tons | DAY & NIGHT | HRCU-A-CB (Split System: Heat Pump with Remote Outdoor Unit-Air-Source) | DLCURAH18ABK |  |  | EN(A,D)4X24L17** | *80ES(N,L)0701712A* | 18000 | 16 | 8.5 | 18900 | 18700 | 98.94% | 2.26 | 0 | 11 |  |  |  | No | R-410A | 1.5 | Residential & Commercial | Ducted CEE Tier 1
211263376 | Central HP <5.4 tons | DAY & NIGHT | HRCU-A-CB (Split System: Heat Pump with Remote Outdoor Unit-Air-Source) | DLCURAH18ABK |  |  | EN(A,D)4X24L17** | *92ESN0601412A* | 18100 | 16 | 8.5 | 19000 | 18600 | 97.89% | 2.24 | 0 | 11 |  |  |  | No | R-410A | 1.5083 | Residential & Commercial | Ducted CEE Tier 1
211264319 | Central HP <5.4 tons | DAY & NIGHT | HRCU-A-CB (Split System: Heat Pump with Remote Outdoor Unit-Air-Source) | DLCURAH18ABK |  |  | EN(A,D)4X30L17** | *95ESN0601412A* | 18000 | 16 | 8.5 | 18500 | 18400 | 99.46% | 2.22 | 0 | 11 |  |  |  | No | R-410A | 1.5 | Residential & Commercial | Ducted CEE Tier 1
214229200 | Central HP <5.4 tons | BRYANT HEATING AND COOLING SYSTEMS | HRCU-A-CB (Split System: Heat Pump with Remote Outdoor Unit-Air-Source) | 38MURAQ24AB3* |  |  | CNPV*3617AL* | 83*SB48060M17*** | 23600 | 17 | 8.5 | 25600 | 24000 | 93.75% | 2 | 0 | 10.5 |  |  |  | No | R-410A | 1.9667 | Residential & Commercial | Ducted CEE Tier 1
210599238 | Central HP <5.4 tons | HEIL | HRCU-A-CB (Split System: Heat Pump with Remote Outdoor Unit-Air-Source) | HVH837GKA** |  |  | EA*4X61L21A*+WALLCON | *80CTL0902120A* | 33200 | 18 | 8.5 | 32000 | 25000 | 78.12% | 2 | 0 | 11.7 |  |  |  | No | R-410A | 2.7667 | Residential & Commercial | Ducted CEE Tier 1
204300265 | Central HP <5.4 tons | DAY & NIGHT | HRCU-A-CB (Split System: Heat Pump with Remote Outdoor Unit-Air-Source) | CVH837GKA** |  |  | EHD4X42AAL+WALLCON | *80CTL0902120A* | 32400 | 16.5 | 8.1 | 33200 | 24800 | 74.7% | 1.96 | 12 | 11 |  |  |  | No | R-410A | 2.7 | Residential & Commercial | Ducted CEE Tier 1
204300385 | Central HP <5.4 tons | DAY & NIGHT | HRCU-A-CB (Split System: Heat Pump with Remote Outdoor Unit-Air-Source) | CVH837GKA** |  |  | EHD4X42AAL+WALLCON | *80CTL0701412A* | 32400 | 17 | 8.1 | 33200 | 25000 | 75.3% | 1.94 | 11.5 | 11 |  |  |  | No | R-410A | 2.7 | Residential & Commercial | Ducted CEE Tier 1
204300435 | Central HP <5.4 tons | DAY & NIGHT | HRCU-A-CB (Split System: Heat Pump with Remote Outdoor Unit-Air-Source) | CVH837GKA** |  |  | EHD4X48AAL+WALLCON | *80CTL0701716A* | 32600 | 17 | 8.1 | 33200 | 25000 | 75.3% | 1.96 | 11.5 | 11 |  |  |  | No | R-410A | 2.7167 | Residential & Commercial | Ducted CEE Tier 1
210599395 | Central HP <5.4 tons | HEIL | HRCU-A-CB (Split System: Heat Pump with Remote Outdoor Unit-Air-Source) | HVH837GKA** |  |  | EHD4X60AAL+WALLCON | *80CSU1002120A* | 32800 | 16.5 | 8.1 | 32200 | 24800 | 77.02% | 1.98 | 0 | 11 |  |  |  | No | R-410A | 2.7333 | Residential & Commercial | Ducted CEE Tier 1
210599411 | Central HP <5.4 tons | HEIL | HRCU-A-CB (Split System: Heat Pump with Remote Outdoor Unit-Air-Source) | HVH837GKA** |  |  | EHD4X60AAL+WALLCON | *80CTL0902120A* | 33000 | 17 | 8.1 | 32200 | 25000 | 77.64% | 2 | 0 | 11.5 |  |  |  | No | R-410A | 2.75 | Residential & Commercial | Ducted CEE Tier 1
210599554 | Central HP <5.4 tons | HEIL | HRCU-A-CB (Split System: Heat Pump with Remote Outdoor Unit-Air-Source) | HVH837GKA** |  |  | EN(A,D,W)4X48L21**+WALLCON | *80CSU0601716A* | 32400 | 17 | 8.1 | 33000 | 24800 | 75.15% | 1.94 | 0 | 11.7 |  |  |  | No | R-410A | 2.7 | Residential & Commercial | Ducted CEE Tier 1
210599588 | Central HP <5.4 tons | HEIL | HRCU-A-CB (Split System: Heat Pump with Remote Outdoor Unit-Air-Source) | HVH837GKA** |  |  | EN(A,D,W)4X60L24**+WALLCON | *95CSU0802120A* | 32800 | 18 | 8.1 | 32200 | 24600 | 76.4% | 1.98 | 0 | 12 |  |  |  | No | R-410A | 2.7333 | Residential & Commercial | Ducted CEE Tier 1
210599613 | Central HP <5.4 tons | HEIL | HRCU-A-CB (Split System: Heat Pump with Remote Outdoor Unit-Air-Source) | HVH837GKA** |  |  | EN(A,D,W)4X60L24**+WALLCON | *97CMN1002122A* | 32800 | 18 | 8.1 | 32200 | 24600 | 76.4% | 1.98 | 0 | 12 |  |  |  | No | R-410A | 2.7333 | Residential & Commercial | Ducted CEE Tier 1
212975475 | Central HP <5.4 tons | BRYANT HEATING AND COOLING SYSTEMS | HRCU-A-CB (Split System: Heat Pump with Remote Outdoor Unit-Air-Source) | 38MURAQ18AB3* |  |  | CNPV*3014AL* | 926TC36060V14*** | 17400 | 16 | 8.1 | 18000 | 18700 | 103.9% | 2.24 | 0 | 11 |  |  |  | No | R-410A | 1.45 | Residential & Commercial | Ducted CEE Tier 1
206772663 | Central HP <5.4 tons | DAY & NIGHT | HRCU-A-CB (Split System: Heat Pump with Remote Outdoor Unit-Air-Source) | CVH837GKA2* |  |  | EHD4X36AAL+WALLCON | *80CTL0901716A* | 32400 | 17 | 8.1 | 33200 | 24600 | 74.1% | 1.94 | 12 | 11 |  |  |  | No | R-410A | 2.7 | Residential & Commercial | Ducted CEE Tier 1
206773665 | Central HP <5.4 tons | DAY & NIGHT | HRCU-A-CB (Split System: Heat Pump with Remote Outdoor Unit-Air-Source) | CVH837GKA2* |  |  | EHD4X42AAL+WALLCON | *95CSU1002122A* | 32600 | 17 | 8.1 | 33000 | 24800 | 75.15% | 1.96 | 11.5 | 11 |  |  |  | No | R-410A | 2.7167 | Residential & Commercial | Ducted CEE Tier 1
211226885 | Central HP <5.4 tons | HEIL | HRCU-A-CB (Split System: Heat Pump with Remote Outdoor Unit-Air-Source) | DLCURAH36ABK |  |  | EA*4X37L21A* | *80VSL0702120A* | 36200 | 16 | 8.5 | 38500 | 34800 | 90.39% | 2.06 | 0 | 10 |  |  |  | No | R-410A | 3.0167 | Residential & Commercial | Ducted CEE Tier 1
206771087 | Central HP <5.4 tons | DAY & NIGHT | HRCU-A-CB (Split System: Heat Pump with Remote Outdoor Unit-Air-Source) | CVH837GKA2* |  |  | EA*4X36L21A*+WALLCON | *96CTN0801714A* | 31400 | 17 | 8.1 | 33400 | 24400 | 73.05% | 1.84 | 11 | 11 |  |  |  | No | R-410A | 2.6167 | Residential & Commercial | Ducted CEE Tier 1
206772852 | Central HP <5.4 tons | DAY & NIGHT | HRCU-A-CB (Split System: Heat Pump with Remote Outdoor Unit-Air-Source) | CVH837GKA2* |  |  | EHD4X42AAL+WALLCON | *97CMN0602120A* | 32400 | 16.5 | 8.1 | 33400 | 25200 | 75.45% | 1.94 | 11.5 | 10.5 |  |  |  | No | R-410A | 2.7 | Residential & Commercial | Ducted CEE Tier 1
215674487 | Central HP <5.4 tons | AIRQUEST | HRCU-A-CB (Split System: Heat Pump with Remote Outdoor Unit-Air-Source) | H5H0V48*K*AAA* |  |  | EA*5X61M24A*+WALLCON | *80CTL0902120B* | 46000 | 18.5 | 9 | 48000 | 33600 | 70% | 2.08 | 0 | 10 |  |  |  | No | R-454B | 3.8333 | Residential & Commercial | Ducted CEE Tier 1
215675516 | Central HP <5.4 tons | AIRQUEST | HRCU-A-CB (Split System: Heat Pump with Remote Outdoor Unit-Air-Source) | H5H0V48*K*AAA* |  |  | EVM5X49M21A*+WALLCON | *80CSU1002120A* | 48000 | 18.5 | 9 | 50000 | 36800 | 73.6% | 2 | 0 | 10 |  |  |  | No | R-454B | 4 | Residential & Commercial | Ducted CEE Tier 1
215682295 | Central HP <5.4 tons | HEIL | HRCU-A-CB (Split System: Heat Pump with Remote Outdoor Unit-Air-Source) | H5H0V48*K*AAA* |  |  | EVD5X60M21A*+WALLCON | *96CTN0802120B* | 48000 | 19 | 9 | 50000 | 36800 | 73.6% | 2 | 0 | 10 |  |  |  | No | R-454B | 4 | Residential & Commercial | Ducted CEE Tier 1
215682365 | Central HP <5.4 tons | HEIL | HRCU-A-CB (Split System: Heat Pump with Remote Outdoor Unit-Air-Source) | H5H0V48*K*AAA* |  |  | EVD5X60M21A*+WALLCON | *97CTN1002122A* | 48000 | 19 | 9 | 50000 | 36600 | 73.2% | 2 | 0 | 10.5 |  |  |  | No | R-454B | 4 | Residential & Commercial | Ducted CEE Tier 1
215682565 | Central HP <5.4 tons | HEIL | HRCU-A-CB (Split System: Heat Pump with Remote Outdoor Unit-Air-Source) | H5H0V48*K*AAA* |  |  | EVD5X61M24A*+WALLCON | *97CTN1202422A* | 48500 | 19.5 | 9.5 | 50000 | 36600 | 73.2% | 2.12 | 0 | 10.5 |  |  |  | No | R-454B | 4.0417 | Residential & Commercial | Ducted CEE Tier 1
206767547 | Central HP <5.4 tons | DAY & NIGHT | HRCU-A-CB (Split System: Heat Pump with Remote Outdoor Unit-Air-Source) | CVH825GKA3* |  |  | EA*4X37L21A*+WALLCON | *95CSU0802120A* | 24400 | 17 | 8.5 | 21200 | 16600 | 78.3% | 2.04 | 11.5 | 11 |  |  |  | No | R-410A | 2.0333 | Residential & Commercial | Ducted CEE Tier 1
206765560 | Central HP <5.4 tons | DAY & NIGHT | HRCU-A-CB (Split System: Heat Pump with Remote Outdoor Unit-Air-Source) | CVH825GKA3* |  |  | EA*4X25L17A*+WALLCON | *80CTL0901716A* | 24400 | 17.5 | 8.5 | 21200 | 16600 | 78.3% | 2.04 | 12 | 11.5 |  |  |  | No | R-410A | 2.0333 | Residential & Commercial | Ducted CEE Tier 1
206765893 | Central HP <5.4 tons | DAY & NIGHT | HRCU-A-CB (Split System: Heat Pump with Remote Outdoor Unit-Air-Source) | CVH825GKA3* |  |  | EA*4X37L17A*+WALLCON | *97CMN0601714A* | 24000 | 16 | 8.1 | 21600 | 16900 | 78.24% | 1.98 | 11 | 10.5 |  |  |  | No | R-410A | 2 | Residential & Commercial | Ducted CEE Tier 1
206767083 | Central HP <5.4 tons | DAY & NIGHT | HRCU-A-CB (Split System: Heat Pump with Remote Outdoor Unit-Air-Source) | CVH825GKA3* |  |  | EA*4X24L17A*+WALLCON | *80CSU0601716A* | 23200 | 16.5 | 8.1 | 22000 | 16800 | 76.36% | 1.88 | 11 | 10.5 |  |  |  | No | R-410A | 1.9333 | Residential & Commercial | Ducted CEE Tier 1
215682265 | Central HP <5.4 tons | HEIL | HRCU-A-CB (Split System: Heat Pump with Remote Outdoor Unit-Air-Source) | H5H0V48*K*AAA* |  |  | EVD5X49M24A*+WALLCON | *97CTN0802120A* | 48000 | 19 | 9 | 50000 | 36600 | 73.2% | 2 | 0 | 10 |  |  |  | No | R-454B | 4 | Residential & Commercial | Ducted CEE Tier 1
211242870 | Central HP <5.4 tons | COMFORTMAKER | HRCU-A-CB (Split System: Heat Pump with Remote Outdoor Unit-Air-Source) | DLCURAH24ABK |  |  | EA*4X37L17A* | *80VSL0701716A* | 24200 | 16.5 | 8.5 | 25400 | 21800 | 85.83% | 1.82 | 0 | 10 |  |  |  | No | R-410A | 2.0167 | Residential & Commercial | Ducted CEE Tier 1
211243221 | Central HP <5.4 tons | COMFORTMAKER | HRCU-A-CB (Split System: Heat Pump with Remote Outdoor Unit-Air-Source) | DLCURAH24ABK |  |  | EA*4X37L21A* | *96VSN0601714A* | 24800 | 16.5 | 8.5 | 25600 | 21000 | 82.03% | 1.76 | 0 | 10 |  |  |  | No | R-410A | 2.0667 | Residential & Commercial | Ducted CEE Tier 1
206772722 | Central HP <5.4 tons | HEIL | HRCU-A-CB (Split System: Heat Pump with Remote Outdoor Unit-Air-Source) | HVH837GKA2* |  |  | EHD4X42AAL+WALLCON | *80CTL1352422A* | 32600 | 17 | 8.1 | 33000 | 24800 | 75.15% | 1.96 | 11 | 11 |  |  |  | No | R-410A | 2.7167 | Residential & Commercial | Ducted CEE Tier 1
211245193 | Central HP <5.4 tons | COMFORTMAKER | HRCU-A-CB (Split System: Heat Pump with Remote Outdoor Unit-Air-Source) | DLCURAH24ABK |  |  | EN(A,D,W)4X36L17** | *95ESN0601714A* | 24600 | 16 | 8.1 | 26600 | 22400 | 84.21% | 1.84 | 0 | 10 |  |  |  | No | R-410A | 2.05 | Residential & Commercial | Ducted CEE Tier 1
215853879 | Central HP <5.4 tons | BLUERIDGE | HRCU-A-CB (Split System: Heat Pump with Remote Outdoor Unit-Air-Source) | BMSAH48HHC |  |  | BMS3AH48I |  | 48000 | 17.5 | 9.5 | 48000 | 48000 | 100% | 2 | 0 | 12 |  |  |  | No | R-454B | 4 | Residential & Commercial | Ducted CEE Tier 1
216505883 | Central HP <5.4 tons | Panasonic | HRCU-A-CB (Split System: Heat Pump with Remote Outdoor Unit-Air-Source) | CU-HM48BAHU |  |  | CS-HM48BAHU |  | 48000 | 16.5 | 9.5 | 50000 | 46000 | 92% | 1.9 | 0 | 10.5 |  |  |  | No | R-454B | 4 | Residential & Commercial | Ducted CEE Tier 1
215662841 | Central HP <5.4 tons | AIRQUEST | HRCU-A-CB (Split System: Heat Pump with Remote Outdoor Unit-Air-Source) | H5H0V36*K*AAA* |  |  | FCMA5B48L0C*+WALLCON |  | 34800 | 19 | 9 | 34600 | 24600 | 71.1% | 1.96 | 0 | 11 |  |  |  | No | R-454B | 2.9 | Residential & Commercial | Ducted CEE Tier 1
214397109 | Central HP <5.4 tons | JOHNSON CONTROLS | HRCU-A-CB (Split System: Heat Pump with Remote Outdoor Unit-Air-Source) | HH824E2S11 |  |  | CTF36B5ADS1 | TM8Y080B12MP11 | 23000 | 18 | 9.5 | 23000 | 18300 | 79.57% | 2 | 0 | 12 |  |  |  | No | R-454B | 1.9167 | Residential & Commercial | Ducted CEE Tier 1
216374493 | Central HP <5.4 tons | YORK | HRCU-A-CB (Split System: Heat Pump with Remote Outdoor Unit-Air-Source) | HH824E2S11 |  |  | CTF30B5ACS1 | Y92E060B12SMPS1 | 23000 | 18 | 9.5 | 23000 | 18500 | 80.43% | 2 | 0 | 11.7 |  |  |  | No | R-454B | 1.9167 | Residential & Commercial | Ducted CEE Tier 1
210597968 | Central HP <5.4 tons | HEIL | HRCU-A-CB (Split System: Heat Pump with Remote Outdoor Unit-Air-Source) | HVH825GKA2* |  |  | EA*4X43L21A*+WALLCON | *96CTN0601714A* | 24400 | 16.5 | 8.1 | 21200 | 16700 | 78.77% | 2.02 | 0 | 11 |  |  |  | No | R-410A | 2.0333 | Residential & Commercial | Ducted CEE Tier 1
210598084 | Central HP <5.4 tons | HEIL | HRCU-A-CB (Split System: Heat Pump with Remote Outdoor Unit-Air-Source) | HVH825GKA2* |  |  | EA*4X48L24A*+WALLCON | *97CMN0602120A* | 24000 | 16.5 | 8.1 | 21000 | 16600 | 79.05% | 2 | 0 | 11 |  |  |  | No | R-410A | 2 | Residential & Commercial | Ducted CEE Tier 1
210598184 | Central HP <5.4 tons | HEIL | HRCU-A-CB (Split System: Heat Pump with Remote Outdoor Unit-Air-Source) | HVH825GKA2* |  |  | EHD4X42AAL+WALLCON | *80CTL1352422A* | 24200 | 16 | 8.1 | 21400 | 16600 | 77.57% | 2 | 0 | 10.5 |  |  |  | No | R-410A | 2.0167 | Residential & Commercial | Ducted CEE Tier 1
216374516 | Central HP <5.4 tons | YORK | HRCU-A-CB (Split System: Heat Pump with Remote Outdoor Unit-Air-Source) | HH824E2S11 |  |  | CTM36B5ADS1 | Y92E080B12SMPS1 | 23000 | 18 | 9 | 23000 | 17400 | 75.65% | 2 | 0 | 12 |  |  |  | No | R-454B | 1.9167 | Residential & Commercial | Ducted CEE Tier 1
214875801 | Central HP <5.4 tons | YORK | HRCU-A-CB (Split System: Heat Pump with Remote Outdoor Unit-Air-Source) | HMH72B341 |  |  | XAFC36DBCN1+JMC17C2SN1 |  | 34000 | 18 | 8.5 | 34000 | 23800 | 70% | 2 | 0 | 10 |  |  |  | No | R-410A | 2.8333 | Residential & Commercial | Ducted CEE Tier 1
216374528 | Central HP <5.4 tons | YORK | HRCU-A-CB (Split System: Heat Pump with Remote Outdoor Unit-Air-Source) | HH860E2S11 |  |  | CTU60D5XGS1+TXV | Y92E120D20SMPS1 | 44500 | 17 | 9 | 45000 | 32600 | 72.44% | 2 | 0 | 11.7 |  |  |  | No | R-454B | 3.7083 | Residential & Commercial | Ducted CEE Tier 1
216374527 | Central HP <5.4 tons | YORK | HRCU-A-CB (Split System: Heat Pump with Remote Outdoor Unit-Air-Source) | HH860E2S11 |  |  | CTF60D5CGS1 | Y92E120D20SMPS1 | 44500 | 17 | 9 | 45000 | 32600 | 72.44% | 2 | 0 | 11.7 |  |  |  | No | R-454B | 3.7083 | Residential & Commercial | Ducted CEE Tier 1
214606530 | Central HP <5.4 tons | YORK | HRCU-A-C (Split System: Heat Pump with Remote Outdoor Unit with No Indoor Fan --Air Source) | HH860E2S11 |  |  | CTM60C5CHS1 |  | 54000 | 15.2 | 8.1 | 55000 | 40000 | 72.73% | 2 | 0 | 11 |  |  |  | No | R-454B | 4.5 | Residential & Commercial | Ducted CEE Tier 1
214397079 | Central HP <5.4 tons | JOHNSON CONTROLS | HRCU-A-CB (Split System: Heat Pump with Remote Outdoor Unit-Air-Source) | HH860E2S11 |  |  | CTM60D5CGS1 | TMLE130D20MP11 | 46000 | 17 | 9 | 47000 | 34800 | 74.04% | 2 | 0 | 11 |  |  |  | No | R-454B | 3.8333 | Residential & Commercial | Ducted CEE Tier 1
214397186 | Central HP <5.4 tons | JOHNSON CONTROLS | HRCU-A-CB (Split System: Heat Pump with Remote Outdoor Unit-Air-Source) | HH860E2S11 |  |  | CTM60D5CHS1 | TP9C120D20MP13 | 54000 | 19 | 9 | 54000 | 39000 | 72.22% | 2 | 0 | 11 |  |  |  | No | R-454B | 4.5 | Residential & Commercial | Ducted CEE Tier 1
214396336 | Central HP <5.4 tons | JOHNSON CONTROLS | HRCU-A-CB (Split System: Heat Pump with Remote Outdoor Unit-Air-Source) | HH860E2S11 |  |  | CTM60C5CHS1 | TM8Y100C20MP11 | 54000 | 19 | 9 | 55000 | 39500 | 71.82% | 2 | 0 | 11 |  |  |  | No | R-454B | 4.5 | Residential & Commercial | Ducted CEE Tier 1
214396309 | Central HP <5.4 tons | JOHNSON CONTROLS | HRCU-A-CB (Split System: Heat Pump with Remote Outdoor Unit-Air-Source) | HH860E2S11 |  |  | CTF60C5CHS1 | TP9C100C20MP13 | 53000 | 19 | 8.5 | 53500 | 38500 | 71.96% | 2 | 0 | 11 |  |  |  | No | R-454B | 4.4167 | Residential & Commercial | Ducted CEE Tier 1
216374524 | Central HP <5.4 tons | YORK | HRCU-A-CB (Split System: Heat Pump with Remote Outdoor Unit-Air-Source) | HH860E2S11 |  |  | CTF60C5CGS1 | Y92E080C16SMPS1 | 44000 | 18 | 9 | 45000 | 32800 | 72.89% | 2 | 0 | 11 |  |  |  | No | R-454B | 3.6667 | Residential & Commercial | Ducted CEE Tier 1
216374533 | Central HP <5.4 tons | YORK | HRCU-A-CB (Split System: Heat Pump with Remote Outdoor Unit-Air-Source) | HH860E2S11 |  |  | CTM60C5CGS1 | Y92E100C20SMPS1 | 45000 | 18 | 9 | 46500 | 33800 | 72.69% | 2 | 0 | 11 |  |  |  | No | R-454B | 3.75 | Residential & Commercial | Ducted CEE Tier 1
216374538 | Central HP <5.4 tons | YORK | HRCU-A-CB (Split System: Heat Pump with Remote Outdoor Unit-Air-Source) | HH860E2S11 |  |  | CTM60C5CHS1 | Y92E100C20SMPS1 | 53500 | 19 | 8.5 | 54000 | 39000 | 72.22% | 2 | 0 | 11 |  |  |  | No | R-454B | 4.4583 | Residential & Commercial | Ducted CEE Tier 1
206788461 | Central HP <5.4 tons | CARRIER | HRCU-A-CB (Split System: Heat Pump with Remote Outdoor Unit-Air-Source) | 25VNA424A*031* |  |  | CAP**4221AL*+UI | 59TN6B060C17**14 | 23400 | 20 | 10.5 | 26600 | 19900 | 74.81% | 2.44 | 14 | 13 |  |  |  | No | R-410A | 1.95 | Residential & Commercial | Ducted CEE Tier 1
215570368 | Central HP <5.4 tons | STEALTH | HRCU-A-CB (Split System: Heat Pump with Remote Outdoor Unit-Air-Source) | ACIQ-30-HPB |  |  | ACIQ-30-AHB |  | 30000 | 16.2 | 8.9 | 33000 | 24000 | 72.73% | 1.8 | 11 | 10 |  |  |  | No | R-410A | 2.5 | Residential & Commercial | Ducted CEE Tier 1
214397004 | Central HP <5.4 tons | JOHNSON CONTROLS | HRCU-A-CB (Split System: Heat Pump with Remote Outdoor Unit-Air-Source) | HH836E2S11 |  |  | CTM48C5CFS1 | TM9E080C20MP12 | 34400 | 17 | 8.5 | 32400 | 25800 | 79.63% | 2 | 0 | 11 |  |  |  | No | R-454B | 2.8667 | Residential & Commercial | Ducted CEE Tier 1
214606512 | Central HP <5.4 tons | JOHNSON CONTROLS | HRCU-A-C (Split System: Heat Pump with Remote Outdoor Unit with No Indoor Fan --Air Source) | HH836E2S11 |  |  | CTF48C5CFS1 |  | 31600 | 15.2 | 8.5 | 30800 | 22200 | 72.08% | 2 | 0 | 10 |  |  |  | No | R-454B | 2.6333 | Residential & Commercial | Ducted CEE Tier 1
206788577 | Central HP <5.4 tons | CARRIER | HRCU-A-CB (Split System: Heat Pump with Remote Outdoor Unit-Air-Source) | 25VNA436A*031* |  |  | CAP**3717AL*+UI | 58TN*A070C17**16 | 34000 | 19 | 9.5 | 35400 | 26200 | 74.01% | 2.02 | 12 | 12 |  |  |  | No | R-410A | 2.8333 | Residential & Commercial | Ducted CEE Tier 1
206788584 | Central HP <5.4 tons | CARRIER | HRCU-A-CB (Split System: Heat Pump with Remote Outdoor Unit-Air-Source) | 25VNA436A*031* |  |  | CAP**3721AL*+UI | 59MN7B080C17**14 | 34200 | 19 | 9.5 | 35400 | 25800 | 72.88% | 2.02 | 12 | 11.7 |  |  |  | No | R-410A | 2.85 | Residential & Commercial | Ducted CEE Tier 1
206788595 | Central HP <5.4 tons | CARRIER | HRCU-A-CB (Split System: Heat Pump with Remote Outdoor Unit-Air-Source) | 25VNA436A*031* |  |  | CAP**4221AL*+UI | 59TN6B060C17**14 | 32800 | 18.5 | 9 | 35800 | 26800 | 74.86% | 1.96 | 12 | 11 |  |  |  | No | R-410A | 2.7333 | Residential & Commercial | Ducted CEE Tier 1
215667525 | Central HP <5.4 tons | AIRQUEST | HRCU-A-CB (Split System: Heat Pump with Remote Outdoor Unit-Air-Source) | H5H0V24*K*AAA* |  |  | EA*5X30M17A*+WALLCON | *96CTN0601714B* | 23000 | 17 | 8.5 | 23800 | 16700 | 70.17% | 1.86 | 0 | 10 |  |  |  | No | R-454B | 1.9167 | Residential & Commercial | Ducted CEE Tier 1
215667709 | Central HP <5.4 tons | AIRQUEST | HRCU-A-CB (Split System: Heat Pump with Remote Outdoor Unit-Air-Source) | H5H0V24*K*AAA* |  |  | EA*5X36M17A*+WALLCON | *96CTN0601714B* | 23000 | 17 | 9 | 23800 | 16700 | 70.17% | 1.96 | 0 | 10 |  |  |  | No | R-454B | 1.9167 | Residential & Commercial | Ducted CEE Tier 1
215667845 | Central HP <5.4 tons | AIRQUEST | HRCU-A-CB (Split System: Heat Pump with Remote Outdoor Unit-Air-Source) | H5H0V24*K*AAA* |  |  | EA*5X37M21A*+WALLCON | *80CTL0702120B* | 24000 | 17.5 | 9 | 23200 | 16300 | 70.26% | 2.02 | 0 | 10.5 |  |  |  | No | R-454B | 2 | Residential & Commercial | Ducted CEE Tier 1
213087284 | Central HP <5.4 tons | FRIEDRICH | HRCU-A-CB (Split System: Heat Pump with Remote Outdoor Unit-Air-Source) | FRP18AZ24AJVC |  |  | FRHMVZ2421HEACA |  | 22800 | 20 | 8.5 | 22800 | 24800 | 108.8% | 2 | 0 | 12.5 |  |  |  | No | R-410A | 1.9 | Residential & Commercial | Ducted CEE Tier 1
215682465 | Central HP <5.4 tons | HEIL | HRCU-A-CB (Split System: Heat Pump with Remote Outdoor Unit-Air-Source) | H5H0V48*K*AAA* |  |  | EVD5X61M21A*+WALLCON | *80CSU0802120B* | 49000 | 19 | 9 | 50000 | 36600 | 73.2% | 2.12 | 0 | 10 |  |  |  | No | R-454B | 4.0833 | Residential & Commercial | Ducted CEE Tier 1
214229178 | Central HP <5.4 tons | BRYANT HEATING AND COOLING SYSTEMS | HRCU-A-CB (Split System: Heat Pump with Remote Outdoor Unit-Air-Source) | 38MURAQ24AB3* |  |  | CNPV*2417AL* | 83*SB48060M17*** | 23200 | 16.5 | 8.5 | 26800 | 23600 | 88.06% | 1.96 | 0 | 10 |  |  |  | No | R-410A | 1.9333 | Residential & Commercial | Ducted CEE Tier 1
214229376 | Central HP <5.4 tons | BRYANT HEATING AND COOLING SYSTEMS | HRCU-A-CB (Split System: Heat Pump with Remote Outdoor Unit-Air-Source) | 38MURAQ24AB3* |  |  | CAP**3721AL* | 83*SB60080M21*** | 24200 | 17.5 | 8.5 | 25000 | 21400 | 85.6% | 1.8 | 0 | 10 |  |  |  | No | R-410A | 2.0167 | Residential & Commercial | Ducted CEE Tier 1
214229387 | Central HP <5.4 tons | BRYANT HEATING AND COOLING SYSTEMS | HRCU-A-CB (Split System: Heat Pump with Remote Outdoor Unit-Air-Source) | 38MURAQ24AB3* |  |  | CNPV*3621AL* | 83*SB60080M21*** | 23400 | 17 | 8.5 | 25800 | 23800 | 92.25% | 2 | 0 | 10.5 |  |  |  | No | R-410A | 1.95 | Residential & Commercial | Ducted CEE Tier 1
206788686 | Central HP <5.4 tons | CARRIER | HRCU-A-CB (Split System: Heat Pump with Remote Outdoor Unit-Air-Source) | 25VNA436A*031* |  |  | CAP**6124AL*+UI | 59MN7B060C21**20 | 34600 | 19 | 9 | 34800 | 25200 | 72.41% | 2 | 12.5 | 12 |  |  |  | No | R-410A | 2.8833 | Residential & Commercial | Ducted CEE Tier 1
206788763 | Central HP <5.4 tons | CARRIER | HRCU-A-CB (Split System: Heat Pump with Remote Outdoor Unit-Air-Source) | 25VNA436A*031* |  |  | CSPH*4212AL*+UI | 59MN7B080C17**14 | 33800 | 18 | 9 | 35400 | 26200 | 74.01% | 2.02 | 12 | 11.5 |  |  |  | No | R-410A | 2.8167 | Residential & Commercial | Ducted CEE Tier 1
206788845 | Central HP <5.4 tons | CARRIER | HRCU-A-CB (Split System: Heat Pump with Remote Outdoor Unit-Air-Source) | 25VNA436A*031* |  |  | CAP**3721AL*+UI | 59CU5A100C21**22 | 34600 | 19.5 | 9.5 | 35000 | 25600 | 73.14% | 2.06 | 13 | 12.5 |  |  |  | No | R-410A | 2.8833 | Residential & Commercial | Ducted CEE Tier 1
206788854 | Central HP <5.4 tons | CARRIER | HRCU-A-CB (Split System: Heat Pump with Remote Outdoor Unit-Air-Source) | 25VNA436A*031* |  |  | CAP**4821AL*+UI | 59CU5A060C17**16 | 33400 | 19 | 9 | 35200 | 26000 | 73.86% | 2.02 | 12 | 11 |  |  |  | No | R-410A | 2.7833 | Residential & Commercial | Ducted CEE Tier 1
206788861 | Central HP <5.4 tons | CARRIER | HRCU-A-CB (Split System: Heat Pump with Remote Outdoor Unit-Air-Source) | 25VNA436A*031* |  |  | CNPV*4221AL*+UI | 59CU5A100C21**22 | 33200 | 19 | 9 | 35200 | 26600 | 75.57% | 2 | 13 | 12 |  |  |  | No | R-410A | 2.7667 | Residential & Commercial | Ducted CEE Tier 1
206788872 | Central HP <5.4 tons | CARRIER | HRCU-A-CB (Split System: Heat Pump with Remote Outdoor Unit-Air-Source) | 25VNA436A*031* |  |  | CSPH*4812AL*+UI | 59CU5A100C21**22 | 34200 | 19 | 9 | 35000 | 25800 | 73.71% | 2.06 | 12.5 | 12 |  |  |  | No | R-410A | 2.85 | Residential & Commercial | Ducted CEE Tier 1
206788888 | Central HP <5.4 tons | CARRIER | HRCU-A-CB (Split System: Heat Pump with Remote Outdoor Unit-Air-Source) | 25VNA436A*031* |  |  | CNPV*4821AL*+UI | 59MN7B060C17**14 | 33400 | 18 | 9 | 35600 | 26400 | 74.16% | 2 | 12 | 11.7 |  |  |  | No | R-410A | 2.7833 | Residential & Commercial | Ducted CEE Tier 1
214609184 | Central HP <5.4 tons | JOHNSON CONTROLS | HRCU-A-CB (Split System: Heat Pump with Remote Outdoor Unit-Air-Source) | HH824E2S11 |  |  | CTF30A5ADS1 | Z9ES040A10SMPS1 | 23000 | 18 | 9 | 23000 | 17700 | 76.96% | 2 | 0 | 12 |  |  |  | No | R-454B | 1.9167 | Residential & Commercial | Ducted CEE Tier 1
204299884 | Central HP <5.4 tons | TEMPSTAR | HRCU-A-CB (Split System: Heat Pump with Remote Outdoor Unit-Air-Source) | TVH837GKA** |  |  | EN(A,D)4X48L24**+WALLCON | *80CTL0902120A* | 32400 | 17.5 | 8.1 | 33000 | 24800 | 75.15% | 1.96 | 12 | 11.7 |  |  |  | No | R-410A | 2.7 | Residential & Commercial | Ducted CEE Tier 1
215674581 | Central HP <5.4 tons | AIRQUEST | HRCU-A-CB (Split System: Heat Pump with Remote Outdoor Unit-Air-Source) | H5H0V48*K*AAA* |  |  | EA*5X61M24A*+WALLCON | *97CMN0802120B* | 46000 | 18 | 9 | 48000 | 33800 | 70.42% | 2.08 | 0 | 10 |  |  |  | No | R-454B | 3.8333 | Residential & Commercial | Ducted CEE Tier 1
215675656 | Central HP <5.4 tons | AIRQUEST | HRCU-A-CB (Split System: Heat Pump with Remote Outdoor Unit-Air-Source) | H5H0V48*K*AAA* |  |  | EVM5X49M21A*+WALLCON | *96CTN1002122B* | 48000 | 19 | 9 | 50000 | 36800 | 73.6% | 2 | 0 | 10.5 |  |  |  | No | R-454B | 4 | Residential & Commercial | Ducted CEE Tier 1
215675676 | Central HP <5.4 tons | AIRQUEST | HRCU-A-CB (Split System: Heat Pump with Remote Outdoor Unit-Air-Source) | H5H0V48*K*AAA* |  |  | EVM5X60M21A*+WALLCON | *80CSU0802120A* | 48000 | 19 | 9 | 50000 | 36600 | 73.2% | 2.12 | 0 | 10 |  |  |  | No | R-454B | 4 | Residential & Commercial | Ducted CEE Tier 1
215675926 | Central HP <5.4 tons | AIRQUEST | HRCU-A-CB (Split System: Heat Pump with Remote Outdoor Unit-Air-Source) | H5H0V48*K*AAA* |  |  | EVM5X60M24A*+WALLCON | *97CMN1002122B* | 48000 | 19 | 9 | 50000 | 36600 | 73.2% | 2 | 0 | 10.5 |  |  |  | No | R-454B | 4 | Residential & Commercial | Ducted CEE Tier 1
213829734 | Central HP <5.4 tons | FRIEDRICH | HRCU-A-CB (Split System: Heat Pump with Remote Outdoor Unit-Air-Source) | FRP18AZ36AJVC |  |  | TCFZ3621MEAAM | FR801V0704A17UHU | 34200 | 19 | 8.5 | 34200 | 43500 | 127.2% | 2.2 | 0 | 12.5 |  |  |  | No | R-410A | 2.85 | Residential & Commercial | Ducted CEE Tier 1
215676126 | Central HP <5.4 tons | AIRQUEST | HRCU-A-CB (Split System: Heat Pump with Remote Outdoor Unit-Air-Source) | H5H0V48*K*AAA* |  |  | EVD5X48M21A*+WALLCON | *80CTL1102120B* | 47000 | 18.5 | 9 | 50000 | 36400 | 72.8% | 2 | 0 | 10 |  |  |  | No | R-454B | 3.9167 | Residential & Commercial | Ducted CEE Tier 1
215676176 | Central HP <5.4 tons | AIRQUEST | HRCU-A-CB (Split System: Heat Pump with Remote Outdoor Unit-Air-Source) | H5H0V48*K*AAA* |  |  | EVD5X48M24A*+WALLCON | *80CSU0802120A* | 47500 | 19 | 9 | 50000 | 36200 | 72.4% | 2.02 | 0 | 10 |  |  |  | No | R-454B | 3.9583 | Residential & Commercial | Ducted CEE Tier 1
215676926 | Central HP <5.4 tons | AIRQUEST | HRCU-A-CB (Split System: Heat Pump with Remote Outdoor Unit-Air-Source) | H5H0V48*K*AAA* |  |  | EVD5X61M24A*+WALLCON | *97CMN1002122B* | 48500 | 19.5 | 9.5 | 50000 | 36800 | 73.6% | 2.12 | 0 | 10.5 |  |  |  | No | R-454B | 4.0417 | Residential & Commercial | Ducted CEE Tier 1
215676946 | Central HP <5.4 tons | AIRQUEST | HRCU-A-CB (Split System: Heat Pump with Remote Outdoor Unit-Air-Source) | H5H0V48*K*AAA* |  |  | EVD5X61M24A*+WALLCON | *96CTN1002122B* | 48500 | 19.5 | 9.5 | 50000 | 36800 | 73.6% | 2.12 | 0 | 10.5 |  |  |  | No | R-454B | 4.0417 | Residential & Commercial | Ducted CEE Tier 1
213785753 | Central HP <5.4 tons | BRYANT HEATING AND COOLING SYSTEMS | HRCU-A-CB (Split System: Heat Pump with Remote Outdoor Unit-Air-Source) | 284ANV036*0**B* |  |  | CSPH*6012AL*+UI | 987MC66120C24*** | 33800 | 19 | 8.5 | 36000 | 25400 | 70.56% | 2.02 | 0 | 12 |  |  |  | No | R-410A | 2.8167 | Residential & Commercial | Ducted CEE Tier 1
205750719 | Central HP <5.4 tons | HEIL | HRCU-A-CB (Split System: Heat Pump with Remote Outdoor Unit-Air-Source) | HVH825GKA2* |  |  | EA*4X37L21A*+WALLCON | *96CTN1002122A* | 24400 | 16.5 | 8.5 | 21200 | 16600 | 78.3% | 2.04 | 11 | 11 |  |  |  | No | R-410A | 2.0333 | Residential & Commercial | Ducted CEE Tier 1
213829739 | Central HP <5.4 tons | FRIEDRICH | HRCU-A-CB (Split System: Heat Pump with Remote Outdoor Unit-Air-Source) | FRP18AZ48AJVC |  |  | TCFZ6021SEAAM | FR801V1005A21UHU | 44500 | 19 | 8.1 | 43000 | 45000 | 104.7% | 2 | 0 | 10 |  |  |  | No | R-410A | 3.7083 | Residential & Commercial | Ducted CEE Tier 1
215935049 | Central HP <5.4 tons | COMFORTMAKER | HRCU-A-CB (Split System: Heat Pump with Remote Outdoor Unit-Air-Source) | C5H3V36*K*AAA* |  |  | EVM5X49M21A*+WALLCON | *80CTL1102120B* | 35600 | 22 | 8.5 | 38000 | 28400 | 74.74% | 2.02 | 0 | 12.5 |  |  |  | No | R-454B | 2.9667 | Residential & Commercial | Ducted CEE Tier 1
215935129 | Central HP <5.4 tons | COMFORTMAKER | HRCU-A-CB (Split System: Heat Pump with Remote Outdoor Unit-Air-Source) | C5H3V36*K*AAA* |  |  | EVM5X49M21A*+WALLCON | *96CTN0801714B* | 35400 | 21.5 | 8.5 | 38500 | 28800 | 74.81% | 2.02 | 0 | 12 |  |  |  | No | R-454B | 2.95 | Residential & Commercial | Ducted CEE Tier 1
215935149 | Central HP <5.4 tons | COMFORTMAKER | HRCU-A-CB (Split System: Heat Pump with Remote Outdoor Unit-Air-Source) | C5H3V36*K*AAA* |  |  | EVM5X60M21A*+WALLCON | *80CSU0401712A* | 35600 | 22 | 8.5 | 38000 | 28800 | 75.79% | 2.02 | 0 | 12 |  |  |  | No | R-454B | 2.9667 | Residential & Commercial | Ducted CEE Tier 1
206133785 | Central HP <5.4 tons | TEMPSTAR | HRCU-A-CB (Split System: Heat Pump with Remote Outdoor Unit-Air-Source) | TVH825GKA2* |  |  | EA*4X36L21A*+WALLCON | *95CSU0802120A* | 23600 | 16.5 | 8.1 | 21400 | 16600 | 77.57% | 1.94 | 11 | 11 |  |  |  | No | R-410A | 1.9667 | Residential & Commercial | Ducted CEE Tier 1
210472832 | Central HP <5.4 tons | HEIL | HRCU-A-CB (Split System: Heat Pump with Remote Outdoor Unit-Air-Source) | HVH825GKA3* |  |  | EA*4X42L21A*+WALLCON | *95CSU1002122A* | 23800 | 16.5 | 8.1 | 21400 | 16600 | 77.57% | 1.96 | 0 | 11 |  |  |  | No | R-410A | 1.9833 | Residential & Commercial | Ducted CEE Tier 1
210472843 | Central HP <5.4 tons | HEIL | HRCU-A-CB (Split System: Heat Pump with Remote Outdoor Unit-Air-Source) | HVH825GKA3* |  |  | EA*4X42L21A*+WALLCON | *80CSU0401712A* | 23800 | 17 | 8.1 | 21400 | 16600 | 77.57% | 1.96 | 0 | 11 |  |  |  | No | R-410A | 1.9833 | Residential & Commercial | Ducted CEE Tier 1
210473107 | Central HP <5.4 tons | HEIL | HRCU-A-CB (Split System: Heat Pump with Remote Outdoor Unit-Air-Source) | HVH825GKA3* |  |  | EA*4X43L21A*+WALLCON | *95CSU1002122A* | 24400 | 17 | 8.5 | 21200 | 16600 | 78.3% | 2.04 | 0 | 11 |  |  |  | No | R-410A | 2.0333 | Residential & Commercial | Ducted CEE Tier 1
210473250 | Central HP <5.4 tons | HEIL | HRCU-A-CB (Split System: Heat Pump with Remote Outdoor Unit-Air-Source) | HVH825GKA3* |  |  | EA*4X43L21A*+WALLCON | *97CMN0602120A* | 24400 | 16.5 | 8.1 | 21200 | 16700 | 78.77% | 2.02 | 0 | 11 |  |  |  | No | R-410A | 2.0333 | Residential & Commercial | Ducted CEE Tier 1
211262705 | Central HP <5.4 tons | DAY & NIGHT | HRCU-A-CB (Split System: Heat Pump with Remote Outdoor Unit-Air-Source) | DLCURAH18ABK |  |  | EN(A,D)4X24L14** | *80ES(N,L)0451412A* | 18000 | 16 | 8.5 | 18900 | 18700 | 98.94% | 2.26 | 0 | 11 |  |  |  | No | R-410A | 1.5 | Residential & Commercial | Ducted CEE Tier 1
210473895 | Central HP <5.4 tons | HEIL | HRCU-A-CB (Split System: Heat Pump with Remote Outdoor Unit-Air-Source) | HVH825GKA3* |  |  | EN(A,D,W)4X48L21**+WALLCON | *95CSU0802120A* | 24200 | 17 | 8.1 | 21200 | 16600 | 78.3% | 2.02 | 0 | 11.5 |  |  |  | No | R-410A | 2.0167 | Residential & Commercial | Ducted CEE Tier 1
210474093 | Central HP <5.4 tons | HEIL | HRCU-A-CB (Split System: Heat Pump with Remote Outdoor Unit-Air-Source) | HVH825GKA3* |  |  | EN(A,D)4X48L24**+WALLCON | *80CTL1352422A* | 24200 | 17 | 8.1 | 21400 | 16600 | 77.57% | 2.02 | 0 | 11.5 |  |  |  | No | R-410A | 2.0167 | Residential & Commercial | Ducted CEE Tier 1
204456471 | Central HP <5.4 tons | TEMPSTAR | HRCU-A-CB (Split System: Heat Pump with Remote Outdoor Unit-Air-Source) | TVH825GKA2* |  |  | EA*4X25L17A*+WALLCON | *96CTN0801714A* | 24200 | 16.5 | 8.1 | 21400 | 16700 | 78.04% | 2 | 11 | 11 |  |  |  | No | R-410A | 2.0167 | Residential & Commercial | Ducted CEE Tier 1
204456660 | Central HP <5.4 tons | TEMPSTAR | HRCU-A-CB (Split System: Heat Pump with Remote Outdoor Unit-Air-Source) | TVH825GKA2* |  |  | EA*4X36L17A*+WALLCON | *80CTL0901716A* | 23600 | 17 | 8.1 | 21400 | 16600 | 77.57% | 1.94 | 11.5 | 11 |  |  |  | No | R-410A | 1.9667 | Residential & Commercial | Ducted CEE Tier 1
204456714 | Central HP <5.4 tons | TEMPSTAR | HRCU-A-CB (Split System: Heat Pump with Remote Outdoor Unit-Air-Source) | TVH825GKA2* |  |  | EA*4X36L21A*+WALLCON | *96CTN0801714A* | 23600 | 16.5 | 8.1 | 21400 | 16700 | 78.04% | 1.94 | 11 | 11 |  |  |  | No | R-410A | 1.9667 | Residential & Commercial | Ducted CEE Tier 1
204456787 | Central HP <5.4 tons | TEMPSTAR | HRCU-A-CB (Split System: Heat Pump with Remote Outdoor Unit-Air-Source) | TVH825GKA2* |  |  | EA*4X36L21A*+WALLCON | *96CTN1002122A* | 23600 | 16.5 | 8.1 | 21400 | 16600 | 77.57% | 1.94 | 11 | 11 |  |  |  | No | R-410A | 1.9667 | Residential & Commercial | Ducted CEE Tier 1
204456887 | Central HP <5.4 tons | TEMPSTAR | HRCU-A-CB (Split System: Heat Pump with Remote Outdoor Unit-Air-Source) | TVH825GKA2* |  |  | EA*4X37L17A*+WALLCON | *80CTL0901716A* | 24200 | 17 | 8.1 | 21400 | 16600 | 77.57% | 2.02 | 11 | 11 |  |  |  | No | R-410A | 2.0167 | Residential & Commercial | Ducted CEE Tier 1
204459411 | Central HP <5.4 tons | TEMPSTAR | HRCU-A-CB (Split System: Heat Pump with Remote Outdoor Unit-Air-Source) | TVH825GKA2* |  |  | EHD4X36AAL+WALLCON | *80CTL0701412A* | 24000 | 16.5 | 8.1 | 21400 | 16600 | 77.57% | 2 | 11.5 | 11 |  |  |  | No | R-410A | 2 | Residential & Commercial | Ducted CEE Tier 1
215942365 | Central HP <5.4 tons | COMFORTMAKER | HRCU-A-CB (Split System: Heat Pump with Remote Outdoor Unit-Air-Source) | C5H3V36*K*AAA* |  |  | EVM5X44M21A*+WALLCON | *97CMN0601714B* | 35200 | 21 | 8.5 | 37400 | 28000 | 74.87% | 2.06 | 0 | 11.7 |  |  |  | No | R-454B | 2.9333 | Residential & Commercial | Ducted CEE Tier 1
206133792 | Central HP <5.4 tons | DAY & NIGHT | HRCU-A-CB (Split System: Heat Pump with Remote Outdoor Unit-Air-Source) | CVH825GKA2* |  |  | EA*4X36L21A*+WALLCON | *95CSU1002122A* | 23600 | 16.5 | 8.1 | 21400 | 16600 | 77.57% | 1.94 | 11.5 | 10.5 |  |  |  | No | R-410A | 1.9667 | Residential & Commercial | Ducted CEE Tier 1
206773478 | Central HP <5.4 tons | DAY & NIGHT | HRCU-A-CB (Split System: Heat Pump with Remote Outdoor Unit-Air-Source) | CVH837GKA2* |  |  | EA*4X43L21A*+WALLCON | *95CSU0802120A* | 33000 | 17.5 | 8.5 | 32800 | 25000 | 76.22% | 2 | 12 | 11.5 |  |  |  | No | R-410A | 2.75 | Residential & Commercial | Ducted CEE Tier 1
213785242 | Central HP <5.4 tons | BRYANT HEATING AND COOLING SYSTEMS | HRCU-A-CB (Split System: Heat Pump with Remote Outdoor Unit-Air-Source) | 284ANV024*0**B* |  |  | CSPH*3612AL*+UI | 986TD66100C21*** | 23800 | 19 | 10 | 26600 | 19700 | 74.06% | 2.5 | 0 | 13 |  |  |  | No | R-410A | 1.9833 | Residential & Commercial | Ducted CEE Tier 1
214720099 | Central HP <5.4 tons | COLEMAN | HRCU-A-CB (Split System: Heat Pump with Remote Outdoor Unit-Air-Source) | HH836E2S11 |  |  | CTU48C5XFS1+TXV | TM8Y100C16MP11 | 33200 | 19 | 9 | 31400 | 25000 | 79.62% | 2 | 0 | 11 |  |  |  | No | R-454B | 2.7667 | Residential & Commercial | Ducted CEE Tier 1
216051129 | Central HP <5.4 tons | RHEEM | HRCU-A-CB (Split System: Heat Pump with Remote Outdoor Unit-Air-Source) | RP19AY48AJVC |  |  | RCFY4821SEAAM | R962V0705A21M4 | 45500 | 18 | 10 | 45500 | 42000 | 92.31% | 2.1 | 0 | 12 |  |  |  | No | R-454B | 3.7917 | Residential & Commercial | Ducted CEE Tier 1
210470233 | Central HP <5.4 tons | HEIL | HRCU-A-CB (Split System: Heat Pump with Remote Outdoor Unit-Air-Source) | HVH837GKA2* |  |  | EA*4X60L24A*+WALLCON | *95CSU0802120A* | 32800 | 17.5 | 8.5 | 31800 | 24800 | 77.99% | 2 | 0 | 11.5 |  |  |  | No | R-410A | 2.7333 | Residential & Commercial | Ducted CEE Tier 1
210470442 | Central HP <5.4 tons | HEIL | HRCU-A-CB (Split System: Heat Pump with Remote Outdoor Unit-Air-Source) | HVH837GKA2* |  |  | EA*4X61L21A*+WALLCON | *80CTL0902120A* | 33200 | 18 | 8.5 | 32000 | 25000 | 78.12% | 2 | 0 | 11.7 |  |  |  | No | R-410A | 2.7667 | Residential & Commercial | Ducted CEE Tier 1
210470519 | Central HP <5.4 tons | HEIL | HRCU-A-CB (Split System: Heat Pump with Remote Outdoor Unit-Air-Source) | HVH837GKA2* |  |  | EA*4X61L24A*+WALLCON | *95CSU0802120A* | 33200 | 18 | 8.5 | 32000 | 24800 | 77.5% | 2 | 0 | 11.5 |  |  |  | No | R-410A | 2.7667 | Residential & Commercial | Ducted CEE Tier 1
210470651 | Central HP <5.4 tons | HEIL | HRCU-A-CB (Split System: Heat Pump with Remote Outdoor Unit-Air-Source) | HVH837GKA2* |  |  | EA*4X61L24A*+WALLCON | *97CMN0602120A* | 33000 | 17.5 | 8.5 | 32400 | 25200 | 77.78% | 1.98 | 0 | 11.7 |  |  |  | No | R-410A | 2.75 | Residential & Commercial | Ducted CEE Tier 1
206135798 | Central HP <5.4 tons | DAY & NIGHT | HRCU-A-CB (Split System: Heat Pump with Remote Outdoor Unit-Air-Source) | CVH837GKA** |  |  | EA*4X48L21A*+WALLCON | *80CSU1002120A* | 32200 | 17 | 8.1 | 32600 | 25000 | 76.69% | 1.96 | 11.5 | 11 |  |  |  | No | R-410A | 2.6833 | Residential & Commercial | Ducted CEE Tier 1
206136150 | Central HP <5.4 tons | DAY & NIGHT | HRCU-A-CB (Split System: Heat Pump with Remote Outdoor Unit-Air-Source) | CVH837GKA** |  |  | EA*4X43L21A*+WALLCON | *95CSU1002122A* | 33000 | 17.5 | 8.5 | 32800 | 25000 | 76.22% | 2 | 12 | 11.5 |  |  |  | No | R-410A | 2.75 | Residential & Commercial | Ducted CEE Tier 1
210596203 | Central HP <5.4 tons | CARRIER | HRCU-A-CB (Split System: Heat Pump with Remote Outdoor Unit-Air-Source) | 25VNA837A*030* |  |  | CAP**6124AL*+UI | 59MN7B120C24**22 | 33200 | 17.5 | 8.5 | 32000 | 25000 | 78.12% | 2 | 0 | 11.7 |  |  |  | No | R-410A | 2.7667 | Residential & Commercial | Ducted CEE Tier 1
210596253 | Central HP <5.4 tons | CARRIER | HRCU-A-CB (Split System: Heat Pump with Remote Outdoor Unit-Air-Source) | 25VNA837A*030* |  |  | CSPH*6012AL*+UI | 59MN7B120C24**22 | 33000 | 17 | 8.1 | 32200 | 25000 | 77.64% | 2 | 0 | 11 |  |  |  | No | R-410A | 2.75 | Residential & Commercial | Ducted CEE Tier 1
216013475 | Central HP <5.4 tons | LENNOX | HRCU-A-CB (Split System: Heat Pump with Remote Outdoor Unit-Air-Source) | EL18KSLV-060-230** |  |  | CBK45UHVT-060-230-** |  | 55000 | 16 | 9.4 | 55000 | 43000 | 78.18% | 1.75 | 0 | 10 |  |  |  | No | R-454B | 4.5833 | Residential & Commercial | Ducted CEE Tier 1
213780125 | Central HP <5.4 tons | CARRIER | HRCU-A-CB (Split System: Heat Pump with Remote Outdoor Unit-Air-Source) | 25VNA837A*030* |  |  | CSPH*4212AL*+UI | 59TN6C120C24**22 | 32600 | 16.5 | 8.1 | 33000 | 24600 | 74.55% | 1.94 | 0 | 11 |  |  |  | No | R-410A | 2.7167 | Residential & Commercial | Ducted CEE Tier 1
215675486 | Central HP <5.4 tons | AIRQUEST | HRCU-A-CB (Split System: Heat Pump with Remote Outdoor Unit-Air-Source) | H5H0V48*K*AAA* |  |  | EVM5X48M21A*+WALLCON | *96CTN1002122B* | 47000 | 18.5 | 9 | 50000 | 36400 | 72.8% | 2 | 0 | 10 |  |  |  | No | R-454B | 3.9167 | Residential & Commercial | Ducted CEE Tier 1
215675536 | Central HP <5.4 tons | AIRQUEST | HRCU-A-CB (Split System: Heat Pump with Remote Outdoor Unit-Air-Source) | H5H0V48*K*AAA* |  |  | EVM5X49M21A*+WALLCON | *80CTL0701716B* | 48000 | 18.5 | 9 | 50000 | 37200 | 74.4% | 2 | 0 | 10 |  |  |  | No | R-454B | 4 | Residential & Commercial | Ducted CEE Tier 1
215675906 | Central HP <5.4 tons | AIRQUEST | HRCU-A-CB (Split System: Heat Pump with Remote Outdoor Unit-Air-Source) | H5H0V48*K*AAA* |  |  | EVM5X60M24A*+WALLCON | *95CSU0802120B* | 47500 | 18.5 | 9 | 50000 | 36800 | 73.6% | 2 | 0 | 10 |  |  |  | No | R-454B | 3.9583 | Residential & Commercial | Ducted CEE Tier 1
215941029 | Central HP <5.4 tons | COMFORTMAKER | HRCU-A-CB (Split System: Heat Pump with Remote Outdoor Unit-Air-Source) | C5H3V48*K*AAA* |  |  | EA*5X60M24A*+WALLCON | *97CTN1202422A* | 44500 | 21 | 9.5 | 48000 | 36400 | 75.83% | 2 | 0 | 11 |  |  |  | No | R-454B | 3.7083 | Residential & Commercial | Ducted CEE Tier 1
215869483 | Central HP <5.4 tons | GE Appliances | HRCU-A-CB (Split System: Heat Pump with Remote Outdoor Unit-Air-Source) | NS18H60HA5*** |  |  | NAM48V1TA5**** |  | 47500 | 18 | 9.5 | 48000 | 42000 | 87.5% | 1.75 | 0 | 11.7 |  |  |  | No | R-454B | 3.9583 | Residential & Commercial | Ducted CEE Tier 1
210595936 | Central HP <5.4 tons | CARRIER | HRCU-A-CB (Split System: Heat Pump with Remote Outdoor Unit-Air-Source) | 25VNA825A*031* |  |  | CAP**4221AL*+UI | 58CU*A060C17**16 | 23800 | 16.5 | 8.1 | 21400 | 16600 | 77.57% | 1.96 | 0 | 10.5 |  |  |  | No | R-410A | 1.9833 | Residential & Commercial | Ducted CEE Tier 1
210595954 | Central HP <5.4 tons | CARRIER | HRCU-A-CB (Split System: Heat Pump with Remote Outdoor Unit-Air-Source) | 25VNA825A*031* |  |  | CAP**4224AL*+UI | 59CU5A100C21**22 | 23800 | 17 | 8.1 | 21400 | 16600 | 77.57% | 1.96 | 0 | 11 |  |  |  | No | R-410A | 1.9833 | Residential & Commercial | Ducted CEE Tier 1
210595963 | Central HP <5.4 tons | CARRIER | HRCU-A-CB (Split System: Heat Pump with Remote Outdoor Unit-Air-Source) | 25VNA825A*031* |  |  | CAP**4321AL*+UI | 58TN*A045C17**12 | 24200 | 16.5 | 8.1 | 21600 | 16800 | 77.78% | 2 | 0 | 11 |  |  |  | No | R-410A | 2.0167 | Residential & Commercial | Ducted CEE Tier 1
210595972 | Central HP <5.4 tons | CARRIER | HRCU-A-CB (Split System: Heat Pump with Remote Outdoor Unit-Air-Source) | 25VNA825A*031* |  |  | CAP**4321AL*+UI | 59MN7B100C21**22 | 24400 | 16.5 | 8.5 | 21200 | 16600 | 78.3% | 2.04 | 0 | 11 |  |  |  | No | R-410A | 2.0333 | Residential & Commercial | Ducted CEE Tier 1
214397285 | Central HP <5.4 tons | JOHNSON CONTROLS | HRCU-A-CB (Split System: Heat Pump with Remote Outdoor Unit-Air-Source) | HH836E2S11 |  |  | CTM36C5CDS1 | TL8E100C20UH11 | 33600 | 17 | 8.5 | 31000 | 25400 | 81.94% | 2 | 0 | 11.7 |  |  |  | No | R-454B | 2.8 | Residential & Commercial | Ducted CEE Tier 1
214397300 | Central HP <5.4 tons | JOHNSON CONTROLS | HRCU-A-CB (Split System: Heat Pump with Remote Outdoor Unit-Air-Source) | HH836E2S11 |  |  | CTF36C5CDS1+JME12C2SN1 |  | 33600 | 19 | 9 | 30600 | 24800 | 81.05% | 2 | 0 | 12 |  |  |  | No | R-454B | 2.8 | Residential & Commercial | Ducted CEE Tier 1
214396380 | Central HP <5.4 tons | JOHNSON CONTROLS | HRCU-A-CB (Split System: Heat Pump with Remote Outdoor Unit-Air-Source) | HH836E2S11 |  |  | CTM48C5CFS1 | TM8Y100C16MP11 | 33800 | 19 | 9 | 31800 | 25400 | 79.87% | 2 | 0 | 11 |  |  |  | No | R-454B | 2.8167 | Residential & Commercial | Ducted CEE Tier 1
206771357 | Central HP <5.4 tons | DAY & NIGHT | HRCU-A-CB (Split System: Heat Pump with Remote Outdoor Unit-Air-Source) | CVH837GKA2* |  |  | EA*4X37L21A*+WALLCON | *80CTL0901716A* | 33000 | 18 | 8.5 | 32800 | 25000 | 76.22% | 2 | 12 | 11.7 |  |  |  | No | R-410A | 2.75 | Residential & Commercial | Ducted CEE Tier 1
206773355 | Central HP <5.4 tons | TEMPSTAR | HRCU-A-CB (Split System: Heat Pump with Remote Outdoor Unit-Air-Source) | TVH837GKA2* |  |  | EHD4X42AAL+WALLCON | *80CSU1002120A* | 32400 | 16 | 8.1 | 33200 | 24800 | 74.7% | 1.94 | 11.5 | 11 |  |  |  | No | R-410A | 2.7 | Residential & Commercial | Ducted CEE Tier 1
204299074 | Central HP <5.4 tons | TEMPSTAR | HRCU-A-CB (Split System: Heat Pump with Remote Outdoor Unit-Air-Source) | TVH837GKA** |  |  | EA*4X42L24A*+WALLCON | *80CTL0902120A* | 31800 | 17.5 | 8.1 | 33200 | 24400 | 73.49% | 1.9 | 11 | 11.5 |  |  |  | No | R-410A | 2.65 | Residential & Commercial | Ducted CEE Tier 1
204299144 | Central HP <5.4 tons | TEMPSTAR | HRCU-A-CB (Split System: Heat Pump with Remote Outdoor Unit-Air-Source) | TVH837GKA** |  |  | EA*4X42L24A*+WALLCON | *96CTN1002122A* | 31800 | 17.5 | 8.1 | 33000 | 24400 | 73.94% | 1.9 | 12 | 11.5 |  |  |  | No | R-410A | 2.65 | Residential & Commercial | Ducted CEE Tier 1
204299894 | Central HP <5.4 tons | TEMPSTAR | HRCU-A-CB (Split System: Heat Pump with Remote Outdoor Unit-Air-Source) | TVH837GKA** |  |  | EN(A,D)4X48L24**+WALLCON | *80CTL1352422A* | 32400 | 17.5 | 8.1 | 32800 | 24800 | 75.61% | 1.98 | 12 | 11.7 |  |  |  | No | R-410A | 2.7 | Residential & Commercial | Ducted CEE Tier 1
204300348 | Central HP <5.4 tons | TEMPSTAR | HRCU-A-CB (Split System: Heat Pump with Remote Outdoor Unit-Air-Source) | TVH837GKA** |  |  | EHD4X42AAL+WALLCON | *97CMN1002122A* | 32600 | 16.5 | 8.1 | 33000 | 24800 | 75.15% | 1.96 | 12 | 11 |  |  |  | No | R-410A | 2.7167 | Residential & Commercial | Ducted CEE Tier 1
211206897 | Central HP <5.4 tons | LUXAIRE | HRCU-A-CB (Split System: Heat Pump with Remote Outdoor Unit-Air-Source) | HL20B3621 |  |  | XAMB36DE2N1+CC | TPLC080B12MP13 | 32600 | 18 | 8.5 | 34400 | 29600 | 86.05% | 1.94 | 0 | 11.7 |  |  |  | No | R-410A | 2.7167 | Residential & Commercial | Ducted CEE Tier 1
214242436 | Central HP <5.4 tons | BRYANT HEATING AND COOLING SYSTEMS | HRCU-A-CB (Split System: Heat Pump with Remote Outdoor Unit-Air-Source) | 288BNV025*0**B* |  |  | CNPV*2417AL*+UI | 88*TB48070C17*** | 23200 | 16 | 8.1 | 22000 | 16900 | 76.82% | 1.92 | 0 | 10.5 |  |  |  | No | R-410A | 1.9333 | Residential & Commercial | Ducted CEE Tier 1
206772413 | Central HP <5.4 tons | TEMPSTAR | HRCU-A-CB (Split System: Heat Pump with Remote Outdoor Unit-Air-Source) | TVH837GKA2* |  |  | EN(A,D)4X48L24**+WALLCON | *97CMN1202422A* | 32400 | 17.5 | 8.1 | 33000 | 24800 | 75.15% | 1.96 | 12 | 11.5 |  |  |  | No | R-410A | 2.7 | Residential & Commercial | Ducted CEE Tier 1
206772431 | Central HP <5.4 tons | TEMPSTAR | HRCU-A-CB (Split System: Heat Pump with Remote Outdoor Unit-Air-Source) | TVH837GKA2* |  |  | EN(A,D)4X48L24**+WALLCON | *96CTN1002122A* | 32400 | 17.5 | 8.1 | 33000 | 24800 | 75.15% | 1.96 | 12 | 11.7 |  |  |  | No | R-410A | 2.7 | Residential & Commercial | Ducted CEE Tier 1
211207016 | Central HP <5.4 tons | YORK | HRCU-A-CB (Split System: Heat Pump with Remote Outdoor Unit-Air-Source) | YZV36B21 |  |  | XAMC36DE2N1+CC | TM9V080C16MP12 | 33000 | 18 | 8.5 | 34200 | 29200 | 85.38% | 1.96 | 0 | 12 |  |  |  | No | R-410A | 2.75 | Residential & Commercial | Ducted CEE Tier 1
215939629 | Central HP <5.4 tons | COMFORTMAKER | HRCU-A-CB (Split System: Heat Pump with Remote Outdoor Unit-Air-Source) | C5H3V36*K*AAA* |  |  | EA*5X36M17A*+WALLCON | *97CTN0601716A* | 32000 | 18.5 | 9 | 35800 | 27600 | 77.09% | 1.88 | 0 | 10.5 |  |  |  | No | R-454B | 2.6667 | Residential & Commercial | Ducted CEE Tier 1
215939649 | Central HP <5.4 tons | COMFORTMAKER | HRCU-A-CB (Split System: Heat Pump with Remote Outdoor Unit-Air-Source) | C5H3V36*K*AAA* |  |  | EA*5X42M21A*+WALLCON | *96CTN0802120B* | 32600 | 19.5 | 9.5 | 34800 | 26800 | 77.01% | 2.02 | 0 | 11.7 |  |  |  | No | R-454B | 2.7167 | Residential & Commercial | Ducted CEE Tier 1
215939699 | Central HP <5.4 tons | COMFORTMAKER | HRCU-A-CB (Split System: Heat Pump with Remote Outdoor Unit-Air-Source) | C5H3V36*K*AAA* |  |  | EA*5X42M21A*+WALLCON | *97CTN0802120A* | 32600 | 19.5 | 9.5 | 34800 | 26800 | 77.01% | 2.02 | 0 | 11.7 |  |  |  | No | R-454B | 2.7167 | Residential & Commercial | Ducted CEE Tier 1
214574568 | Central HP <5.4 tons | CARRIER | HRCU-A-CB (Split System: Heat Pump with Remote Outdoor Unit-Air-Source) | 25VNA837A*031* |  |  | CNPV*4821AL*+UI | 58TN*B070C21**20 | 32400 | 18.5 | 8.1 | 32800 | 24800 | 75.61% | 1.96 | 0 | 11.5 |  |  |  | No | R-410A | 2.7 | Residential & Commercial | Ducted CEE Tier 1
210595977 | Central HP <5.4 tons | CARRIER | HRCU-A-CB (Split System: Heat Pump with Remote Outdoor Unit-Air-Source) | 25VNA825A*031* |  |  | CAP**4821AL*+UI | 58CU*A060C17**16 | 24000 | 17 | 8.1 | 21000 | 16600 | 79.05% | 2.02 | 0 | 11 |  |  |  | No | R-410A | 2 | Residential & Commercial | Ducted CEE Tier 1
210595986 | Central HP <5.4 tons | CARRIER | HRCU-A-CB (Split System: Heat Pump with Remote Outdoor Unit-Air-Source) | 25VNA825A*031* |  |  | CAP**4821AL*+UI | 59MN7B060C21**20 | 24000 | 16.5 | 8.1 | 21000 | 16600 | 79.05% | 2 | 0 | 11 |  |  |  | No | R-410A | 2 | Residential & Commercial | Ducted CEE Tier 1
210595988 | Central HP <5.4 tons | CARRIER | HRCU-A-CB (Split System: Heat Pump with Remote Outdoor Unit-Air-Source) | 25VNA825A*031* |  |  | CAP**4821AL*+UI | 59MN7B100C21**22 | 24000 | 16.5 | 8.1 | 21000 | 16500 | 78.57% | 2.02 | 0 | 11 |  |  |  | No | R-410A | 2 | Residential & Commercial | Ducted CEE Tier 1
210595995 | Central HP <5.4 tons | CARRIER | HRCU-A-CB (Split System: Heat Pump with Remote Outdoor Unit-Air-Source) | 25VNA825A*031* |  |  | CAP**4824AL*+UI | 59CU5A100C21**22 | 24200 | 17 | 8.1 | 21000 | 16500 | 78.57% | 2.02 | 0 | 11 |  |  |  | No | R-410A | 2.0167 | Residential & Commercial | Ducted CEE Tier 1
215940969 | Central HP <5.4 tons | COMFORTMAKER | HRCU-A-CB (Split System: Heat Pump with Remote Outdoor Unit-Air-Source) | C5H3V48*K*AAA* |  |  | EA*5X48M21A*+WALLCON | *97CTN0801716A* | 43000 | 20 | 9.5 | 48500 | 37400 | 77.11% | 2 | 0 | 10.5 |  |  |  | No | R-454B | 3.5833 | Residential & Commercial | Ducted CEE Tier 1
215941069 | Central HP <5.4 tons | COMFORTMAKER | HRCU-A-CB (Split System: Heat Pump with Remote Outdoor Unit-Air-Source) | C5H3V48*K*AAA* |  |  | EA*5X61M21A*+WALLCON | *97CTN0801716A* | 44500 | 20 | 9 | 49000 | 37600 | 76.73% | 2 | 0 | 11 |  |  |  | No | R-454B | 3.7083 | Residential & Commercial | Ducted CEE Tier 1
215939609 | Central HP <5.4 tons | COMFORTMAKER | HRCU-A-CB (Split System: Heat Pump with Remote Outdoor Unit-Air-Source) | C5H3V36*K*AAA* |  |  | EA*5X36M17A*+WALLCON | *80CSU0401712B* | 32400 | 19.5 | 9.5 | 35000 | 26800 | 76.57% | 2 | 0 | 11 |  |  |  | No | R-454B | 2.7 | Residential & Commercial | Ducted CEE Tier 1
215939729 | Central HP <5.4 tons | COMFORTMAKER | HRCU-A-CB (Split System: Heat Pump with Remote Outdoor Unit-Air-Source) | C5H3V36*K*AAA* |  |  | EA*5X48M21A*+WALLCON | *80CSU0401712B* | 33400 | 20.5 | 9.5 | 34400 | 26200 | 76.16% | 2.04 | 0 | 11.7 |  |  |  | No | R-454B | 2.7833 | Residential & Commercial | Ducted CEE Tier 1
215939879 | Central HP <5.4 tons | COMFORTMAKER | HRCU-A-CB (Split System: Heat Pump with Remote Outdoor Unit-Air-Source) | C5H3V36*K*AAA* |  |  | EA*5X61M21A*+WALLCON | *97CTN0802120A* | 34400 | 20 | 9 | 34400 | 26200 | 76.16% | 1.96 | 0 | 11.7 |  |  |  | No | R-454B | 2.8667 | Residential & Commercial | Ducted CEE Tier 1
215939979 | Central HP <5.4 tons | COMFORTMAKER | HRCU-A-CB (Split System: Heat Pump with Remote Outdoor Unit-Air-Source) | C5H3V36*K*AAA* |  |  | ESH5X36M12A*+WALLCON | *97CTN0801716A* | 33000 | 18.5 | 9 | 35400 | 27200 | 76.84% | 1.92 | 0 | 10.5 |  |  |  | No | R-454B | 2.75 | Residential & Commercial | Ducted CEE Tier 1
215940029 | Central HP <5.4 tons | COMFORTMAKER | HRCU-A-CB (Split System: Heat Pump with Remote Outdoor Unit-Air-Source) | C5H3V36*K*AAA* |  |  | ESH5X42M12A*+WALLCON | *80CSU0401712B* | 33600 | 19.5 | 9 | 34600 | 26600 | 76.88% | 1.92 | 0 | 11.7 |  |  |  | No | R-454B | 2.8 | Residential & Commercial | Ducted CEE Tier 1
215939999 | Central HP <5.4 tons | COMFORTMAKER | HRCU-A-CB (Split System: Heat Pump with Remote Outdoor Unit-Air-Source) | C5H3V36*K*AAA* |  |  | ESH5X36M12A*+WALLCON | *97CTN1002122A* | 33400 | 19 | 9 | 34800 | 26600 | 76.44% | 1.92 | 0 | 11 |  |  |  | No | R-454B | 2.7833 | Residential & Commercial | Ducted CEE Tier 1
215940549 | Central HP <5.4 tons | COMFORTMAKER | HRCU-A-CB (Split System: Heat Pump with Remote Outdoor Unit-Air-Source) | C5H3V36*K*AAA* |  |  | EVD5X36M21A*+WALLCON | *97CTN0801716A* | 34200 | 20.5 | 8.5 | 39000 | 28600 | 73.33% | 2.04 | 0 | 11.5 |  |  |  | No | R-454B | 2.85 | Residential & Commercial | Ducted CEE Tier 1
211207014 | Central HP <5.4 tons | YORK | HRCU-A-CB (Split System: Heat Pump with Remote Outdoor Unit-Air-Source) | YZV36B21 |  |  | XAMC36DE2N1+CC | TP9C100C16MP13 | 33000 | 18 | 8.5 | 34000 | 29200 | 85.88% | 1.96 | 0 | 12 |  |  |  | No | R-410A | 2.75 | Residential & Commercial | Ducted CEE Tier 1
206772648 | Central HP <5.4 tons | TEMPSTAR | HRCU-A-CB (Split System: Heat Pump with Remote Outdoor Unit-Air-Source) | TVH837GKA2* |  |  | EHD4X36AAL+WALLCON | *96CTN1002122A* | 32200 | 16.5 | 8.1 | 33200 | 24800 | 74.7% | 1.94 | 11.5 | 11 |  |  |  | No | R-410A | 2.6833 | Residential & Commercial | Ducted CEE Tier 1
206773098 | Central HP <5.4 tons | TEMPSTAR | HRCU-A-CB (Split System: Heat Pump with Remote Outdoor Unit-Air-Source) | TVH837GKA2* |  |  | EA*4X42L24A*+WALLCON | *80CSU1002120A* | 31800 | 17 | 8.1 | 33200 | 24400 | 73.49% | 1.88 | 11.5 | 11 |  |  |  | No | R-410A | 2.65 | Residential & Commercial | Ducted CEE Tier 1
206771396 | Central HP <5.4 tons | TEMPSTAR | HRCU-A-CB (Split System: Heat Pump with Remote Outdoor Unit-Air-Source) | TVH837GKA2* |  |  | EA*4X42L21A*+WALLCON | *80CTL0701716A* | 31800 | 17 | 8.1 | 33200 | 24600 | 74.1% | 1.88 | 11 | 11 |  |  |  | No | R-410A | 2.65 | Residential & Commercial | Ducted CEE Tier 1
206772927 | Central HP <5.4 tons | TEMPSTAR | HRCU-A-CB (Split System: Heat Pump with Remote Outdoor Unit-Air-Source) | TVH837GKA2* |  |  | EHD4X48AAL+WALLCON | *96CTN1202422A* | 32600 | 17 | 8.1 | 33000 | 24800 | 75.15% | 1.98 | 11 | 11 |  |  |  | No | R-410A | 2.7167 | Residential & Commercial | Ducted CEE Tier 1
216581395 | Central HP <5.4 tons | LENNOX | HRCU-A-C (Split System: Heat Pump with Remote Outdoor Unit with No Indoor Fan --Air Source) | EL18KSLV-060-230A** |  |  | CK40[C,U]T-60C-**+TDR |  | 51000 | 15.2 | 8.5 | 54000 | 40000 | 74.07% | 1.75 | 0 | 10 |  |  |  | No | R-454B | 4.25 | Residential & Commercial | Ducted CEE Tier 1
210474461 | Central HP <5.4 tons | HEIL | HRCU-A-CB (Split System: Heat Pump with Remote Outdoor Unit-Air-Source) | HVH825GKA3* |  |  | EHD4X48AAL+WALLCON | *95CSU1002122A* | 24200 | 16.5 | 8.1 | 21200 | 16600 | 78.3% | 2.02 | 0 | 11 |  |  |  | No | R-410A | 2.0167 | Residential & Commercial | Ducted CEE Tier 1
213829746 | Central HP <5.4 tons | FRIEDRICH | HRCU-A-CB (Split System: Heat Pump with Remote Outdoor Unit-Air-Source) | FRP18AZ48AJVC |  |  | TCFZ6021SEAAM | FR801V0704A17UHU | 44000 | 18 | 8.1 | 43500 | 45500 | 104.6% | 1.9 | 0 | 10 |  |  |  | No | R-410A | 3.6667 | Residential & Commercial | Ducted CEE Tier 1
210596029 | Central HP <5.4 tons | CARRIER | HRCU-A-CB (Split System: Heat Pump with Remote Outdoor Unit-Air-Source) | 25VNA825A*031* |  |  | CNPV*4821AL*+UI | 58CU*A060C17**16 | 24200 | 17 | 8.1 | 21400 | 16600 | 77.57% | 2.02 | 0 | 11 |  |  |  | No | R-410A | 2.0167 | Residential & Commercial | Ducted CEE Tier 1
210596070 | Central HP <5.4 tons | CARRIER | HRCU-A-CB (Split System: Heat Pump with Remote Outdoor Unit-Air-Source) | 25VNA825A*031* |  |  | CSPH*4212AL*+UI | 59TN6B080C17**14 | 24000 | 16 | 8.1 | 21400 | 16700 | 78.04% | 2 | 0 | 10.5 |  |  |  | No | R-410A | 2 | Residential & Commercial | Ducted CEE Tier 1
210596079 | Central HP <5.4 tons | CARRIER | HRCU-A-CB (Split System: Heat Pump with Remote Outdoor Unit-Air-Source) | 25VNA825A*031* |  |  | CSPH*4812AL*+UI | 58TN*A090C17**16 | 24400 | 17 | 8.1 | 21200 | 16500 | 77.83% | 2.04 | 0 | 11 |  |  |  | No | R-410A | 2.0333 | Residential & Commercial | Ducted CEE Tier 1
210596086 | Central HP <5.4 tons | CARRIER | HRCU-A-CB (Split System: Heat Pump with Remote Outdoor Unit-Air-Source) | 25VNA825A*031* |  |  | CSPH*4812AL*+UI | 59MN7B080C17**14 | 24200 | 16 | 8.1 | 21400 | 16700 | 78.04% | 2 | 0 | 10.5 |  |  |  | No | R-410A | 2.0167 | Residential & Commercial | Ducted CEE Tier 1
210596195 | Central HP <5.4 tons | CARRIER | HRCU-A-CB (Split System: Heat Pump with Remote Outdoor Unit-Air-Source) | 25VNA837A*030* |  |  | CAP**6124AL*+UI | 58TN*A090C21**20 | 33200 | 18 | 8.5 | 32000 | 24800 | 77.5% | 2 | 0 | 12 |  |  |  | No | R-410A | 2.7667 | Residential & Commercial | Ducted CEE Tier 1
210596202 | Central HP <5.4 tons | CARRIER | HRCU-A-CB (Split System: Heat Pump with Remote Outdoor Unit-Air-Source) | 25VNA837A*030* |  |  | CAP**6124AL*+UI | 59MN7B100C21**22 | 33200 | 18 | 8.5 | 32000 | 24800 | 77.5% | 2 | 0 | 12 |  |  |  | No | R-410A | 2.7667 | Residential & Commercial | Ducted CEE Tier 1
216082177 | Central HP <5.4 tons | Stelpro | HRCU-A-CB (Split System: Heat Pump with Remote Outdoor Unit-Air-Source) | SDB1-H48A-O |  |  | SAHB1-H48A-I |  | 48000 | 16.5 | 9.5 | 50000 | 46000 | 92% | 1.9 | 0 | 10.5 |  |  |  | No | R-454B | 4 | Residential & Commercial | Ducted CEE Tier 1
213249675 | Central HP <5.4 tons | Gridless | HRCU-A-CB (Split System: Heat Pump with Remote Outdoor Unit-Air-Source) | O-AYC48SD-1 |  |  | I-AYC48VAH-1 |  | 48000 | 17.5 | 8.5 | 47000 | 33000 | 70.21% | 1.9 | 10.2 | 10.1 |  |  |  | No | R-410A | 4 | Residential & Commercial | Ducted CEE Tier 1
215679949 | Central HP <5.4 tons | DAY & NIGHT | HRCU-A-CB (Split System: Heat Pump with Remote Outdoor Unit-Air-Source) | C5H0V36*K*AAA* |  |  | ESH5X60M12A*+WALLCON | *80CSU0401712B* | 34600 | 17 | 8.5 | 34600 | 24800 | 71.68% | 1.92 | 0 | 10 |  |  |  | No | R-454B | 2.8833 | Residential & Commercial | Ducted CEE Tier 1
215940899 | Central HP <5.4 tons | COMFORTMAKER | HRCU-A-CB (Split System: Heat Pump with Remote Outdoor Unit-Air-Source) | C5H3V36*K*AAA* |  |  | EVD5X60M24A*+WALLCON | *97CTN1002122A* | 35600 | 22 | 8.5 | 38000 | 28400 | 74.74% | 2.04 | 0 | 12.5 |  |  |  | No | R-454B | 2.9667 | Residential & Commercial | Ducted CEE Tier 1
215942555 | Central HP <5.4 tons | COMFORTMAKER | HRCU-A-CB (Split System: Heat Pump with Remote Outdoor Unit-Air-Source) | C5H3V36*K*AAA* |  |  | EVD5X61M24A*+WALLCON | *80CSU1002120A* | 36000 | 22 | 8.5 | 37400 | 28400 | 75.94% | 2.04 | 0 | 12.5 |  |  |  | No | R-454B | 3 | Residential & Commercial | Ducted CEE Tier 1
210599856 | Central HP <5.4 tons | TEMPSTAR | HRCU-A-CB (Split System: Heat Pump with Remote Outdoor Unit-Air-Source) | TVH825GKA2* |  |  | EA*4X42L21A*+WALLCON | *80CSU1002120A* | 23800 | 16.5 | 8.1 | 21400 | 16700 | 78.04% | 1.96 | 0 | 10.5 |  |  |  | No | R-410A | 1.9833 | Residential & Commercial | Ducted CEE Tier 1
210599863 | Central HP <5.4 tons | TEMPSTAR | HRCU-A-CB (Split System: Heat Pump with Remote Outdoor Unit-Air-Source) | TVH825GKA2* |  |  | EA*4X42L21A*+WALLCON | *96CTN0601714A* | 23600 | 16.5 | 8.1 | 21400 | 16700 | 78.04% | 1.94 | 0 | 11 |  |  |  | No | R-410A | 1.9667 | Residential & Commercial | Ducted CEE Tier 1
210599888 | Central HP <5.4 tons | TEMPSTAR | HRCU-A-CB (Split System: Heat Pump with Remote Outdoor Unit-Air-Source) | TVH825GKA2* |  |  | EA*4X43L21A*+WALLCON | *96CTN0601714A* | 24400 | 16.5 | 8.1 | 21200 | 16700 | 78.77% | 2.02 | 0 | 11 |  |  |  | No | R-410A | 2.0333 | Residential & Commercial | Ducted CEE Tier 1
215940119 | Central HP <5.4 tons | COMFORTMAKER | HRCU-A-CB (Split System: Heat Pump with Remote Outdoor Unit-Air-Source) | C5H3V36*K*AAA* |  |  | ESH5X48M12A*+WALLCON | *80CSU0601716B* | 33800 | 19.5 | 9 | 34600 | 26400 | 76.3% | 1.92 | 0 | 11.7 |  |  |  | No | R-454B | 2.8167 | Residential & Commercial | Ducted CEE Tier 1
215940939 | Central HP <5.4 tons | COMFORTMAKER | HRCU-A-CB (Split System: Heat Pump with Remote Outdoor Unit-Air-Source) | C5H3V48*K*AAA* |  |  | EA*5X48M21A*+WALLCON | *96CTN0802120B* | 43500 | 20.5 | 9.5 | 48000 | 36600 | 76.25% | 2 | 0 | 10.5 |  |  |  | No | R-454B | 3.625 | Residential & Commercial | Ducted CEE Tier 1
215940979 | Central HP <5.4 tons | COMFORTMAKER | HRCU-A-CB (Split System: Heat Pump with Remote Outdoor Unit-Air-Source) | C5H3V48*K*AAA* |  |  | EA*5X48M21A*+WALLCON | *97CTN0802120A* | 43500 | 20.5 | 9.5 | 48000 | 36600 | 76.25% | 1.92 | 0 | 10.5 |  |  |  | No | R-454B | 3.625 | Residential & Commercial | Ducted CEE Tier 1
215940999 | Central HP <5.4 tons | COMFORTMAKER | HRCU-A-CB (Split System: Heat Pump with Remote Outdoor Unit-Air-Source) | C5H3V48*K*AAA* |  |  | EA*5X60M24A*+WALLCON | *96CTN0802120B* | 44500 | 21 | 9.5 | 48500 | 36600 | 75.46% | 2 | 0 | 11 |  |  |  | No | R-454B | 3.7083 | Residential & Commercial | Ducted CEE Tier 1
215941049 | Central HP <5.4 tons | COMFORTMAKER | HRCU-A-CB (Split System: Heat Pump with Remote Outdoor Unit-Air-Source) | C5H3V48*K*AAA* |  |  | EA*5X61M21A*+WALLCON | *80CSU0401712B* | 45500 | 21.5 | 9.5 | 48500 | 36800 | 75.88% | 2 | 0 | 11.5 |  |  |  | No | R-454B | 3.7917 | Residential & Commercial | Ducted CEE Tier 1
206136200 | Central HP <5.4 tons | DAY & NIGHT | HRCU-A-CB (Split System: Heat Pump with Remote Outdoor Unit-Air-Source) | CVH837GKA** |  |  | EA*4X48L24A*+WALLCON | *95CSU1002122A* | 32400 | 17.5 | 8.5 | 32400 | 24800 | 76.54% | 2 | 12 | 11.5 |  |  |  | No | R-410A | 2.7 | Residential & Commercial | Ducted CEE Tier 1
204298761 | Central HP <5.4 tons | DAY & NIGHT | HRCU-A-CB (Split System: Heat Pump with Remote Outdoor Unit-Air-Source) | CVH837GKA** |  |  | EA*4X36L21A*+WALLCON | *96CTN1002122A* | 31600 | 17 | 8.1 | 33200 | 24200 | 72.89% | 1.86 | 11 | 11 |  |  |  | No | R-410A | 2.6333 | Residential & Commercial | Ducted CEE Tier 1
204299431 | Central HP <5.4 tons | DAY & NIGHT | HRCU-A-CB (Split System: Heat Pump with Remote Outdoor Unit-Air-Source) | CVH837GKA** |  |  | EA*4X48L24A*+WALLCON | *96CTN1002122A* | 32400 | 17.5 | 8.5 | 32600 | 24800 | 76.07% | 2 | 12 | 11.7 |  |  |  | No | R-410A | 2.7 | Residential & Commercial | Ducted CEE Tier 1
211263326 | Central HP <5.4 tons | DAY & NIGHT | HRCU-A-CB (Split System: Heat Pump with Remote Outdoor Unit-Air-Source) | DLCURAH18ABK |  |  | EN(A,D)4X24L17** | *80ES(N,L)0451712A* | 18400 | 15.5 | 8.5 | 19400 | 18500 | 95.36% | 2.24 | 0 | 11 |  |  |  | No | R-410A | 1.5333 | Residential & Commercial | Ducted CEE Tier 1
211262774 | Central HP <5.4 tons | DAY & NIGHT | HRCU-A-CB (Split System: Heat Pump with Remote Outdoor Unit-Air-Source) | DLCURAH18ABK |  |  | EN(A,D)4X24L14** | *80ES(N,L)0701412A* | 17500 | 16 | 8.5 | 18400 | 18800 | 102.2% | 2.26 | 0 | 11 |  |  |  | No | R-410A | 1.4583 | Residential & Commercial | Ducted CEE Tier 1
214396405 | Central HP <5.4 tons | JOHNSON CONTROLS | HRCU-A-CB (Split System: Heat Pump with Remote Outdoor Unit-Air-Source) | HH836E2S11 |  |  | CTF36C5CDS1 | TM9V100C20MP12 | 34600 | 18 | 8.5 | 33000 | 27200 | 82.42% | 2 | 0 | 10 |  |  |  | No | R-454B | 2.8833 | Residential & Commercial | Ducted CEE Tier 1
214396522 | Central HP <5.4 tons | JOHNSON CONTROLS | HRCU-A-CB (Split System: Heat Pump with Remote Outdoor Unit-Air-Source) | HH836E2S11 |  |  | CTM48C5CFS1 | TM8V100C16MP12 | 33000 | 19 | 9 | 31200 | 25200 | 80.77% | 2 | 0 | 11 |  |  |  | No | R-454B | 2.75 | Residential & Commercial | Ducted CEE Tier 1
214396556 | Central HP <5.4 tons | JOHNSON CONTROLS | HRCU-A-CB (Split System: Heat Pump with Remote Outdoor Unit-Air-Source) | HH836E2S11 |  |  | CTM48C5CFS1 | TL8E080C16UH11 | 33800 | 19 | 9 | 32000 | 25600 | 80% | 2 | 0 | 11 |  |  |  | No | R-454B | 2.8167 | Residential & Commercial | Ducted CEE Tier 1
206771564 | Central HP <5.4 tons | DAY & NIGHT | HRCU-A-CB (Split System: Heat Pump with Remote Outdoor Unit-Air-Source) | CVH837GKA2* |  |  | EA*4X42L24A*+WALLCON | *97CMN1002122A* | 31800 | 17.5 | 8.1 | 33000 | 24400 | 73.94% | 1.9 | 12 | 11.5 |  |  |  | No | R-410A | 2.65 | Residential & Commercial | Ducted CEE Tier 1
206771591 | Central HP <5.4 tons | DAY & NIGHT | HRCU-A-CB (Split System: Heat Pump with Remote Outdoor Unit-Air-Source) | CVH837GKA2* |  |  | EA*4X42L24A*+WALLCON | *96CTN1002122A* | 31800 | 17.5 | 8.1 | 33000 | 24400 | 73.94% | 1.9 | 12 | 11.5 |  |  |  | No | R-410A | 2.65 | Residential & Commercial | Ducted CEE Tier 1
206771780 | Central HP <5.4 tons | DAY & NIGHT | HRCU-A-CB (Split System: Heat Pump with Remote Outdoor Unit-Air-Source) | CVH837GKA2* |  |  | EA*4X48L21A*+WALLCON | *80CTL0902120A* | 32200 | 17.5 | 8.5 | 32600 | 25000 | 76.69% | 1.98 | 12 | 11.7 |  |  |  | No | R-410A | 2.6833 | Residential & Commercial | Ducted CEE Tier 1
215667056 | Central HP <5.4 tons | AIRQUEST | HRCU-A-CB (Split System: Heat Pump with Remote Outdoor Unit-Air-Source) | H5H0V24*K*AAA* |  |  | EA*5X24M17A*+WALLCON | *80CTL0901716B* | 22800 | 17 | 9 | 24000 | 16800 | 70% | 1.96 | 0 | 10 |  |  |  | No | R-454B | 1.9 | Residential & Commercial | Ducted CEE Tier 1
214397406 | Central HP <5.4 tons | JOHNSON CONTROLS | HRCU-A-CB (Split System: Heat Pump with Remote Outdoor Unit-Air-Source) | HH860E2S11 |  |  | JHE48C5CG2SS1 |  | 44000 | 19 | 9 | 44000 | 33000 | 75% | 2 | 0 | 12 |  |  |  | No | R-454B | 3.6667 | Residential & Commercial | Ducted CEE Tier 1
213785111 | Central HP <5.4 tons | CARRIER | HRCU-A-CB (Split System: Heat Pump with Remote Outdoor Unit-Air-Source) | 25VNA424A*031* |  |  | CAP**3721AL*+UI | 58TN*B090C17**16 | 23800 | 20 | 10.5 | 26400 | 19700 | 74.62% | 2.54 | 0 | 12.5 |  |  |  | No | R-410A | 1.9833 | Residential & Commercial | Ducted CEE Tier 1
213785143 | Central HP <5.4 tons | CARRIER | HRCU-A-CB (Split System: Heat Pump with Remote Outdoor Unit-Air-Source) | 25VNA424A*031* |  |  | CAP**4221AL*+UI | 59MN7C100C21**22 | 23200 | 20 | 10 | 26600 | 19700 | 74.06% | 2.46 | 0 | 13 |  |  |  | No | R-410A | 1.9333 | Residential & Commercial | Ducted CEE Tier 1
213785175 | Central HP <5.4 tons | CARRIER | HRCU-A-CB (Split System: Heat Pump with Remote Outdoor Unit-Air-Source) | 25VNA424A*031* |  |  | CAP**4321AL*+UI | 59MN7C080C17**14 | 24000 | 20 | 10.5 | 26400 | 19800 | 75% | 2.52 | 0 | 13 |  |  |  | No | R-410A | 2 | Residential & Commercial | Ducted CEE Tier 1
214606497 | Central HP <5.4 tons | JOHNSON CONTROLS | HRCU-A-C (Split System: Heat Pump with Remote Outdoor Unit with No Indoor Fan --Air Source) | HH836E2S11 |  |  | CTF36B5CDS1 |  | 33600 | 15.2 | 8.5 | 32000 | 23200 | 72.5% | 2 | 0 | 10 |  |  |  | No | R-454B | 2.8 | Residential & Commercial | Ducted CEE Tier 1
213433310 | Central HP <5.4 tons | STEALTH | HRCU-A-CB (Split System: Heat Pump with Remote Outdoor Unit-Air-Source) | ACIQ-24-HPB |  |  | ACIQ-24W-P |  | 24000 | 19 | 9.3 | 27400 | 24000 | 87.59% | 1.91 | 0 | 12 |  |  |  | No | R-410A | 2 | Residential & Commercial | Ducted CEE Tier 1
214397315 | Central HP <5.4 tons | JOHNSON CONTROLS | HRCU-A-CB (Split System: Heat Pump with Remote Outdoor Unit-Air-Source) | HH836E2S11 |  |  | CTF36B5CDS1 | TPLC080B12MP13 | 33000 | 17 | 8.5 | 31000 | 25200 | 81.29% | 2 | 0 | 11 |  |  |  | No | R-454B | 2.75 | Residential & Commercial | Ducted CEE Tier 1
214396447 | Central HP <5.4 tons | JOHNSON CONTROLS | HRCU-A-CB (Split System: Heat Pump with Remote Outdoor Unit-Air-Source) | HH836E2S11 |  |  | JHE36C5CD2SS1 |  | 33600 | 19 | 9 | 30600 | 25000 | 81.7% | 2 | 0 | 11.7 |  |  |  | No | R-454B | 2.8 | Residential & Commercial | Ducted CEE Tier 1
213829722 | Central HP <5.4 tons | FRIEDRICH | HRCU-A-CB (Split System: Heat Pump with Remote Outdoor Unit-Air-Source) | FRP18AZ36AJVC |  |  | TCFZ3621MEAAM | FR801V0504A17UHU | 34200 | 19 | 8.5 | 34200 | 43500 | 127.2% | 2.2 | 0 | 12.5 |  |  |  | No | R-410A | 2.85 | Residential & Commercial | Ducted CEE Tier 1
214396814 | Central HP <5.4 tons | JOHNSON CONTROLS | HRCU-A-CB (Split System: Heat Pump with Remote Outdoor Unit-Air-Source) | HH836E2S11 |  |  | CTF36C5CDS1+JMVT17CC2N1 |  | 34800 | 19 | 9 | 32200 | 25800 | 80.12% | 2 | 0 | 11.7 |  |  |  | No | R-454B | 2.9 | Residential & Commercial | Ducted CEE Tier 1
214396849 | Central HP <5.4 tons | JOHNSON CONTROLS | HRCU-A-CB (Split System: Heat Pump with Remote Outdoor Unit-Air-Source) | HH836E2S11 |  |  | CTF36B5CDS1 | TP9C060B12MP13 | 33000 | 17 | 8.5 | 31000 | 25200 | 81.29% | 2 | 0 | 11 |  |  |  | No | R-454B | 2.75 | Residential & Commercial | Ducted CEE Tier 1
214397223 | Central HP <5.4 tons | JOHNSON CONTROLS | HRCU-A-CB (Split System: Heat Pump with Remote Outdoor Unit-Air-Source) | HH836E2S11 |  |  | CTM48C5CFS1 | TL9E080C16UH11 | 33400 | 18 | 9 | 31600 | 25400 | 80.38% | 2 | 0 | 11 |  |  |  | No | R-454B | 2.7833 | Residential & Commercial | Ducted CEE Tier 1
214397391 | Central HP <5.4 tons | JOHNSON CONTROLS | HRCU-A-CB (Split System: Heat Pump with Remote Outdoor Unit-Air-Source) | HH836E2S11 |  |  | CTF48C5CFS1 | TM9E100C20MP12 | 34400 | 17 | 9 | 32400 | 25800 | 79.63% | 2 | 0 | 11 |  |  |  | No | R-454B | 2.8667 | Residential & Commercial | Ducted CEE Tier 1
213361583 | Central HP <5.4 tons | CARRIER | HRCU-A-CB (Split System: Heat Pump with Remote Outdoor Unit-Air-Source) | 25VNA436A*031* |  |  | FE4BN(B,X)C36L*+UI |  | 33000 | 19.5 | 8.5 | 35600 | 26400 | 74.16% | 1.98 | 0 | 12 |  |  |  | No | R-410A | 2.75 | Residential & Commercial | Ducted CEE Tier 1
215941199 | Central HP <5.4 tons | COMFORTMAKER | HRCU-A-CB (Split System: Heat Pump with Remote Outdoor Unit-Air-Source) | C5H3V48*K*AAA* |  |  | ESH5X48M12A*+WALLCON | *97CTN1202422A* | 44500 | 20 | 9 | 48500 | 36400 | 75.05% | 1.82 | 0 | 10.5 |  |  |  | No | R-454B | 3.7083 | Residential & Commercial | Ducted CEE Tier 1
215940989 | Central HP <5.4 tons | COMFORTMAKER | HRCU-A-CB (Split System: Heat Pump with Remote Outdoor Unit-Air-Source) | C5H3V48*K*AAA* |  |  | EA*5X48M21A*+WALLCON | *97CTN1002122A* | 43500 | 21 | 9.5 | 48000 | 36400 | 75.83% | 2 | 0 | 10.5 |  |  |  | No | R-454B | 3.625 | Residential & Commercial | Ducted CEE Tier 1
215941139 | Central HP <5.4 tons | COMFORTMAKER | HRCU-A-CB (Split System: Heat Pump with Remote Outdoor Unit-Air-Source) | C5H3V48*K*AAA* |  |  | ESH5X48M12A*+WALLCON | *96CTN0802120B* | 44000 | 20 | 9 | 48500 | 36600 | 75.46% | 1.8 | 0 | 10.5 |  |  |  | No | R-454B | 3.6667 | Residential & Commercial | Ducted CEE Tier 1
213829731 | Central HP <5.4 tons | FRIEDRICH | HRCU-A-CB (Split System: Heat Pump with Remote Outdoor Unit-Air-Source) | FRP18AZ36AJVC |  |  | TCFZ3621MEAAM | FR801V1005A21UHU | 34200 | 19 | 8.5 | 34200 | 43000 | 125.7% | 2.2 | 0 | 12.5 |  |  |  | No | R-410A | 2.85 | Residential & Commercial | Ducted CEE Tier 1
210596222 | Central HP <5.4 tons | CARRIER | HRCU-A-CB (Split System: Heat Pump with Remote Outdoor Unit-Air-Source) | 25VNA837A*030* |  |  | CNPV*6024AL*+UI | 58CU*A100C21**20 | 32800 | 17.5 | 8.1 | 32200 | 24600 | 76.4% | 1.96 | 0 | 11.7 |  |  |  | No | R-410A | 2.7333 | Residential & Commercial | Ducted CEE Tier 1
210596227 | Central HP <5.4 tons | CARRIER | HRCU-A-CB (Split System: Heat Pump with Remote Outdoor Unit-Air-Source) | 25VNA837A*030* |  |  | CNPV*6024AL*+UI | 59CU5A100C21**22 | 32800 | 18 | 8.1 | 32200 | 24600 | 76.4% | 1.98 | 0 | 12 |  |  |  | No | R-410A | 2.7333 | Residential & Commercial | Ducted CEE Tier 1
210595958 | Central HP <5.4 tons | CARRIER | HRCU-A-CB (Split System: Heat Pump with Remote Outdoor Unit-Air-Source) | 25VNA825A*031* |  |  | CAP**4224AL*+UI | 59TN6B100C21**22 | 23800 | 16.5 | 8.1 | 21400 | 16600 | 77.57% | 1.96 | 0 | 11 |  |  |  | No | R-410A | 1.9833 | Residential & Commercial | Ducted CEE Tier 1
210595992 | Central HP <5.4 tons | CARRIER | HRCU-A-CB (Split System: Heat Pump with Remote Outdoor Unit-Air-Source) | 25VNA825A*031* |  |  | CAP**4824AL*+UI | 58CU*A100C21**20 | 24000 | 16.5 | 8.1 | 21000 | 16600 | 79.05% | 2.02 | 0 | 11 |  |  |  | No | R-410A | 2 | Residential & Commercial | Ducted CEE Tier 1
210596006 | Central HP <5.4 tons | CARRIER | HRCU-A-CB (Split System: Heat Pump with Remote Outdoor Unit-Air-Source) | 25VNA825A*031* |  |  | CNPV*4217AL*+UI | 58TN*A090C17**16 | 24000 | 17 | 8.1 | 21400 | 16600 | 77.57% | 2 | 0 | 11.5 |  |  |  | No | R-410A | 2 | Residential & Commercial | Ducted CEE Tier 1
210596059 | Central HP <5.4 tons | CARRIER | HRCU-A-CB (Split System: Heat Pump with Remote Outdoor Unit-Air-Source) | 25VNA825A*031* |  |  | CSPH*4212AL*+UI | 58TN*A090C17**16 | 24200 | 16.5 | 8.1 | 21200 | 16500 | 77.83% | 2.02 | 0 | 11 |  |  |  | No | R-410A | 2.0167 | Residential & Commercial | Ducted CEE Tier 1
204300378 | Central HP <5.4 tons | TEMPSTAR | HRCU-A-CB (Split System: Heat Pump with Remote Outdoor Unit-Air-Source) | TVH837GKA** |  |  | EHD4X42AAL+WALLCON | *96CTN1002122A* | 32600 | 16.5 | 8.1 | 33000 | 24800 | 75.15% | 1.96 | 12 | 11 |  |  |  | No | R-410A | 2.7167 | Residential & Commercial | Ducted CEE Tier 1
204300498 | Central HP <5.4 tons | TEMPSTAR | HRCU-A-CB (Split System: Heat Pump with Remote Outdoor Unit-Air-Source) | TVH837GKA** |  |  | EHD4X48AAL+WALLCON | *96CTN1202422A* | 32600 | 17 | 8.1 | 33000 | 24800 | 75.15% | 1.98 | 11 | 11 |  |  |  | No | R-410A | 2.7167 | Residential & Commercial | Ducted CEE Tier 1
206135691 | Central HP <5.4 tons | TEMPSTAR | HRCU-A-CB (Split System: Heat Pump with Remote Outdoor Unit-Air-Source) | TVH837GKA** |  |  | EA*4X42L21A*+WALLCON | *80CSU0601716A* | 31800 | 17 | 8.1 | 33200 | 24400 | 73.49% | 1.86 | 11.5 | 11 |  |  |  | No | R-410A | 2.65 | Residential & Commercial | Ducted CEE Tier 1
206136143 | Central HP <5.4 tons | TEMPSTAR | HRCU-A-CB (Split System: Heat Pump with Remote Outdoor Unit-Air-Source) | TVH837GKA** |  |  | EA*4X43L21A*+WALLCON | *95CSU0802120A* | 33000 | 17.5 | 8.5 | 32800 | 25000 | 76.22% | 2 | 12 | 11.5 |  |  |  | No | R-410A | 2.75 | Residential & Commercial | Ducted CEE Tier 1
212394358 | Central HP <5.4 tons | STEALTH | HRCU-A-C (Split System: Heat Pump with Remote Outdoor Unit with No Indoor Fan --Air Source) | ACIQ-36-HPB |  |  | ACIQ-36-ACL |  | 35000 | 15.2 | 10 | 39000 | 32000 | 82.05% | 2 | 10.2 | 10 |  |  |  | No | R-410A | 2.9167 | Residential & Commercial | Ducted CEE Tier 1
210600115 | Central HP <5.4 tons | TEMPSTAR | HRCU-A-CB (Split System: Heat Pump with Remote Outdoor Unit-Air-Source) | TVH837GKA** |  |  | EA*4X61L24A*+WALLCON | *96CTN1002122A* | 33200 | 18 | 8.5 | 32000 | 24800 | 77.5% | 2 | 0 | 12 |  |  |  | No | R-410A | 2.7667 | Residential & Commercial | Ducted CEE Tier 1
210600133 | Central HP <5.4 tons | TEMPSTAR | HRCU-A-CB (Split System: Heat Pump with Remote Outdoor Unit-Air-Source) | TVH837GKA** |  |  | EHD4X60AAL+WALLCON | *80CTL1352422A* | 33000 | 17 | 8.1 | 32200 | 24800 | 77.02% | 2.02 | 0 | 11.5 |  |  |  | No | R-410A | 2.75 | Residential & Commercial | Ducted CEE Tier 1
215667237 | Central HP <5.4 tons | AIRQUEST | HRCU-A-CB (Split System: Heat Pump with Remote Outdoor Unit-Air-Source) | H5H0V24*K*AAA* |  |  | EA*5X25M17A*+WALLCON | *97CMN0601714B* | 23800 | 17 | 9 | 23400 | 16500 | 70.51% | 2 | 0 | 10.5 |  |  |  | No | R-454B | 1.9833 | Residential & Commercial | Ducted CEE Tier 1
216453182 | Central HP <5.4 tons | AMERICAN STANDARD | HRCU-A-CB (Split System: Heat Pump with Remote Outdoor Unit-Air-Source) | 5A6V0X48A1 |  |  | 5PX*DD10AS3 | S8V2D120M5PDB | 45000 | 20 | 9.7 | 47000 | 33800 | 71.91% | 2.1 | 0 | 11.7 |  |  |  | No | R-454B | 3.75 | Residential & Commercial | Ducted CEE Tier 1
216453196 | Central HP <5.4 tons | AMERICAN STANDARD | HRCU-A-CB (Split System: Heat Pump with Remote Outdoor Unit-Air-Source) | 5A6V0X48A1 |  |  | 5TXCC007AS3 | S8V2C100M5PDB | 44500 | 20 | 9.7 | 47500 | 34200 | 72% | 2.1 | 0 | 11.7 |  |  |  | No | R-454B | 3.7083 | Residential & Commercial | Ducted CEE Tier 1
206771024 | Central HP <5.4 tons | DAY & NIGHT | HRCU-A-CB (Split System: Heat Pump with Remote Outdoor Unit-Air-Source) | CVH837GKA2* |  |  | EA*4X36L17A*+WALLCON | *80CTL0701412A* | 31400 | 17.5 | 8.1 | 33400 | 24400 | 73.05% | 1.84 | 11.5 | 11 |  |  |  | No | R-410A | 2.6167 | Residential & Commercial | Ducted CEE Tier 1
211206850 | Central HP <5.4 tons | LUXAIRE | HRCU-A-CB (Split System: Heat Pump with Remote Outdoor Unit-Air-Source) | HL20B2421 |  |  | XAMB24DE1N1+CC | TPLC080B12MP13 | 22400 | 18 | 8.5 | 23600 | 18400 | 77.97% | 1.92 | 0 | 12 |  |  |  | No | R-410A | 1.8667 | Residential & Commercial | Ducted CEE Tier 1
214397159 | Central HP <5.4 tons | JOHNSON CONTROLS | HRCU-A-CB (Split System: Heat Pump with Remote Outdoor Unit-Air-Source) | HH824E2S11 |  |  | CTF30B5ACS1 | TPLC080B12MP13 | 23000 | 17 | 9.5 | 23000 | 17900 | 77.83% | 2 | 0 | 12 |  |  |  | No | R-454B | 1.9167 | Residential & Commercial | Ducted CEE Tier 1
214609155 | Central HP <5.4 tons | JOHNSON CONTROLS | HRCU-A-CB (Split System: Heat Pump with Remote Outdoor Unit-Air-Source) | HH824E2S11 |  |  | CTF30B5ACS1 | Z9ES060B12SMPS1 | 23000 | 17 | 9.5 | 23000 | 19100 | 83.04% | 2 | 0 | 11.7 |  |  |  | No | R-454B | 1.9167 | Residential & Commercial | Ducted CEE Tier 1
214396707 | Central HP <5.4 tons | JOHNSON CONTROLS | HRCU-A-CB (Split System: Heat Pump with Remote Outdoor Unit-Air-Source) | HH824E2S11 |  |  | JHE24B5AC2SS1 |  | 23000 | 19 | 9.5 | 23000 | 18300 | 79.57% | 2 | 0 | 12 |  |  |  | No | R-454B | 1.9167 | Residential & Commercial | Ducted CEE Tier 1
214397337 | Central HP <5.4 tons | JOHNSON CONTROLS | HRCU-A-CB (Split System: Heat Pump with Remote Outdoor Unit-Air-Source) | HH836E2S11 |  |  | CTM48C5CFS1 | TM8E080C20MP11 | 34600 | 18 | 8.5 | 32800 | 25800 | 78.66% | 2 | 0 | 11 |  |  |  | No | R-454B | 2.8833 | Residential & Commercial | Ducted CEE Tier 1
214396492 | Central HP <5.4 tons | JOHNSON CONTROLS | HRCU-A-CB (Split System: Heat Pump with Remote Outdoor Unit-Air-Source) | HH836E2S11 |  |  | CTF48C5CFS1+JMC17C2SN1 |  | 34400 | 19 | 9 | 32000 | 25200 | 78.75% | 2 | 0 | 11.7 |  |  |  | No | R-454B | 2.8667 | Residential & Commercial | Ducted CEE Tier 1
216374505 | Central HP <5.4 tons | YORK | HRCU-A-CB (Split System: Heat Pump with Remote Outdoor Unit-Air-Source) | HH836E2S11 |  |  | CTF36C5CDS1 | Y92E100C20SMPS1 | 33600 | 17 | 8.5 | 31000 | 23600 | 76.13% | 2 | 0 | 11.7 |  |  |  | No | R-454B | 2.8 | Residential & Commercial | Ducted CEE Tier 1
216374500 | Central HP <5.4 tons | YORK | HRCU-A-CB (Split System: Heat Pump with Remote Outdoor Unit-Air-Source) | HH836E2S11 |  |  | CTF36C5CDS1 | Y92E100C16SMPS1 | 33000 | 18 | 8.5 | 30200 | 23000 | 76.16% | 2 | 0 | 11.7 |  |  |  | No | R-454B | 2.75 | Residential & Commercial | Ducted CEE Tier 1
215675936 | Central HP <5.4 tons | AIRQUEST | HRCU-A-CB (Split System: Heat Pump with Remote Outdoor Unit-Air-Source) | H5H0V48*K*AAA* |  |  | EVM5X60M24A*+WALLCON | *97CMN1202422B* | 48000 | 19 | 9 | 50000 | 36600 | 73.2% | 2 | 0 | 10 |  |  |  | No | R-454B | 4 | Residential & Commercial | Ducted CEE Tier 1
215676086 | Central HP <5.4 tons | AIRQUEST | HRCU-A-CB (Split System: Heat Pump with Remote Outdoor Unit-Air-Source) | H5H0V48*K*AAA* |  |  | EVM5X61M24A*+WALLCON | *96CTN1202422B* | 48500 | 19.5 | 9.5 | 50000 | 36600 | 73.2% | 2.12 | 0 | 10.5 |  |  |  | No | R-454B | 4.0417 | Residential & Commercial | Ducted CEE Tier 1
215676306 | Central HP <5.4 tons | AIRQUEST | HRCU-A-CB (Split System: Heat Pump with Remote Outdoor Unit-Air-Source) | H5H0V48*K*AAA* |  |  | EVD5X49M24A*+WALLCON | *80CTL0902120B* | 48000 | 19 | 9 | 50000 | 36400 | 72.8% | 2 | 0 | 10.5 |  |  |  | No | R-454B | 4 | Residential & Commercial | Ducted CEE Tier 1
214396219 | Central HP <5.4 tons | JOHNSON CONTROLS | HRCU-A-CB (Split System: Heat Pump with Remote Outdoor Unit-Air-Source) | HH824E2S11 |  |  | JHE30B5AD2SS1 |  | 23000 | 19 | 9.5 | 23000 | 18100 | 78.7% | 2 | 0 | 12 |  |  |  | No | R-454B | 1.9167 | Residential & Commercial | Ducted CEE Tier 1
214396712 | Central HP <5.4 tons | JOHNSON CONTROLS | HRCU-A-CB (Split System: Heat Pump with Remote Outdoor Unit-Air-Source) | HH824E2S11 |  |  | CTF30B5ACS1 | TM9E080B12MP12 | 23000 | 17 | 9.5 | 23000 | 19400 | 84.35% | 2 | 0 | 11.7 |  |  |  | No | R-454B | 1.9167 | Residential & Commercial | Ducted CEE Tier 1
214609130 | Central HP <5.4 tons | JOHNSON CONTROLS | HRCU-A-CB (Split System: Heat Pump with Remote Outdoor Unit-Air-Source) | HH824E2S11 |  |  | CTM36B5ADS1 | Z9ES080B12SMPS1 | 23000 | 18 | 9.5 | 23000 | 18600 | 80.87% | 2 | 0 | 12 |  |  |  | No | R-454B | 1.9167 | Residential & Commercial | Ducted CEE Tier 1
216374519 | Central HP <5.4 tons | YORK | HRCU-A-CB (Split System: Heat Pump with Remote Outdoor Unit-Air-Source) | HH824E2S11 |  |  | CTF36B5ADS1 | Y92E080B12SMPS1 | 23000 | 18 | 9.5 | 23000 | 17500 | 76.09% | 2 | 0 | 12 |  |  |  | No | R-454B | 1.9167 | Residential & Commercial | Ducted CEE Tier 1
210597856 | Central HP <5.4 tons | HEIL | HRCU-A-CB (Split System: Heat Pump with Remote Outdoor Unit-Air-Source) | HVH825GKA2* |  |  | EA*4X42L21A*+WALLCON | *95CSU0601716A* | 23600 | 16.5 | 8.1 | 21400 | 16700 | 78.04% | 1.94 | 0 | 10.5 |  |  |  | No | R-410A | 1.9667 | Residential & Commercial | Ducted CEE Tier 1
215682259 | Central HP <5.4 tons | DAY & NIGHT | HRCU-A-CB (Split System: Heat Pump with Remote Outdoor Unit-Air-Source) | C5H0V48*K*AAA* |  |  | EVD5X49M24A*+WALLCON | *80CSU1002120B* | 48000 | 18.5 | 9 | 50000 | 36600 | 73.2% | 2 | 0 | 10 |  |  |  | No | R-454B | 4 | Residential & Commercial | Ducted CEE Tier 1
215222808 | Central HP <5.4 tons | RHEEM | HRCU-A-CB (Split System: Heat Pump with Remote Outdoor Unit-Air-Source) | RD17AZ60AJ3N |  |  | RCFZ6021STAAM | R951T1005A21M4 | 54500 | 17 | 8.1 | 46500 | 34000 | 73.12% | 2.1 | 0 | 10 |  |  |  | No | R-410A | 4.5417 | Residential & Commercial | Ducted CEE Tier 1
215668909 | Central HP <5.4 tons | AIRQUEST | HRCU-A-CB (Split System: Heat Pump with Remote Outdoor Unit-Air-Source) | H5H0V36*K*AAA* |  |  | EA*5X42M21A*+WALLCON | *97CMN0802120B* | 33200 | 17.5 | 9 | 35800 | 25600 | 71.51% | 1.86 | 0 | 10 |  |  |  | No | R-454B | 2.7667 | Residential & Commercial | Ducted CEE Tier 1
214396298 | Central HP <5.4 tons | JOHNSON CONTROLS | HRCU-A-CB (Split System: Heat Pump with Remote Outdoor Unit-Air-Source) | HH860E2S11 |  |  | CTM60C5CHS1 | TM9Y100C20MP11 | 53000 | 19 | 8.5 | 54500 | 39500 | 72.48% | 2 | 0 | 11 |  |  |  | No | R-454B | 4.4167 | Residential & Commercial | Ducted CEE Tier 1
214397448 | Central HP <5.4 tons | JOHNSON CONTROLS | HRCU-A-CB (Split System: Heat Pump with Remote Outdoor Unit-Air-Source) | HH860E2S11 |  |  | CTF60C5CGS1 | TM8E080C16MP11 | 44500 | 18 | 9 | 45500 | 34200 | 75.16% | 2 | 0 | 11 |  |  |  | No | R-454B | 3.7083 | Residential & Commercial | Ducted CEE Tier 1
214396769 | Central HP <5.4 tons | JOHNSON CONTROLS | HRCU-A-CB (Split System: Heat Pump with Remote Outdoor Unit-Air-Source) | HH860E2S11 |  |  | CTF60D5CJS1+JME18D2SN1 |  | 53500 | 19 | 9 | 54000 | 39000 | 72.22% | 2 | 0 | 11 |  |  |  | No | R-454B | 4.4583 | Residential & Commercial | Ducted CEE Tier 1
214609194 | Central HP <5.4 tons | JOHNSON CONTROLS | HRCU-A-CB (Split System: Heat Pump with Remote Outdoor Unit-Air-Source) | HH860E2S11 |  |  | CTF60C5CHS1 | Z9ES100C20SMPS1 | 53000 | 19 | 8.5 | 54000 | 38500 | 71.3% | 2 | 0 | 11 |  |  |  | No | R-454B | 4.4167 | Residential & Commercial | Ducted CEE Tier 1
214396346 | Central HP <5.4 tons | JOHNSON CONTROLS | HRCU-A-CB (Split System: Heat Pump with Remote Outdoor Unit-Air-Source) | HH860E2S11 |  |  | CTM60C5CHS1 | TP9C100C20MP13 | 53000 | 19 | 8.5 | 53500 | 38500 | 71.96% | 2 | 0 | 11 |  |  |  | No | R-454B | 4.4167 | Residential & Commercial | Ducted CEE Tier 1
215668661 | Central HP <5.4 tons | AIRQUEST | HRCU-A-CB (Split System: Heat Pump with Remote Outdoor Unit-Air-Source) | H5H0V36*K*AAA* |  |  | EA*5X37M21A*+WALLCON | *80CTL0701716B* | 34400 | 18 | 9 | 35400 | 25200 | 71.19% | 1.9 | 0 | 10 |  |  |  | No | R-454B | 2.8667 | Residential & Commercial | Ducted CEE Tier 1
215669087 | Central HP <5.4 tons | COMFORTMAKER | HRCU-A-CB (Split System: Heat Pump with Remote Outdoor Unit-Air-Source) | C5H0V36*K*AAA* |  |  | EA*5X43M21A*+WALLCON | *96CTN1002122B* | 34600 | 18 | 9 | 35200 | 25000 | 71.02% | 1.9 | 0 | 10 |  |  |  | No | R-454B | 2.8833 | Residential & Commercial | Ducted CEE Tier 1
215669137 | Central HP <5.4 tons | COMFORTMAKER | HRCU-A-CB (Split System: Heat Pump with Remote Outdoor Unit-Air-Source) | C5H0V36*K*AAA* |  |  | EA*5X48M21A*+WALLCON | *80CTL0701716B* | 33600 | 18 | 9 | 35200 | 25200 | 71.59% | 1.88 | 0 | 10 |  |  |  | No | R-454B | 2.8 | Residential & Commercial | Ducted CEE Tier 1
214807800 | Central HP <5.4 tons | JOHNSON CONTROLS | HRCU-A-CB (Split System: Heat Pump with Remote Outdoor Unit-Air-Source) | HH836E2S11 |  |  | CTU48C5XFS1+JME16C2SN1+TXV |  | 34200 | 19 | 9 | 31600 | 25200 | 79.75% | 2 | 0 | 11.7 |  |  |  | No | R-454B | 2.85 | Residential & Commercial | Ducted CEE Tier 1
216453228 | Central HP <5.4 tons | AMERICAN STANDARD | HRCU-A-CB (Split System: Heat Pump with Remote Outdoor Unit-Air-Source) | 5A6V0X60A1 |  |  | 5PX*CD09AS3 | S8V2C100M5PCB | 53000 | 18.4 | 9 | 54000 | 38000 | 70.37% | 2 | 0 | 10 |  |  |  | No | R-454B | 4.4167 | Residential & Commercial | Ducted CEE Tier 1
215940269 | Central HP <5.4 tons | COMFORTMAKER | HRCU-A-CB (Split System: Heat Pump with Remote Outdoor Unit-Air-Source) | C5H3V36*K*AAA* |  |  | EVM5X44M21A*+WALLCON | *80CSU0401712B* | 35600 | 22 | 8.5 | 38000 | 28600 | 75.26% | 2.02 | 0 | 12.5 |  |  |  | No | R-454B | 2.9667 | Residential & Commercial | Ducted CEE Tier 1
215940339 | Central HP <5.4 tons | COMFORTMAKER | HRCU-A-CB (Split System: Heat Pump with Remote Outdoor Unit-Air-Source) | C5H3V36*K*AAA* |  |  | EVM5X49M21A*+WALLCON | *80CSU0401712B* | 35600 | 22 | 8.5 | 38000 | 28600 | 75.26% | 2.04 | 0 | 12.5 |  |  |  | No | R-454B | 2.9667 | Residential & Commercial | Ducted CEE Tier 1
215940379 | Central HP <5.4 tons | COMFORTMAKER | HRCU-A-CB (Split System: Heat Pump with Remote Outdoor Unit-Air-Source) | C5H3V36*K*AAA* |  |  | EVM5X49M21A*+WALLCON | *97CTN0802120A* | 35600 | 21.5 | 8.5 | 38000 | 28600 | 75.26% | 2.04 | 0 | 12 |  |  |  | No | R-454B | 2.9667 | Residential & Commercial | Ducted CEE Tier 1
215940429 | Central HP <5.4 tons | COMFORTMAKER | HRCU-A-CB (Split System: Heat Pump with Remote Outdoor Unit-Air-Source) | C5H3V36*K*AAA* |  |  | EVM5X60M21A*+WALLCON | *97CTN0601716A* | 35200 | 21 | 8.5 | 38500 | 29400 | 76.36% | 2.02 | 0 | 11.7 |  |  |  | No | R-454B | 2.9333 | Residential & Commercial | Ducted CEE Tier 1
215940929 | Central HP <5.4 tons | COMFORTMAKER | HRCU-A-CB (Split System: Heat Pump with Remote Outdoor Unit-Air-Source) | C5H3V36*K*AAA* |  |  | EVD5X61M24A*+WALLCON | *97CTN1202422A* | 36000 | 22 | 8.5 | 37600 | 28400 | 75.53% | 2.04 | 0 | 12.5 |  |  |  | No | R-454B | 3 | Residential & Commercial | Ducted CEE Tier 1
204456489 | Central HP <5.4 tons | TEMPSTAR | HRCU-A-CB (Split System: Heat Pump with Remote Outdoor Unit-Air-Source) | TVH825GKA2* |  |  | EA*4X25L17A*+WALLCON | *97CMN0801714A* | 24200 | 16.5 | 8.1 | 21400 | 16700 | 78.04% | 2 | 11 | 11 |  |  |  | No | R-410A | 2.0167 | Residential & Commercial | Ducted CEE Tier 1
212383321 | Central HP <5.4 tons | HEIL | HRCU-A-CB (Split System: Heat Pump with Remote Outdoor Unit-Air-Source) | DLCURAH36ABK |  |  | EA*4X36L21A* | *80ES(N,L)0902120A* | 35600 | 16 | 8.1 | 39500 | 35200 | 89.11% | 1.84 | 0 | 10 |  |  |  | No | R-410A | 2.9667 | Residential & Commercial | Ducted CEE Tier 1
206773059 | Central HP <5.4 tons | DAY & NIGHT | HRCU-A-CB (Split System: Heat Pump with Remote Outdoor Unit-Air-Source) | CVH837GKA2* |  |  | EA*4X37L21A*+WALLCON | *80CSU1002120A* | 32800 | 17 | 8.5 | 33000 | 25200 | 76.36% | 1.96 | 12 | 11 |  |  |  | No | R-410A | 2.7333 | Residential & Commercial | Ducted CEE Tier 1
211263015 | Central HP <5.4 tons | DAY & NIGHT | HRCU-A-CB (Split System: Heat Pump with Remote Outdoor Unit-Air-Source) | DLCURAH18ABK |  |  | EN(A,D)4X24L17** | *95ESU0601716A* | 18500 | 15.5 | 8.5 | 19500 | 18400 | 94.36% | 2.24 | 0 | 11 |  |  |  | No | R-410A | 1.5417 | Residential & Commercial | Ducted CEE Tier 1
211263399 | Central HP <5.4 tons | DAY & NIGHT | HRCU-A-CB (Split System: Heat Pump with Remote Outdoor Unit-Air-Source) | DLCURAH18ABK |  |  | EN(A,D)4X24L17** | *92ESN0601714A* | 17700 | 16 | 8.5 | 18500 | 18800 | 101.6% | 2.26 | 0 | 11 |  |  |  | No | R-410A | 1.475 | Residential & Commercial | Ducted CEE Tier 1
211263515 | Central HP <5.4 tons | DAY & NIGHT | HRCU-A-CB (Split System: Heat Pump with Remote Outdoor Unit-Air-Source) | DLCURAH18ABK |  |  | EN(A,D)4X24L17** | *80ESU0601716A | 18500 | 16 | 8.5 | 19400 | 18500 | 95.36% | 2.24 | 0 | 11 |  |  |  | No | R-410A | 1.5417 | Residential & Commercial | Ducted CEE Tier 1
211262553 | Central HP <5.4 tons | DAY & NIGHT | HRCU-A-CB (Split System: Heat Pump with Remote Outdoor Unit-Air-Source) | DLCURAH18ABK |  |  | EN(A,D)4X24L14** | *96VSN0601412A* | 17900 | 15.5 | 8.5 | 18800 | 18700 | 99.47% | 2.26 | 0 | 11 |  |  |  | No | R-410A | 1.4917 | Residential & Commercial | Ducted CEE Tier 1
211263301 | Central HP <5.4 tons | DAY & NIGHT | HRCU-A-CB (Split System: Heat Pump with Remote Outdoor Unit-Air-Source) | DLCURAH18ABK |  |  | EN(A,D)4X24L17** | *80ES(N,L)0451412A* | 18000 | 16 | 8.5 | 18900 | 18700 | 98.94% | 2.26 | 0 | 11 |  |  |  | No | R-410A | 1.5 | Residential & Commercial | Ducted CEE Tier 1
211263555 | Central HP <5.4 tons | DAY & NIGHT | HRCU-A-CB (Split System: Heat Pump with Remote Outdoor Unit-Air-Source) | DLCURAH18ABK |  |  | EN(A,D)4X24L17** | OLV098A12* | 18100 | 15.5 | 8.5 | 19100 | 18700 | 97.91% | 2.24 | 0 | 10.5 |  |  |  | No | R-410A | 1.5083 | Residential & Commercial | Ducted CEE Tier 1
210596073 | Central HP <5.4 tons | CARRIER | HRCU-A-CB (Split System: Heat Pump with Remote Outdoor Unit-Air-Source) | 25VNA825A*031* |  |  | CSPH*4812AL*+UI | 58CU*A040C17**12 | 24200 | 16.5 | 8.1 | 21200 | 16600 | 78.3% | 2.02 | 0 | 11 |  |  |  | No | R-410A | 2.0167 | Residential & Commercial | Ducted CEE Tier 1
210596076 | Central HP <5.4 tons | CARRIER | HRCU-A-CB (Split System: Heat Pump with Remote Outdoor Unit-Air-Source) | 25VNA825A*031* |  |  | CSPH*4812AL*+UI | 58TN*A045C17**12 | 24200 | 16 | 8.1 | 21400 | 16700 | 78.04% | 2 | 0 | 10.5 |  |  |  | No | R-410A | 2.0167 | Residential & Commercial | Ducted CEE Tier 1
210596090 | Central HP <5.4 tons | CARRIER | HRCU-A-CB (Split System: Heat Pump with Remote Outdoor Unit-Air-Source) | 25VNA825A*031* |  |  | CSPH*4812AL*+UI | 59TN6B080C17**14 | 24200 | 16 | 8.1 | 21400 | 16700 | 78.04% | 2 | 0 | 10.5 |  |  |  | No | R-410A | 2.0167 | Residential & Commercial | Ducted CEE Tier 1
210596191 | Central HP <5.4 tons | CARRIER | HRCU-A-CB (Split System: Heat Pump with Remote Outdoor Unit-Air-Source) | 25VNA837A*030* |  |  | CAP**6121AL*+UI | 59MN7B100C21**22 | 33200 | 17.5 | 8.5 | 32000 | 24800 | 77.5% | 2 | 0 | 12 |  |  |  | No | R-410A | 2.7667 | Residential & Commercial | Ducted CEE Tier 1
210596193 | Central HP <5.4 tons | CARRIER | HRCU-A-CB (Split System: Heat Pump with Remote Outdoor Unit-Air-Source) | 25VNA837A*030* |  |  | CAP**6121AL*+UI | 59TN6B100C21**22 | 33200 | 17.5 | 8.5 | 32000 | 24800 | 77.5% | 2 | 0 | 12 |  |  |  | No | R-410A | 2.7667 | Residential & Commercial | Ducted CEE Tier 1
210596240 | Central HP <5.4 tons | CARRIER | HRCU-A-CB (Split System: Heat Pump with Remote Outdoor Unit-Air-Source) | 25VNA837A*030* |  |  | CSPH*6012AL*+UI | 58CU*A100C21**20 | 32800 | 16.5 | 8.1 | 32200 | 24800 | 77.02% | 1.98 | 0 | 11 |  |  |  | No | R-410A | 2.7333 | Residential & Commercial | Ducted CEE Tier 1
206135801 | Central HP <5.4 tons | TEMPSTAR | HRCU-A-CB (Split System: Heat Pump with Remote Outdoor Unit-Air-Source) | TVH837GKA** |  |  | EA*4X48L21A*+WALLCON | *80CSU1002120A* | 32200 | 17 | 8.1 | 32600 | 25000 | 76.69% | 1.96 | 11.5 | 11 |  |  |  | No | R-410A | 2.6833 | Residential & Commercial | Ducted CEE Tier 1
214396566 | Central HP <5.4 tons | JOHNSON CONTROLS | HRCU-A-CB (Split System: Heat Pump with Remote Outdoor Unit-Air-Source) | HH860E2S11 |  |  | CTF60C5CGS1 | TL8E100C20UH11 | 45000 | 18 | 9 | 45000 | 33400 | 74.22% | 2 | 0 | 11.7 |  |  |  | No | R-454B | 3.75 | Residential & Commercial | Ducted CEE Tier 1
216374534 | Central HP <5.4 tons | YORK | HRCU-A-CB (Split System: Heat Pump with Remote Outdoor Unit-Air-Source) | HH860E2S11 |  |  | CTF60C5CHS1 | Y92E100C20SMPS1 | 53500 | 19 | 8.5 | 54000 | 39000 | 72.22% | 2 | 0 | 11 |  |  |  | No | R-454B | 4.4583 | Residential & Commercial | Ducted CEE Tier 1
216374535 | Central HP <5.4 tons | YORK | HRCU-A-CB (Split System: Heat Pump with Remote Outdoor Unit-Air-Source) | HH860E2S11 |  |  | CTM60D5CHS1 | Y92E120D20SMPS1 | 54000 | 19 | 8.5 | 55000 | 40000 | 72.73% | 2 | 0 | 11 |  |  |  | No | R-454B | 4.5 | Residential & Commercial | Ducted CEE Tier 1
214397208 | Central HP <5.4 tons | JOHNSON CONTROLS | HRCU-A-CB (Split System: Heat Pump with Remote Outdoor Unit-Air-Source) | HH860E2S11 |  |  | CTF60D5CJS1+JMET18DS2N1 |  | 53000 | 19 | 9 | 54000 | 39000 | 72.22% | 2 | 0 | 11 |  |  |  | No | R-454B | 4.4167 | Residential & Commercial | Ducted CEE Tier 1
214807835 | Central HP <5.4 tons | JOHNSON CONTROLS | HRCU-A-CB (Split System: Heat Pump with Remote Outdoor Unit-Air-Source) | HH860E2S11 |  |  | CTU60D5XHS1+JMET18DS2N1+TXV |  | 54000 | 19 | 9 | 53500 | 38500 | 71.96% | 2 | 0 | 12 |  |  |  | No | R-454B | 4.5 | Residential & Commercial | Ducted CEE Tier 1
214609057 | Central HP <5.4 tons | JOHNSON CONTROLS | HRCU-A-CB (Split System: Heat Pump with Remote Outdoor Unit-Air-Source) | HH860E2S11 |  |  | CTM60D5CGS1 | Z9ES120D20SMPS1 | 46000 | 18 | 9 | 47000 | 34200 | 72.77% | 2 | 0 | 11.7 |  |  |  | No | R-454B | 3.8333 | Residential & Commercial | Ducted CEE Tier 1
214606583 | Central HP <5.4 tons | YORK | HRCU-A-C (Split System: Heat Pump with Remote Outdoor Unit with No Indoor Fan --Air Source) | HH860E2S11 |  |  | CTM60D5CGS1 |  | 44500 | 15.2 | 8.5 | 46000 | 34200 | 74.35% | 2 | 0 | 11 |  |  |  | No | R-454B | 3.7083 | Residential & Commercial | Ducted CEE Tier 1
214606531 | Central HP <5.4 tons | YORK | HRCU-A-C (Split System: Heat Pump with Remote Outdoor Unit with No Indoor Fan --Air Source) | HH860E2S11 |  |  | CTF60C5CHS1 |  | 54000 | 15.2 | 8.1 | 55000 | 40000 | 72.73% | 2 | 0 | 11 |  |  |  | No | R-454B | 4.5 | Residential & Commercial | Ducted CEE Tier 1
214606582 | Central HP <5.4 tons | YORK | HRCU-A-C (Split System: Heat Pump with Remote Outdoor Unit with No Indoor Fan --Air Source) | HH860E2S11 |  |  | CTM60D5CHS1 |  | 53500 | 15.2 | 8.1 | 55000 | 40000 | 72.73% | 2 | 0 | 11 |  |  |  | No | R-454B | 4.4583 | Residential & Commercial | Ducted CEE Tier 1
214395737 | Central HP <5.4 tons | YORK | HRCU-A-CB (Split System: Heat Pump with Remote Outdoor Unit-Air-Source) | HH860E2S11 |  |  | CTF60C5CGS1 | Y81E120C20SMPS1 | 45000 | 18 | 9 | 45500 | 33400 | 73.41% | 2 | 0 | 11.7 |  |  |  | No | R-454B | 3.75 | Residential & Commercial | Ducted CEE Tier 1
214395788 | Central HP <5.4 tons | YORK | HRCU-A-CB (Split System: Heat Pump with Remote Outdoor Unit-Air-Source) | HH860E2S11 |  |  | CTM60C5CHS1 | TM8V100C20MP12 | 53500 | 19 | 9 | 54000 | 39000 | 72.22% | 2 | 0 | 11 |  |  |  | No | R-454B | 4.4583 | Residential & Commercial | Ducted CEE Tier 1
214396316 | Central HP <5.4 tons | JOHNSON CONTROLS | HRCU-A-CB (Split System: Heat Pump with Remote Outdoor Unit-Air-Source) | HH860E2S11 |  |  | CTM60D5CHS1 | TM9Y120D20MP11 | 53500 | 19 | 8.5 | 54500 | 39500 | 72.48% | 2 | 0 | 11 |  |  |  | No | R-454B | 4.4583 | Residential & Commercial | Ducted CEE Tier 1
214396363 | Central HP <5.4 tons | JOHNSON CONTROLS | HRCU-A-CB (Split System: Heat Pump with Remote Outdoor Unit-Air-Source) | HH860E2S11 |  |  | CTF60D5CJS1 | TM9V120D20MP12 | 53000 | 19 | 9 | 55000 | 39500 | 71.82% | 2 | 0 | 11 |  |  |  | No | R-454B | 4.4167 | Residential & Commercial | Ducted CEE Tier 1
204299751 | Central HP <5.4 tons | DAY & NIGHT | HRCU-A-CB (Split System: Heat Pump with Remote Outdoor Unit-Air-Source) | CVH837GKA** |  |  | EN(A,D,W)4X48L21**+WALLCON | *80CTL0902120A* | 32400 | 17.5 | 8.1 | 33000 | 24800 | 75.15% | 1.96 | 12 | 11.7 |  |  |  | No | R-410A | 2.7 | Residential & Commercial | Ducted CEE Tier 1
204300305 | Central HP <5.4 tons | DAY & NIGHT | HRCU-A-CB (Split System: Heat Pump with Remote Outdoor Unit-Air-Source) | CVH837GKA** |  |  | EHD4X42AAL+WALLCON | *96CTN1202422A* | 32600 | 17 | 8.1 | 33000 | 24800 | 75.15% | 1.96 | 11 | 11 |  |  |  | No | R-410A | 2.7167 | Residential & Commercial | Ducted CEE Tier 1
204300455 | Central HP <5.4 tons | DAY & NIGHT | HRCU-A-CB (Split System: Heat Pump with Remote Outdoor Unit-Air-Source) | CVH837GKA** |  |  | EHD4X48AAL+WALLCON | *80CTL0902120A* | 32600 | 17 | 8.1 | 33000 | 25000 | 75.76% | 1.98 | 12 | 11 |  |  |  | No | R-410A | 2.7167 | Residential & Commercial | Ducted CEE Tier 1
214395803 | Central HP <5.4 tons | YORK | HRCU-A-CB (Split System: Heat Pump with Remote Outdoor Unit-Air-Source) | HH836E2S11 |  |  | CTM36B5CDS1 | TP9C060B12MP13 | 33000 | 17 | 8.5 | 31000 | 25400 | 81.94% | 2 | 0 | 11 |  |  |  | No | R-454B | 2.75 | Residential & Commercial | Ducted CEE Tier 1
214395820 | Central HP <5.4 tons | YORK | HRCU-A-CB (Split System: Heat Pump with Remote Outdoor Unit-Air-Source) | HH836E2S11 |  |  | CTM36C5CDS1 | TP9C100C16MP13 | 33800 | 18 | 8.5 | 31400 | 25800 | 82.17% | 2 | 0 | 11 |  |  |  | No | R-454B | 2.8167 | Residential & Commercial | Ducted CEE Tier 1
214395821 | Central HP <5.4 tons | YORK | HRCU-A-CB (Split System: Heat Pump with Remote Outdoor Unit-Air-Source) | HH836E2S11 |  |  | CTM36C5CDS1 | YP9C100C16MP13 | 33800 | 18 | 8.5 | 31400 | 25800 | 82.17% | 2 | 0 | 11 |  |  |  | No | R-454B | 2.8167 | Residential & Commercial | Ducted CEE Tier 1
214395839 | Central HP <5.4 tons | YORK | HRCU-A-CB (Split System: Heat Pump with Remote Outdoor Unit-Air-Source) | HH836E2S11 |  |  | CTF48C5CFS1 | TL8E080C16UH11 | 33200 | 18 | 9 | 31400 | 25400 | 80.89% | 2 | 0 | 11 |  |  |  | No | R-454B | 2.7667 | Residential & Commercial | Ducted CEE Tier 1
214396497 | Central HP <5.4 tons | JOHNSON CONTROLS | HRCU-A-CB (Split System: Heat Pump with Remote Outdoor Unit-Air-Source) | HH836E2S11 |  |  | CTM48C5CFS1+JME16C2SN1 |  | 34400 | 19 | 9 | 31600 | 25200 | 79.75% | 2 | 0 | 11.7 |  |  |  | No | R-454B | 2.8667 | Residential & Commercial | Ducted CEE Tier 1
214396866 | Central HP <5.4 tons | JOHNSON CONTROLS | HRCU-A-CB (Split System: Heat Pump with Remote Outdoor Unit-Air-Source) | HH836E2S11 |  |  | CTM36C5CDS1 | TM8V080C16MP12 | 34000 | 18 | 8.5 | 32000 | 26200 | 81.88% | 2 | 0 | 11 |  |  |  | No | R-454B | 2.8333 | Residential & Commercial | Ducted CEE Tier 1
204298641 | Central HP <5.4 tons | DAY & NIGHT | HRCU-A-CB (Split System: Heat Pump with Remote Outdoor Unit-Air-Source) | CVH837GKA** |  |  | EA*4X36L17A*+WALLCON | *80CTL0901716A* | 31600 | 17.5 | 8.1 | 33200 | 24200 | 72.89% | 1.86 | 11 | 11 |  |  |  | No | R-410A | 2.6333 | Residential & Commercial | Ducted CEE Tier 1
204298741 | Central HP <5.4 tons | DAY & NIGHT | HRCU-A-CB (Split System: Heat Pump with Remote Outdoor Unit-Air-Source) | CVH837GKA** |  |  | EA*4X36L21A*+WALLCON | *97CMN1002122A* | 31600 | 17 | 8.1 | 33200 | 24200 | 72.89% | 1.86 | 11.5 | 11 |  |  |  | No | R-410A | 2.6333 | Residential & Commercial | Ducted CEE Tier 1
204299091 | Central HP <5.4 tons | DAY & NIGHT | HRCU-A-CB (Split System: Heat Pump with Remote Outdoor Unit-Air-Source) | CVH837GKA** |  |  | EA*4X42L24A*+WALLCON | *96CTN1202422A* | 31800 | 17.5 | 8.1 | 33000 | 24400 | 73.94% | 1.9 | 11 | 11.5 |  |  |  | No | R-410A | 2.65 | Residential & Commercial | Ducted CEE Tier 1
212973564 | Central HP <5.4 tons | AIRQUEST | HRCU-A-CB (Split System: Heat Pump with Remote Outdoor Unit-Air-Source) | DLCURAH24ABK |  |  | EA*4X30L17A* | *96VSN0601412B* | 23400 | 16.5 | 8.5 | 26400 | 24800 | 93.94% | 2.06 | 0 | 10 |  |  |  | No | R-410A | 1.95 | Residential & Commercial | Ducted CEE Tier 1
212973914 | Central HP <5.4 tons | AIRQUEST | HRCU-A-CB (Split System: Heat Pump with Remote Outdoor Unit-Air-Source) | DLCURAH24ABK |  |  | EN(A,D,W)4X36L17** | *96VSN0801716B* | 23400 | 16.5 | 8.1 | 25800 | 24200 | 93.8% | 2 | 0 | 10 |  |  |  | No | R-410A | 1.95 | Residential & Commercial | Ducted CEE Tier 1
212974954 | Central HP <5.4 tons | AIRQUEST | HRCU-A-CB (Split System: Heat Pump with Remote Outdoor Unit-Air-Source) | DLCURAH24ABK |  |  | EA*4X30L14A* | *96VTN0401410B* | 23200 | 16 | 8.5 | 26400 | 25000 | 94.7% | 2.08 | 0 | 10 |  |  |  | No | R-410A | 1.9333 | Residential & Commercial | Ducted CEE Tier 1
212974967 | Central HP <5.4 tons | AIRQUEST | HRCU-A-CB (Split System: Heat Pump with Remote Outdoor Unit-Air-Source) | DLCURAH24ABK |  |  | EA*4X30L17A* | *96VTN0401410B* | 23400 | 16 | 8.5 | 26400 | 24800 | 93.94% | 2.06 | 0 | 10 |  |  |  | No | R-410A | 1.95 | Residential & Commercial | Ducted CEE Tier 1
215931587 | Central HP <5.4 tons | AIRQUEST | HRCU-A-CB (Split System: Heat Pump with Remote Outdoor Unit-Air-Source) | H5H3V60*K*AAA* |  |  | EA*5X60M24A*+WALLCON | *95CSU1002122B* | 56000 | 18.5 | 8.5 | 60500 | 45500 | 75.21% | 2.08 | 0 | 11.5 |  |  |  | No | R-454B | 4.6667 | Residential & Commercial | Ducted CEE Tier 1
215931737 | Central HP <5.4 tons | AIRQUEST | HRCU-A-CB (Split System: Heat Pump with Remote Outdoor Unit-Air-Source) | H5H3V60*K*AAA* |  |  | EA*5X61M24A*+WALLCON | *97CMN0602120B* | 56000 | 18 | 8.5 | 61000 | 47500 | 77.87% | 2 | 0 | 10.5 |  |  |  | No | R-454B | 4.6667 | Residential & Commercial | Ducted CEE Tier 1
215931757 | Central HP <5.4 tons | AIRQUEST | HRCU-A-CB (Split System: Heat Pump with Remote Outdoor Unit-Air-Source) | H5H3V60*K*AAA* |  |  | EA*5X61M24A*+WALLCON | *97CMN1002122B* | 57000 | 18.5 | 8.5 | 60500 | 46500 | 76.86% | 2.02 | 0 | 11.5 |  |  |  | No | R-454B | 4.75 | Residential & Commercial | Ducted CEE Tier 1
214395971 | Central HP <5.4 tons | YORK | HRCU-A-CB (Split System: Heat Pump with Remote Outdoor Unit-Air-Source) | HH824E2S11 |  |  | CTM30B5ACS1+JMC12B2SN1 |  | 23000 | 18 | 9.5 | 23000 | 19000 | 82.61% | 2 | 0 | 12 |  |  |  | No | R-454B | 1.9167 | Residential & Commercial | Ducted CEE Tier 1
214395973 | Central HP <5.4 tons | YORK | HRCU-A-CB (Split System: Heat Pump with Remote Outdoor Unit-Air-Source) | HH824E2S11 |  |  | CTM30B5ACS1 | TP9C080B12MP13 | 23000 | 17 | 9.5 | 23000 | 17800 | 77.39% | 2 | 0 | 12 |  |  |  | No | R-454B | 1.9167 | Residential & Commercial | Ducted CEE Tier 1
214396667 | Central HP <5.4 tons | JOHNSON CONTROLS | HRCU-A-CB (Split System: Heat Pump with Remote Outdoor Unit-Air-Source) | HH824E2S11 |  |  | CTF36B5ADS1 | TL9E060B12UH11 | 23000 | 18 | 9.5 | 23000 | 18900 | 82.17% | 2 | 0 | 12 |  |  |  | No | R-454B | 1.9167 | Residential & Commercial | Ducted CEE Tier 1
216374498 | Central HP <5.4 tons | YORK | HRCU-A-CB (Split System: Heat Pump with Remote Outdoor Unit-Air-Source) | HH824E2S11 |  |  | CTM30B5ACS1 | Y92E060B12SMPS1 | 23000 | 18 | 9.5 | 23000 | 18500 | 80.43% | 2 | 0 | 11.7 |  |  |  | No | R-454B | 1.9167 | Residential & Commercial | Ducted CEE Tier 1
215941239 | Central HP <5.4 tons | COMFORTMAKER | HRCU-A-CB (Split System: Heat Pump with Remote Outdoor Unit-Air-Source) | C5H3V48*K*AAA* |  |  | ESH5X60M12A*+WALLCON | *97CTN0802120A* | 45000 | 20 | 9 | 48500 | 36600 | 75.46% | 1.82 | 0 | 11 |  |  |  | No | R-454B | 3.75 | Residential & Commercial | Ducted CEE Tier 1
215941389 | Central HP <5.4 tons | COMFORTMAKER | HRCU-A-CB (Split System: Heat Pump with Remote Outdoor Unit-Air-Source) | C5H3V48*K*AAA* |  |  | EVM5X60M21A*+WALLCON | *96CTN0802120B* | 45500 | 20.5 | 8.1 | 53000 | 38500 | 72.64% | 1.95 | 0 | 11 |  |  |  | No | R-454B | 3.7917 | Residential & Commercial | Ducted CEE Tier 1
206136153 | Central HP <5.4 tons | TEMPSTAR | HRCU-A-CB (Split System: Heat Pump with Remote Outdoor Unit-Air-Source) | TVH837GKA** |  |  | EA*4X43L21A*+WALLCON | *95CSU1002122A* | 33000 | 17.5 | 8.5 | 32800 | 25000 | 76.22% | 2 | 12 | 11.5 |  |  |  | No | R-410A | 2.75 | Residential & Commercial | Ducted CEE Tier 1
204456381 | Central HP <5.4 tons | TEMPSTAR | HRCU-A-CB (Split System: Heat Pump with Remote Outdoor Unit-Air-Source) | TVH825GKA2* |  |  | EA*4X24L17A*+WALLCON | *80CTL0701716A* | 23200 | 16.5 | 8.1 | 22000 | 16800 | 76.36% | 1.9 | 11 | 10.5 |  |  |  | No | R-410A | 1.9333 | Residential & Commercial | Ducted CEE Tier 1
204456516 | Central HP <5.4 tons | TEMPSTAR | HRCU-A-CB (Split System: Heat Pump with Remote Outdoor Unit-Air-Source) | TVH825GKA2* |  |  | EA*4X30L14A*+WALLCON | *80CTL0701412A* | 23400 | 17 | 8.1 | 21600 | 16700 | 77.31% | 1.92 | 11 | 11 |  |  |  | No | R-410A | 1.95 | Residential & Commercial | Ducted CEE Tier 1
215942395 | Central HP <5.4 tons | COMFORTMAKER | HRCU-A-CB (Split System: Heat Pump with Remote Outdoor Unit-Air-Source) | C5H3V36*K*AAA* |  |  | EVM5X49M21A*+WALLCON | *96CTN0601714B* | 35200 | 21 | 8.5 | 37400 | 28000 | 74.87% | 2.06 | 0 | 11.7 |  |  |  | No | R-454B | 2.9333 | Residential & Commercial | Ducted CEE Tier 1
215942415 | Central HP <5.4 tons | COMFORTMAKER | HRCU-A-CB (Split System: Heat Pump with Remote Outdoor Unit-Air-Source) | C5H3V36*K*AAA* |  |  | EVM5X60M21A*+WALLCON | *96CTN0601714B* | 35200 | 21 | 8.5 | 37400 | 28000 | 74.87% | 2.06 | 0 | 11.7 |  |  |  | No | R-454B | 2.9333 | Residential & Commercial | Ducted CEE Tier 1
215676956 | Central HP <5.4 tons | AIRQUEST | HRCU-A-CB (Split System: Heat Pump with Remote Outdoor Unit-Air-Source) | H5H0V48*K*AAA* |  |  | EVD5X61M24A*+WALLCON | *96CTN1202422B* | 48500 | 19.5 | 9.5 | 50000 | 36600 | 73.2% | 2.12 | 0 | 10.5 |  |  |  | No | R-454B | 4.0417 | Residential & Commercial | Ducted CEE Tier 1
215678306 | Central HP <5.4 tons | AIRQUEST | HRCU-A-CB (Split System: Heat Pump with Remote Outdoor Unit-Air-Source) | H5H0V24*K*AAA* |  |  | EA*5X36M17A*+WALLCON | *80CSU0401712B* | 23200 | 17 | 8.5 | 23400 | 16500 | 70.51% | 2 | 0 | 10 |  |  |  | No | R-454B | 1.9333 | Residential & Commercial | Ducted CEE Tier 1
215667019 | Central HP <5.4 tons | AIRQUEST | HRCU-A-CB (Split System: Heat Pump with Remote Outdoor Unit-Air-Source) | H5H0V24*K*AAA* |  |  | EA*5X24M17A*+WALLCON | *80CTL0701412B* | 22800 | 17 | 9 | 24000 | 16800 | 70% | 1.96 | 0 | 10 |  |  |  | No | R-454B | 1.9 | Residential & Commercial | Ducted CEE Tier 1
215667433 | Central HP <5.4 tons | AIRQUEST | HRCU-A-CB (Split System: Heat Pump with Remote Outdoor Unit-Air-Source) | H5H0V24*K*AAA* |  |  | EA*5X30M17A*+WALLCON | *80CTL0701716B* | 23000 | 17 | 9 | 23800 | 16700 | 70.17% | 1.96 | 0 | 10 |  |  |  | No | R-454B | 1.9167 | Residential & Commercial | Ducted CEE Tier 1
211264952 | Central HP <5.4 tons | DAY & NIGHT | HRCU-A-CB (Split System: Heat Pump with Remote Outdoor Unit-Air-Source) | DLCURAH18ABK |  |  | FMA4X24**AL* |  | 17400 | 16 | 8.5 | 18500 | 20000 | 108.1% | 2.44 | 0 | 10.5 |  |  |  | No | R-410A | 1.45 | Residential & Commercial | Ducted CEE Tier 1
210599094 | Central HP <5.4 tons | HEIL | HRCU-A-CB (Split System: Heat Pump with Remote Outdoor Unit-Air-Source) | HVH837GKA** |  |  | EA*4X42L21A*+WALLCON | *80CSU1002120A* | 31800 | 17 | 8.1 | 33200 | 24400 | 73.49% | 1.88 | 0 | 11 |  |  |  | No | R-410A | 2.65 | Residential & Commercial | Ducted CEE Tier 1
206767106 | Central HP <5.4 tons | HEIL | HRCU-A-CB (Split System: Heat Pump with Remote Outdoor Unit-Air-Source) | HVH825GKA3* |  |  | EA*4X30L17A*+WALLCON | *80CSU0401712A* | 23400 | 16.5 | 8.1 | 21600 | 16700 | 77.31% | 1.9 | 11 | 10.5 |  |  |  | No | R-410A | 1.95 | Residential & Commercial | Ducted CEE Tier 1
206767124 | Central HP <5.4 tons | HEIL | HRCU-A-CB (Split System: Heat Pump with Remote Outdoor Unit-Air-Source) | HVH825GKA3* |  |  | EA*4X36L17A*+WALLCON | *80CSU0401712A* | 23600 | 16.5 | 8.1 | 21400 | 16600 | 77.57% | 1.94 | 11 | 10.5 |  |  |  | No | R-410A | 1.9667 | Residential & Commercial | Ducted CEE Tier 1
215941019 | Central HP <5.4 tons | COMFORTMAKER | HRCU-A-CB (Split System: Heat Pump with Remote Outdoor Unit-Air-Source) | C5H3V48*K*AAA* |  |  | EA*5X60M24A*+WALLCON | *97CTN1002122A* | 44500 | 21 | 9.5 | 48000 | 36400 | 75.83% | 2 | 0 | 11 |  |  |  | No | R-454B | 3.7083 | Residential & Commercial | Ducted CEE Tier 1
215941469 | Central HP <5.4 tons | COMFORTMAKER | HRCU-A-CB (Split System: Heat Pump with Remote Outdoor Unit-Air-Source) | C5H3V48*K*AAA* |  |  | EVM5X60M24A*+WALLCON | *97CTN1002122A* | 45500 | 20.5 | 8.1 | 52500 | 38000 | 72.38% | 1.9 | 0 | 11.5 |  |  |  | No | R-454B | 3.7917 | Residential & Commercial | Ducted CEE Tier 1
214395990 | Central HP <5.4 tons | YORK | HRCU-A-CB (Split System: Heat Pump with Remote Outdoor Unit-Air-Source) | HH860E2S11 |  |  | CTM60C5CHS1 | YP9C100C20MP13 | 53000 | 19 | 8.5 | 53500 | 38500 | 71.96% | 2 | 0 | 11 |  |  |  | No | R-454B | 4.4167 | Residential & Commercial | Ducted CEE Tier 1
214396190 | Central HP <5.4 tons | YORK | HRCU-A-CB (Split System: Heat Pump with Remote Outdoor Unit-Air-Source) | HH860E2S11 |  |  | CTF60D5CJS1+JMET18DS2N1 |  | 53000 | 19 | 9 | 54000 | 39000 | 72.22% | 2 | 0 | 11 |  |  |  | No | R-454B | 4.4167 | Residential & Commercial | Ducted CEE Tier 1
214395856 | Central HP <5.4 tons | YORK | HRCU-A-CB (Split System: Heat Pump with Remote Outdoor Unit-Air-Source) | HH860E2S11 |  |  | CTF60C5CGS1 | TMLE080C20MP11 | 44500 | 17 | 9 | 45000 | 33800 | 75.11% | 2 | 0 | 11.7 |  |  |  | No | R-454B | 3.7083 | Residential & Commercial | Ducted CEE Tier 1
214395889 | Central HP <5.4 tons | YORK | HRCU-A-CB (Split System: Heat Pump with Remote Outdoor Unit-Air-Source) | HH860E2S11 |  |  | CTF60C5CHS1 | TMLE100C20MP11 | 53500 | 19 | 8.5 | 55000 | 39000 | 70.91% | 2 | 0 | 11 |  |  |  | No | R-454B | 4.4583 | Residential & Commercial | Ducted CEE Tier 1
214606579 | Central HP <5.4 tons | YORK | HRCU-A-C (Split System: Heat Pump with Remote Outdoor Unit with No Indoor Fan --Air Source) | HH860E2S11 |  |  | CTF60D5CGS1 |  | 44500 | 15.2 | 8.5 | 46000 | 34200 | 74.35% | 2 | 0 | 11 |  |  |  | No | R-454B | 3.7083 | Residential & Commercial | Ducted CEE Tier 1
214395635 | Central HP <5.4 tons | YORK | HRCU-A-CB (Split System: Heat Pump with Remote Outdoor Unit-Air-Source) | HH860E2S11 |  |  | CTF60D5CGS1 | TP9C120D20MP13 | 44000 | 18 | 9 | 44500 | 33400 | 75.06% | 2 | 0 | 11.7 |  |  |  | No | R-454B | 3.6667 | Residential & Commercial | Ducted CEE Tier 1
214395656 | Central HP <5.4 tons | YORK | HRCU-A-CB (Split System: Heat Pump with Remote Outdoor Unit-Air-Source) | HH860E2S11 |  |  | CTM60D5CGS1 | TM9E120D20MP12 | 45000 | 17 | 9 | 46500 | 34800 | 74.84% | 2 | 0 | 11 |  |  |  | No | R-454B | 3.75 | Residential & Commercial | Ducted CEE Tier 1
214397044 | Central HP <5.4 tons | JOHNSON CONTROLS | HRCU-A-CB (Split System: Heat Pump with Remote Outdoor Unit-Air-Source) | HH860E2S11 |  |  | CTM60C5CGS1 | TM8Y080C16MP11 | 44000 | 18 | 9 | 44000 | 33400 | 75.91% | 2 | 0 | 11.7 |  |  |  | No | R-454B | 3.6667 | Residential & Commercial | Ducted CEE Tier 1
212394357 | Central HP <5.4 tons | STEALTH | HRCU-A-C (Split System: Heat Pump with Remote Outdoor Unit with No Indoor Fan --Air Source) | ACIQ-30-HPB |  |  | ACIQ-30-ACL |  | 30000 | 15.5 | 9.7 | 33000 | 27000 | 81.82% | 1.85 | 10.7 | 10.5 |  |  |  | No | R-410A | 2.5 | Residential & Commercial | Ducted CEE Tier 1
214397438 | Central HP <5.4 tons | JOHNSON CONTROLS | HRCU-A-CB (Split System: Heat Pump with Remote Outdoor Unit-Air-Source) | HH860E2S11 |  |  | CTM60C5CGS1 | TM8E080C16MP11 | 44500 | 18 | 9 | 45500 | 34200 | 75.16% | 2 | 0 | 11 |  |  |  | No | R-454B | 3.7083 | Residential & Commercial | Ducted CEE Tier 1
214609145 | Central HP <5.4 tons | JOHNSON CONTROLS | HRCU-A-CB (Split System: Heat Pump with Remote Outdoor Unit-Air-Source) | HH860E2S11 |  |  | CTF60C5CGS1 | Z9ES100C16SMPS1 | 45500 | 18 | 9 | 46500 | 34200 | 73.55% | 2 | 0 | 11 |  |  |  | No | R-454B | 3.7917 | Residential & Commercial | Ducted CEE Tier 1
214395742 | Central HP <5.4 tons | YORK | HRCU-A-CB (Split System: Heat Pump with Remote Outdoor Unit-Air-Source) | HH860E2S11 |  |  | CTF60D5CGS1+JMET18DS2N1 |  | 45500 | 19 | 9.5 | 45500 | 33800 | 74.29% | 2 | 0 | 12 |  |  |  | No | R-454B | 3.7917 | Residential & Commercial | Ducted CEE Tier 1
214395751 | Central HP <5.4 tons | YORK | HRCU-A-CB (Split System: Heat Pump with Remote Outdoor Unit-Air-Source) | HH860E2S11 |  |  | CTM60C5CGS1 | TM8V100C20MP12 | 44000 | 18 | 9 | 44500 | 33600 | 75.51% | 2 | 0 | 11.7 |  |  |  | No | R-454B | 3.6667 | Residential & Commercial | Ducted CEE Tier 1
214396049 | Central HP <5.4 tons | YORK | HRCU-A-CB (Split System: Heat Pump with Remote Outdoor Unit-Air-Source) | HH860E2S11 |  |  | CTM60C5CGS1 | TL9E080C16UH11 | 44500 | 18 | 9 | 46000 | 34400 | 74.78% | 2 | 0 | 11 |  |  |  | No | R-454B | 3.7083 | Residential & Commercial | Ducted CEE Tier 1
214395783 | Central HP <5.4 tons | YORK | HRCU-A-CB (Split System: Heat Pump with Remote Outdoor Unit-Air-Source) | HH860E2S11 |  |  | CTF60C5CHS1 | TM8E080C20MP11 | 53500 | 19 | 8.5 | 55000 | 39000 | 70.91% | 2 | 0 | 11 |  |  |  | No | R-454B | 4.4583 | Residential & Commercial | Ducted CEE Tier 1
214606538 | Central HP <5.4 tons | JOHNSON CONTROLS | HRCU-A-C (Split System: Heat Pump with Remote Outdoor Unit with No Indoor Fan --Air Source) | HH860E2S11 |  |  | CTM60C5CGS1 |  | 44500 | 15.2 | 8.5 | 46000 | 34200 | 74.35% | 2 | 0 | 11 |  |  |  | No | R-454B | 3.7083 | Residential & Commercial | Ducted CEE Tier 1
216374523 | Central HP <5.4 tons | YORK | HRCU-A-CB (Split System: Heat Pump with Remote Outdoor Unit-Air-Source) | HH860E2S11 |  |  | CTU60C5XGS1+TXV | Y92E100C20SMPS1 | 44500 | 18 | 9 | 45500 | 33000 | 72.53% | 2 | 0 | 11 |  |  |  | No | R-454B | 3.7083 | Residential & Commercial | Ducted CEE Tier 1
214609169 | Central HP <5.4 tons | JOHNSON CONTROLS | HRCU-A-CB (Split System: Heat Pump with Remote Outdoor Unit-Air-Source) | HH860E2S11 |  |  | CTF60C5CGS1 | Z9ES080C20SMPS1 | 44500 | 18 | 9 | 45500 | 33400 | 73.41% | 2 | 0 | 11.7 |  |  |  | No | R-454B | 3.7083 | Residential & Commercial | Ducted CEE Tier 1
216374530 | Central HP <5.4 tons | YORK | HRCU-A-CB (Split System: Heat Pump with Remote Outdoor Unit-Air-Source) | HH860E2S11 |  |  | CTF60C5CGS1 | Y92E100C16SMPS1 | 44500 | 19 | 9 | 45500 | 33200 | 72.97% | 2 | 0 | 11 |  |  |  | No | R-454B | 3.7083 | Residential & Commercial | Ducted CEE Tier 1
214609028 | Central HP <5.4 tons | YORK | HRCU-A-CB (Split System: Heat Pump with Remote Outdoor Unit-Air-Source) | HH860E2S11 |  |  | CTF60C5CGS1 | Y91E080C16SMPS1 | 44500 | 18 | 9 | 46000 | 33800 | 73.48% | 2 | 0 | 11.7 |  |  |  | No | R-454B | 3.7083 | Residential & Commercial | Ducted CEE Tier 1
214395858 | Central HP <5.4 tons | YORK | HRCU-A-CB (Split System: Heat Pump with Remote Outdoor Unit-Air-Source) | HH860E2S11 |  |  | CTM60C5CGS1 | TP9C100C16MP13 | 43500 | 18 | 9 | 44000 | 33200 | 75.45% | 2 | 0 | 11.7 |  |  |  | No | R-454B | 3.625 | Residential & Commercial | Ducted CEE Tier 1
215667717 | Central HP <5.4 tons | AIRQUEST | HRCU-A-CB (Split System: Heat Pump with Remote Outdoor Unit-Air-Source) | H5H0V24*K*AAA* |  |  | EA*5X36M17A*+WALLCON | *96CTN0801714B* | 23200 | 17 | 9 | 23600 | 16600 | 70.34% | 1.98 | 0 | 10 |  |  |  | No | R-454B | 1.9333 | Residential & Commercial | Ducted CEE Tier 1
215678266 | Central HP <5.4 tons | AIRQUEST | HRCU-A-CB (Split System: Heat Pump with Remote Outdoor Unit-Air-Source) | H5H0V24*K*AAA* |  |  | EA*5X30M17A*+WALLCON | *80CSU0401712B* | 23200 | 17 | 8.5 | 23600 | 16600 | 70.34% | 1.98 | 0 | 10 |  |  |  | No | R-454B | 1.9333 | Residential & Commercial | Ducted CEE Tier 1
212972744 | Central HP <5.4 tons | AIRQUEST | HRCU-A-CB (Split System: Heat Pump with Remote Outdoor Unit-Air-Source) | DLCURAH18ABK |  |  | EN(A,D)4X24L17** | *96VSN0401410B* | 17400 | 15.5 | 8.5 | 18500 | 19200 | 103.8% | 2.3 | 0 | 10.5 |  |  |  | No | R-410A | 1.45 | Residential & Commercial | Ducted CEE Tier 1
212973064 | Central HP <5.4 tons | AIRQUEST | HRCU-A-CB (Split System: Heat Pump with Remote Outdoor Unit-Air-Source) | DLCURAH18ABK |  |  | EN(A,D)4X30L17** | *96VSN0401712B* | 17300 | 16 | 8.1 | 17900 | 18600 | 103.9% | 2.22 | 0 | 10.5 |  |  |  | No | R-410A | 1.4417 | Residential & Commercial | Ducted CEE Tier 1
212973364 | Central HP <5.4 tons | AIRQUEST | HRCU-A-CB (Split System: Heat Pump with Remote Outdoor Unit-Air-Source) | DLCURAH18ABK |  |  | EN(A,D)4X24L14** | *96VSN0601412B* | 17500 | 16 | 8.5 | 18500 | 19200 | 103.8% | 2.3 | 0 | 10.5 |  |  |  | No | R-410A | 1.4583 | Residential & Commercial | Ducted CEE Tier 1
212975070 | Central HP <5.4 tons | AIRQUEST | HRCU-A-CB (Split System: Heat Pump with Remote Outdoor Unit-Air-Source) | DLCURAH18ABK |  |  | EA*4X19L17A* | *96VTN0401712B* | 17700 | 16 | 8.1 | 17800 | 17900 | 100.6% | 2.16 | 0 | 10.5 |  |  |  | No | R-410A | 1.475 | Residential & Commercial | Ducted CEE Tier 1
212978311 | Central HP <5.4 tons | AIRQUEST | HRCU-A-CB (Split System: Heat Pump with Remote Outdoor Unit-Air-Source) | DLCURAH18ABK |  |  | EN(A,D)4X24L14** | *80MS(N,L)0701412A* | 17600 | 16.5 | 8.5 | 18500 | 19100 | 103.2% | 2.3 | 0 | 11 |  |  |  | No | R-410A | 1.4667 | Residential & Commercial | Ducted CEE Tier 1
211264681 | Central HP <5.4 tons | DAY & NIGHT | HRCU-A-CB (Split System: Heat Pump with Remote Outdoor Unit-Air-Source) | DLCURAH18ABK |  |  | EN(A,D)4X30L17** | OMV098J12* | 18400 | 16 | 8.5 | 18900 | 18300 | 96.83% | 2.2 | 0 | 11 |  |  |  | No | R-410A | 1.5333 | Residential & Commercial | Ducted CEE Tier 1
214229156 | Central HP <5.4 tons | BRYANT HEATING AND COOLING SYSTEMS | HRCU-A-CB (Split System: Heat Pump with Remote Outdoor Unit-Air-Source) | 38MURAQ24AB3* |  |  | CAP**3617AL* | 83*SB48060M17*** | 23800 | 17.5 | 8.5 | 25600 | 23600 | 92.19% | 1.96 | 0 | 10 |  |  |  | No | R-410A | 1.9833 | Residential & Commercial | Ducted CEE Tier 1
216031604 | Central HP <5.4 tons | LENNOX | HRCU-A-C (Split System: Heat Pump with Remote Outdoor Unit with No Indoor Fan --Air Source) | EL18KSLV-060-230** |  |  | CK40[C,U]T-60C-**+TDR |  | 51000 | 15.2 | 8.5 | 54000 | 40000 | 74.07% | 1.75 | 0 | 10 |  |  |  | No | R-454B | 4.25 | Residential & Commercial | Ducted CEE Tier 1
216013472 | Central HP <5.4 tons | LENNOX | HRCU-A-CB (Split System: Heat Pump with Remote Outdoor Unit-Air-Source) | EL18KSLV-024-230** |  |  | CBK45UHVT-024-230-** |  | 24000 | 18 | 10 | 24000 | 23000 | 95.83% | 1.8 | 0 | 11.7 |  |  |  | No | R-454B | 2 | Residential & Commercial | Ducted CEE Tier 1
214395860 | Central HP <5.4 tons | YORK | HRCU-A-CB (Split System: Heat Pump with Remote Outdoor Unit-Air-Source) | HH860E2S11 |  |  | CTM60D5CGS1+JMVT20DC2N1 |  | 45000 | 18 | 9 | 44500 | 33400 | 75.06% | 2 | 0 | 12 |  |  |  | No | R-454B | 3.75 | Residential & Commercial | Ducted CEE Tier 1
206788462 | Central HP <5.4 tons | CARRIER | HRCU-A-CB (Split System: Heat Pump with Remote Outdoor Unit-Air-Source) | 25VNA424A*031* |  |  | CAP**4221AL*+UI | 59TN6B080C17**14 | 23400 | 20 | 10.5 | 26600 | 19900 | 74.81% | 2.44 | 14 | 13 |  |  |  | No | R-410A | 1.95 | Residential & Commercial | Ducted CEE Tier 1
206788492 | Central HP <5.4 tons | CARRIER | HRCU-A-CB (Split System: Heat Pump with Remote Outdoor Unit-Air-Source) | 25VNA424A*031* |  |  | CNPV*4217AL*+UI | 58TN*A070C17**16 | 23600 | 20.5 | 10 | 26600 | 19800 | 74.44% | 2.48 | 14 | 13.5 |  |  |  | No | R-410A | 1.9667 | Residential & Commercial | Ducted CEE Tier 1
206788521 | Central HP <5.4 tons | CARRIER | HRCU-A-CB (Split System: Heat Pump with Remote Outdoor Unit-Air-Source) | 25VNA424A*031* |  |  | CSPH*3612AL*+UI | 59TN6B080C17**14 | 23600 | 19.5 | 9 | 26600 | 19800 | 74.44% | 2.48 | 14 | 12.5 |  |  |  | No | R-410A | 1.9667 | Residential & Commercial | Ducted CEE Tier 1
214609135 | Central HP <5.4 tons | JOHNSON CONTROLS | HRCU-A-CB (Split System: Heat Pump with Remote Outdoor Unit-Air-Source) | HH860E2S11 |  |  | CTM60C5CHS1 | Z9ES100C20SMPS1 | 53000 | 19 | 8.5 | 54000 | 38500 | 71.3% | 2 | 0 | 11 |  |  |  | No | R-454B | 4.4167 | Residential & Commercial | Ducted CEE Tier 1
214395790 | Central HP <5.4 tons | YORK | HRCU-A-CB (Split System: Heat Pump with Remote Outdoor Unit-Air-Source) | HH860E2S11 |  |  | CTM60C5CHS1 | TPLC100C20MP13 | 53500 | 19 | 9 | 54000 | 39000 | 72.22% | 2 | 0 | 11 |  |  |  | No | R-454B | 4.4583 | Residential & Commercial | Ducted CEE Tier 1
214395792 | Central HP <5.4 tons | YORK | HRCU-A-CB (Split System: Heat Pump with Remote Outdoor Unit-Air-Source) | HH860E2S11 |  |  | CTM60C5CHS1 | YPLC100C20MP13 | 53500 | 19 | 9 | 54000 | 39000 | 72.22% | 2 | 0 | 11 |  |  |  | No | R-454B | 4.4583 | Residential & Commercial | Ducted CEE Tier 1
214395922 | Central HP <5.4 tons | YORK | HRCU-A-CB (Split System: Heat Pump with Remote Outdoor Unit-Air-Source) | HH836E2S11 |  |  | CTM48C5CFS1 | TP9C100C20MP13 | 34200 | 19 | 9 | 32600 | 25800 | 79.14% | 2 | 0 | 11 |  |  |  | No | R-454B | 2.85 | Residential & Commercial | Ducted CEE Tier 1
214396037 | Central HP <5.4 tons | YORK | HRCU-A-CB (Split System: Heat Pump with Remote Outdoor Unit-Air-Source) | HH836E2S11 |  |  | CTF48C5CFS1 | Y81E120C20SMPS1 | 34200 | 19 | 9 | 32000 | 25400 | 79.38% | 2 | 0 | 11 |  |  |  | No | R-454B | 2.85 | Residential & Commercial | Ducted CEE Tier 1
214396038 | Central HP <5.4 tons | YORK | HRCU-A-CB (Split System: Heat Pump with Remote Outdoor Unit-Air-Source) | HH836E2S11 |  |  | CTM48C5CFS1 | TM9E100C20MP12 | 34400 | 18 | 9 | 32400 | 25600 | 79.01% | 2 | 0 | 11 |  |  |  | No | R-454B | 2.8667 | Residential & Commercial | Ducted CEE Tier 1
214396122 | Central HP <5.4 tons | YORK | HRCU-A-CB (Split System: Heat Pump with Remote Outdoor Unit-Air-Source) | HH836E2S11 |  |  | CTM36C5CDS1 | TM9E080C20MP12 | 34400 | 17 | 8.5 | 32600 | 26600 | 81.6% | 2 | 0 | 11 |  |  |  | No | R-454B | 2.8667 | Residential & Commercial | Ducted CEE Tier 1
213433306 | Central HP <5.4 tons | STEALTH | HRCU-A-CB (Split System: Heat Pump with Remote Outdoor Unit-Air-Source) | ACIQ-24-HPB |  |  | ACIQ-24W-WM |  | 24000 | 17.5 | 10.5 | 26000 | 24000 | 92.31% | 2 | 0 | 11.7 |  |  |  | No | R-410A | 2 | Residential & Commercial | Ducted CEE Tier 1
206788601 | Central HP <5.4 tons | CARRIER | HRCU-A-CB (Split System: Heat Pump with Remote Outdoor Unit-Air-Source) | 25VNA436A*031* |  |  | CAP**4221AL*+UI | 58TN*A090C17**16 | 33200 | 20 | 9.5 | 35400 | 26400 | 74.58% | 2 | 12 | 12 |  |  |  | No | R-410A | 2.7667 | Residential & Commercial | Ducted CEE Tier 1
206788644 | Central HP <5.4 tons | CARRIER | HRCU-A-CB (Split System: Heat Pump with Remote Outdoor Unit-Air-Source) | 25VNA436A*031* |  |  | CAP**4824AL*+UI | 59TN6B120C24**22 | 33800 | 19.5 | 9.5 | 34800 | 25800 | 74.14% | 2.04 | 12.5 | 12.5 |  |  |  | No | R-410A | 2.8167 | Residential & Commercial | Ducted CEE Tier 1
214397253 | Central HP <5.4 tons | JOHNSON CONTROLS | HRCU-A-CB (Split System: Heat Pump with Remote Outdoor Unit-Air-Source) | HH836E2S11 |  |  | CTF36C5CDS1+JME16C2SN1 |  | 34600 | 19 | 9 | 31600 | 26000 | 82.28% | 2 | 0 | 12 |  |  |  | No | R-454B | 2.8833 | Residential & Commercial | Ducted CEE Tier 1
214606577 | Central HP <5.4 tons | YORK | HRCU-A-C (Split System: Heat Pump with Remote Outdoor Unit with No Indoor Fan --Air Source) | HH836E2S11 |  |  | CTF48C5CFS1 |  | 31600 | 15.2 | 8.5 | 30800 | 22200 | 72.08% | 2 | 0 | 10 |  |  |  | No | R-454B | 2.6333 | Residential & Commercial | Ducted CEE Tier 1
214395615 | Central HP <5.4 tons | YORK | HRCU-A-CB (Split System: Heat Pump with Remote Outdoor Unit-Air-Source) | HH836E2S11 |  |  | JHC42C5CF2SS1 |  | 34400 | 19 | 9 | 31600 | 25000 | 79.11% | 2 | 0 | 11.7 |  |  |  | No | R-454B | 2.8667 | Residential & Commercial | Ducted CEE Tier 1
214395617 | Central HP <5.4 tons | YORK | HRCU-A-CB (Split System: Heat Pump with Remote Outdoor Unit-Air-Source) | HH836E2S11 |  |  | CTM48C5CFS1+JMVT17CC2N1 |  | 34000 | 19 | 9 | 31600 | 25000 | 79.11% | 2 | 0 | 11.7 |  |  |  | No | R-454B | 2.8333 | Residential & Commercial | Ducted CEE Tier 1
206788687 | Central HP <5.4 tons | CARRIER | HRCU-A-CB (Split System: Heat Pump with Remote Outdoor Unit-Air-Source) | 25VNA436A*031* |  |  | CNPV*4217AL*+UI | 58TN*A070C17**16 | 33400 | 19.5 | 9 | 35400 | 26400 | 74.58% | 2 | 12.5 | 12 |  |  |  | No | R-410A | 2.7833 | Residential & Commercial | Ducted CEE Tier 1
206788828 | Central HP <5.4 tons | CARRIER | HRCU-A-CB (Split System: Heat Pump with Remote Outdoor Unit-Air-Source) | 25VNA436A*031* |  |  | CNPV*4221AL*+UI | 58CU*A100C21**20 | 33000 | 18.5 | 9 | 35400 | 26600 | 75.14% | 1.98 | 12.5 | 11.7 |  |  |  | No | R-410A | 2.75 | Residential & Commercial | Ducted CEE Tier 1
214229189 | Central HP <5.4 tons | BRYANT HEATING AND COOLING SYSTEMS | HRCU-A-CB (Split System: Heat Pump with Remote Outdoor Unit-Air-Source) | 38MURAQ24AB3* |  |  | CNPV*3017AL* | 83*SB48060M17*** | 23600 | 17 | 8.5 | 25600 | 24000 | 93.75% | 2 | 0 | 10.5 |  |  |  | No | R-410A | 1.9667 | Residential & Commercial | Ducted CEE Tier 1
211264475 | Central HP <5.4 tons | DAY & NIGHT | HRCU-A-CB (Split System: Heat Pump with Remote Outdoor Unit-Air-Source) | DLCURAH18ABK |  |  | EN(A,D)4X30L17** | *80ES(N,L)0451412A* | 18200 | 16.5 | 8.5 | 18700 | 18300 | 97.86% | 2.22 | 0 | 11 |  |  |  | No | R-410A | 1.5167 | Residential & Commercial | Ducted CEE Tier 1
211264431 | Central HP <5.4 tons | DAY & NIGHT | HRCU-A-CB (Split System: Heat Pump with Remote Outdoor Unit-Air-Source) | DLCURAH18ABK |  |  | EN(A,D)4X30L17** | *95ESN0261410A* | 18200 | 15.5 | 8.5 | 18800 | 18400 | 97.87% | 2.2 | 0 | 11 |  |  |  | No | R-410A | 1.5167 | Residential & Commercial | Ducted CEE Tier 1
211264698 | Central HP <5.4 tons | DAY & NIGHT | HRCU-A-CB (Split System: Heat Pump with Remote Outdoor Unit-Air-Source) | DLCURAH18ABK |  |  | EN(A,D)4X30L17** | OLV098A12* | 18200 | 15.5 | 8.5 | 18800 | 18400 | 97.87% | 2.2 | 0 | 11 |  |  |  | No | R-410A | 1.5167 | Residential & Commercial | Ducted CEE Tier 1
215674249 | Central HP <5.4 tons | COMFORTMAKER | HRCU-A-CB (Split System: Heat Pump with Remote Outdoor Unit-Air-Source) | C5H0V48*K*AAA* |  |  | EA*5X60M24A*+WALLCON | *97CMN0802120B* | 45000 | 18 | 9 | 47500 | 33600 | 70.74% | 2.06 | 0 | 10 |  |  |  | No | R-454B | 3.75 | Residential & Commercial | Ducted CEE Tier 1
214395949 | Central HP <5.4 tons | YORK | HRCU-A-CB (Split System: Heat Pump with Remote Outdoor Unit-Air-Source) | HH860E2S11 |  |  | CTM60C5CGS1 | TMLE100C20MP11 | 44500 | 17 | 9 | 45000 | 33800 | 75.11% | 2 | 0 | 11.7 |  |  |  | No | R-454B | 3.7083 | Residential & Commercial | Ducted CEE Tier 1
214396160 | Central HP <5.4 tons | YORK | HRCU-A-CB (Split System: Heat Pump with Remote Outdoor Unit-Air-Source) | HH860E2S11 |  |  | CTM60D5CGS1 | TM8E130D20MP11 | 46000 | 17 | 9 | 47000 | 34800 | 74.04% | 2 | 0 | 11 |  |  |  | No | R-454B | 3.8333 | Residential & Commercial | Ducted CEE Tier 1
214395894 | Central HP <5.4 tons | YORK | HRCU-A-CB (Split System: Heat Pump with Remote Outdoor Unit-Air-Source) | HH860E2S11 |  |  | JHE60D5CJ2SS1 |  | 53500 | 19 | 9 | 54000 | 39000 | 72.22% | 2 | 0 | 11 |  |  |  | No | R-454B | 4.4583 | Residential & Commercial | Ducted CEE Tier 1
214395933 | Central HP <5.4 tons | YORK | HRCU-A-CB (Split System: Heat Pump with Remote Outdoor Unit-Air-Source) | HH860E2S11 |  |  | CTM60C5CGS1 | TM9Y080C16MP11 | 44000 | 17 | 9 | 44500 | 33800 | 75.96% | 2 | 0 | 11 |  |  |  | No | R-454B | 3.6667 | Residential & Commercial | Ducted CEE Tier 1
214395942 | Central HP <5.4 tons | YORK | HRCU-A-CB (Split System: Heat Pump with Remote Outdoor Unit-Air-Source) | HH860E2S11 |  |  | CTM60C5CGS1 | Y81E120C20SMPS1 | 44000 | 18 | 9 | 44500 | 33400 | 75.06% | 2 | 0 | 11.7 |  |  |  | No | R-454B | 3.6667 | Residential & Commercial | Ducted CEE Tier 1
214395944 | Central HP <5.4 tons | YORK | HRCU-A-CB (Split System: Heat Pump with Remote Outdoor Unit-Air-Source) | HH860E2S11 |  |  | CTM60C5CGS1+JME16C2SN1 |  | 44500 | 19 | 9 | 44000 | 33000 | 75% | 2 | 0 | 12 |  |  |  | No | R-454B | 3.7083 | Residential & Commercial | Ducted CEE Tier 1
214397019 | Central HP <5.4 tons | JOHNSON CONTROLS | HRCU-A-CB (Split System: Heat Pump with Remote Outdoor Unit-Air-Source) | HH860E2S11 |  |  | JHC48D5CG2SS1 |  | 45000 | 19 | 9 | 45000 | 33600 | 74.67% | 2 | 0 | 12 |  |  |  | No | R-454B | 3.75 | Residential & Commercial | Ducted CEE Tier 1
214397203 | Central HP <5.4 tons | JOHNSON CONTROLS | HRCU-A-CB (Split System: Heat Pump with Remote Outdoor Unit-Air-Source) | HH860E2S11 |  |  | JHE60D5CH2SS1 |  | 54000 | 19 | 9 | 53500 | 38500 | 71.96% | 2 | 0 | 12 |  |  |  | No | R-454B | 4.5 | Residential & Commercial | Ducted CEE Tier 1
206133410 | Central HP <5.4 tons | DAY & NIGHT | HRCU-A-CB (Split System: Heat Pump with Remote Outdoor Unit-Air-Source) | CVH825GKA2* |  |  | EA*4X36L21A*+WALLCON | *80CSU1002120A* | 23600 | 16.5 | 8.1 | 21400 | 16700 | 78.04% | 1.94 | 11.5 | 10.5 |  |  |  | No | R-410A | 1.9667 | Residential & Commercial | Ducted CEE Tier 1
214243060 | Central HP <5.4 tons | COMFORTMAKER | HRCU-A-CB (Split System: Heat Pump with Remote Outdoor Unit-Air-Source) | CVH825GKA2* |  |  | EN(A,D,W)4X42L21**+WALLCON | *96CTN0801714B* | 23800 | 16.5 | 8.1 | 21400 | 16700 | 78.04% | 1.96 | 0 | 11 |  |  |  | No | R-410A | 1.9833 | Residential & Commercial | Ducted CEE Tier 1
216581390 | Central HP <5.4 tons | LENNOX | HRCU-A-CB (Split System: Heat Pump with Remote Outdoor Unit-Air-Source) | EL18KSLV-060-230A** |  |  | CBK45UHVT-048-230-** |  | 47500 | 18 | 9.5 | 48000 | 42000 | 87.5% | 1.75 | 0 | 11.7 |  |  |  | No | R-454B | 3.9583 | Residential & Commercial | Ducted CEE Tier 1
210595952 | Central HP <5.4 tons | CARRIER | HRCU-A-CB (Split System: Heat Pump with Remote Outdoor Unit-Air-Source) | 25VNA825A*031* |  |  | CAP**4224AL*+UI | 58TN*A135C24**22 | 23800 | 16.5 | 8.1 | 21400 | 16600 | 77.57% | 1.96 | 0 | 11 |  |  |  | No | R-410A | 1.9833 | Residential & Commercial | Ducted CEE Tier 1
212977090 | Central HP <5.4 tons | AIRQUEST | HRCU-A-CB (Split System: Heat Pump with Remote Outdoor Unit-Air-Source) | DLCURAH36ABK |  |  | EA*4X48L24A* | *96VTN1002122B* | 35800 | 16.5 | 8.5 | 37800 | 34600 | 91.53% | 2.02 | 0 | 10 |  |  |  | No | R-410A | 2.9833 | Residential & Commercial | Ducted CEE Tier 1
211226863 | Central HP <5.4 tons | AIRQUEST | HRCU-A-CB (Split System: Heat Pump with Remote Outdoor Unit-Air-Source) | DLCURAH36ABK |  |  | EA*4X37L21A* | *80VSL0451716A* | 36200 | 15.5 | 8.5 | 38500 | 34800 | 90.39% | 2.06 | 0 | 10 |  |  |  | No | R-410A | 3.0167 | Residential & Commercial | Ducted CEE Tier 1
214574603 | Central HP <5.4 tons | COMFORTMAKER | HRCU-A-CB (Split System: Heat Pump with Remote Outdoor Unit-Air-Source) | CVH837GKA2* |  |  | EN(A,D,W)4X48L21**+WALLCON | *97CMN0602120B* | 32200 | 17 | 8.1 | 33000 | 25000 | 75.76% | 1.94 | 0 | 11.5 |  |  |  | No | R-410A | 2.6833 | Residential & Commercial | Ducted CEE Tier 1
212383406 | Central HP <5.4 tons | HEIL | HRCU-A-CB (Split System: Heat Pump with Remote Outdoor Unit-Air-Source) | DLCURAH36ABK |  |  | EA*4X37L21A* | *80ES(N,L)0701716A* | 36600 | 15.5 | 8.5 | 39000 | 34800 | 89.23% | 2.1 | 0 | 10 |  |  |  | No | R-410A | 3.05 | Residential & Commercial | Ducted CEE Tier 1
212384693 | Central HP <5.4 tons | HEIL | HRCU-A-CB (Split System: Heat Pump with Remote Outdoor Unit-Air-Source) | DLCURAH36ABK |  |  | EN(A,D,W)4X42L21** | *92ESN1002120A* | 36200 | 15.5 | 8.1 | 39500 | 35200 | 89.11% | 1.9 | 0 | 10 |  |  |  | No | R-410A | 3.0167 | Residential & Commercial | Ducted CEE Tier 1
215931907 | Central HP <5.4 tons | AIRQUEST | HRCU-A-CB (Split System: Heat Pump with Remote Outdoor Unit-Air-Source) | H5H3V60*K*AAA* |  |  | ESH5X60M12A*+WALLCON | *96CTN1002122B* | 56500 | 18 | 8.1 | 61000 | 46000 | 75.41% | 1.95 | 0 | 11 |  |  |  | No | R-454B | 4.7083 | Residential & Commercial | Ducted CEE Tier 1
212975301 | Central HP <5.4 tons | AIRQUEST | HRCU-A-CB (Split System: Heat Pump with Remote Outdoor Unit-Air-Source) | DLCURAH24ABK |  |  | EA*4X36L21A* | *96VTN0401712B* | 23400 | 16.5 | 8.5 | 26200 | 24200 | 92.37% | 2 | 0 | 10 |  |  |  | No | R-410A | 1.95 | Residential & Commercial | Ducted CEE Tier 1
212976692 | Central HP <5.4 tons | AIRQUEST | HRCU-A-CB (Split System: Heat Pump with Remote Outdoor Unit-Air-Source) | DLCURAH24ABK |  |  | EN(A,D)4X36L21** | *96VTN1002120B* | 23600 | 17 | 8.5 | 26200 | 24600 | 93.89% | 2.04 | 0 | 10.5 |  |  |  | No | R-410A | 1.9667 | Residential & Commercial | Ducted CEE Tier 1
212979514 | Central HP <5.4 tons | AIRQUEST | HRCU-A-CB (Split System: Heat Pump with Remote Outdoor Unit-Air-Source) | DLCURAH24ABK |  |  | EN(A,D)4X36L21** | *80MS(N,L)0702116A* | 23800 | 17 | 8.5 | 26400 | 24000 | 90.91% | 2 | 0 | 10.5 |  |  |  | No | R-410A | 1.9833 | Residential & Commercial | Ducted CEE Tier 1
216374521 | Central HP <5.4 tons | YORK | HRCU-A-CB (Split System: Heat Pump with Remote Outdoor Unit-Air-Source) | HH824E2S11 |  |  | CTM36B5ADS1 | Y92E060B12SMPS1 | 23000 | 18 | 9.5 | 23000 | 18400 | 80% | 2 | 0 | 12 |  |  |  | No | R-454B | 1.9167 | Residential & Commercial | Ducted CEE Tier 1
214609101 | Central HP <5.4 tons | JOHNSON CONTROLS | HRCU-A-CB (Split System: Heat Pump with Remote Outdoor Unit-Air-Source) | HH824E2S11 |  |  | CTF36B5ADS1 | Z9ES080B12SMPS1 | 23000 | 18 | 9.5 | 23000 | 18600 | 80.87% | 2 | 0 | 12 |  |  |  | No | R-454B | 1.9167 | Residential & Commercial | Ducted CEE Tier 1
214609044 | Central HP <5.4 tons | YORK | HRCU-A-CB (Split System: Heat Pump with Remote Outdoor Unit-Air-Source) | HH824E2S11 |  |  | CTM36B5ADS1 | Y91E080B12SMPS1 | 23000 | 18 | 9.5 | 23000 | 18600 | 80.87% | 2 | 0 | 12 |  |  |  | No | R-454B | 1.9167 | Residential & Commercial | Ducted CEE Tier 1
214396073 | Central HP <5.4 tons | YORK | HRCU-A-CB (Split System: Heat Pump with Remote Outdoor Unit-Air-Source) | HH824E2S11 |  |  | CTM30B5ACS1 | Y81E100B12SMPS1 | 23000 | 18 | 9.5 | 23000 | 19400 | 84.35% | 2 | 0 | 12 |  |  |  | No | R-454B | 1.9167 | Residential & Commercial | Ducted CEE Tier 1
214396170 | Central HP <5.4 tons | YORK | HRCU-A-CB (Split System: Heat Pump with Remote Outdoor Unit-Air-Source) | HH824E2S11 |  |  | CTF30A5ADS1 | TM9E026A08MP12 | 23000 | 17 | 9 | 23000 | 18300 | 79.57% | 2 | 0 | 12 |  |  |  | No | R-454B | 1.9167 | Residential & Commercial | Ducted CEE Tier 1
214396171 | Central HP <5.4 tons | YORK | HRCU-A-CB (Split System: Heat Pump with Remote Outdoor Unit-Air-Source) | HH824E2S11 |  |  | CTF30B5ACS1+JMET08BS2N1 |  | 23000 | 18 | 9.5 | 23000 | 18200 | 79.13% | 2 | 0 | 12 |  |  |  | No | R-454B | 1.9167 | Residential & Commercial | Ducted CEE Tier 1
214396174 | Central HP <5.4 tons | YORK | HRCU-A-CB (Split System: Heat Pump with Remote Outdoor Unit-Air-Source) | HH824E2S11 |  |  | CTM30B5ACS1 | TM9Y060B12MP11 | 23000 | 17 | 9.5 | 23000 | 18300 | 79.57% | 2 | 0 | 11.7 |  |  |  | No | R-454B | 1.9167 | Residential & Commercial | Ducted CEE Tier 1
214396385 | Central HP <5.4 tons | JOHNSON CONTROLS | HRCU-A-CB (Split System: Heat Pump with Remote Outdoor Unit-Air-Source) | HH836E2S11 |  |  | CTM48C5CFS1 | TM8Y080C16MP11 | 33800 | 19 | 9 | 31800 | 25400 | 79.87% | 2 | 0 | 11 |  |  |  | No | R-454B | 2.8167 | Residential & Commercial | Ducted CEE Tier 1
214396462 | Central HP <5.4 tons | JOHNSON CONTROLS | HRCU-A-CB (Split System: Heat Pump with Remote Outdoor Unit-Air-Source) | HH836E2S11 |  |  | CTF36C5CDS1 | TM8Y120C20MP11 | 33600 | 18 | 8.5 | 31000 | 25200 | 81.29% | 2 | 0 | 11.7 |  |  |  | No | R-454B | 2.8 | Residential & Commercial | Ducted CEE Tier 1
214396512 | Central HP <5.4 tons | JOHNSON CONTROLS | HRCU-A-CB (Split System: Heat Pump with Remote Outdoor Unit-Air-Source) | HH836E2S11 |  |  | CTM48C5CFS1 | TM8Y120C20MP11 | 34600 | 19 | 9 | 32600 | 25800 | 79.14% | 2 | 0 | 11 |  |  |  | No | R-454B | 2.8833 | Residential & Commercial | Ducted CEE Tier 1
214396542 | Central HP <5.4 tons | JOHNSON CONTROLS | HRCU-A-CB (Split System: Heat Pump with Remote Outdoor Unit-Air-Source) | HH836E2S11 |  |  | CTM48C5CFS1 | TPLC100C16MP13 | 33000 | 19 | 9 | 31200 | 25200 | 80.77% | 2 | 0 | 11 |  |  |  | No | R-454B | 2.75 | Residential & Commercial | Ducted CEE Tier 1
214396628 | Central HP <5.4 tons | JOHNSON CONTROLS | HRCU-A-CB (Split System: Heat Pump with Remote Outdoor Unit-Air-Source) | HH860E2S11 |  |  | CTF60D5CGS1 | TMLE130D20MP11 | 46000 | 18 | 9 | 47500 | 35200 | 74.11% | 2 | 0 | 11 |  |  |  | No | R-454B | 3.8333 | Residential & Commercial | Ducted CEE Tier 1
214397089 | Central HP <5.4 tons | JOHNSON CONTROLS | HRCU-A-CB (Split System: Heat Pump with Remote Outdoor Unit-Air-Source) | HH860E2S11 |  |  | CTM60C5CGS1 | TMLE100C16MP11 | 44500 | 18 | 9 | 45500 | 34200 | 75.16% | 2 | 0 | 11 |  |  |  | No | R-454B | 3.7083 | Residential & Commercial | Ducted CEE Tier 1
214396326 | Central HP <5.4 tons | JOHNSON CONTROLS | HRCU-A-CB (Split System: Heat Pump with Remote Outdoor Unit-Air-Source) | HH860E2S11 |  |  | CTM60C5CHS1+JMC17C2SN1 |  | 53500 | 19 | 9 | 53000 | 38000 | 71.7% | 2 | 0 | 12 |  |  |  | No | R-454B | 4.4583 | Residential & Commercial | Ducted CEE Tier 1
215939639 | Central HP <5.4 tons | COMFORTMAKER | HRCU-A-CB (Split System: Heat Pump with Remote Outdoor Unit-Air-Source) | C5H3V36*K*AAA* |  |  | EA*5X36M17A*+WALLCON | *97CTN0801716A* | 32000 | 19 | 9.5 | 35600 | 27400 | 76.97% | 1.98 | 0 | 10.5 |  |  |  | No | R-454B | 2.6667 | Residential & Commercial | Ducted CEE Tier 1
215940009 | Central HP <5.4 tons | COMFORTMAKER | HRCU-A-CB (Split System: Heat Pump with Remote Outdoor Unit-Air-Source) | C5H3V36*K*AAA* |  |  | ESH5X36M12A*+WALLCON | *97CTN1202422A* | 33400 | 19 | 9 | 34800 | 26600 | 76.44% | 1.92 | 0 | 11 |  |  |  | No | R-454B | 2.7833 | Residential & Commercial | Ducted CEE Tier 1
215940139 | Central HP <5.4 tons | COMFORTMAKER | HRCU-A-CB (Split System: Heat Pump with Remote Outdoor Unit-Air-Source) | C5H3V36*K*AAA* |  |  | ESH5X48M12A*+WALLCON | *97CTN0801716A* | 33400 | 19 | 9 | 35200 | 27000 | 76.7% | 1.92 | 0 | 11 |  |  |  | No | R-454B | 2.7833 | Residential & Commercial | Ducted CEE Tier 1
215940159 | Central HP <5.4 tons | COMFORTMAKER | HRCU-A-CB (Split System: Heat Pump with Remote Outdoor Unit-Air-Source) | C5H3V36*K*AAA* |  |  | ESH5X48M12A*+WALLCON | *97CTN1002122A* | 33800 | 19.5 | 9 | 34600 | 26400 | 76.3% | 1.92 | 0 | 11.7 |  |  |  | No | R-454B | 2.8167 | Residential & Commercial | Ducted CEE Tier 1
215940459 | Central HP <5.4 tons | COMFORTMAKER | HRCU-A-CB (Split System: Heat Pump with Remote Outdoor Unit-Air-Source) | C5H3V36*K*AAA* |  |  | EVM5X60M21A*+WALLCON | *97CTN1002122A* | 35600 | 22 | 8.5 | 38000 | 28600 | 75.26% | 2.02 | 0 | 12.5 |  |  |  | No | R-454B | 2.9667 | Residential & Commercial | Ducted CEE Tier 1
204456832 | Central HP <5.4 tons | TEMPSTAR | HRCU-A-CB (Split System: Heat Pump with Remote Outdoor Unit-Air-Source) | TVH825GKA2* |  |  | EA*4X37L17A*+WALLCON | *80CTL0701716A* | 24200 | 16.5 | 8.1 | 21400 | 16700 | 78.04% | 2 | 11 | 11 |  |  |  | No | R-410A | 2.0167 | Residential & Commercial | Ducted CEE Tier 1
206765821 | Central HP <5.4 tons | DAY & NIGHT | HRCU-A-CB (Split System: Heat Pump with Remote Outdoor Unit-Air-Source) | CVH825GKA3* |  |  | EA*4X36L21A*+WALLCON | *96CTN1002122A* | 23600 | 16.5 | 8.1 | 21400 | 16600 | 77.57% | 1.94 | 11 | 11 |  |  |  | No | R-410A | 1.9667 | Residential & Commercial | Ducted CEE Tier 1
206765902 | Central HP <5.4 tons | DAY & NIGHT | HRCU-A-CB (Split System: Heat Pump with Remote Outdoor Unit-Air-Source) | CVH825GKA3* |  |  | EA*4X37L17A*+WALLCON | *97CMN0801714A* | 24200 | 16 | 8.1 | 21400 | 16800 | 78.5% | 1.98 | 11 | 11 |  |  |  | No | R-410A | 2.0167 | Residential & Commercial | Ducted CEE Tier 1
206767047 | Central HP <5.4 tons | DAY & NIGHT | HRCU-A-CB (Split System: Heat Pump with Remote Outdoor Unit-Air-Source) | CVH825GKA3* |  |  | EHD4X36AAL+WALLCON | *80CTL0901716A* | 24200 | 16.5 | 8.1 | 21400 | 16600 | 77.57% | 2 | 11 | 11 |  |  |  | No | R-410A | 2.0167 | Residential & Commercial | Ducted CEE Tier 1
206767182 | Central HP <5.4 tons | DAY & NIGHT | HRCU-A-CB (Split System: Heat Pump with Remote Outdoor Unit-Air-Source) | CVH825GKA3* |  |  | EA*4X37L17A*+WALLCON | *80CSU0401712A* | 24200 | 17 | 8.1 | 21400 | 16600 | 77.57% | 2 | 11.5 | 11 |  |  |  | No | R-410A | 2.0167 | Residential & Commercial | Ducted CEE Tier 1
210599226 | Central HP <5.4 tons | HEIL | HRCU-A-CB (Split System: Heat Pump with Remote Outdoor Unit-Air-Source) | HVH837GKA** |  |  | EA*4X61L21A*+WALLCON | *80CSU1002120A* | 33200 | 17 | 8.1 | 32200 | 24800 | 77.02% | 1.98 | 0 | 11.5 |  |  |  | No | R-410A | 2.7667 | Residential & Commercial | Ducted CEE Tier 1
210599246 | Central HP <5.4 tons | HEIL | HRCU-A-CB (Split System: Heat Pump with Remote Outdoor Unit-Air-Source) | HVH837GKA** |  |  | EA*4X61L21A*+WALLCON | *95CSU0802120A* | 33200 | 18 | 8.5 | 32000 | 24800 | 77.5% | 2 | 0 | 11.5 |  |  |  | No | R-410A | 2.7667 | Residential & Commercial | Ducted CEE Tier 1
210599314 | Central HP <5.4 tons | HEIL | HRCU-A-CB (Split System: Heat Pump with Remote Outdoor Unit-Air-Source) | HVH837GKA** |  |  | EA*4X61L24A*+WALLCON | *97CMN1002122A* | 33200 | 18 | 8.5 | 32000 | 24800 | 77.5% | 2 | 0 | 12 |  |  |  | No | R-410A | 2.7667 | Residential & Commercial | Ducted CEE Tier 1
205751017 | Central HP <5.4 tons | HEIL | HRCU-A-CB (Split System: Heat Pump with Remote Outdoor Unit-Air-Source) | HVH837GKA** |  |  | EA*4X37L21A*+WALLCON | *80CTL0902120A* | 32800 | 17.5 | 8.5 | 33000 | 25200 | 76.36% | 1.98 | 12 | 11.7 |  |  |  | No | R-410A | 2.7333 | Residential & Commercial | Ducted CEE Tier 1
211264523 | Central HP <5.4 tons | DAY & NIGHT | HRCU-A-CB (Split System: Heat Pump with Remote Outdoor Unit-Air-Source) | DLCURAH18ABK |  |  | EN(A,D)4X30L17** | *80ES(N,L)0701712A* | 18200 | 16.5 | 8.5 | 18700 | 18300 | 97.86% | 2.22 | 0 | 11 |  |  |  | No | R-410A | 1.5167 | Residential & Commercial | Ducted CEE Tier 1
215934079 | Central HP <5.4 tons | COMFORTMAKER | HRCU-A-CB (Split System: Heat Pump with Remote Outdoor Unit-Air-Source) | C5H3V48*K*AAA* |  |  | EA*5X48M21A*+WALLCON | *96CTN0801714B* | 42500 | 20 | 9 | 48500 | 35200 | 72.58% | 2 | 0 | 11 |  |  |  | No | R-454B | 3.5417 | Residential & Commercial | Ducted CEE Tier 1
215934479 | Central HP <5.4 tons | COMFORTMAKER | HRCU-A-CB (Split System: Heat Pump with Remote Outdoor Unit-Air-Source) | C5H3V48*K*AAA* |  |  | ESH5X48M12A*+WALLCON | *80CTL1352422B* | 44500 | 20.5 | 9 | 48500 | 36400 | 75.05% | 1.82 | 0 | 11 |  |  |  | No | R-454B | 3.7083 | Residential & Commercial | Ducted CEE Tier 1
215675716 | Central HP <5.4 tons | AIRQUEST | HRCU-A-CB (Split System: Heat Pump with Remote Outdoor Unit-Air-Source) | H5H0V48*K*AAA* |  |  | EVM5X60M21A*+WALLCON | *80CTL0702120B* | 48000 | 19 | 9 | 50000 | 36800 | 73.6% | 2 | 0 | 10 |  |  |  | No | R-454B | 4 | Residential & Commercial | Ducted CEE Tier 1
215676066 | Central HP <5.4 tons | AIRQUEST | HRCU-A-CB (Split System: Heat Pump with Remote Outdoor Unit-Air-Source) | H5H0V48*K*AAA* |  |  | EVM5X61M24A*+WALLCON | *97CMN1202422B* | 48500 | 19.5 | 9.5 | 50000 | 36800 | 73.6% | 2.12 | 0 | 10.5 |  |  |  | No | R-454B | 4.0417 | Residential & Commercial | Ducted CEE Tier 1
215676216 | Central HP <5.4 tons | AIRQUEST | HRCU-A-CB (Split System: Heat Pump with Remote Outdoor Unit-Air-Source) | H5H0V48*K*AAA* |  |  | EVD5X48M24A*+WALLCON | *80CTL1102120B* | 47000 | 19 | 9 | 50000 | 36200 | 72.4% | 2 | 0 | 10 |  |  |  | No | R-454B | 3.9167 | Residential & Commercial | Ducted CEE Tier 1
215676286 | Central HP <5.4 tons | AIRQUEST | HRCU-A-CB (Split System: Heat Pump with Remote Outdoor Unit-Air-Source) | H5H0V48*K*AAA* |  |  | EVD5X49M24A*+WALLCON | *80CSU0802120A* | 48000 | 19 | 9 | 50000 | 36400 | 72.8% | 2.12 | 0 | 10 |  |  |  | No | R-454B | 4 | Residential & Commercial | Ducted CEE Tier 1
215676316 | Central HP <5.4 tons | AIRQUEST | HRCU-A-CB (Split System: Heat Pump with Remote Outdoor Unit-Air-Source) | H5H0V48*K*AAA* |  |  | EVD5X49M24A*+WALLCON | *80CTL1102120B* | 48000 | 19 | 9 | 50000 | 36400 | 72.8% | 2 | 0 | 10.5 |  |  |  | No | R-454B | 4 | Residential & Commercial | Ducted CEE Tier 1
214066616 | Central HP <5.4 tons | FRIEDRICH | HRCU-A-CB (Split System: Heat Pump with Remote Outdoor Unit-Air-Source) | RD17AZ36AJ3N |  |  | TCFZ3621MTANM | FR962V0603A17M4 | 34200 | 18 | 8.1 | 34200 | 29800 | 87.13% | 1.9 | 0 | 10 |  |  |  | No | R-410A | 2.85 | Residential & Commercial | Ducted CEE Tier 1
214066621 | Central HP <5.4 tons | FRIEDRICH | HRCU-A-CB (Split System: Heat Pump with Remote Outdoor Unit-Air-Source) | RD17AZ36AJ3N |  |  | TCFZ3621MTANM | FR98MV0603A17UP | 34200 | 18 | 8.1 | 34200 | 29800 | 87.13% | 1.9 | 0 | 10 |  |  |  | No | R-410A | 2.85 | Residential & Commercial | Ducted CEE Tier 1
216581388 | Central HP <5.4 tons | LENNOX | HRCU-A-CB (Split System: Heat Pump with Remote Outdoor Unit-Air-Source) | EL18KSLV-024-230A** |  |  | CBK45UHVT-024-230-** |  | 24000 | 18 | 10 | 24000 | 23000 | 95.83% | 1.8 | 0 | 11.7 |  |  |  | No | R-454B | 2 | Residential & Commercial | Ducted CEE Tier 1
214066481 | Central HP <5.4 tons | FRIEDRICH | HRCU-A-CB (Split System: Heat Pump with Remote Outdoor Unit-Air-Source) | RD17AZ36AJ3N |  |  | TCFZ3621MTANM | FR98MV1005A21UP | 34200 | 18 | 8.1 | 34200 | 29600 | 86.55% | 1.9 | 0 | 10 |  |  |  | No | R-410A | 2.85 | Residential & Commercial | Ducted CEE Tier 1
216581391 | Central HP <5.4 tons | LENNOX | HRCU-A-CB (Split System: Heat Pump with Remote Outdoor Unit-Air-Source) | EL18KSLV-060-230A** |  |  | CBK45UHVT-060-230-** |  | 55000 | 16 | 9.4 | 55000 | 43000 | 78.18% | 1.75 | 0 | 10 |  |  |  | No | R-454B | 4.5833 | Residential & Commercial | Ducted CEE Tier 1
214397069 | Central HP <5.4 tons | JOHNSON CONTROLS | HRCU-A-CB (Split System: Heat Pump with Remote Outdoor Unit-Air-Source) | HH860E2S11 |  |  | CTM60C5CGS1 | TM9E080C16MP12 | 44500 | 18 | 9 | 45500 | 34400 | 75.6% | 2 | 0 | 11 |  |  |  | No | R-454B | 3.7083 | Residential & Commercial | Ducted CEE Tier 1
214397094 | Central HP <5.4 tons | JOHNSON CONTROLS | HRCU-A-CB (Split System: Heat Pump with Remote Outdoor Unit-Air-Source) | HH860E2S11 |  |  | CTF60C5CGS1 | TL9E100C20UH11 | 44000 | 17 | 9 | 44500 | 33400 | 75.06% | 2 | 0 | 11.7 |  |  |  | No | R-454B | 3.6667 | Residential & Commercial | Ducted CEE Tier 1
214397171 | Central HP <5.4 tons | JOHNSON CONTROLS | HRCU-A-CB (Split System: Heat Pump with Remote Outdoor Unit-Air-Source) | HH860E2S11 |  |  | CTF60D5CHS1+JMC20D2SN1 |  | 53000 | 19 | 8.5 | 53000 | 38000 | 71.7% | 2 | 0 | 12 |  |  |  | No | R-454B | 4.4167 | Residential & Commercial | Ducted CEE Tier 1
214396754 | Central HP <5.4 tons | JOHNSON CONTROLS | HRCU-A-CB (Split System: Heat Pump with Remote Outdoor Unit-Air-Source) | HH860E2S11 |  |  | CTF60D5CHS1 | TMLE130D20MP11 | 54000 | 19 | 8.5 | 55000 | 38500 | 70% | 2 | 0 | 11.7 |  |  |  | No | R-454B | 4.5 | Residential & Commercial | Ducted CEE Tier 1
214397054 | Central HP <5.4 tons | JOHNSON CONTROLS | HRCU-A-CB (Split System: Heat Pump with Remote Outdoor Unit-Air-Source) | HH860E2S11 |  |  | CTM60C5CGS1 | TM8E080C20MP11 | 44500 | 17 | 9 | 45000 | 33800 | 75.11% | 2 | 0 | 11.7 |  |  |  | No | R-454B | 3.7083 | Residential & Commercial | Ducted CEE Tier 1
214396561 | Central HP <5.4 tons | JOHNSON CONTROLS | HRCU-A-CB (Split System: Heat Pump with Remote Outdoor Unit-Air-Source) | HH860E2S11 |  |  | CTM60C5CGS1 | TM9Y100C16MP11 | 44000 | 18 | 9 | 44500 | 33800 | 75.96% | 2 | 0 | 11 |  |  |  | No | R-454B | 3.6667 | Residential & Commercial | Ducted CEE Tier 1
214396618 | Central HP <5.4 tons | JOHNSON CONTROLS | HRCU-A-CB (Split System: Heat Pump with Remote Outdoor Unit-Air-Source) | HH860E2S11 |  |  | CTF60C5CGS1 | TL9E080C16UH11 | 44500 | 18 | 9 | 45500 | 33800 | 74.29% | 2 | 0 | 11 |  |  |  | No | R-454B | 3.7083 | Residential & Commercial | Ducted CEE Tier 1
206788495 | Central HP <5.4 tons | CARRIER | HRCU-A-CB (Split System: Heat Pump with Remote Outdoor Unit-Air-Source) | 25VNA424A*031* |  |  | CNPV*4221AL*+UI | 58TN*A045C17**12 | 23400 | 19.5 | 10 | 26800 | 20000 | 74.63% | 2.42 | 14 | 13 |  |  |  | No | R-410A | 1.95 | Residential & Commercial | Ducted CEE Tier 1
215674357 | Central HP <5.4 tons | AIRQUEST | HRCU-A-CB (Split System: Heat Pump with Remote Outdoor Unit-Air-Source) | H5H0V48*K*AAA* |  |  | EA*5X61M21A*+WALLCON | *80CTL0901716B* | 46000 | 18 | 9 | 48000 | 33800 | 70.42% | 2.06 | 0 | 10 |  |  |  | No | R-454B | 3.8333 | Residential & Commercial | Ducted CEE Tier 1
215674427 | Central HP <5.4 tons | AIRQUEST | HRCU-A-CB (Split System: Heat Pump with Remote Outdoor Unit-Air-Source) | H5H0V48*K*AAA* |  |  | EA*5X61M21A*+WALLCON | *97CMN1002122B* | 46000 | 18 | 9 | 47500 | 33800 | 71.16% | 2.08 | 0 | 10 |  |  |  | No | R-454B | 3.8333 | Residential & Commercial | Ducted CEE Tier 1
215674642 | Central HP <5.4 tons | AIRQUEST | HRCU-A-CB (Split System: Heat Pump with Remote Outdoor Unit-Air-Source) | H5H0V48*K*AAA* |  |  | EA*5X61M24A*+WALLCON | *96CTN1002122B* | 46000 | 18.5 | 9 | 47500 | 33600 | 70.74% | 2.06 | 0 | 10 |  |  |  | No | R-454B | 3.8333 | Residential & Commercial | Ducted CEE Tier 1
210597888 | Central HP <5.4 tons | HEIL | HRCU-A-CB (Split System: Heat Pump with Remote Outdoor Unit-Air-Source) | HVH825GKA2* |  |  | EA*4X42L21A*+WALLCON | *97CMN0801714A* | 23600 | 16.5 | 8.1 | 21400 | 16700 | 78.04% | 1.96 | 0 | 11 |  |  |  | No | R-410A | 1.9667 | Residential & Commercial | Ducted CEE Tier 1
214396794 | Central HP <5.4 tons | JOHNSON CONTROLS | HRCU-A-CB (Split System: Heat Pump with Remote Outdoor Unit-Air-Source) | HH836E2S11 |  |  | CTM36C5CDS1 | TM8Y080C16MP11 | 33600 | 18 | 8.5 | 31400 | 25200 | 80.25% | 2 | 0 | 11 |  |  |  | No | R-454B | 2.8 | Residential & Commercial | Ducted CEE Tier 1
214396935 | Central HP <5.4 tons | JOHNSON CONTROLS | HRCU-A-CB (Split System: Heat Pump with Remote Outdoor Unit-Air-Source) | HH836E2S11 |  |  | CTF48C5CFS1 | TM8E080C16MP11 | 33200 | 19 | 9 | 31200 | 25400 | 81.41% | 2 | 0 | 11 |  |  |  | No | R-454B | 2.7667 | Residential & Commercial | Ducted CEE Tier 1
214606576 | Central HP <5.4 tons | YORK | HRCU-A-C (Split System: Heat Pump with Remote Outdoor Unit with No Indoor Fan --Air Source) | HH836E2S11 |  |  | CTM36C5CDS1 |  | 33400 | 15.2 | 8.5 | 31800 | 23200 | 72.96% | 2 | 0 | 10 |  |  |  | No | R-454B | 2.7833 | Residential & Commercial | Ducted CEE Tier 1
214395735 | Central HP <5.4 tons | YORK | HRCU-A-CB (Split System: Heat Pump with Remote Outdoor Unit-Air-Source) | HH836E2S11 |  |  | CTF48C5CFS1 | TM9E080C20MP12 | 34000 | 17 | 9 | 32000 | 25400 | 79.38% | 2 | 0 | 11 |  |  |  | No | R-454B | 2.8333 | Residential & Commercial | Ducted CEE Tier 1
214395815 | Central HP <5.4 tons | YORK | HRCU-A-CB (Split System: Heat Pump with Remote Outdoor Unit-Air-Source) | HH836E2S11 |  |  | CTM36C5CDS1 | TM9Y080C16MP11 | 33200 | 18 | 9 | 31200 | 25200 | 80.77% | 2 | 0 | 11 |  |  |  | No | R-454B | 2.7667 | Residential & Commercial | Ducted CEE Tier 1
212980985 | Central HP <5.4 tons | AIRQUEST | HRCU-A-CB (Split System: Heat Pump with Remote Outdoor Unit-Air-Source) | DLCURAH24ABK |  |  | EA*4X36L21A* | *80MS(N,L)1102120A* | 23600 | 17.5 | 8.5 | 26200 | 23800 | 90.84% | 2 | 0 | 10 |  |  |  | No | R-410A | 1.9667 | Residential & Commercial | Ducted CEE Tier 1
211241586 | Central HP <5.4 tons | AIRQUEST | HRCU-A-CB (Split System: Heat Pump with Remote Outdoor Unit-Air-Source) | DLCURAH24ABK |  |  | EA*4X30L17A* | *95ESN0601412A* | 24400 | 15.5 | 8.5 | 26600 | 22800 | 85.71% | 1.86 | 0 | 10 |  |  |  | No | R-410A | 2.0333 | Residential & Commercial | Ducted CEE Tier 1
211241617 | Central HP <5.4 tons | AIRQUEST | HRCU-A-CB (Split System: Heat Pump with Remote Outdoor Unit-Air-Source) | DLCURAH24ABK |  |  | EA*4X30L17A* | *95ESN0261410A* | 23200 | 16.5 | 8.5 | 25800 | 24400 | 94.57% | 2.02 | 0 | 10 |  |  |  | No | R-410A | 1.9333 | Residential & Commercial | Ducted CEE Tier 1
211241752 | Central HP <5.4 tons | AIRQUEST | HRCU-A-CB (Split System: Heat Pump with Remote Outdoor Unit-Air-Source) | DLCURAH24ABK |  |  | EA*4X30L17A* | *92ESN0401712A* | 23600 | 15.5 | 8.5 | 26200 | 23600 | 90.08% | 1.94 | 0 | 10 |  |  |  | No | R-410A | 1.9667 | Residential & Commercial | Ducted CEE Tier 1
211241970 | Central HP <5.4 tons | AIRQUEST | HRCU-A-CB (Split System: Heat Pump with Remote Outdoor Unit-Air-Source) | DLCURAH24ABK |  |  | EA*4X36L17A* | *96VTN0401712A* | 23400 | 16 | 8.5 | 25800 | 23600 | 91.47% | 1.96 | 0 | 10 |  |  |  | No | R-410A | 1.95 | Residential & Commercial | Ducted CEE Tier 1
211242086 | Central HP <5.4 tons | AIRQUEST | HRCU-A-CB (Split System: Heat Pump with Remote Outdoor Unit-Air-Source) | DLCURAH24ABK |  |  | EA*4X36L17A* | *80ES(N,L)0451712A* | 24200 | 16.5 | 8.5 | 26200 | 22600 | 86.26% | 1.88 | 0 | 10 |  |  |  | No | R-410A | 2.0167 | Residential & Commercial | Ducted CEE Tier 1
211241451 | Central HP <5.4 tons | AIRQUEST | HRCU-A-CB (Split System: Heat Pump with Remote Outdoor Unit-Air-Source) | DLCURAH24ABK |  |  | EA*4X30L17A* | *80ES(N,L)0701716A* | 24800 | 16 | 8.5 | 26800 | 22200 | 82.84% | 1.82 | 0 | 10 |  |  |  | No | R-410A | 2.0667 | Residential & Commercial | Ducted CEE Tier 1
211242188 | Central HP <5.4 tons | AIRQUEST | HRCU-A-CB (Split System: Heat Pump with Remote Outdoor Unit-Air-Source) | DLCURAH24ABK |  |  | EA*4X36L17A* | *92ESN0401712A* | 23800 | 16 | 8.5 | 26000 | 23200 | 89.23% | 1.9 | 0 | 10 |  |  |  | No | R-410A | 1.9833 | Residential & Commercial | Ducted CEE Tier 1
214243160 | Central HP <5.4 tons | COMFORTMAKER | HRCU-A-CB (Split System: Heat Pump with Remote Outdoor Unit-Air-Source) | CVH825GKA2* |  |  | EN(A,D,W)4X48L21**+WALLCON | *97CMN1002122B* | 24200 | 17 | 8.1 | 21200 | 16600 | 78.3% | 2.02 | 0 | 11.5 |  |  |  | No | R-410A | 2.0167 | Residential & Commercial | Ducted CEE Tier 1
206133958 | Central HP <5.4 tons | DAY & NIGHT | HRCU-A-CB (Split System: Heat Pump with Remote Outdoor Unit-Air-Source) | CVH825GKA2* |  |  | EHD4X30AAL+WALLCON | *95CSU0802120A* | 23800 | 16 | 8.1 | 21800 | 16700 | 76.61% | 1.98 | 11 | 10.5 |  |  |  | No | R-410A | 1.9833 | Residential & Commercial | Ducted CEE Tier 1
216453222 | Central HP <5.4 tons | AMERICAN STANDARD | HRCU-A-CB (Split System: Heat Pump with Remote Outdoor Unit-Air-Source) | 5A6V0X60A1 |  |  | 5PX*C009AS3 | S8V2C100M5PCB | 52500 | 18.4 | 9 | 54000 | 38000 | 70.37% | 2 | 0 | 10 |  |  |  | No | R-454B | 4.375 | Residential & Commercial | Ducted CEE Tier 1
216453254 | Central HP <5.4 tons | AMERICAN STANDARD | HRCU-A-CB (Split System: Heat Pump with Remote Outdoor Unit-Air-Source) | 5A6V0X60A1 |  |  | 5TXCC007AS3 | S8V2C100M5PCB | 51500 | 18.2 | 9 | 54500 | 38500 | 70.64% | 2 | 0 | 10 |  |  |  | No | R-454B | 4.2917 | Residential & Commercial | Ducted CEE Tier 1
215942525 | Central HP <5.4 tons | COMFORTMAKER | HRCU-A-CB (Split System: Heat Pump with Remote Outdoor Unit-Air-Source) | C5H3V36*K*AAA* |  |  | EVD5X61M21A*+WALLCON | *97CMN0802120B* | 35800 | 22 | 8.5 | 37400 | 28200 | 75.4% | 2.04 | 0 | 12.5 |  |  |  | No | R-454B | 2.9833 | Residential & Commercial | Ducted CEE Tier 1
215942545 | Central HP <5.4 tons | COMFORTMAKER | HRCU-A-CB (Split System: Heat Pump with Remote Outdoor Unit-Air-Source) | C5H3V36*K*AAA* |  |  | EVD5X61M21A*+WALLCON | *96CTN1002122B* | 36000 | 22 | 8.5 | 37400 | 28200 | 75.4% | 2.04 | 0 | 12.5 |  |  |  | No | R-454B | 3 | Residential & Commercial | Ducted CEE Tier 1
215939739 | Central HP <5.4 tons | COMFORTMAKER | HRCU-A-CB (Split System: Heat Pump with Remote Outdoor Unit-Air-Source) | C5H3V36*K*AAA* |  |  | EA*5X48M21A*+WALLCON | *80CSU0601716B* | 33400 | 20.5 | 9.5 | 34400 | 26200 | 76.16% | 2.04 | 0 | 11.7 |  |  |  | No | R-454B | 2.7833 | Residential & Commercial | Ducted CEE Tier 1
215939789 | Central HP <5.4 tons | COMFORTMAKER | HRCU-A-CB (Split System: Heat Pump with Remote Outdoor Unit-Air-Source) | C5H3V36*K*AAA* |  |  | EA*5X60M24A*+WALLCON | *96CTN0802120B* | 34000 | 20 | 9.5 | 34200 | 26000 | 76.02% | 2.06 | 0 | 11.7 |  |  |  | No | R-454B | 2.8333 | Residential & Commercial | Ducted CEE Tier 1
215939839 | Central HP <5.4 tons | COMFORTMAKER | HRCU-A-CB (Split System: Heat Pump with Remote Outdoor Unit-Air-Source) | C5H3V36*K*AAA* |  |  | EA*5X61M21A*+WALLCON | *80CSU0401712B* | 34400 | 20.5 | 9.5 | 34200 | 26000 | 76.02% | 2.06 | 0 | 12 |  |  |  | No | R-454B | 2.8667 | Residential & Commercial | Ducted CEE Tier 1
215940759 | Central HP <5.4 tons | COMFORTMAKER | HRCU-A-CB (Split System: Heat Pump with Remote Outdoor Unit-Air-Source) | C5H3V36*K*AAA* |  |  | EVD5X48M24A*+WALLCON | *97CTN1202422A* | 35000 | 21.5 | 8.5 | 38000 | 28200 | 74.21% | 2.02 | 0 | 12 |  |  |  | No | R-454B | 2.9167 | Residential & Commercial | Ducted CEE Tier 1
206133655 | Central HP <5.4 tons | TEMPSTAR | HRCU-A-CB (Split System: Heat Pump with Remote Outdoor Unit-Air-Source) | TVH825GKA2* |  |  | EHD4X30AAL+WALLCON | *80CSU0401712A* | 23800 | 16 | 8.1 | 21800 | 16800 | 77.06% | 1.98 | 11 | 10.5 |  |  |  | No | R-410A | 1.9833 | Residential & Commercial | Ducted CEE Tier 1
214239344 | Central HP <5.4 tons | BRYANT HEATING AND COOLING SYSTEMS | HRCU-A-CB (Split System: Heat Pump with Remote Outdoor Unit-Air-Source) | 288BNV037*0**B* |  |  | CNPV*4824AL*+UI | 986TD66120C24*** | 32400 | 17 | 8.1 | 32600 | 24600 | 75.46% | 1.96 | 0 | 11.7 |  |  |  | No | R-410A | 2.7 | Residential & Commercial | Ducted CEE Tier 1
211264742 | Central HP <5.4 tons | DAY & NIGHT | HRCU-A-CB (Split System: Heat Pump with Remote Outdoor Unit-Air-Source) | DLCURAH18ABK |  |  | FJMA4*18L*A* |  | 18000 | 15.5 | 8.5 | 19000 | 19100 | 100.5% | 2.28 | 0 | 10.5 |  |  |  | No | R-410A | 1.5 | Residential & Commercial | Ducted CEE Tier 1
210599166 | Central HP <5.4 tons | HEIL | HRCU-A-CB (Split System: Heat Pump with Remote Outdoor Unit-Air-Source) | HVH837GKA** |  |  | EA*4X60L24A*+WALLCON | *80CSU1002120A* | 32800 | 17 | 8.1 | 32000 | 24800 | 77.5% | 1.96 | 0 | 11 |  |  |  | No | R-410A | 2.7333 | Residential & Commercial | Ducted CEE Tier 1
210599298 | Central HP <5.4 tons | HEIL | HRCU-A-CB (Split System: Heat Pump with Remote Outdoor Unit-Air-Source) | HVH837GKA** |  |  | EA*4X61L24A*+WALLCON | *96CTN1002122A* | 33200 | 18 | 8.5 | 32000 | 24800 | 77.5% | 2 | 0 | 12 |  |  |  | No | R-410A | 2.7667 | Residential & Commercial | Ducted CEE Tier 1
212981871 | Central HP <5.4 tons | AIRQUEST | HRCU-A-CB (Split System: Heat Pump with Remote Outdoor Unit-Air-Source) | DLCURAH18ABK |  |  | EN(A,D)4X24L17** | *80MSU1002120A* | 17900 | 15.5 | 8.5 | 19000 | 19000 | 100% | 2.28 | 0 | 10.5 |  |  |  | No | R-410A | 1.4917 | Residential & Commercial | Ducted CEE Tier 1
212982423 | Central HP <5.4 tons | AIRQUEST | HRCU-A-CB (Split System: Heat Pump with Remote Outdoor Unit-Air-Source) | DLCURAH18ABK |  |  | EN(A,D)4X24L17** | *80MSU0401712A* | 17500 | 16 | 8.5 | 18400 | 18900 | 102.7% | 2.28 | 0 | 10.5 |  |  |  | No | R-410A | 1.4583 | Residential & Commercial | Ducted CEE Tier 1
212983308 | Central HP <5.4 tons | AIRQUEST | HRCU-A-CB (Split System: Heat Pump with Remote Outdoor Unit-Air-Source) | DLCURAH18ABK |  |  | EN(A,D)4X30L17** | *92MSN0401712A* | 17400 | 15.5 | 8.1 | 18100 | 18700 | 103.3% | 2.24 | 0 | 10.5 |  |  |  | No | R-410A | 1.45 | Residential & Commercial | Ducted CEE Tier 1
215941079 | Central HP <5.4 tons | COMFORTMAKER | HRCU-A-CB (Split System: Heat Pump with Remote Outdoor Unit-Air-Source) | C5H3V48*K*AAA* |  |  | EA*5X61M21A*+WALLCON | *97CTN0802120A* | 45000 | 21 | 9.5 | 48500 | 37000 | 76.29% | 2 | 0 | 11 |  |  |  | No | R-454B | 3.75 | Residential & Commercial | Ducted CEE Tier 1
215941249 | Central HP <5.4 tons | COMFORTMAKER | HRCU-A-CB (Split System: Heat Pump with Remote Outdoor Unit-Air-Source) | C5H3V48*K*AAA* |  |  | ESH5X60M12A*+WALLCON | *97CTN1002122A* | 45000 | 20.5 | 9 | 48500 | 36600 | 75.46% | 1.82 | 0 | 11 |  |  |  | No | R-454B | 3.75 | Residential & Commercial | Ducted CEE Tier 1
215941649 | Central HP <5.4 tons | COMFORTMAKER | HRCU-A-CB (Split System: Heat Pump with Remote Outdoor Unit-Air-Source) | C5H3V48*K*AAA* |  |  | EVD5X49M24A*+WALLCON | *97CTN1002122A* | 45500 | 20.5 | 8.1 | 52500 | 38000 | 72.38% | 1.9 | 0 | 11.5 |  |  |  | No | R-454B | 3.7917 | Residential & Commercial | Ducted CEE Tier 1
215676386 | Central HP <5.4 tons | AIRQUEST | HRCU-A-CB (Split System: Heat Pump with Remote Outdoor Unit-Air-Source) | H5H0V48*K*AAA* |  |  | EVD5X49M24A*+WALLCON | *96CTN1002122B* | 48000 | 19 | 9 | 50000 | 36600 | 73.2% | 2 | 0 | 10 |  |  |  | No | R-454B | 4 | Residential & Commercial | Ducted CEE Tier 1
215676466 | Central HP <5.4 tons | AIRQUEST | HRCU-A-CB (Split System: Heat Pump with Remote Outdoor Unit-Air-Source) | H5H0V48*K*AAA* |  |  | EVD5X60M21A*+WALLCON | *80CTL0901716B* | 48000 | 19 | 9 | 50000 | 36800 | 73.6% | 1.98 | 0 | 10 |  |  |  | No | R-454B | 4 | Residential & Commercial | Ducted CEE Tier 1
215674507 | Central HP <5.4 tons | AIRQUEST | HRCU-A-CB (Split System: Heat Pump with Remote Outdoor Unit-Air-Source) | H5H0V48*K*AAA* |  |  | EA*5X61M24A*+WALLCON | *80CTL1352422B* | 46000 | 18.5 | 9 | 47500 | 33600 | 70.74% | 2.08 | 0 | 10 |  |  |  | No | R-454B | 3.8333 | Residential & Commercial | Ducted CEE Tier 1
206788520 | Central HP <5.4 tons | CARRIER | HRCU-A-CB (Split System: Heat Pump with Remote Outdoor Unit-Air-Source) | 25VNA424A*031* |  |  | CSPH*3612AL*+UI | 59TN6B060C17**14 | 23600 | 19 | 9 | 26600 | 19900 | 74.81% | 2.46 | 14 | 12.5 |  |  |  | No | R-410A | 1.9667 | Residential & Commercial | Ducted CEE Tier 1
206788559 | Central HP <5.4 tons | CARRIER | HRCU-A-CB (Split System: Heat Pump with Remote Outdoor Unit-Air-Source) | 25VNA424A*031* |  |  | CSPH*3612AL*+UI | 58CU*A040C17**12 | 23800 | 19.5 | 9.5 | 26600 | 19700 | 74.06% | 2.48 | 13.5 | 13 |  |  |  | No | R-410A | 1.9833 | Residential & Commercial | Ducted CEE Tier 1
214397495 | Central HP <5.4 tons | JOHNSON CONTROLS | HRCU-A-CB (Split System: Heat Pump with Remote Outdoor Unit-Air-Source) | HH860E2S11 |  |  | CTM60C5CGS1 | TM9E080C20MP12 | 44500 | 17 | 9 | 45000 | 33800 | 75.11% | 2 | 0 | 11.7 |  |  |  | No | R-454B | 3.7083 | Residential & Commercial | Ducted CEE Tier 1
214421535 | Central HP <5.4 tons | JOHNSON CONTROLS | HRCU-A-CB (Split System: Heat Pump with Remote Outdoor Unit-Air-Source) | HH860E2S11 |  |  | CTM60C5CGS1+JMET16CS2N1 |  | 45500 | 19 | 9.5 | 45500 | 34000 | 74.73% | 2 | 0 | 11.7 |  |  |  | No | R-454B | 3.7917 | Residential & Commercial | Ducted CEE Tier 1
214421550 | Central HP <5.4 tons | JOHNSON CONTROLS | HRCU-A-CB (Split System: Heat Pump with Remote Outdoor Unit-Air-Source) | HH860E2S11 |  |  | CTM60D5CHS1+JMET18DS2N1 |  | 54000 | 19 | 9 | 53500 | 38500 | 71.96% | 2 | 0 | 12 |  |  |  | No | R-454B | 4.5 | Residential & Commercial | Ducted CEE Tier 1
214609081 | Central HP <5.4 tons | JOHNSON CONTROLS | HRCU-A-CB (Split System: Heat Pump with Remote Outdoor Unit-Air-Source) | HH860E2S11 |  |  | CTM60D5CHS1 | Z9ES120D20SMPS1 | 53500 | 19 | 8.5 | 53500 | 38500 | 71.96% | 2 | 0 | 11.7 |  |  |  | No | R-454B | 4.4583 | Residential & Commercial | Ducted CEE Tier 1
214396598 | Central HP <5.4 tons | JOHNSON CONTROLS | HRCU-A-CB (Split System: Heat Pump with Remote Outdoor Unit-Air-Source) | HH860E2S11 |  |  | CTM60C5CGS1 | TL8E100C20UH11 | 44000 | 18 | 9 | 44000 | 33400 | 75.91% | 2 | 0 | 11.7 |  |  |  | No | R-454B | 3.6667 | Residential & Commercial | Ducted CEE Tier 1
214395781 | Central HP <5.4 tons | YORK | HRCU-A-CB (Split System: Heat Pump with Remote Outdoor Unit-Air-Source) | HH860E2S11 |  |  | CTF60D5CHS1 | TM9Y120D20MP11 | 53500 | 19 | 8.5 | 54500 | 39500 | 72.48% | 2 | 0 | 11 |  |  |  | No | R-454B | 4.4583 | Residential & Commercial | Ducted CEE Tier 1
214397586 | Central HP <5.4 tons | JOHNSON CONTROLS | HRCU-A-CB (Split System: Heat Pump with Remote Outdoor Unit-Air-Source) | HH860E2S11 |  |  | CTF60C5CHS1 | TMLE120C20MP11 | 54000 | 19 | 8.5 | 54500 | 39500 | 72.48% | 2 | 0 | 11 |  |  |  | No | R-454B | 4.5 | Residential & Commercial | Ducted CEE Tier 1
214397616 | Central HP <5.4 tons | JOHNSON CONTROLS | HRCU-A-CB (Split System: Heat Pump with Remote Outdoor Unit-Air-Source) | HH860E2S11 |  |  | CTF60C5CHS1 | TM8Y120C20MP11 | 54000 | 19 | 9 | 55000 | 39500 | 71.82% | 2 | 0 | 11 |  |  |  | No | R-454B | 4.5 | Residential & Commercial | Ducted CEE Tier 1
214398051 | Central HP <5.4 tons | JOHNSON CONTROLS | HRCU-A-CB (Split System: Heat Pump with Remote Outdoor Unit-Air-Source) | HH860E2S11 |  |  | CTM60C5CHS1 | TPLC100C20MP13 | 53500 | 19 | 9 | 54000 | 39000 | 72.22% | 2 | 0 | 11 |  |  |  | No | R-454B | 4.4583 | Residential & Commercial | Ducted CEE Tier 1
214398036 | Central HP <5.4 tons | JOHNSON CONTROLS | HRCU-A-CB (Split System: Heat Pump with Remote Outdoor Unit-Air-Source) | HH860E2S11 |  |  | CTM60C5CHS1 | TM8V120C20MP12 | 53500 | 19 | 9 | 54000 | 39000 | 72.22% | 2 | 0 | 11 |  |  |  | No | R-454B | 4.4583 | Residential & Commercial | Ducted CEE Tier 1
214398336 | Central HP <5.4 tons | JOHNSON CONTROLS | HRCU-A-CB (Split System: Heat Pump with Remote Outdoor Unit-Air-Source) | HH860E2S11 |  |  | CTF60C5CGS1 | TM9E080C16MP12 | 44500 | 18 | 9 | 45500 | 34400 | 75.6% | 2 | 0 | 11 |  |  |  | No | R-454B | 3.7083 | Residential & Commercial | Ducted CEE Tier 1
214398418 | Central HP <5.4 tons | JOHNSON CONTROLS | HRCU-A-CB (Split System: Heat Pump with Remote Outdoor Unit-Air-Source) | HH860E2S11 |  |  | CTF60D5CHS1 | TP9C120D20MP13 | 54000 | 19 | 9 | 54500 | 39500 | 72.48% | 2 | 0 | 11 |  |  |  | No | R-454B | 4.5 | Residential & Commercial | Ducted CEE Tier 1
214398470 | Central HP <5.4 tons | JOHNSON CONTROLS | HRCU-A-CB (Split System: Heat Pump with Remote Outdoor Unit-Air-Source) | HH860E2S11 |  |  | CTF60D5CJS1 | TM9Y120D20MP11 | 53000 | 19 | 9 | 55500 | 40000 | 72.07% | 2 | 0 | 10 |  |  |  | No | R-454B | 4.4167 | Residential & Commercial | Ducted CEE Tier 1
214395840 | Central HP <5.4 tons | YORK | HRCU-A-CB (Split System: Heat Pump with Remote Outdoor Unit-Air-Source) | HH836E2S11 |  |  | CTM48C5CFS1+JMC16C2SN1 |  | 34400 | 19 | 9 | 31800 | 25200 | 79.25% | 2 | 0 | 11.7 |  |  |  | No | R-454B | 2.8667 | Residential & Commercial | Ducted CEE Tier 1
214396010 | Central HP <5.4 tons | YORK | HRCU-A-CB (Split System: Heat Pump with Remote Outdoor Unit-Air-Source) | HH836E2S11 |  |  | CTF36C5CDS1 | Y81E120C20SMPS1 | 34400 | 18 | 8.5 | 32000 | 26200 | 81.88% | 2 | 0 | 11 |  |  |  | No | R-454B | 2.8667 | Residential & Commercial | Ducted CEE Tier 1
214396024 | Central HP <5.4 tons | YORK | HRCU-A-CB (Split System: Heat Pump with Remote Outdoor Unit-Air-Source) | HH836E2S11 |  |  | CTF48C5CFS1+JMC17C2SN1 |  | 34400 | 19 | 9 | 32000 | 25200 | 78.75% | 2 | 0 | 11.7 |  |  |  | No | R-454B | 2.8667 | Residential & Commercial | Ducted CEE Tier 1
214396110 | Central HP <5.4 tons | YORK | HRCU-A-CB (Split System: Heat Pump with Remote Outdoor Unit-Air-Source) | HH836E2S11 |  |  | CTF36B5CDS1+JMC12B2SN1 |  | 34000 | 19 | 9 | 31400 | 25600 | 81.53% | 2 | 0 | 11.7 |  |  |  | No | R-454B | 2.8333 | Residential & Commercial | Ducted CEE Tier 1
214396128 | Central HP <5.4 tons | YORK | HRCU-A-CB (Split System: Heat Pump with Remote Outdoor Unit-Air-Source) | HH836E2S11 |  |  | CTF48C5CFS1 | Y81E100C20SMPS1 | 34400 | 19 | 9 | 32000 | 25400 | 79.38% | 2 | 0 | 11 |  |  |  | No | R-454B | 2.8667 | Residential & Commercial | Ducted CEE Tier 1
214396144 | Central HP <5.4 tons | YORK | HRCU-A-CB (Split System: Heat Pump with Remote Outdoor Unit-Air-Source) | HH836E2S11 |  |  | CTM48C5CFS1 | TM9E080C20MP12 | 34400 | 17 | 8.5 | 32400 | 25800 | 79.63% | 2 | 0 | 11 |  |  |  | No | R-454B | 2.8667 | Residential & Commercial | Ducted CEE Tier 1
214396960 | Central HP <5.4 tons | JOHNSON CONTROLS | HRCU-A-CB (Split System: Heat Pump with Remote Outdoor Unit-Air-Source) | HH836E2S11 |  |  | CTM48C5CFS1 | TM8E120C16MP11 | 33600 | 19 | 9 | 31400 | 25400 | 80.89% | 2 | 0 | 11 |  |  |  | No | R-454B | 2.8 | Residential & Commercial | Ducted CEE Tier 1
214395710 | Central HP <5.4 tons | YORK | HRCU-A-CB (Split System: Heat Pump with Remote Outdoor Unit-Air-Source) | HH836E2S11 |  |  | CTF36C5CDS1 | YP9C100C16MP13 | 33800 | 18 | 8.5 | 31400 | 25600 | 81.53% | 2 | 0 | 11 |  |  |  | No | R-454B | 2.8167 | Residential & Commercial | Ducted CEE Tier 1
215942535 | Central HP <5.4 tons | COMFORTMAKER | HRCU-A-CB (Split System: Heat Pump with Remote Outdoor Unit-Air-Source) | C5H3V36*K*AAA* |  |  | EVD5X61M21A*+WALLCON | *97CMN1002122B* | 36000 | 22 | 8.5 | 37400 | 28200 | 75.4% | 2.04 | 0 | 12.5 |  |  |  | No | R-454B | 3 | Residential & Commercial | Ducted CEE Tier 1
215939659 | Central HP <5.4 tons | COMFORTMAKER | HRCU-A-CB (Split System: Heat Pump with Remote Outdoor Unit-Air-Source) | C5H3V36*K*AAA* |  |  | EA*5X42M21A*+WALLCON | *80CSU0401712B* | 32800 | 20 | 9.5 | 34800 | 26600 | 76.44% | 2.02 | 0 | 11.5 |  |  |  | No | R-454B | 2.7333 | Residential & Commercial | Ducted CEE Tier 1
215940479 | Central HP <5.4 tons | COMFORTMAKER | HRCU-A-CB (Split System: Heat Pump with Remote Outdoor Unit-Air-Source) | C5H3V36*K*AAA* |  |  | EVM5X60M24A*+WALLCON | *97CTN0802120A* | 35400 | 21.5 | 8.5 | 38000 | 28600 | 75.26% | 2.04 | 0 | 12 |  |  |  | No | R-454B | 2.95 | Residential & Commercial | Ducted CEE Tier 1
215940779 | Central HP <5.4 tons | COMFORTMAKER | HRCU-A-CB (Split System: Heat Pump with Remote Outdoor Unit-Air-Source) | C5H3V36*K*AAA* |  |  | EVD5X49M24A*+WALLCON | *97CTN0802120A* | 35400 | 21.5 | 8.5 | 38000 | 28600 | 75.26% | 2.04 | 0 | 12 |  |  |  | No | R-454B | 2.95 | Residential & Commercial | Ducted CEE Tier 1
215940829 | Central HP <5.4 tons | COMFORTMAKER | HRCU-A-CB (Split System: Heat Pump with Remote Outdoor Unit-Air-Source) | C5H3V36*K*AAA* |  |  | EVD5X60M21A*+WALLCON | *80CSU0601716B* | 35600 | 22 | 8.5 | 38000 | 28600 | 75.26% | 2.02 | 0 | 12.5 |  |  |  | No | R-454B | 2.9667 | Residential & Commercial | Ducted CEE Tier 1
215940879 | Central HP <5.4 tons | COMFORTMAKER | HRCU-A-CB (Split System: Heat Pump with Remote Outdoor Unit-Air-Source) | C5H3V36*K*AAA* |  |  | EVD5X60M24A*+WALLCON | *96CTN0802120B* | 35400 | 21.5 | 8.5 | 38000 | 28600 | 75.26% | 2.04 | 0 | 12 |  |  |  | No | R-454B | 2.95 | Residential & Commercial | Ducted CEE Tier 1
210636929 | Central HP <5.4 tons | TRANE | HRCU-A-CB (Split System: Heat Pump with Remote Outdoor Unit-Air-Source) | 4TWV8X60A1 |  |  | TEM8A0D48V41+TDR |  | 52000 | 18 | 8.5 | 50500 | 38000 | 75.25% | 1.86 | 0 | 11.7 |  |  |  | No | R-410A | 4.3333 | Residential & Commercial | Ducted CEE Tier 1
210597936 | Central HP <5.4 tons | HEIL | HRCU-A-CB (Split System: Heat Pump with Remote Outdoor Unit-Air-Source) | HVH825GKA2* |  |  | EA*4X43L21A*+WALLCON | *80CSU0601716A* | 24400 | 17 | 8.5 | 21200 | 16600 | 78.3% | 2.02 | 0 | 11 |  |  |  | No | R-410A | 2.0333 | Residential & Commercial | Ducted CEE Tier 1
210597956 | Central HP <5.4 tons | HEIL | HRCU-A-CB (Split System: Heat Pump with Remote Outdoor Unit-Air-Source) | HVH825GKA2* |  |  | EA*4X43L21A*+WALLCON | *95CSU0601716A* | 24400 | 16.5 | 8.1 | 21200 | 16700 | 78.77% | 2.02 | 0 | 10.5 |  |  |  | No | R-410A | 2.0333 | Residential & Commercial | Ducted CEE Tier 1
210598020 | Central HP <5.4 tons | HEIL | HRCU-A-CB (Split System: Heat Pump with Remote Outdoor Unit-Air-Source) | HVH825GKA2* |  |  | EA*4X48L21A*+WALLCON | *95CSU0601716A* | 24000 | 16.5 | 8.1 | 21000 | 16600 | 79.05% | 2 | 0 | 10.5 |  |  |  | No | R-410A | 2 | Residential & Commercial | Ducted CEE Tier 1
214396070 | Central HP <5.4 tons | YORK | HRCU-A-CB (Split System: Heat Pump with Remote Outdoor Unit-Air-Source) | HH824E2S11 |  |  | CTF30A5ADS1 | TMLE060A12MP11 | 23000 | 18 | 9.5 | 23000 | 18600 | 80.87% | 2 | 0 | 12 |  |  |  | No | R-454B | 1.9167 | Residential & Commercial | Ducted CEE Tier 1
211242405 | Central HP <5.4 tons | AIRQUEST | HRCU-A-CB (Split System: Heat Pump with Remote Outdoor Unit-Air-Source) | DLCURAH24ABK |  |  | EA*4X36L21A* | *80VSL0702120A* | 24800 | 16.5 | 8.5 | 26600 | 22000 | 82.71% | 1.82 | 0 | 10 |  |  |  | No | R-410A | 2.0667 | Residential & Commercial | Ducted CEE Tier 1
211243174 | Central HP <5.4 tons | AIRQUEST | HRCU-A-CB (Split System: Heat Pump with Remote Outdoor Unit-Air-Source) | DLCURAH24ABK |  |  | EA*4X37L17A* | OLV098A12* | 23800 | 16.5 | 8.1 | 25200 | 22200 | 88.1% | 1.84 | 0 | 10 |  |  |  | No | R-410A | 1.9833 | Residential & Commercial | Ducted CEE Tier 1
211243423 | Central HP <5.4 tons | AIRQUEST | HRCU-A-CB (Split System: Heat Pump with Remote Outdoor Unit-Air-Source) | DLCURAH24ABK |  |  | EA*4X37L21A* | *96VTN0801716A* | 24800 | 17 | 8.5 | 25600 | 21000 | 82.03% | 1.76 | 0 | 10.5 |  |  |  | No | R-410A | 2.0667 | Residential & Commercial | Ducted CEE Tier 1
211243506 | Central HP <5.4 tons | AIRQUEST | HRCU-A-CB (Split System: Heat Pump with Remote Outdoor Unit-Air-Source) | DLCURAH24ABK |  |  | EA*4X37L21A* | *80ES(N,L)0701712A* | 25000 | 16.5 | 8.5 | 25600 | 20800 | 81.25% | 1.76 | 0 | 10.5 |  |  |  | No | R-410A | 2.0833 | Residential & Commercial | Ducted CEE Tier 1
211244124 | Central HP <5.4 tons | AIRQUEST | HRCU-A-CB (Split System: Heat Pump with Remote Outdoor Unit-Air-Source) | DLCURAH24ABK |  |  | EN(A,D)4X24L17** | *80ES(N,L)0701712A* | 23800 | 16 | 8.5 | 27000 | 23200 | 85.93% | 1.9 | 0 | 10 |  |  |  | No | R-410A | 1.9833 | Residential & Commercial | Ducted CEE Tier 1
211243054 | Central HP <5.4 tons | AIRQUEST | HRCU-A-CB (Split System: Heat Pump with Remote Outdoor Unit-Air-Source) | DLCURAH24ABK |  |  | EA*4X37L17A* | *80ES(N,L)0901714A* | 25000 | 16.5 | 8.5 | 25800 | 21200 | 82.17% | 1.78 | 0 | 10.5 |  |  |  | No | R-410A | 2.0833 | Residential & Commercial | Ducted CEE Tier 1
211244960 | Central HP <5.4 tons | AIRQUEST | HRCU-A-CB (Split System: Heat Pump with Remote Outdoor Unit-Air-Source) | DLCURAH24ABK |  |  | EN(A,D,W)4X36L17** | *80VSL0701716A* | 23800 | 16.5 | 8.1 | 26000 | 23200 | 89.23% | 1.92 | 0 | 10.5 |  |  |  | No | R-410A | 1.9833 | Residential & Commercial | Ducted CEE Tier 1
204456540 | Central HP <5.4 tons | DAY & NIGHT | HRCU-A-CB (Split System: Heat Pump with Remote Outdoor Unit-Air-Source) | CVH825GKA2* |  |  | EA*4X30L17A*+WALLCON | *96CTN0601714A* | 23400 | 16 | 8.1 | 21600 | 16800 | 77.78% | 1.9 | 11 | 10.5 |  |  |  | No | R-410A | 1.95 | Residential & Commercial | Ducted CEE Tier 1
210597098 | Central HP <5.4 tons | DAY & NIGHT | HRCU-A-CB (Split System: Heat Pump with Remote Outdoor Unit-Air-Source) | CVH825GKA2* |  |  | EN(A,D,W)4X48L21**+WALLCON | *95CSU0802120A* | 24200 | 17 | 8.1 | 21200 | 16600 | 78.3% | 2.02 | 0 | 11.5 |  |  |  | No | R-410A | 2.0167 | Residential & Commercial | Ducted CEE Tier 1
210596789 | Central HP <5.4 tons | DAY & NIGHT | HRCU-A-CB (Split System: Heat Pump with Remote Outdoor Unit-Air-Source) | CVH825GKA2* |  |  | EA*4X43L21A*+WALLCON | *96CTN0801714A* | 24400 | 16.5 | 8.1 | 21200 | 16700 | 78.77% | 2.02 | 0 | 11 |  |  |  | No | R-410A | 2.0333 | Residential & Commercial | Ducted CEE Tier 1
215675446 | Central HP <5.4 tons | AIRQUEST | HRCU-A-CB (Split System: Heat Pump with Remote Outdoor Unit-Air-Source) | H5H0V48*K*AAA* |  |  | EVM5X48M21A*+WALLCON | *97CMN0802120B* | 47000 | 18.5 | 9 | 50000 | 36600 | 73.2% | 2 | 0 | 10 |  |  |  | No | R-454B | 3.9167 | Residential & Commercial | Ducted CEE Tier 1
215675646 | Central HP <5.4 tons | AIRQUEST | HRCU-A-CB (Split System: Heat Pump with Remote Outdoor Unit-Air-Source) | H5H0V48*K*AAA* |  |  | EVM5X49M21A*+WALLCON | *96CTN0801714B* | 48000 | 18.5 | 9 | 50000 | 36200 | 72.4% | 2.02 | 0 | 10 |  |  |  | No | R-454B | 4 | Residential & Commercial | Ducted CEE Tier 1
215676046 | Central HP <5.4 tons | AIRQUEST | HRCU-A-CB (Split System: Heat Pump with Remote Outdoor Unit-Air-Source) | H5H0V48*K*AAA* |  |  | EVM5X61M24A*+WALLCON | *97CMN0802120B* | 48500 | 19 | 9.5 | 50000 | 36800 | 73.6% | 2.12 | 0 | 10.5 |  |  |  | No | R-454B | 4.0417 | Residential & Commercial | Ducted CEE Tier 1
215676196 | Central HP <5.4 tons | AIRQUEST | HRCU-A-CB (Split System: Heat Pump with Remote Outdoor Unit-Air-Source) | H5H0V48*K*AAA* |  |  | EVD5X48M24A*+WALLCON | *80CTL0702120B* | 47000 | 18.5 | 9 | 50000 | 36600 | 73.2% | 2.02 | 0 | 10 |  |  |  | No | R-454B | 3.9167 | Residential & Commercial | Ducted CEE Tier 1
215676836 | Central HP <5.4 tons | AIRQUEST | HRCU-A-CB (Split System: Heat Pump with Remote Outdoor Unit-Air-Source) | H5H0V48*K*AAA* |  |  | EVD5X61M21A*+WALLCON | *96CTN1002122B* | 48500 | 19.5 | 9.5 | 50000 | 36800 | 73.6% | 2.12 | 0 | 10.5 |  |  |  | No | R-454B | 4.0417 | Residential & Commercial | Ducted CEE Tier 1
214396759 | Central HP <5.4 tons | JOHNSON CONTROLS | HRCU-A-CB (Split System: Heat Pump with Remote Outdoor Unit-Air-Source) | HH860E2S11 |  |  | CTM60C5CHS1 | TM9E100C20MP12 | 53500 | 19 | 8.5 | 55000 | 39000 | 70.91% | 2 | 0 | 11 |  |  |  | No | R-454B | 4.4583 | Residential & Commercial | Ducted CEE Tier 1
214397029 | Central HP <5.4 tons | JOHNSON CONTROLS | HRCU-A-CB (Split System: Heat Pump with Remote Outdoor Unit-Air-Source) | HH860E2S11 |  |  | CTF60C5CGS1+JMVT16CC2N1 |  | 45000 | 19 | 9 | 45000 | 33600 | 74.67% | 2 | 0 | 12 |  |  |  | No | R-454B | 3.75 | Residential & Commercial | Ducted CEE Tier 1
214396779 | Central HP <5.4 tons | JOHNSON CONTROLS | HRCU-A-CB (Split System: Heat Pump with Remote Outdoor Unit-Air-Source) | HH860E2S11 |  |  | CTF60D5CJS1 | TMLE130D20MP11 | 53500 | 18 | 9 | 55500 | 40000 | 72.07% | 2 | 0 | 11 |  |  |  | No | R-454B | 4.4583 | Residential & Commercial | Ducted CEE Tier 1
216374767 | Central HP <5.4 tons | JOHNSON CONTROLS | HRCU-A-CB (Split System: Heat Pump with Remote Outdoor Unit-Air-Source) | HH860E2S11 |  |  | CTF60C5CGS1 | Z9ET080C16SMPS1 | 44000 | 18 | 9 | 45000 | 32800 | 72.89% | 2 | 0 | 11 |  |  |  | No | R-454B | 3.6667 | Residential & Commercial | Ducted CEE Tier 1
214396149 | Central HP <5.4 tons | YORK | HRCU-A-CB (Split System: Heat Pump with Remote Outdoor Unit-Air-Source) | HH860E2S11 |  |  | CTF60C5CGS1 | Y81E080C20SMPS1 | 44000 | 18 | 9 | 44500 | 33400 | 75.06% | 2 | 0 | 12 |  |  |  | No | R-454B | 3.6667 | Residential & Commercial | Ducted CEE Tier 1
214396183 | Central HP <5.4 tons | YORK | HRCU-A-CB (Split System: Heat Pump with Remote Outdoor Unit-Air-Source) | HH860E2S11 |  |  | CTM60D5CHS1 | TM9V120D20MP12 | 54000 | 19 | 9 | 54000 | 39000 | 72.22% | 2 | 0 | 11 |  |  |  | No | R-454B | 4.5 | Residential & Commercial | Ducted CEE Tier 1
214396185 | Central HP <5.4 tons | YORK | HRCU-A-CB (Split System: Heat Pump with Remote Outdoor Unit-Air-Source) | HH860E2S11 |  |  | CTM60D5CHS1 | YP9C120D20MP13 | 54000 | 19 | 9 | 54000 | 39000 | 72.22% | 2 | 0 | 11 |  |  |  | No | R-454B | 4.5 | Residential & Commercial | Ducted CEE Tier 1
214398732 | Central HP <5.4 tons | JOHNSON CONTROLS | HRCU-A-CB (Split System: Heat Pump with Remote Outdoor Unit-Air-Source) | HH860E2S11 |  |  | CTM60D5CGS1 | TP9C120D20MP13 | 44000 | 18 | 9 | 44000 | 33400 | 75.91% | 2 | 0 | 11.7 |  |  |  | No | R-454B | 3.6667 | Residential & Commercial | Ducted CEE Tier 1
211245026 | Central HP <5.4 tons | AIRQUEST | HRCU-A-CB (Split System: Heat Pump with Remote Outdoor Unit-Air-Source) | DLCURAH24ABK |  |  | EN(A,D,W)4X36L17** | *80VTL0701716A* | 24200 | 17 | 8.1 | 26200 | 23000 | 87.79% | 1.9 | 0 | 10.5 |  |  |  | No | R-410A | 2.0167 | Residential & Commercial | Ducted CEE Tier 1
211245110 | Central HP <5.4 tons | AIRQUEST | HRCU-A-CB (Split System: Heat Pump with Remote Outdoor Unit-Air-Source) | DLCURAH24ABK |  |  | EN(A,D,W)4X36L17** | *80ES(N,L)0451412A* | 24600 | 16 | 8.1 | 26600 | 22400 | 84.21% | 1.84 | 0 | 10.5 |  |  |  | No | R-410A | 2.05 | Residential & Commercial | Ducted CEE Tier 1
206135758 | Central HP <5.4 tons | DAY & NIGHT | HRCU-A-CB (Split System: Heat Pump with Remote Outdoor Unit-Air-Source) | CVH837GKA** |  |  | EA*4X43L21A*+WALLCON | *80CSU1002120A* | 32800 | 17 | 8.5 | 33000 | 25200 | 76.36% | 1.98 | 12 | 11 |  |  |  | No | R-410A | 2.7333 | Residential & Commercial | Ducted CEE Tier 1
206135778 | Central HP <5.4 tons | DAY & NIGHT | HRCU-A-CB (Split System: Heat Pump with Remote Outdoor Unit-Air-Source) | CVH837GKA** |  |  | EA*4X48L21A*+WALLCON | *80CSU0601716A* | 32200 | 17 | 8.1 | 32600 | 25000 | 76.69% | 1.96 | 12 | 11 |  |  |  | No | R-410A | 2.6833 | Residential & Commercial | Ducted CEE Tier 1
206136010 | Central HP <5.4 tons | DAY & NIGHT | HRCU-A-CB (Split System: Heat Pump with Remote Outdoor Unit-Air-Source) | CVH837GKA** |  |  | EHD4X48AAL+WALLCON | *80CSU0401712A* | 32600 | 16.5 | 8.1 | 33000 | 24800 | 75.15% | 1.96 | 11.5 | 11 |  |  |  | No | R-410A | 2.7167 | Residential & Commercial | Ducted CEE Tier 1
206136366 | Central HP <5.4 tons | DAY & NIGHT | HRCU-A-CB (Split System: Heat Pump with Remote Outdoor Unit-Air-Source) | CVH837GKA** |  |  | EHD4X48AAL+WALLCON | *95CSU1002122A* | 32600 | 17 | 8.1 | 32800 | 24800 | 75.61% | 1.98 | 11.5 | 11 |  |  |  | No | R-410A | 2.7167 | Residential & Commercial | Ducted CEE Tier 1
210598040 | Central HP <5.4 tons | HEIL | HRCU-A-CB (Split System: Heat Pump with Remote Outdoor Unit-Air-Source) | HVH825GKA2* |  |  | EA*4X48L21A*+WALLCON | *96CTN1002122A* | 24000 | 16.5 | 8.1 | 21000 | 16500 | 78.57% | 2.02 | 0 | 11 |  |  |  | No | R-410A | 2 | Residential & Commercial | Ducted CEE Tier 1
210598204 | Central HP <5.4 tons | HEIL | HRCU-A-CB (Split System: Heat Pump with Remote Outdoor Unit-Air-Source) | HVH825GKA2* |  |  | EHD4X42AAL+WALLCON | *96CTN0801714A* | 24000 | 16 | 8.1 | 21400 | 16700 | 78.04% | 2 | 0 | 10.5 |  |  |  | No | R-410A | 2 | Residential & Commercial | Ducted CEE Tier 1
210596846 | Central HP <5.4 tons | DAY & NIGHT | HRCU-A-CB (Split System: Heat Pump with Remote Outdoor Unit-Air-Source) | CVH825GKA2* |  |  | EA*4X48L21A*+WALLCON | *97CMN0602120A* | 24000 | 16.5 | 8.1 | 21000 | 16600 | 79.05% | 2 | 0 | 11 |  |  |  | No | R-410A | 2 | Residential & Commercial | Ducted CEE Tier 1
210596855 | Central HP <5.4 tons | DAY & NIGHT | HRCU-A-CB (Split System: Heat Pump with Remote Outdoor Unit-Air-Source) | CVH825GKA2* |  |  | EA*4X48L24A*+WALLCON | *80CSU1002120A* | 24000 | 16.5 | 8.1 | 21000 | 16600 | 79.05% | 2.02 | 0 | 11 |  |  |  | No | R-410A | 2 | Residential & Commercial | Ducted CEE Tier 1
210597005 | Central HP <5.4 tons | DAY & NIGHT | HRCU-A-CB (Split System: Heat Pump with Remote Outdoor Unit-Air-Source) | CVH825GKA2* |  |  | EN(A,D)4X48L24**+WALLCON | *80CTL1352422A* | 24200 | 17 | 8.1 | 21400 | 16600 | 77.57% | 2.02 | 0 | 11.5 |  |  |  | No | R-410A | 2.0167 | Residential & Commercial | Ducted CEE Tier 1
210597014 | Central HP <5.4 tons | DAY & NIGHT | HRCU-A-CB (Split System: Heat Pump with Remote Outdoor Unit-Air-Source) | CVH825GKA2* |  |  | EN(A,D)4X48L24**+WALLCON | *96CTN1002122A* | 24200 | 17 | 8.1 | 21400 | 16600 | 77.57% | 2.02 | 0 | 11.5 |  |  |  | No | R-410A | 2.0167 | Residential & Commercial | Ducted CEE Tier 1
214395717 | Central HP <5.4 tons | YORK | HRCU-A-CB (Split System: Heat Pump with Remote Outdoor Unit-Air-Source) | HH836E2S11 |  |  | CTF36C5CDS1 | TMLV100C16MP12 | 34000 | 18 | 8.5 | 31600 | 26000 | 82.28% | 2 | 0 | 11 |  |  |  | No | R-454B | 2.8333 | Residential & Commercial | Ducted CEE Tier 1
214395726 | Central HP <5.4 tons | YORK | HRCU-A-CB (Split System: Heat Pump with Remote Outdoor Unit-Air-Source) | HH836E2S11 |  |  | CTF48C5CFS1 | YP9C080C16MP13 | 33200 | 18 | 9 | 31600 | 25400 | 80.38% | 2 | 0 | 11 |  |  |  | No | R-454B | 2.7667 | Residential & Commercial | Ducted CEE Tier 1
214395801 | Central HP <5.4 tons | YORK | HRCU-A-CB (Split System: Heat Pump with Remote Outdoor Unit-Air-Source) | HH836E2S11 |  |  | CTM48C5CFS1 | YP9C100C16MP13 | 33200 | 19 | 9 | 31200 | 25200 | 80.77% | 2 | 0 | 11 |  |  |  | No | R-454B | 2.7667 | Residential & Commercial | Ducted CEE Tier 1
214395833 | Central HP <5.4 tons | YORK | HRCU-A-CB (Split System: Heat Pump with Remote Outdoor Unit-Air-Source) | HH836E2S11 |  |  | CTM48C5CFS1 | Y81E120C20SMPS1 | 34200 | 19 | 9 | 32000 | 25400 | 79.38% | 2 | 0 | 11 |  |  |  | No | R-454B | 2.85 | Residential & Commercial | Ducted CEE Tier 1
210598519 | Central HP <5.4 tons | HEIL | HRCU-A-CB (Split System: Heat Pump with Remote Outdoor Unit-Air-Source) | HVH825GKA2* |  |  | EN(A,D,W)4X48L21**+WALLCON | *97CMN0602120A* | 24000 | 16.5 | 8.1 | 21400 | 16700 | 78.04% | 2 | 0 | 11 |  |  |  | No | R-410A | 2 | Residential & Commercial | Ducted CEE Tier 1
214609125 | Central HP <5.4 tons | JOHNSON CONTROLS | HRCU-A-CB (Split System: Heat Pump with Remote Outdoor Unit-Air-Source) | HH824E2S11 |  |  | CTF30B5ACS1 | Z9ES080B12SMPS1 | 23000 | 17 | 9.5 | 23000 | 18400 | 80% | 2 | 0 | 12 |  |  |  | No | R-454B | 1.9167 | Residential & Commercial | Ducted CEE Tier 1
214397104 | Central HP <5.4 tons | JOHNSON CONTROLS | HRCU-A-CB (Split System: Heat Pump with Remote Outdoor Unit-Air-Source) | HH824E2S11 |  |  | CTF36B5ADS1+JME08B2SN1 |  | 23000 | 19 | 9.5 | 23000 | 18000 | 78.26% | 2 | 0 | 12 |  |  |  | No | R-454B | 1.9167 | Residential & Commercial | Ducted CEE Tier 1
214397129 | Central HP <5.4 tons | JOHNSON CONTROLS | HRCU-A-CB (Split System: Heat Pump with Remote Outdoor Unit-Air-Source) | HH824E2S11 |  |  | CTF30B5ACS1 | TM9E060B12MP12 | 23000 | 17 | 9.5 | 23000 | 18900 | 82.17% | 2 | 0 | 11.7 |  |  |  | No | R-454B | 1.9167 | Residential & Commercial | Ducted CEE Tier 1
214395658 | Central HP <5.4 tons | YORK | HRCU-A-CB (Split System: Heat Pump with Remote Outdoor Unit-Air-Source) | HH824E2S11 |  |  | CTF30A5ADS1 | TM9E040A10MP12 | 23000 | 17 | 9 | 23000 | 18000 | 78.26% | 2 | 0 | 12 |  |  |  | No | R-454B | 1.9167 | Residential & Commercial | Ducted CEE Tier 1
214395969 | Central HP <5.4 tons | YORK | HRCU-A-CB (Split System: Heat Pump with Remote Outdoor Unit-Air-Source) | HH824E2S11 |  |  | CTM30B5ACS1 | TM9Y080B12MP11 | 23000 | 17 | 9.5 | 23000 | 18500 | 80.43% | 2 | 0 | 11.7 |  |  |  | No | R-454B | 1.9167 | Residential & Commercial | Ducted CEE Tier 1
214395974 | Central HP <5.4 tons | YORK | HRCU-A-CB (Split System: Heat Pump with Remote Outdoor Unit-Air-Source) | HH824E2S11 |  |  | CTM30B5ACS1 | YP9C080B12MP13 | 23000 | 17 | 9.5 | 23000 | 17800 | 77.39% | 2 | 0 | 12 |  |  |  | No | R-454B | 1.9167 | Residential & Commercial | Ducted CEE Tier 1
214396176 | Central HP <5.4 tons | YORK | HRCU-A-CB (Split System: Heat Pump with Remote Outdoor Unit-Air-Source) | HH824E2S11 |  |  | CTF30B5ACS1 | TMLE080B12MP11 | 23000 | 17 | 9.5 | 23000 | 18400 | 80% | 2 | 0 | 12 |  |  |  | No | R-454B | 1.9167 | Residential & Commercial | Ducted CEE Tier 1
204299291 | Central HP <5.4 tons | DAY & NIGHT | HRCU-A-CB (Split System: Heat Pump with Remote Outdoor Unit-Air-Source) | CVH837GKA** |  |  | EA*4X48L21A*+WALLCON | *97CMN1002122A* | 32400 | 17.5 | 8.5 | 32600 | 25000 | 76.69% | 1.98 | 12 | 11.7 |  |  |  | No | R-410A | 2.7 | Residential & Commercial | Ducted CEE Tier 1
204300605 | Central HP <5.4 tons | DAY & NIGHT | HRCU-A-CB (Split System: Heat Pump with Remote Outdoor Unit-Air-Source) | CVH837GKA** |  |  | EHD4X48AAL+WALLCON | *97CMN0602120A* | 32400 | 16.5 | 8.1 | 33200 | 25200 | 75.9% | 1.94 | 11.5 | 11 |  |  |  | No | R-410A | 2.7 | Residential & Commercial | Ducted CEE Tier 1
204299001 | Central HP <5.4 tons | DAY & NIGHT | HRCU-A-CB (Split System: Heat Pump with Remote Outdoor Unit-Air-Source) | CVH837GKA** |  |  | EA*4X42L21A*+WALLCON | *97CMN1002122A* | 31800 | 17 | 8.1 | 33000 | 24400 | 73.94% | 1.9 | 11.5 | 11.5 |  |  |  | No | R-410A | 2.65 | Residential & Commercial | Ducted CEE Tier 1
206136000 | Central HP <5.4 tons | DAY & NIGHT | HRCU-A-CB (Split System: Heat Pump with Remote Outdoor Unit-Air-Source) | CVH837GKA** |  |  | EHD4X42AAL+WALLCON | *80CSU1002120A* | 32400 | 16 | 8.1 | 33200 | 24800 | 74.7% | 1.94 | 11.5 | 11 |  |  |  | No | R-410A | 2.7 | Residential & Commercial | Ducted CEE Tier 1
206136020 | Central HP <5.4 tons | DAY & NIGHT | HRCU-A-CB (Split System: Heat Pump with Remote Outdoor Unit-Air-Source) | CVH837GKA** |  |  | EHD4X48AAL+WALLCON | *80CSU0601716A* | 32600 | 16.5 | 8.1 | 33200 | 25000 | 75.3% | 1.96 | 11.5 | 11 |  |  |  | No | R-410A | 2.7167 | Residential & Commercial | Ducted CEE Tier 1
214395908 | Central HP <5.4 tons | YORK | HRCU-A-CB (Split System: Heat Pump with Remote Outdoor Unit-Air-Source) | HH836E2S11 |  |  | CTF36C5CDS1 | TL9E100C20UH11 | 34200 | 17 | 8.5 | 32000 | 26200 | 81.88% | 2 | 0 | 11 |  |  |  | No | R-454B | 2.85 | Residential & Commercial | Ducted CEE Tier 1
214395919 | Central HP <5.4 tons | YORK | HRCU-A-CB (Split System: Heat Pump with Remote Outdoor Unit-Air-Source) | HH836E2S11 |  |  | CTM36C5CDS1 | TL9E100C20UH11 | 34200 | 17 | 8.5 | 32000 | 26200 | 81.88% | 2 | 0 | 11 |  |  |  | No | R-454B | 2.85 | Residential & Commercial | Ducted CEE Tier 1
214396900 | Central HP <5.4 tons | JOHNSON CONTROLS | HRCU-A-CB (Split System: Heat Pump with Remote Outdoor Unit-Air-Source) | HH836E2S11 |  |  | CTM36C5CDS1 | TMLE100C20MP11 | 34600 | 17 | 8.5 | 32600 | 26800 | 82.21% | 2 | 0 | 11 |  |  |  | No | R-454B | 2.8833 | Residential & Commercial | Ducted CEE Tier 1
214396965 | Central HP <5.4 tons | JOHNSON CONTROLS | HRCU-A-CB (Split System: Heat Pump with Remote Outdoor Unit-Air-Source) | HH836E2S11 |  |  | CTM48C5CFS1 | TMLE120C16MP11 | 33600 | 19 | 9 | 31400 | 25400 | 80.89% | 2 | 0 | 11 |  |  |  | No | R-454B | 2.8 | Residential & Commercial | Ducted CEE Tier 1
214395629 | Central HP <5.4 tons | YORK | HRCU-A-CB (Split System: Heat Pump with Remote Outdoor Unit-Air-Source) | HH836E2S11 |  |  | CTF48C5CFS1 | TM9E080C16MP12 | 33400 | 19 | 9 | 31400 | 25400 | 80.89% | 2 | 0 | 11 |  |  |  | No | R-454B | 2.7833 | Residential & Commercial | Ducted CEE Tier 1
214395399 | Central HP <5.4 tons | JOHNSON CONTROLS | HRCU-A-CB (Split System: Heat Pump with Remote Outdoor Unit-Air-Source) | HH836E2S11 |  |  | JHC36C5CD2SS1 |  | 34000 | 19 | 9 | 32400 | 25200 | 77.78% | 2.1 | 0 | 11.7 |  |  |  | No | R-454B | 2.8333 | Residential & Commercial | Ducted CEE Tier 1
215941129 | Central HP <5.4 tons | COMFORTMAKER | HRCU-A-CB (Split System: Heat Pump with Remote Outdoor Unit-Air-Source) | C5H3V48*K*AAA* |  |  | EA*5X61M24A*+WALLCON | *97CTN1202422A* | 45500 | 21.5 | 9.5 | 48500 | 36600 | 75.46% | 2 | 0 | 11.5 |  |  |  | No | R-454B | 3.7917 | Residential & Commercial | Ducted CEE Tier 1
215869482 | Central HP <5.4 tons | GE Appliances | HRCU-A-CB (Split System: Heat Pump with Remote Outdoor Unit-Air-Source) | NS18H60HA5*** |  |  | NAM60V1TA5**** |  | 55000 | 16 | 9.4 | 55000 | 43000 | 78.18% | 1.75 | 0 | 10 |  |  |  | No | R-454B | 4.5833 | Residential & Commercial | Ducted CEE Tier 1
214396410 | Central HP <5.4 tons | JOHNSON CONTROLS | HRCU-A-CB (Split System: Heat Pump with Remote Outdoor Unit-Air-Source) | HH836E2S11 |  |  | CTF36C5CDS1 | TP9C100C20MP13 | 34600 | 18 | 8.5 | 33000 | 27200 | 82.42% | 2 | 0 | 10 |  |  |  | No | R-454B | 2.8833 | Residential & Commercial | Ducted CEE Tier 1
214396437 | Central HP <5.4 tons | JOHNSON CONTROLS | HRCU-A-CB (Split System: Heat Pump with Remote Outdoor Unit-Air-Source) | HH836E2S11 |  |  | CTM36C5CDS1 | TM9E080C16MP12 | 34200 | 18 | 8.5 | 32600 | 27000 | 82.82% | 2 | 0 | 11 |  |  |  | No | R-454B | 2.85 | Residential & Commercial | Ducted CEE Tier 1
216374514 | Central HP <5.4 tons | YORK | HRCU-A-CB (Split System: Heat Pump with Remote Outdoor Unit-Air-Source) | HH836E2S11 |  |  | CTM48C5CFS1 | Y92E080C16SMPS1 | 33800 | 19 | 9.5 | 32400 | 24200 | 74.69% | 2 | 0 | 11 |  |  |  | No | R-454B | 2.8167 | Residential & Commercial | Ducted CEE Tier 1
215676626 | Central HP <5.4 tons | AIRQUEST | HRCU-A-CB (Split System: Heat Pump with Remote Outdoor Unit-Air-Source) | H5H0V48*K*AAA* |  |  | EVD5X60M24A*+WALLCON | *80CTL1102120B* | 48000 | 19 | 9 | 50000 | 36400 | 72.8% | 2 | 0 | 10.5 |  |  |  | No | R-454B | 4 | Residential & Commercial | Ducted CEE Tier 1
216021001 | Central HP <5.4 tons | GE Appliances | HRCU-A-C (Split System: Heat Pump with Remote Outdoor Unit with No Indoor Fan --Air Source) | NS18H60HA5*** |  |  | NCUC60CT5****+TDR |  | 51000 | 15.2 | 8.5 | 54000 | 40000 | 74.07% | 1.75 | 0 | 10 |  |  |  | No | R-454B | 4.25 | Residential & Commercial | Ducted CEE Tier 1
214396551 | Central HP <5.4 tons | JOHNSON CONTROLS | HRCU-A-CB (Split System: Heat Pump with Remote Outdoor Unit-Air-Source) | HH836E2S11 |  |  | CTM48C5CFS1 | TM9E100C20MP12 | 34400 | 18 | 9 | 32400 | 25600 | 79.01% | 2 | 0 | 11 |  |  |  | No | R-454B | 2.8667 | Residential & Commercial | Ducted CEE Tier 1
214396844 | Central HP <5.4 tons | JOHNSON CONTROLS | HRCU-A-CB (Split System: Heat Pump with Remote Outdoor Unit-Air-Source) | HH836E2S11 |  |  | CTF36B5CDS1 | TM9V060B12MP12 | 33000 | 17 | 8.5 | 31000 | 25200 | 81.29% | 2 | 0 | 11 |  |  |  | No | R-454B | 2.75 | Residential & Commercial | Ducted CEE Tier 1
214397396 | Central HP <5.4 tons | JOHNSON CONTROLS | HRCU-A-CB (Split System: Heat Pump with Remote Outdoor Unit-Air-Source) | HH836E2S11 |  |  | CTF48C5CFS1 | TL8E100C20UH11 | 33400 | 18 | 9 | 31400 | 25200 | 80.25% | 2 | 0 | 11 |  |  |  | No | R-454B | 2.7833 | Residential & Commercial | Ducted CEE Tier 1
214396537 | Central HP <5.4 tons | JOHNSON CONTROLS | HRCU-A-CB (Split System: Heat Pump with Remote Outdoor Unit-Air-Source) | HH836E2S11 |  |  | CTM48C5CFS1 | TPLC080C16MP13 | 33000 | 19 | 9 | 31200 | 25200 | 80.77% | 2 | 0 | 11 |  |  |  | No | R-454B | 2.75 | Residential & Commercial | Ducted CEE Tier 1
214396417 | Central HP <5.4 tons | JOHNSON CONTROLS | HRCU-A-CB (Split System: Heat Pump with Remote Outdoor Unit-Air-Source) | HH836E2S11 |  |  | CTM36C5CDS1 | TM8E080C16MP11 | 33800 | 18 | 8.5 | 31400 | 25600 | 81.53% | 2 | 0 | 11 |  |  |  | No | R-454B | 2.8167 | Residential & Commercial | Ducted CEE Tier 1
214396442 | Central HP <5.4 tons | JOHNSON CONTROLS | HRCU-A-CB (Split System: Heat Pump with Remote Outdoor Unit-Air-Source) | HH836E2S11 |  |  | CTM36B5CDS1 | TM9E080B12MP12 | 33400 | 17 | 8.5 | 31800 | 26000 | 81.76% | 2 | 0 | 11 |  |  |  | No | R-454B | 2.7833 | Residential & Commercial | Ducted CEE Tier 1
214396390 | Central HP <5.4 tons | JOHNSON CONTROLS | HRCU-A-CB (Split System: Heat Pump with Remote Outdoor Unit-Air-Source) | HH836E2S11 |  |  | CTM36C5CDS1 | TM9Y100C16MP11 | 33200 | 18 | 9 | 31000 | 25200 | 81.29% | 2 | 0 | 11 |  |  |  | No | R-454B | 2.7667 | Residential & Commercial | Ducted CEE Tier 1
214396422 | Central HP <5.4 tons | JOHNSON CONTROLS | HRCU-A-CB (Split System: Heat Pump with Remote Outdoor Unit-Air-Source) | HH836E2S11 |  |  | CTM36C5CDS1 | TMLE080C16MP11 | 33800 | 18 | 8.5 | 31400 | 25600 | 81.53% | 2 | 0 | 11 |  |  |  | No | R-454B | 2.8167 | Residential & Commercial | Ducted CEE Tier 1
214595003 | Central HP <5.4 tons | JOHNSON CONTROLS | HRCU-A-CB (Split System: Heat Pump with Remote Outdoor Unit-Air-Source) | HH836E2S11 |  |  | CTM36B5CDS1 | Z8ES100B12SMPS1 | 33200 | 18 | 8.5 | 30600 | 25000 | 81.7% | 2 | 0 | 11 |  |  |  | No | R-454B | 2.7667 | Residential & Commercial | Ducted CEE Tier 1
214595023 | Central HP <5.4 tons | JOHNSON CONTROLS | HRCU-A-CB (Split System: Heat Pump with Remote Outdoor Unit-Air-Source) | HH836E2S11 |  |  | CTM36B5CDS1 | Z8ES080B12SMPS1 | 33600 | 18 | 8.5 | 31200 | 25600 | 82.05% | 2 | 0 | 11 |  |  |  | No | R-454B | 2.8 | Residential & Commercial | Ducted CEE Tier 1
214396955 | Central HP <5.4 tons | JOHNSON CONTROLS | HRCU-A-CB (Split System: Heat Pump with Remote Outdoor Unit-Air-Source) | HH836E2S11 |  |  | CTF48C5CFS1 | TMLE120C20MP11 | 34400 | 17 | 8.5 | 32400 | 25600 | 79.01% | 2 | 0 | 11 |  |  |  | No | R-454B | 2.8667 | Residential & Commercial | Ducted CEE Tier 1
214397228 | Central HP <5.4 tons | JOHNSON CONTROLS | HRCU-A-CB (Split System: Heat Pump with Remote Outdoor Unit-Air-Source) | HH836E2S11 |  |  | CTM36C5CDS1 | TM8Y120C20MP11 | 33400 | 17 | 8.5 | 30800 | 25200 | 81.82% | 2 | 0 | 11.7 |  |  |  | No | R-454B | 2.7833 | Residential & Commercial | Ducted CEE Tier 1
214398175 | Central HP <5.4 tons | JOHNSON CONTROLS | HRCU-A-CB (Split System: Heat Pump with Remote Outdoor Unit-Air-Source) | HH836E2S11 |  |  | CTM36C5CDS1 | TM8E100C16MP11 | 33800 | 18 | 8.5 | 31600 | 25800 | 81.65% | 2 | 0 | 11 |  |  |  | No | R-454B | 2.8167 | Residential & Commercial | Ducted CEE Tier 1
214398200 | Central HP <5.4 tons | JOHNSON CONTROLS | HRCU-A-CB (Split System: Heat Pump with Remote Outdoor Unit-Air-Source) | HH836E2S11 |  |  | CTF48C5CFS1 | TM8E100C16MP11 | 33400 | 19 | 9 | 31400 | 25400 | 80.89% | 2 | 0 | 11 |  |  |  | No | R-454B | 2.7833 | Residential & Commercial | Ducted CEE Tier 1
214396108 | Central HP <5.4 tons | YORK | HRCU-A-CB (Split System: Heat Pump with Remote Outdoor Unit-Air-Source) | HH836E2S11 |  |  | CTF36B5CDS1 | YP9C060B12MP13 | 33000 | 17 | 8.5 | 31000 | 25200 | 81.29% | 2 | 0 | 11 |  |  |  | No | R-454B | 2.75 | Residential & Commercial | Ducted CEE Tier 1
214396119 | Central HP <5.4 tons | YORK | HRCU-A-CB (Split System: Heat Pump with Remote Outdoor Unit-Air-Source) | HH836E2S11 |  |  | CTF36C5CDS1 | TL9E080C16UH11 | 33800 | 18 | 8.5 | 32000 | 26000 | 81.25% | 2 | 0 | 11 |  |  |  | No | R-454B | 2.8167 | Residential & Commercial | Ducted CEE Tier 1
214398532 | Central HP <5.4 tons | JOHNSON CONTROLS | HRCU-A-CB (Split System: Heat Pump with Remote Outdoor Unit-Air-Source) | HH836E2S11 |  |  | CTF36C5CDS1 | TM9E080C16MP12 | 34200 | 18 | 8.5 | 32200 | 25800 | 80.12% | 2 | 0 | 11 |  |  |  | No | R-454B | 2.85 | Residential & Commercial | Ducted CEE Tier 1
214398584 | Central HP <5.4 tons | JOHNSON CONTROLS | HRCU-A-CB (Split System: Heat Pump with Remote Outdoor Unit-Air-Source) | HH836E2S11 |  |  | CTM48C5CFS1 | TP9C100C20MP13 | 34200 | 19 | 9 | 32600 | 25800 | 79.14% | 2 | 0 | 11 |  |  |  | No | R-454B | 2.85 | Residential & Commercial | Ducted CEE Tier 1
214397703 | Central HP <5.4 tons | JOHNSON CONTROLS | HRCU-A-CB (Split System: Heat Pump with Remote Outdoor Unit-Air-Source) | HH836E2S11 |  |  | CTF36C5CDS1 | TMLE100C16MP11 | 34000 | 18 | 8.5 | 31600 | 25800 | 81.65% | 2 | 0 | 11 |  |  |  | No | R-454B | 2.8333 | Residential & Commercial | Ducted CEE Tier 1
214397735 | Central HP <5.4 tons | JOHNSON CONTROLS | HRCU-A-CB (Split System: Heat Pump with Remote Outdoor Unit-Air-Source) | HH836E2S11 |  |  | CTM36C5CDS1 | TM8E120C20MP11 | 34600 | 16 | 8.5 | 32600 | 26800 | 82.21% | 2 | 0 | 11 |  |  |  | No | R-454B | 2.8833 | Residential & Commercial | Ducted CEE Tier 1
214398505 | Central HP <5.4 tons | JOHNSON CONTROLS | HRCU-A-CB (Split System: Heat Pump with Remote Outdoor Unit-Air-Source) | HH836E2S11 |  |  | CTF36C5CDS1 | TL8E100C20UH11 | 33800 | 17 | 8.5 | 31200 | 25400 | 81.41% | 2 | 0 | 11.7 |  |  |  | No | R-454B | 2.8167 | Residential & Commercial | Ducted CEE Tier 1
214595058 | Central HP <5.4 tons | JOHNSON CONTROLS | HRCU-A-CB (Split System: Heat Pump with Remote Outdoor Unit-Air-Source) | HH836E2S11 |  |  | CTM48C5CFS1 | Z8ES100C16SMPS1 | 34000 | 19 | 9 | 31600 | 25200 | 79.75% | 2 | 0 | 11 |  |  |  | No | R-454B | 2.8333 | Residential & Commercial | Ducted CEE Tier 1
214396123 | Central HP <5.4 tons | YORK | HRCU-A-CB (Split System: Heat Pump with Remote Outdoor Unit-Air-Source) | HH836E2S11 |  |  | CTF36B5CDS1 | TM9Y060B12MP11 | 33200 | 18 | 8.5 | 31200 | 25600 | 82.05% | 2 | 0 | 11 |  |  |  | No | R-454B | 2.7667 | Residential & Commercial | Ducted CEE Tier 1
214396789 | Central HP <5.4 tons | JOHNSON CONTROLS | HRCU-A-CB (Split System: Heat Pump with Remote Outdoor Unit-Air-Source) | HH836E2S11 |  |  | CTM36C5CDS1 | TM8Y100C16MP11 | 33600 | 18 | 8.5 | 31400 | 25200 | 80.25% | 2 | 0 | 11 |  |  |  | No | R-454B | 2.8 | Residential & Commercial | Ducted CEE Tier 1
214396120 | Central HP <5.4 tons | YORK | HRCU-A-CB (Split System: Heat Pump with Remote Outdoor Unit-Air-Source) | HH836E2S11 |  |  | CTM36C5CDS1 | TM8E100C20MP11 | 34600 | 17 | 8.5 | 32600 | 26800 | 82.21% | 2 | 0 | 11 |  |  |  | No | R-454B | 2.8833 | Residential & Commercial | Ducted CEE Tier 1
214395876 | Central HP <5.4 tons | YORK | HRCU-A-CB (Split System: Heat Pump with Remote Outdoor Unit-Air-Source) | HH824E2S11 |  |  | CTF30B5ACS1+JMET12BS2N1 |  | 23000 | 18 | 9.5 | 23000 | 18500 | 80.43% | 2 | 0 | 12 |  |  |  | No | R-454B | 1.9167 | Residential & Commercial | Ducted CEE Tier 1
214396169 | Central HP <5.4 tons | YORK | HRCU-A-CB (Split System: Heat Pump with Remote Outdoor Unit-Air-Source) | HH824E2S11 |  |  | CTF30A5ADS1 | Y81E040A12SMPS1 | 23000 | 18 | 9.5 | 23000 | 18900 | 82.17% | 2 | 0 | 12 |  |  |  | No | R-454B | 1.9167 | Residential & Commercial | Ducted CEE Tier 1
214396251 | Central HP <5.4 tons | JOHNSON CONTROLS | HRCU-A-CB (Split System: Heat Pump with Remote Outdoor Unit-Air-Source) | HH824E2S11 |  |  | CTF36B5ADS1 | TM9Y080B12MP11 | 23000 | 18 | 9.5 | 23000 | 18600 | 80.87% | 2 | 0 | 12 |  |  |  | No | R-454B | 1.9167 | Residential & Commercial | Ducted CEE Tier 1
214396687 | Central HP <5.4 tons | JOHNSON CONTROLS | HRCU-A-CB (Split System: Heat Pump with Remote Outdoor Unit-Air-Source) | HH824E2S11 |  |  | CTF36B5ADS1 | TM9E060B12MP12 | 23000 | 18 | 9.5 | 23000 | 19200 | 83.48% | 2 | 0 | 12 |  |  |  | No | R-454B | 1.9167 | Residential & Commercial | Ducted CEE Tier 1
210598240 | Central HP <5.4 tons | HEIL | HRCU-A-CB (Split System: Heat Pump with Remote Outdoor Unit-Air-Source) | HVH825GKA2* |  |  | EHD4X48AAL+WALLCON | *80CSU0601716A* | 24200 | 16.5 | 8.1 | 21200 | 16600 | 78.3% | 2.02 | 0 | 11 |  |  |  | No | R-410A | 2.0167 | Residential & Commercial | Ducted CEE Tier 1
210598523 | Central HP <5.4 tons | HEIL | HRCU-A-CB (Split System: Heat Pump with Remote Outdoor Unit-Air-Source) | HVH825GKA2* |  |  | EN(A,D,W)4X48L21**+WALLCON | *97CMN0801714A* | 24000 | 16.5 | 8.1 | 21400 | 16700 | 78.04% | 2 | 0 | 11 |  |  |  | No | R-410A | 2 | Residential & Commercial | Ducted CEE Tier 1
214395779 | Central HP <5.4 tons | YORK | HRCU-A-CB (Split System: Heat Pump with Remote Outdoor Unit-Air-Source) | HH824E2S11 |  |  | CTF30B5ACS1 | TL9E060B12UH11 | 23000 | 17 | 9.5 | 23000 | 18400 | 80% | 2 | 0 | 12 |  |  |  | No | R-454B | 1.9167 | Residential & Commercial | Ducted CEE Tier 1
214396288 | Central HP <5.4 tons | JOHNSON CONTROLS | HRCU-A-CB (Split System: Heat Pump with Remote Outdoor Unit-Air-Source) | HH824E2S11 |  |  | CTM30B5ACS1 | TMLE100B12MP11 | 23000 | 17 | 9.5 | 23000 | 18300 | 79.57% | 2 | 0 | 12 |  |  |  | No | R-454B | 1.9167 | Residential & Commercial | Ducted CEE Tier 1
210597844 | Central HP <5.4 tons | HEIL | HRCU-A-CB (Split System: Heat Pump with Remote Outdoor Unit-Air-Source) | HVH825GKA2* |  |  | EA*4X42L21A*+WALLCON | *80CTL0451712A* | 23600 | 16.5 | 8.1 | 21600 | 16800 | 77.78% | 1.94 | 0 | 10.5 |  |  |  | No | R-410A | 1.9667 | Residential & Commercial | Ducted CEE Tier 1
210597864 | Central HP <5.4 tons | HEIL | HRCU-A-CB (Split System: Heat Pump with Remote Outdoor Unit-Air-Source) | HVH825GKA2* |  |  | EA*4X42L21A*+WALLCON | *95CSU1002122A* | 23800 | 16.5 | 8.1 | 21400 | 16600 | 77.57% | 1.96 | 0 | 11 |  |  |  | No | R-410A | 1.9833 | Residential & Commercial | Ducted CEE Tier 1
210597928 | Central HP <5.4 tons | HEIL | HRCU-A-CB (Split System: Heat Pump with Remote Outdoor Unit-Air-Source) | HVH825GKA2* |  |  | EA*4X42L24A*+WALLCON | *97CMN1202422A* | 23800 | 16.5 | 8.1 | 21400 | 16700 | 78.04% | 1.96 | 0 | 11 |  |  |  | No | R-410A | 1.9833 | Residential & Commercial | Ducted CEE Tier 1
210598080 | Central HP <5.4 tons | HEIL | HRCU-A-CB (Split System: Heat Pump with Remote Outdoor Unit-Air-Source) | HVH825GKA2* |  |  | EA*4X48L24A*+WALLCON | *96CTN1202422A* | 24200 | 17 | 8.1 | 21000 | 16500 | 78.57% | 2.02 | 0 | 11 |  |  |  | No | R-410A | 2.0167 | Residential & Commercial | Ducted CEE Tier 1
210598479 | Central HP <5.4 tons | HEIL | HRCU-A-CB (Split System: Heat Pump with Remote Outdoor Unit-Air-Source) | HVH825GKA2* |  |  | EN(A,D,W)4X48L21**+WALLCON | *80CTL0451712A* | 24000 | 16.5 | 8.1 | 21400 | 16700 | 78.04% | 2 | 0 | 11 |  |  |  | No | R-410A | 2 | Residential & Commercial | Ducted CEE Tier 1
214609096 | Central HP <5.4 tons | JOHNSON CONTROLS | HRCU-A-CB (Split System: Heat Pump with Remote Outdoor Unit-Air-Source) | HH824E2S11 |  |  | CTM30B5ACS1 | Z9ES080B12SMPS1 | 23000 | 18 | 9.5 | 23000 | 19100 | 83.04% | 2 | 0 | 12 |  |  |  | No | R-454B | 1.9167 | Residential & Commercial | Ducted CEE Tier 1
214396241 | Central HP <5.4 tons | JOHNSON CONTROLS | HRCU-A-CB (Split System: Heat Pump with Remote Outdoor Unit-Air-Source) | HH824E2S11 |  |  | CTF36B5ADS1 | TM8E100B12MP11 | 23000 | 18 | 9.5 | 23000 | 18900 | 82.17% | 2 | 0 | 12 |  |  |  | No | R-454B | 1.9167 | Residential & Commercial | Ducted CEE Tier 1
214606478 | Central HP <5.4 tons | JOHNSON CONTROLS | HRCU-A-C (Split System: Heat Pump with Remote Outdoor Unit with No Indoor Fan --Air Source) | HH824E2S11 |  |  | CTM30B5ACS1 |  | 23000 | 15.2 | 8.5 | 23000 | 17400 | 75.65% | 2 | 0 | 11 |  |  |  | No | R-454B | 1.9167 | Residential & Commercial | Ducted CEE Tier 1
214396692 | Central HP <5.4 tons | JOHNSON CONTROLS | HRCU-A-CB (Split System: Heat Pump with Remote Outdoor Unit-Air-Source) | HH824E2S11 |  |  | CTF30A5ADS1 | TM8Y060A12MP11 | 23000 | 18 | 9 | 23000 | 18200 | 79.13% | 2 | 0 | 12 |  |  |  | No | R-454B | 1.9167 | Residential & Commercial | Ducted CEE Tier 1
214396072 | Central HP <5.4 tons | YORK | HRCU-A-CB (Split System: Heat Pump with Remote Outdoor Unit-Air-Source) | HH824E2S11 |  |  | CTF30A5ADS1 | TM8Y060A12MP11 | 23000 | 18 | 9 | 23000 | 18200 | 79.13% | 2 | 0 | 12 |  |  |  | No | R-454B | 1.9167 | Residential & Commercial | Ducted CEE Tier 1
204456378 | Central HP <5.4 tons | DAY & NIGHT | HRCU-A-CB (Split System: Heat Pump with Remote Outdoor Unit-Air-Source) | CVH825GKA2* |  |  | EA*4X24L17A*+WALLCON | *80CTL0701716A* | 23200 | 16.5 | 8.1 | 22000 | 16800 | 76.36% | 1.9 | 11 | 10.5 |  |  |  | No | R-410A | 1.9333 | Residential & Commercial | Ducted CEE Tier 1
205750643 | Central HP <5.4 tons | DAY & NIGHT | HRCU-A-CB (Split System: Heat Pump with Remote Outdoor Unit-Air-Source) | CVH825GKA2* |  |  | EA*4X37L21A*+WALLCON | *80CTL0701716A* | 24400 | 17 | 8.5 | 21200 | 16600 | 78.3% | 2.02 | 11 | 11 |  |  |  | No | R-410A | 2.0333 | Residential & Commercial | Ducted CEE Tier 1
205750723 | Central HP <5.4 tons | DAY & NIGHT | HRCU-A-CB (Split System: Heat Pump with Remote Outdoor Unit-Air-Source) | CVH825GKA2* |  |  | EA*4X37L21A*+WALLCON | *96CTN1002122A* | 24400 | 16.5 | 8.5 | 21200 | 16600 | 78.3% | 2.04 | 11 | 11 |  |  |  | No | R-410A | 2.0333 | Residential & Commercial | Ducted CEE Tier 1
206133370 | Central HP <5.4 tons | DAY & NIGHT | HRCU-A-CB (Split System: Heat Pump with Remote Outdoor Unit-Air-Source) | CVH825GKA2* |  |  | EA*4X36L17A*+WALLCON | *80CSU0601716A* | 23600 | 16.5 | 8.1 | 21400 | 16700 | 78.04% | 1.94 | 11 | 10.5 |  |  |  | No | R-410A | 1.9667 | Residential & Commercial | Ducted CEE Tier 1
206133420 | Central HP <5.4 tons | DAY & NIGHT | HRCU-A-CB (Split System: Heat Pump with Remote Outdoor Unit-Air-Source) | CVH825GKA2* |  |  | EA*4X37L17A*+WALLCON | *80CSU0401712A* | 24200 | 17 | 8.1 | 21400 | 16700 | 78.04% | 2 | 11.5 | 11 |  |  |  | No | R-410A | 2.0167 | Residential & Commercial | Ducted CEE Tier 1
206133822 | Central HP <5.4 tons | DAY & NIGHT | HRCU-A-CB (Split System: Heat Pump with Remote Outdoor Unit-Air-Source) | CVH825GKA2* |  |  | EA*4X37L21A*+WALLCON | *95CSU0802120A* | 24400 | 17 | 8.5 | 21200 | 16600 | 78.3% | 2.04 | 11.5 | 11 |  |  |  | No | R-410A | 2.0333 | Residential & Commercial | Ducted CEE Tier 1
204456585 | Central HP <5.4 tons | DAY & NIGHT | HRCU-A-CB (Split System: Heat Pump with Remote Outdoor Unit-Air-Source) | CVH825GKA2* |  |  | EA*4X30L17A*+WALLCON | *80CTL0901716A* | 23600 | 17 | 8.1 | 21400 | 16600 | 77.57% | 1.92 | 11 | 11 |  |  |  | No | R-410A | 1.9667 | Residential & Commercial | Ducted CEE Tier 1
206788910 | Central HP <5.4 tons | CARRIER | HRCU-A-CB (Split System: Heat Pump with Remote Outdoor Unit-Air-Source) | 25VNA448A*031* |  |  | CSPH*6012AL*+UI | 58TN*A090C21**20 | 45000 | 20.5 | 9 | 46000 | 36200 | 78.7% | 2.36 | 12.5 | 11.7 |  |  |  | No | R-410A | 3.75 | Residential & Commercial | Ducted CEE Tier 1
206788960 | Central HP <5.4 tons | CARRIER | HRCU-A-CB (Split System: Heat Pump with Remote Outdoor Unit-Air-Source) | 25VNA448A*031* |  |  | CAP**6024AL*+UI | 59CU5A080C21**20 | 44500 | 21 | 9.5 | 46000 | 36200 | 78.7% | 2.34 | 12 | 11.7 |  |  |  | No | R-410A | 3.7083 | Residential & Commercial | Ducted CEE Tier 1
206788962 | Central HP <5.4 tons | CARRIER | HRCU-A-CB (Split System: Heat Pump with Remote Outdoor Unit-Air-Source) | 25VNA448A*031* |  |  | CAP**6121AL*+UI | 59CU5A080C21**20 | 45500 | 21 | 9.5 | 46000 | 36400 | 79.13% | 2.36 | 12.5 | 12 |  |  |  | No | R-410A | 3.7917 | Residential & Commercial | Ducted CEE Tier 1
215676636 | Central HP <5.4 tons | AIRQUEST | HRCU-A-CB (Split System: Heat Pump with Remote Outdoor Unit-Air-Source) | H5H0V48*K*AAA* |  |  | EVD5X60M24A*+WALLCON | *95CSU0802120B* | 47500 | 18.5 | 9 | 50000 | 36600 | 73.2% | 2 | 0 | 10 |  |  |  | No | R-454B | 3.9583 | Residential & Commercial | Ducted CEE Tier 1
215676686 | Central HP <5.4 tons | AIRQUEST | HRCU-A-CB (Split System: Heat Pump with Remote Outdoor Unit-Air-Source) | H5H0V48*K*AAA* |  |  | EVD5X61M21A*+WALLCON | *80CSU0601716A* | 48500 | 19 | 9 | 50000 | 36800 | 73.6% | 2 | 0 | 10 |  |  |  | No | R-454B | 4.0417 | Residential & Commercial | Ducted CEE Tier 1
215676876 | Central HP <5.4 tons | AIRQUEST | HRCU-A-CB (Split System: Heat Pump with Remote Outdoor Unit-Air-Source) | H5H0V48*K*AAA* |  |  | EVD5X61M24A*+WALLCON | *80CTL0902120B* | 48500 | 19.5 | 9.5 | 50000 | 36600 | 73.2% | 2.1 | 0 | 10.5 |  |  |  | No | R-454B | 4.0417 | Residential & Commercial | Ducted CEE Tier 1
215676896 | Central HP <5.4 tons | AIRQUEST | HRCU-A-CB (Split System: Heat Pump with Remote Outdoor Unit-Air-Source) | H5H0V48*K*AAA* |  |  | EVD5X61M24A*+WALLCON | *95CSU1002122B* | 48500 | 19 | 9 | 50000 | 36600 | 73.2% | 2.1 | 0 | 10.5 |  |  |  | No | R-454B | 4.0417 | Residential & Commercial | Ducted CEE Tier 1
215676796 | Central HP <5.4 tons | AIRQUEST | HRCU-A-CB (Split System: Heat Pump with Remote Outdoor Unit-Air-Source) | H5H0V48*K*AAA* |  |  | EVD5X61M21A*+WALLCON | *97CMN0602120B* | 48000 | 18.5 | 9 | 50000 | 37400 | 74.8% | 2 | 0 | 10 |  |  |  | No | R-454B | 4 | Residential & Commercial | Ducted CEE Tier 1
207590791 | Central HP <5.4 tons | AMERICAN STANDARD | HRCU-A-CB (Split System: Heat Pump with Remote Outdoor Unit-Air-Source) | 4A6V8X36A1 |  |  | 4TXCB004DS3 | *UHMB080ACV3 | 34000 | 18 | 8.2 | 29000 | 20400 | 70.34% | 1.81 | 12.25 | 11.7 |  |  |  | No | R-410A | 2.8333 | Residential & Commercial | Ducted CEE Tier 1
206788904 | Central HP <5.4 tons | CARRIER | HRCU-A-CB (Split System: Heat Pump with Remote Outdoor Unit-Air-Source) | 25VNA448A*031* |  |  | CAP**6024AL*+UI | 58TN*A135C24**22 | 45000 | 21.5 | 9.5 | 45500 | 36000 | 79.12% | 2.36 | 12.5 | 12.5 |  |  |  | No | R-410A | 3.75 | Residential & Commercial | Ducted CEE Tier 1
215675426 | Central HP <5.4 tons | AIRQUEST | HRCU-A-CB (Split System: Heat Pump with Remote Outdoor Unit-Air-Source) | H5H0V48*K*AAA* |  |  | EVM5X48M21A*+WALLCON | *95CSU1002122B* | 47000 | 18 | 9 | 50000 | 36400 | 72.8% | 2.02 | 0 | 10 |  |  |  | No | R-454B | 3.9167 | Residential & Commercial | Ducted CEE Tier 1
214397621 | Central HP <5.4 tons | JOHNSON CONTROLS | HRCU-A-CB (Split System: Heat Pump with Remote Outdoor Unit-Air-Source) | HH860E2S11 |  |  | CTF60C5CHS1 | TM8Y100C20MP11 | 54000 | 19 | 9 | 55000 | 39500 | 71.82% | 2 | 0 | 11 |  |  |  | No | R-454B | 4.5 | Residential & Commercial | Ducted CEE Tier 1
214397848 | Central HP <5.4 tons | JOHNSON CONTROLS | HRCU-A-CB (Split System: Heat Pump with Remote Outdoor Unit-Air-Source) | HH860E2S11 |  |  | CTF60C5CGS1 | TM8E120C16MP11 | 44500 | 18 | 9 | 45500 | 34200 | 75.16% | 2 | 0 | 11 |  |  |  | No | R-454B | 3.7083 | Residential & Commercial | Ducted CEE Tier 1
214398250 | Central HP <5.4 tons | JOHNSON CONTROLS | HRCU-A-CB (Split System: Heat Pump with Remote Outdoor Unit-Air-Source) | HH860E2S11 |  |  | CTM60C5CGS1 | TM8Y100C20MP11 | 44500 | 18 | 9 | 45000 | 33800 | 75.11% | 2 | 0 | 11.7 |  |  |  | No | R-454B | 3.7083 | Residential & Commercial | Ducted CEE Tier 1
214398041 | Central HP <5.4 tons | JOHNSON CONTROLS | HRCU-A-CB (Split System: Heat Pump with Remote Outdoor Unit-Air-Source) | HH860E2S11 |  |  | CTM60C5CHS1 | TM8V100C20MP12 | 53500 | 19 | 9 | 54000 | 39000 | 72.22% | 2 | 0 | 11 |  |  |  | No | R-454B | 4.4583 | Residential & Commercial | Ducted CEE Tier 1
216374532 | Central HP <5.4 tons | YORK | HRCU-A-CB (Split System: Heat Pump with Remote Outdoor Unit-Air-Source) | HH860E2S11 |  |  | CTM60C5CGS1 | Y92E100C16SMPS1 | 44500 | 19 | 9 | 45500 | 33200 | 72.97% | 2 | 0 | 11 |  |  |  | No | R-454B | 3.7083 | Residential & Commercial | Ducted CEE Tier 1
214396358 | Central HP <5.4 tons | JOHNSON CONTROLS | HRCU-A-CB (Split System: Heat Pump with Remote Outdoor Unit-Air-Source) | HH860E2S11 |  |  | CTM60D5CJS1+JMC20D2SN1 |  | 54000 | 19 | 9 | 55500 | 39500 | 71.17% | 2 | 0 | 11 |  |  |  | No | R-454B | 4.5 | Residential & Commercial | Ducted CEE Tier 1
214396576 | Central HP <5.4 tons | JOHNSON CONTROLS | HRCU-A-CB (Split System: Heat Pump with Remote Outdoor Unit-Air-Source) | HH860E2S11 |  |  | CTF60C5CGS1 | TP9C100C16MP13 | 43500 | 18 | 9 | 44000 | 33200 | 75.45% | 2 | 0 | 11.7 |  |  |  | No | R-454B | 3.625 | Residential & Commercial | Ducted CEE Tier 1
214606584 | Central HP <5.4 tons | YORK | HRCU-A-C (Split System: Heat Pump with Remote Outdoor Unit with No Indoor Fan --Air Source) | HH860E2S11 |  |  | CTM60C5CGS1 |  | 44500 | 15.2 | 8.5 | 46000 | 34200 | 74.35% | 2 | 0 | 11 |  |  |  | No | R-454B | 3.7083 | Residential & Commercial | Ducted CEE Tier 1
211245361 | Central HP <5.4 tons | HEIL | HRCU-A-CB (Split System: Heat Pump with Remote Outdoor Unit-Air-Source) | DLCURAH24ABK |  |  | EN(A,D)4X36L21** | *95ESU0401712A* | 23600 | 16.5 | 8.1 | 26000 | 23600 | 90.77% | 1.96 | 0 | 10.5 |  |  |  | No | R-410A | 1.9667 | Residential & Commercial | Ducted CEE Tier 1
211245445 | Central HP <5.4 tons | HEIL | HRCU-A-CB (Split System: Heat Pump with Remote Outdoor Unit-Air-Source) | DLCURAH24ABK |  |  | EN(A,D)4X36L21** | *80VSL0702120A* | 24600 | 16 | 8.1 | 26600 | 22400 | 84.21% | 1.84 | 0 | 10.5 |  |  |  | No | R-410A | 2.05 | Residential & Commercial | Ducted CEE Tier 1
211245614 | Central HP <5.4 tons | HEIL | HRCU-A-CB (Split System: Heat Pump with Remote Outdoor Unit-Air-Source) | DLCURAH24ABK |  |  | EN(A,D)4X36L21** | *80ES(N,L)0702116A* | 24200 | 17 | 8.1 | 26200 | 22800 | 87.02% | 1.9 | 0 | 10.5 |  |  |  | No | R-410A | 2.0167 | Residential & Commercial | Ducted CEE Tier 1
211245662 | Central HP <5.4 tons | HEIL | HRCU-A-CB (Split System: Heat Pump with Remote Outdoor Unit-Air-Source) | DLCURAH24ABK |  |  | EN(A,D)4X36L21** | *92ESN0601714A* | 24400 | 16.5 | 8.1 | 26400 | 22800 | 86.36% | 1.88 | 0 | 10.5 |  |  |  | No | R-410A | 2.0333 | Residential & Commercial | Ducted CEE Tier 1
206135768 | Central HP <5.4 tons | DAY & NIGHT | HRCU-A-CB (Split System: Heat Pump with Remote Outdoor Unit-Air-Source) | CVH837GKA** |  |  | EA*4X48L21A*+WALLCON | *80CSU0401712A* | 32400 | 17.5 | 8.1 | 32600 | 25000 | 76.69% | 1.96 | 12 | 11 |  |  |  | No | R-410A | 2.7 | Residential & Commercial | Ducted CEE Tier 1
206772963 | Central HP <5.4 tons | TEMPSTAR | HRCU-A-CB (Split System: Heat Pump with Remote Outdoor Unit-Air-Source) | TVH837GKA2* |  |  | EHD4X48AAL+WALLCON | *97CMN1002122A* | 32600 | 17 | 8.1 | 33000 | 24800 | 75.15% | 1.98 | 12 | 11 |  |  |  | No | R-410A | 2.7167 | Residential & Commercial | Ducted CEE Tier 1
206771153 | Central HP <5.4 tons | TEMPSTAR | HRCU-A-CB (Split System: Heat Pump with Remote Outdoor Unit-Air-Source) | TVH837GKA2* |  |  | EA*4X36L21A*+WALLCON | *80CTL0901716A* | 31600 | 17.5 | 8.1 | 33000 | 24200 | 73.33% | 1.86 | 11.5 | 11.5 |  |  |  | No | R-410A | 2.6333 | Residential & Commercial | Ducted CEE Tier 1
215675476 | Central HP <5.4 tons | AIRQUEST | HRCU-A-CB (Split System: Heat Pump with Remote Outdoor Unit-Air-Source) | H5H0V48*K*AAA* |  |  | EVM5X48M21A*+WALLCON | *96CTN0802120B* | 47000 | 18.5 | 9 | 50000 | 36400 | 72.8% | 2 | 0 | 10 |  |  |  | No | R-454B | 3.9167 | Residential & Commercial | Ducted CEE Tier 1
215675496 | Central HP <5.4 tons | AIRQUEST | HRCU-A-CB (Split System: Heat Pump with Remote Outdoor Unit-Air-Source) | H5H0V48*K*AAA* |  |  | EVM5X49M21A*+WALLCON | *80CSU0601716A* | 48000 | 19 | 9 | 50000 | 36800 | 73.6% | 2 | 0 | 10 |  |  |  | No | R-454B | 4 | Residential & Commercial | Ducted CEE Tier 1
215675596 | Central HP <5.4 tons | AIRQUEST | HRCU-A-CB (Split System: Heat Pump with Remote Outdoor Unit-Air-Source) | H5H0V48*K*AAA* |  |  | EVM5X49M21A*+WALLCON | *95CSU1002122B* | 48000 | 19 | 9 | 50000 | 36600 | 73.2% | 2.02 | 0 | 10 |  |  |  | No | R-454B | 4 | Residential & Commercial | Ducted CEE Tier 1
215675746 | Central HP <5.4 tons | AIRQUEST | HRCU-A-CB (Split System: Heat Pump with Remote Outdoor Unit-Air-Source) | H5H0V48*K*AAA* |  |  | EVM5X60M21A*+WALLCON | *80CTL1102120B* | 48000 | 19 | 9 | 50000 | 36600 | 73.2% | 2 | 0 | 10.5 |  |  |  | No | R-454B | 4 | Residential & Commercial | Ducted CEE Tier 1
206771648 | Central HP <5.4 tons | TEMPSTAR | HRCU-A-CB (Split System: Heat Pump with Remote Outdoor Unit-Air-Source) | TVH837GKA2* |  |  | EA*4X43L21A*+WALLCON | *80CTL0902120A* | 32800 | 17.5 | 8.5 | 33000 | 25200 | 76.36% | 2 | 12 | 11.7 |  |  |  | No | R-410A | 2.7333 | Residential & Commercial | Ducted CEE Tier 1
206771882 | Central HP <5.4 tons | TEMPSTAR | HRCU-A-CB (Split System: Heat Pump with Remote Outdoor Unit-Air-Source) | TVH837GKA2* |  |  | EA*4X48L21A*+WALLCON | *97CMN0602120A* | 32200 | 17 | 8.1 | 32800 | 25200 | 76.83% | 1.96 | 11.5 | 11 |  |  |  | No | R-410A | 2.6833 | Residential & Commercial | Ducted CEE Tier 1
206772996 | Central HP <5.4 tons | DAY & NIGHT | HRCU-A-CB (Split System: Heat Pump with Remote Outdoor Unit-Air-Source) | CVH837GKA2* |  |  | EHD4X48AAL+WALLCON | *80CTL0701412A* | 32600 | 17 | 8.1 | 33200 | 25000 | 75.3% | 1.96 | 11.5 | 11 |  |  |  | No | R-410A | 2.7167 | Residential & Commercial | Ducted CEE Tier 1
206773149 | Central HP <5.4 tons | DAY & NIGHT | HRCU-A-CB (Split System: Heat Pump with Remote Outdoor Unit-Air-Source) | CVH837GKA2* |  |  | EA*4X48L21A*+WALLCON | *80CSU0601716A* | 32200 | 17 | 8.1 | 32600 | 25000 | 76.69% | 1.96 | 12 | 11 |  |  |  | No | R-410A | 2.6833 | Residential & Commercial | Ducted CEE Tier 1
216453176 | Central HP <5.4 tons | AMERICAN STANDARD | HRCU-A-CB (Split System: Heat Pump with Remote Outdoor Unit-Air-Source) | 5A6V0X48A1 |  |  | 5PX*D010AS3 | S8V2D120M5PDB | 46000 | 20.4 | 10 | 47000 | 33600 | 71.49% | 2.1 | 0 | 12 |  |  |  | No | R-454B | 3.8333 | Residential & Commercial | Ducted CEE Tier 1
216453192 | Central HP <5.4 tons | AMERICAN STANDARD | HRCU-A-CB (Split System: Heat Pump with Remote Outdoor Unit-Air-Source) | 5A6V0X48A1 |  |  | 5TXCB006AS3 | S8V2B080M4PDB | 43500 | 19.2 | 9.4 | 47000 | 33600 | 71.49% | 2.1 | 0 | 11.7 |  |  |  | No | R-454B | 3.625 | Residential & Commercial | Ducted CEE Tier 1
204456612 | Central HP <5.4 tons | DAY & NIGHT | HRCU-A-CB (Split System: Heat Pump with Remote Outdoor Unit-Air-Source) | CVH825GKA2* |  |  | EA*4X36L17A*+WALLCON | *96CTN0601714A* | 23400 | 16 | 8.1 | 21600 | 16800 | 77.78% | 1.92 | 11 | 10.5 |  |  |  | No | R-410A | 1.95 | Residential & Commercial | Ducted CEE Tier 1
204456630 | Central HP <5.4 tons | DAY & NIGHT | HRCU-A-CB (Split System: Heat Pump with Remote Outdoor Unit-Air-Source) | CVH825GKA2* |  |  | EA*4X36L17A*+WALLCON | *97CMN0601714A* | 23400 | 16 | 8.1 | 21600 | 16800 | 77.78% | 1.92 | 11 | 10.5 |  |  |  | No | R-410A | 1.95 | Residential & Commercial | Ducted CEE Tier 1
204456369 | Central HP <5.4 tons | DAY & NIGHT | HRCU-A-CB (Split System: Heat Pump with Remote Outdoor Unit-Air-Source) | CVH825GKA2* |  |  | EA*4X24L17A*+WALLCON | *80CTL0451712A* | 23200 | 16 | 8.1 | 22000 | 16900 | 76.82% | 1.88 | 11 | 10.5 |  |  |  | No | R-410A | 1.9333 | Residential & Commercial | Ducted CEE Tier 1
204456432 | Central HP <5.4 tons | DAY & NIGHT | HRCU-A-CB (Split System: Heat Pump with Remote Outdoor Unit-Air-Source) | CVH825GKA2* |  |  | EA*4X24L17A*+WALLCON | *80CTL0901716A* | 23400 | 17 | 8.1 | 21800 | 16700 | 76.61% | 1.9 | 11.5 | 11 |  |  |  | No | R-410A | 1.95 | Residential & Commercial | Ducted CEE Tier 1
204456866 | Central HP <5.4 tons | DAY & NIGHT | HRCU-A-CB (Split System: Heat Pump with Remote Outdoor Unit-Air-Source) | CVH825GKA2* |  |  | EA*4X37L17A*+WALLCON | *97CMN0801714A* | 24200 | 16 | 8.1 | 21400 | 16800 | 78.5% | 1.98 | 11 | 11 |  |  |  | No | R-410A | 2.0167 | Residential & Commercial | Ducted CEE Tier 1
216374721 | Central HP <5.4 tons | JOHNSON CONTROLS | HRCU-A-CB (Split System: Heat Pump with Remote Outdoor Unit-Air-Source) | HH824E2S11 |  |  | CTF36B5ADS1 | Z9ET060B12SMPS1 | 23000 | 18 | 9.5 | 23000 | 18300 | 79.57% | 2 | 0 | 12 |  |  |  | No | R-454B | 1.9167 | Residential & Commercial | Ducted CEE Tier 1
215675846 | Central HP <5.4 tons | AIRQUEST | HRCU-A-CB (Split System: Heat Pump with Remote Outdoor Unit-Air-Source) | H5H0V48*K*AAA* |  |  | EVM5X60M24A*+WALLCON | *80CSU0802120A* | 48000 | 19 | 9 | 50000 | 36400 | 72.8% | 2.12 | 0 | 10 |  |  |  | No | R-454B | 4 | Residential & Commercial | Ducted CEE Tier 1
215676396 | Central HP <5.4 tons | AIRQUEST | HRCU-A-CB (Split System: Heat Pump with Remote Outdoor Unit-Air-Source) | H5H0V48*K*AAA* |  |  | EVD5X49M24A*+WALLCON | *96CTN1202422B* | 48000 | 19 | 9 | 50000 | 36600 | 73.2% | 2 | 0 | 10.5 |  |  |  | No | R-454B | 4 | Residential & Commercial | Ducted CEE Tier 1
215676716 | Central HP <5.4 tons | AIRQUEST | HRCU-A-CB (Split System: Heat Pump with Remote Outdoor Unit-Air-Source) | H5H0V48*K*AAA* |  |  | EVD5X61M21A*+WALLCON | *80CTL0701716B* | 48500 | 19 | 9 | 50000 | 37200 | 74.4% | 1.98 | 0 | 10 |  |  |  | No | R-454B | 4.0417 | Residential & Commercial | Ducted CEE Tier 1
215676766 | Central HP <5.4 tons | AIRQUEST | HRCU-A-CB (Split System: Heat Pump with Remote Outdoor Unit-Air-Source) | H5H0V48*K*AAA* |  |  | EVD5X61M21A*+WALLCON | *95CSU0601716B* | 48000 | 18.5 | 9 | 50000 | 37400 | 74.8% | 2 | 0 | 10 |  |  |  | No | R-454B | 4 | Residential & Commercial | Ducted CEE Tier 1
215676816 | Central HP <5.4 tons | AIRQUEST | HRCU-A-CB (Split System: Heat Pump with Remote Outdoor Unit-Air-Source) | H5H0V48*K*AAA* |  |  | EVD5X61M21A*+WALLCON | *97CMN1002122B* | 48500 | 19.5 | 9.5 | 50000 | 36800 | 73.6% | 2.12 | 0 | 10.5 |  |  |  | No | R-454B | 4.0417 | Residential & Commercial | Ducted CEE Tier 1
215674457 | Central HP <5.4 tons | AIRQUEST | HRCU-A-CB (Split System: Heat Pump with Remote Outdoor Unit-Air-Source) | H5H0V48*K*AAA* |  |  | EA*5X61M24A*+WALLCON | *80CSU0802120A* | 46000 | 18 | 9 | 47500 | 33600 | 70.74% | 2.08 | 0 | 10 |  |  |  | No | R-454B | 3.8333 | Residential & Commercial | Ducted CEE Tier 1
216374589 | Central HP <5.4 tons | JOHNSON CONTROLS | HRCU-A-CB (Split System: Heat Pump with Remote Outdoor Unit-Air-Source) | HH836E2S11 |  |  | CTF36B5CDS1 | Z9ET060B12SMPS1 | 33400 | 18 | 8.5 | 31600 | 24200 | 76.58% | 2 | 0 | 11 |  |  |  | No | R-454B | 2.7833 | Residential & Commercial | Ducted CEE Tier 1
214397730 | Central HP <5.4 tons | JOHNSON CONTROLS | HRCU-A-CB (Split System: Heat Pump with Remote Outdoor Unit-Air-Source) | HH836E2S11 |  |  | CTM36C5CDS1 | TM9E100C16MP12 | 33800 | 18 | 8.5 | 31600 | 25800 | 81.65% | 2 | 0 | 11 |  |  |  | No | R-454B | 2.8167 | Residential & Commercial | Ducted CEE Tier 1
214397755 | Central HP <5.4 tons | JOHNSON CONTROLS | HRCU-A-CB (Split System: Heat Pump with Remote Outdoor Unit-Air-Source) | HH836E2S11 |  |  | CTF36C5CDS1 | TMLV100C16MP12 | 34000 | 18 | 8.5 | 31600 | 26000 | 82.28% | 2 | 0 | 11 |  |  |  | No | R-454B | 2.8333 | Residential & Commercial | Ducted CEE Tier 1
214398080 | Central HP <5.4 tons | JOHNSON CONTROLS | HRCU-A-CB (Split System: Heat Pump with Remote Outdoor Unit-Air-Source) | HH836E2S11 |  |  | CTM48C5CFS1 | TM9V100C16MP12 | 33200 | 19 | 9 | 31200 | 25200 | 80.77% | 2 | 0 | 11 |  |  |  | No | R-454B | 2.7667 | Residential & Commercial | Ducted CEE Tier 1
216508710 | Central HP <5.4 tons | YORK | HRCU-A-CB (Split System: Heat Pump with Remote Outdoor Unit-Air-Source) | HH836E2S11 |  |  | CTF30A5ADS1 | TM8E040A12MP11 | 33000 | 18 | 8.5 | 31000 | 25400 | 81.94% | 2 | 0 | 11 |  |  |  | No | R-454B | 2.75 | Residential & Commercial | Ducted CEE Tier 1
216508711 | Central HP <5.4 tons | YORK | HRCU-A-CB (Split System: Heat Pump with Remote Outdoor Unit-Air-Source) | HH836E2S11 |  |  | CTF30A5ADS1 | TMLE040A12MP11 | 33000 | 18 | 8.5 | 31000 | 25400 | 81.94% | 2 | 0 | 11 |  |  |  | No | R-454B | 2.75 | Residential & Commercial | Ducted CEE Tier 1
214606513 | Central HP <5.4 tons | YORK | HRCU-A-C (Split System: Heat Pump with Remote Outdoor Unit with No Indoor Fan --Air Source) | HH836E2S11 |  |  | CTM36B5CDS1 |  | 32800 | 15.2 | 8.1 | 31000 | 22600 | 72.9% | 2 | 0 | 11 |  |  |  | No | R-454B | 2.7333 | Residential & Commercial | Ducted CEE Tier 1
214395391 | Central HP <5.4 tons | JOHNSON CONTROLS | HRCU-A-CB (Split System: Heat Pump with Remote Outdoor Unit-Air-Source) | HH824E2S11 |  |  | JHC24B5AC2SS1 |  | 24000 | 19 | 9.5 | 24000 | 17000 | 70.83% | 2.1 | 0 | 12 |  |  |  | No | R-454B | 2 | Residential & Commercial | Ducted CEE Tier 1
214396236 | Central HP <5.4 tons | JOHNSON CONTROLS | HRCU-A-CB (Split System: Heat Pump with Remote Outdoor Unit-Air-Source) | HH824E2S11 |  |  | CTF30A5ADS1 | TM9Y040A10MP11 | 23000 | 17 | 9 | 23000 | 18000 | 78.26% | 2 | 0 | 12 |  |  |  | No | R-454B | 1.9167 | Residential & Commercial | Ducted CEE Tier 1
214397099 | Central HP <5.4 tons | JOHNSON CONTROLS | HRCU-A-CB (Split System: Heat Pump with Remote Outdoor Unit-Air-Source) | HH824E2S11 |  |  | CTF36B5ADS1+JMET08BS2N1 |  | 23000 | 19 | 9 | 23000 | 17800 | 77.39% | 2 | 0 | 12 |  |  |  | No | R-454B | 1.9167 | Residential & Commercial | Ducted CEE Tier 1
214396588 | Central HP <5.4 tons | JOHNSON CONTROLS | HRCU-A-CB (Split System: Heat Pump with Remote Outdoor Unit-Air-Source) | HH860E2S11 |  |  | CTM60D5CGS1+JME18D2SN1 |  | 45000 | 19 | 9 | 44500 | 33000 | 74.16% | 2 | 0 | 12 |  |  |  | No | R-454B | 3.75 | Residential & Commercial | Ducted CEE Tier 1
214396739 | Central HP <5.4 tons | JOHNSON CONTROLS | HRCU-A-CB (Split System: Heat Pump with Remote Outdoor Unit-Air-Source) | HH860E2S11 |  |  | CTF60D5CHS1+JMVT20DC2N1 |  | 54500 | 19 | 9 | 53500 | 38500 | 71.96% | 2 | 0 | 12 |  |  |  | No | R-454B | 4.5417 | Residential & Commercial | Ducted CEE Tier 1
210532950 | Central HP <5.4 tons | CARRIER | HRCU-A-CB (Split System: Heat Pump with Remote Outdoor Unit-Air-Source) | 25VNA424A*031* |  |  | CAP**2517AL*+UI | 59CU5A060C17**16 | 24000 | 20 | 10.5 | 26600 | 19900 | 74.81% | 2.5 | 0 | 13 |  |  |  | No | R-410A | 2 | Residential & Commercial | Ducted CEE Tier 1
210532952 | Central HP <5.4 tons | CARRIER | HRCU-A-CB (Split System: Heat Pump with Remote Outdoor Unit-Air-Source) | 25VNA424A*031* |  |  | CAP**2517AL*+UI | 58CU*A040C17**12 | 24000 | 20.5 | 10.5 | 26400 | 19700 | 74.62% | 2.52 | 0 | 13 |  |  |  | No | R-410A | 2 | Residential & Commercial | Ducted CEE Tier 1
214396593 | Central HP <5.4 tons | JOHNSON CONTROLS | HRCU-A-CB (Split System: Heat Pump with Remote Outdoor Unit-Air-Source) | HH860E2S11 |  |  | CTM60C5CGS1 | TL9E080C16UH11 | 44500 | 18 | 9 | 46000 | 34400 | 74.78% | 2 | 0 | 11 |  |  |  | No | R-454B | 3.7083 | Residential & Commercial | Ducted CEE Tier 1
214396643 | Central HP <5.4 tons | JOHNSON CONTROLS | HRCU-A-CB (Split System: Heat Pump with Remote Outdoor Unit-Air-Source) | HH860E2S11 |  |  | CTM60C5CGS1 | TMLV100C16MP12 | 44000 | 18 | 9 | 44500 | 33600 | 75.51% | 2 | 0 | 11.7 |  |  |  | No | R-454B | 3.6667 | Residential & Commercial | Ducted CEE Tier 1
214396729 | Central HP <5.4 tons | JOHNSON CONTROLS | HRCU-A-CB (Split System: Heat Pump with Remote Outdoor Unit-Air-Source) | HH860E2S11 |  |  | CTM60D5CHS1 | TM9E120D20MP12 | 53500 | 19 | 8.5 | 54500 | 39500 | 72.48% | 2 | 0 | 11 |  |  |  | No | R-454B | 4.4583 | Residential & Commercial | Ducted CEE Tier 1
214397213 | Central HP <5.4 tons | JOHNSON CONTROLS | HRCU-A-CB (Split System: Heat Pump with Remote Outdoor Unit-Air-Source) | HH860E2S11 |  |  | CTM60D5CJS1+JME18D2SN1 |  | 53500 | 19 | 9 | 54000 | 39000 | 72.22% | 2 | 0 | 11 |  |  |  | No | R-454B | 4.4583 | Residential & Commercial | Ducted CEE Tier 1
214396487 | Central HP <5.4 tons | JOHNSON CONTROLS | HRCU-A-CB (Split System: Heat Pump with Remote Outdoor Unit-Air-Source) | HH836E2S11 |  |  | CTF48C5CFS1 | TM9Y100C20MP11 | 34200 | 17 | 8.5 | 32800 | 26000 | 79.27% | 2 | 0 | 10 |  |  |  | No | R-454B | 2.85 | Residential & Commercial | Ducted CEE Tier 1
214606509 | Central HP <5.4 tons | JOHNSON CONTROLS | HRCU-A-C (Split System: Heat Pump with Remote Outdoor Unit with No Indoor Fan --Air Source) | HH836E2S11 |  |  | CTF36C5CDS1 |  | 33600 | 15.2 | 8.5 | 32200 | 23400 | 72.67% | 2 | 0 | 10 |  |  |  | No | R-454B | 2.8 | Residential & Commercial | Ducted CEE Tier 1
216374499 | Central HP <5.4 tons | YORK | HRCU-A-CB (Split System: Heat Pump with Remote Outdoor Unit-Air-Source) | HH836E2S11 |  |  | CTM36C5CDS1 | Y92E100C16SMPS1 | 33800 | 19 | 8.5 | 31400 | 24000 | 76.43% | 2 | 0 | 11 |  |  |  | No | R-454B | 2.8167 | Residential & Commercial | Ducted CEE Tier 1
216374504 | Central HP <5.4 tons | YORK | HRCU-A-CB (Split System: Heat Pump with Remote Outdoor Unit-Air-Source) | HH836E2S11 |  |  | CTM36B5CDS1 | Y92E060B12SMPS1 | 33200 | 18 | 8.5 | 31600 | 24200 | 76.58% | 2 | 0 | 11 |  |  |  | No | R-454B | 2.7667 | Residential & Commercial | Ducted CEE Tier 1
216374508 | Central HP <5.4 tons | YORK | HRCU-A-CB (Split System: Heat Pump with Remote Outdoor Unit-Air-Source) | HH836E2S11 |  |  | CTU36B5XDS1+TXV | Y92E080B12SMPS1 | 33400 | 18 | 8.5 | 31400 | 24000 | 76.43% | 2 | 0 | 11 |  |  |  | No | R-454B | 2.7833 | Residential & Commercial | Ducted CEE Tier 1
214609091 | Central HP <5.4 tons | JOHNSON CONTROLS | HRCU-A-CB (Split System: Heat Pump with Remote Outdoor Unit-Air-Source) | HH836E2S11 |  |  | CTM48C5CFS1 | Z9ES080C16SMPS1 | 34400 | 19 | 9 | 32600 | 25800 | 79.14% | 2 | 0 | 11 |  |  |  | No | R-454B | 2.8667 | Residential & Commercial | Ducted CEE Tier 1
205751210 | Central HP <5.4 tons | HEIL | HRCU-A-CB (Split System: Heat Pump with Remote Outdoor Unit-Air-Source) | HVH837GKA** |  |  | EA*4X43L21A*+WALLCON | *96CTN1002122A* | 33000 | 17.5 | 8.5 | 33000 | 25200 | 76.36% | 2 | 12 | 11.7 |  |  |  | No | R-410A | 2.75 | Residential & Commercial | Ducted CEE Tier 1
210474027 | Central HP <5.4 tons | HEIL | HRCU-A-CB (Split System: Heat Pump with Remote Outdoor Unit-Air-Source) | HVH825GKA3* |  |  | EN(A,D,W)4X48L21**+WALLCON | *96CTN1002122A* | 24200 | 17 | 8.1 | 21400 | 16600 | 77.57% | 2.02 | 0 | 11.5 |  |  |  | No | R-410A | 2.0167 | Residential & Commercial | Ducted CEE Tier 1
210474329 | Central HP <5.4 tons | HEIL | HRCU-A-CB (Split System: Heat Pump with Remote Outdoor Unit-Air-Source) | HVH825GKA3* |  |  | EHD4X42AAL+WALLCON | *96CTN0801714A* | 24000 | 16 | 8.1 | 21400 | 16700 | 78.04% | 2 | 0 | 10.5 |  |  |  | No | R-410A | 2 | Residential & Commercial | Ducted CEE Tier 1
210474395 | Central HP <5.4 tons | HEIL | HRCU-A-CB (Split System: Heat Pump with Remote Outdoor Unit-Air-Source) | HVH825GKA3* |  |  | EHD4X42AAL+WALLCON | *96CTN1002122A* | 24200 | 16 | 8.1 | 21400 | 16600 | 77.57% | 2 | 0 | 10.5 |  |  |  | No | R-410A | 2.0167 | Residential & Commercial | Ducted CEE Tier 1
211263086 | Central HP <5.4 tons | DAY & NIGHT | HRCU-A-CB (Split System: Heat Pump with Remote Outdoor Unit-Air-Source) | DLCURAH18ABK |  |  | EN(A,D)4X24L17** | *96VTN0401712A* | 17700 | 15.5 | 8.5 | 18700 | 18800 | 100.5% | 2.26 | 0 | 10.5 |  |  |  | No | R-410A | 1.475 | Residential & Commercial | Ducted CEE Tier 1
211263421 | Central HP <5.4 tons | DAY & NIGHT | HRCU-A-CB (Split System: Heat Pump with Remote Outdoor Unit-Air-Source) | DLCURAH18ABK |  |  | EN(A,D)4X24L17** | *92ESN0801716A* | 18500 | 16 | 8.5 | 19500 | 18400 | 94.36% | 2.24 | 0 | 11 |  |  |  | No | R-410A | 1.5417 | Residential & Commercial | Ducted CEE Tier 1
211264909 | Central HP <5.4 tons | DAY & NIGHT | HRCU-A-CB (Split System: Heat Pump with Remote Outdoor Unit-Air-Source) | DLCURAH18ABK |  |  | FXM4X30**AL |  | 18100 | 16 | 8.5 | 18400 | 18200 | 98.91% | 2.18 | 0 | 10.5 |  |  |  | No | R-410A | 1.5083 | Residential & Commercial | Ducted CEE Tier 1
216453230 | Central HP <5.4 tons | AMERICAN STANDARD | HRCU-A-CB (Split System: Heat Pump with Remote Outdoor Unit-Air-Source) | 5A6V0X60A1 |  |  | 5PX*D008AS3 | S8V2D120M5PDB | 52000 | 18.6 | 9 | 54500 | 38500 | 70.64% | 2 | 0 | 10 |  |  |  | No | R-454B | 4.3333 | Residential & Commercial | Ducted CEE Tier 1
216453262 | Central HP <5.4 tons | AMERICAN STANDARD | HRCU-A-CB (Split System: Heat Pump with Remote Outdoor Unit-Air-Source) | 5A6V0X60A1 |  |  | 5TXCD008AS3 | S8V2D120M5PCB | 52000 | 18.6 | 9 | 54500 | 38500 | 70.64% | 2 | 0 | 10 |  |  |  | No | R-454B | 4.3333 | Residential & Commercial | Ducted CEE Tier 1
216453264 | Central HP <5.4 tons | AMERICAN STANDARD | HRCU-A-CB (Split System: Heat Pump with Remote Outdoor Unit-Air-Source) | 5A6V0X60A1 |  |  | 5TXCD008AS3 | S8V2C100M5PCB | 51500 | 18.4 | 9 | 54500 | 38500 | 70.64% | 2 | 0 | 10 |  |  |  | No | R-454B | 4.2917 | Residential & Commercial | Ducted CEE Tier 1
206133340 | Central HP <5.4 tons | DAY & NIGHT | HRCU-A-CB (Split System: Heat Pump with Remote Outdoor Unit-Air-Source) | CVH825GKA2* |  |  | EA*4X30L17A*+WALLCON | *80CSU0401712A* | 23400 | 16.5 | 8.1 | 21600 | 16700 | 77.31% | 1.92 | 11 | 10.5 |  |  |  | No | R-410A | 1.95 | Residential & Commercial | Ducted CEE Tier 1
204456594 | Central HP <5.4 tons | DAY & NIGHT | HRCU-A-CB (Split System: Heat Pump with Remote Outdoor Unit-Air-Source) | CVH825GKA2* |  |  | EA*4X36L17A*+WALLCON | *80CTL0451712A* | 23400 | 16 | 8.1 | 21600 | 16800 | 77.78% | 1.92 | 11 | 10.5 |  |  |  | No | R-410A | 1.95 | Residential & Commercial | Ducted CEE Tier 1
204300388 | Central HP <5.4 tons | TEMPSTAR | HRCU-A-CB (Split System: Heat Pump with Remote Outdoor Unit-Air-Source) | TVH837GKA** |  |  | EHD4X42AAL+WALLCON | *80CTL0701412A* | 32400 | 17 | 8.1 | 33200 | 25000 | 75.3% | 1.94 | 11.5 | 11 |  |  |  | No | R-410A | 2.7 | Residential & Commercial | Ducted CEE Tier 1
204299901 | Central HP <5.4 tons | DAY & NIGHT | HRCU-A-CB (Split System: Heat Pump with Remote Outdoor Unit-Air-Source) | CVH837GKA** |  |  | EN(A,D)4X48L24**+WALLCON | *96CTN1202422A* | 32400 | 17.5 | 8.1 | 32800 | 24800 | 75.61% | 1.96 | 12 | 11.7 |  |  |  | No | R-410A | 2.7 | Residential & Commercial | Ducted CEE Tier 1
204300185 | Central HP <5.4 tons | DAY & NIGHT | HRCU-A-CB (Split System: Heat Pump with Remote Outdoor Unit-Air-Source) | CVH837GKA** |  |  | EHD4X36AAL+WALLCON | *96CTN1002122A* | 32200 | 16.5 | 8.1 | 33200 | 24800 | 74.7% | 1.94 | 11.5 | 11 |  |  |  | No | R-410A | 2.6833 | Residential & Commercial | Ducted CEE Tier 1
206135678 | Central HP <5.4 tons | DAY & NIGHT | HRCU-A-CB (Split System: Heat Pump with Remote Outdoor Unit-Air-Source) | CVH837GKA** |  |  | EA*4X37L21A*+WALLCON | *80CSU1002120A* | 32800 | 17 | 8.5 | 33000 | 25200 | 76.36% | 1.96 | 12 | 11 |  |  |  | No | R-410A | 2.7333 | Residential & Commercial | Ducted CEE Tier 1
206136080 | Central HP <5.4 tons | DAY & NIGHT | HRCU-A-CB (Split System: Heat Pump with Remote Outdoor Unit-Air-Source) | CVH837GKA** |  |  | EA*4X37L21A*+WALLCON | *95CSU0802120A* | 33000 | 17.5 | 8.5 | 32800 | 25000 | 76.22% | 2 | 12 | 11.5 |  |  |  | No | R-410A | 2.75 | Residential & Commercial | Ducted CEE Tier 1
206136130 | Central HP <5.4 tons | DAY & NIGHT | HRCU-A-CB (Split System: Heat Pump with Remote Outdoor Unit-Air-Source) | CVH837GKA** |  |  | EA*4X42L24A*+WALLCON | *95CSU1002122A* | 31800 | 17.5 | 8.1 | 33000 | 24400 | 73.94% | 1.9 | 11.5 | 11 |  |  |  | No | R-410A | 2.65 | Residential & Commercial | Ducted CEE Tier 1
204456435 | Central HP <5.4 tons | TEMPSTAR | HRCU-A-CB (Split System: Heat Pump with Remote Outdoor Unit-Air-Source) | TVH825GKA2* |  |  | EA*4X24L17A*+WALLCON | *80CTL0901716A* | 23400 | 17 | 8.1 | 21800 | 16700 | 76.61% | 1.9 | 11.5 | 11 |  |  |  | No | R-410A | 1.95 | Residential & Commercial | Ducted CEE Tier 1
204456453 | Central HP <5.4 tons | TEMPSTAR | HRCU-A-CB (Split System: Heat Pump with Remote Outdoor Unit-Air-Source) | TVH825GKA2* |  |  | EA*4X25L17A*+WALLCON | *80CTL0701716A* | 24400 | 16.5 | 8.1 | 21200 | 16600 | 78.3% | 2.02 | 11 | 11 |  |  |  | No | R-410A | 2.0333 | Residential & Commercial | Ducted CEE Tier 1
215942665 | Central HP <5.4 tons | COMFORTMAKER | HRCU-A-CB (Split System: Heat Pump with Remote Outdoor Unit-Air-Source) | C5H3V36*K*AAA* |  |  | EVD5X61M24A*+WALLCON | *97CTN0802120A* | 36000 | 22 | 8.5 | 37400 | 28200 | 75.4% | 2.04 | 0 | 12.5 |  |  |  | No | R-454B | 3 | Residential & Commercial | Ducted CEE Tier 1
215939719 | Central HP <5.4 tons | COMFORTMAKER | HRCU-A-CB (Split System: Heat Pump with Remote Outdoor Unit-Air-Source) | C5H3V36*K*AAA* |  |  | EA*5X48M21A*+WALLCON | *96CTN0802120B* | 33400 | 20 | 9.5 | 34600 | 26400 | 76.3% | 2.04 | 0 | 11.5 |  |  |  | No | R-454B | 2.7833 | Residential & Commercial | Ducted CEE Tier 1
215940069 | Central HP <5.4 tons | COMFORTMAKER | HRCU-A-CB (Split System: Heat Pump with Remote Outdoor Unit-Air-Source) | C5H3V36*K*AAA* |  |  | ESH5X42M12A*+WALLCON | *97CTN0802120A* | 33600 | 19 | 9 | 34800 | 26600 | 76.44% | 1.92 | 0 | 11.5 |  |  |  | No | R-454B | 2.8 | Residential & Commercial | Ducted CEE Tier 1
210470244 | Central HP <5.4 tons | HEIL | HRCU-A-CB (Split System: Heat Pump with Remote Outdoor Unit-Air-Source) | HVH837GKA2* |  |  | EA*4X60L24A*+WALLCON | *95CSU1002122A* | 32800 | 18 | 8.5 | 31800 | 24800 | 77.99% | 2 | 0 | 11.5 |  |  |  | No | R-410A | 2.7333 | Residential & Commercial | Ducted CEE Tier 1
210470056 | Central HP <5.4 tons | HEIL | HRCU-A-CB (Split System: Heat Pump with Remote Outdoor Unit-Air-Source) | HVH837GKA2* |  |  | EA*4X36L21A*+WALLCON | *95CSU0802120A* | 31600 | 17 | 8.1 | 33200 | 24200 | 72.89% | 1.86 | 0 | 11 |  |  |  | No | R-410A | 2.6333 | Residential & Commercial | Ducted CEE Tier 1
210470387 | Central HP <5.4 tons | HEIL | HRCU-A-CB (Split System: Heat Pump with Remote Outdoor Unit-Air-Source) | HVH837GKA2* |  |  | EA*4X61L21A*+WALLCON | *95CSU1002122A* | 33200 | 18 | 8.5 | 32000 | 24800 | 77.5% | 2 | 0 | 11.5 |  |  |  | No | R-410A | 2.7667 | Residential & Commercial | Ducted CEE Tier 1
211245279 | Central HP <5.4 tons | HEIL | HRCU-A-CB (Split System: Heat Pump with Remote Outdoor Unit-Air-Source) | DLCURAH24ABK |  |  | EN(A,D,W)4X36L17** | OMV112K14A | 24000 | 16 | 8.1 | 26400 | 23000 | 87.12% | 1.88 | 0 | 10 |  |  |  | No | R-410A | 2 | Residential & Commercial | Ducted CEE Tier 1
206135928 | Central HP <5.4 tons | DAY & NIGHT | HRCU-A-CB (Split System: Heat Pump with Remote Outdoor Unit-Air-Source) | CVH837GKA** |  |  | EN(A,D,W)4X48L21**+WALLCON | *80CSU1002120A* | 32400 | 17 | 8.1 | 33000 | 24800 | 75.15% | 1.94 | 12.2 | 11.5 |  |  |  | No | R-410A | 2.7 | Residential & Commercial | Ducted CEE Tier 1
212969527 | Central HP <5.4 tons | BRYANT HEATING AND COOLING SYSTEMS | HRCU-A-CB (Split System: Heat Pump with Remote Outdoor Unit-Air-Source) | 38MURAQ18AB3* |  |  | CAP**2417AL* | 82*SB36045V14*** | 17700 | 16.5 | 8.5 | 18600 | 19300 | 103.8% | 2.32 | 0 | 10.5 |  |  |  | No | R-410A | 1.475 | Residential & Commercial | Ducted CEE Tier 1
212969997 | Central HP <5.4 tons | BRYANT HEATING AND COOLING SYSTEMS | HRCU-A-CB (Split System: Heat Pump with Remote Outdoor Unit-Air-Source) | 38MURAQ18AB3* |  |  | CAP**3017AL* | 82*SB48070V17*** | 17500 | 16.5 | 8.5 | 18000 | 18700 | 103.9% | 2.26 | 0 | 10.5 |  |  |  | No | R-410A | 1.4583 | Residential & Commercial | Ducted CEE Tier 1
216453198 | Central HP <5.4 tons | AMERICAN STANDARD | HRCU-A-CB (Split System: Heat Pump with Remote Outdoor Unit-Air-Source) | 5A6V0X48A1 |  |  | 5TXCC009AS3 | S8V2C100M5PCB | 45500 | 20 | 9.7 | 47000 | 33800 | 71.91% | 2.1 | 0 | 12 |  |  |  | No | R-454B | 3.7917 | Residential & Commercial | Ducted CEE Tier 1
212384462 | Central HP <5.4 tons | TEMPSTAR | HRCU-A-CB (Split System: Heat Pump with Remote Outdoor Unit-Air-Source) | DLCURAH36ABK |  |  | EN(A,D,W)4X42L21** | *95ESN1002122A* | 36600 | 15.2 | 8.1 | 40000 | 35200 | 88% | 1.92 | 0 | 10 |  |  |  | No | R-410A | 3.05 | Residential & Commercial | Ducted CEE Tier 1
215941599 | Central HP <5.4 tons | COMFORTMAKER | HRCU-A-CB (Split System: Heat Pump with Remote Outdoor Unit-Air-Source) | C5H3V48*K*AAA* |  |  | EVD5X48M24A*+WALLCON | *97CTN0802120A* | 44500 | 20 | 8.1 | 52000 | 38000 | 73.08% | 1.9 | 0 | 11 |  |  |  | No | R-454B | 3.7083 | Residential & Commercial | Ducted CEE Tier 1
215941749 | Central HP <5.4 tons | COMFORTMAKER | HRCU-A-CB (Split System: Heat Pump with Remote Outdoor Unit-Air-Source) | C5H3V48*K*AAA* |  |  | EVD5X60M24A*+WALLCON | *97CTN1002122A* | 45500 | 20.5 | 8.1 | 52500 | 38000 | 72.38% | 1.9 | 0 | 11.5 |  |  |  | No | R-454B | 3.7917 | Residential & Commercial | Ducted CEE Tier 1
204298684 | Central HP <5.4 tons | TEMPSTAR | HRCU-A-CB (Split System: Heat Pump with Remote Outdoor Unit-Air-Source) | TVH837GKA** |  |  | EA*4X36L21A*+WALLCON | *80CTL0902120A* | 31600 | 17 | 8.1 | 33200 | 24200 | 72.89% | 1.86 | 11 | 11 |  |  |  | No | R-410A | 2.6333 | Residential & Commercial | Ducted CEE Tier 1
210600151 | Central HP <5.4 tons | TEMPSTAR | HRCU-A-CB (Split System: Heat Pump with Remote Outdoor Unit-Air-Source) | TVH837GKA** |  |  | EN(A,D)4X48L24**+WALLCON | *80CSU1002120A* | 32400 | 17 | 8.1 | 33000 | 24800 | 75.15% | 1.94 | 0 | 11.5 |  |  |  | No | R-410A | 2.7 | Residential & Commercial | Ducted CEE Tier 1
215938399 | Central HP <5.4 tons | COMFORTMAKER | HRCU-A-CB (Split System: Heat Pump with Remote Outdoor Unit-Air-Source) | C5H3V48*K*AAA* |  |  | EVD5X60M24A*+WALLCON | *96CTN1202422B* | 45500 | 20.5 | 8.1 | 52500 | 38000 | 72.38% | 1.95 | 0 | 11.5 |  |  |  | No | R-454B | 3.7917 | Residential & Commercial | Ducted CEE Tier 1
215938449 | Central HP <5.4 tons | COMFORTMAKER | HRCU-A-CB (Split System: Heat Pump with Remote Outdoor Unit-Air-Source) | C5H3V48*K*AAA* |  |  | EVD5X61M21A*+WALLCON | *80CTL0901716B* | 45000 | 21 | 8.1 | 53500 | 37600 | 70.28% | 1.95 | 0 | 12 |  |  |  | No | R-454B | 3.75 | Residential & Commercial | Ducted CEE Tier 1
211262868 | Central HP <5.4 tons | DAY & NIGHT | HRCU-A-CB (Split System: Heat Pump with Remote Outdoor Unit-Air-Source) | DLCURAH18ABK |  |  | EN(A,D)4X24L17** | *96VSN0401712A* | 17700 | 15.5 | 8.5 | 18700 | 18800 | 100.5% | 2.26 | 0 | 10.5 |  |  |  | No | R-410A | 1.475 | Residential & Commercial | Ducted CEE Tier 1
211263536 | Central HP <5.4 tons | DAY & NIGHT | HRCU-A-CB (Split System: Heat Pump with Remote Outdoor Unit-Air-Source) | DLCURAH18ABK |  |  | EN(A,D)4X24L17** | OMV098J12* | 18300 | 15.5 | 8.5 | 19300 | 18600 | 96.37% | 2.24 | 0 | 11 |  |  |  | No | R-410A | 1.525 | Residential & Commercial | Ducted CEE Tier 1
211264974 | Central HP <5.4 tons | DAY & NIGHT | HRCU-A-CB (Split System: Heat Pump with Remote Outdoor Unit-Air-Source) | DLCURAH18ABK |  |  | FM(C,U)4Z18**AL* |  | 17800 | 17 | 9 | 18700 | 19800 | 105.9% | 2.4 | 0 | 11 |  |  |  | No | R-410A | 1.4833 | Residential & Commercial | Ducted CEE Tier 1
210472986 | Central HP <5.4 tons | HEIL | HRCU-A-CB (Split System: Heat Pump with Remote Outdoor Unit-Air-Source) | HVH825GKA3* |  |  | EA*4X42L24A*+WALLCON | *95CSU0802120A* | 23800 | 17 | 8.1 | 21400 | 16600 | 77.57% | 1.96 | 0 | 11 |  |  |  | No | R-410A | 1.9833 | Residential & Commercial | Ducted CEE Tier 1
210473305 | Central HP <5.4 tons | HEIL | HRCU-A-CB (Split System: Heat Pump with Remote Outdoor Unit-Air-Source) | HVH825GKA3* |  |  | EA*4X48L21A*+WALLCON | *80CSU0601716A* | 24000 | 17 | 8.1 | 21000 | 16600 | 79.05% | 2.02 | 0 | 11 |  |  |  | No | R-410A | 2 | Residential & Commercial | Ducted CEE Tier 1
214396702 | Central HP <5.4 tons | JOHNSON CONTROLS | HRCU-A-CB (Split System: Heat Pump with Remote Outdoor Unit-Air-Source) | HH824E2S11 |  |  | CTF30B5ACS1 | TM9Y080B12MP11 | 23000 | 17 | 9.5 | 23000 | 18500 | 80.43% | 2 | 0 | 11.7 |  |  |  | No | R-454B | 1.9167 | Residential & Commercial | Ducted CEE Tier 1
214397154 | Central HP <5.4 tons | JOHNSON CONTROLS | HRCU-A-CB (Split System: Heat Pump with Remote Outdoor Unit-Air-Source) | HH824E2S11 |  |  | CTF30B5ACS1 | TM8V080B12MP12 | 23000 | 17 | 9.5 | 23000 | 17900 | 77.83% | 2 | 0 | 12 |  |  |  | No | R-454B | 1.9167 | Residential & Commercial | Ducted CEE Tier 1
214397979 | Central HP <5.4 tons | JOHNSON CONTROLS | HRCU-A-CB (Split System: Heat Pump with Remote Outdoor Unit-Air-Source) | HH824E2S11 |  |  | CTF30B5ACS1 | TM9V080B12MP12 | 23000 | 17 | 9.5 | 23000 | 18200 | 79.13% | 2 | 0 | 12 |  |  |  | No | R-454B | 1.9167 | Residential & Commercial | Ducted CEE Tier 1
210597836 | Central HP <5.4 tons | HEIL | HRCU-A-CB (Split System: Heat Pump with Remote Outdoor Unit-Air-Source) | HVH825GKA2* |  |  | EA*4X42L21A*+WALLCON | *80CSU0601716A* | 23800 | 16.5 | 8.1 | 21400 | 16600 | 77.57% | 1.96 | 0 | 10.5 |  |  |  | No | R-410A | 1.9833 | Residential & Commercial | Ducted CEE Tier 1
210598272 | Central HP <5.4 tons | HEIL | HRCU-A-CB (Split System: Heat Pump with Remote Outdoor Unit-Air-Source) | HVH825GKA2* |  |  | EHD4X48AAL+WALLCON | *95CSU0802120A* | 24200 | 16.5 | 8.1 | 21200 | 16600 | 78.3% | 2.02 | 0 | 11 |  |  |  | No | R-410A | 2.0167 | Residential & Commercial | Ducted CEE Tier 1
215940419 | Central HP <5.4 tons | COMFORTMAKER | HRCU-A-CB (Split System: Heat Pump with Remote Outdoor Unit-Air-Source) | C5H3V36*K*AAA* |  |  | EVM5X60M21A*+WALLCON | *80CSU0601716B* | 35600 | 22 | 8.5 | 38000 | 28600 | 75.26% | 2.02 | 0 | 12.5 |  |  |  | No | R-454B | 2.9667 | Residential & Commercial | Ducted CEE Tier 1
215939869 | Central HP <5.4 tons | COMFORTMAKER | HRCU-A-CB (Split System: Heat Pump with Remote Outdoor Unit-Air-Source) | C5H3V36*K*AAA* |  |  | EA*5X61M21A*+WALLCON | *97CTN0801716A* | 34200 | 20 | 9 | 34800 | 26600 | 76.44% | 1.92 | 0 | 11.5 |  |  |  | No | R-454B | 2.85 | Residential & Commercial | Ducted CEE Tier 1
215939969 | Central HP <5.4 tons | COMFORTMAKER | HRCU-A-CB (Split System: Heat Pump with Remote Outdoor Unit-Air-Source) | C5H3V36*K*AAA* |  |  | ESH5X36M12A*+WALLCON | *97CTN0601716A* | 33000 | 18 | 9 | 35600 | 27400 | 76.97% | 1.9 | 0 | 10.5 |  |  |  | No | R-454B | 2.75 | Residential & Commercial | Ducted CEE Tier 1
215940439 | Central HP <5.4 tons | COMFORTMAKER | HRCU-A-CB (Split System: Heat Pump with Remote Outdoor Unit-Air-Source) | C5H3V36*K*AAA* |  |  | EVM5X60M21A*+WALLCON | *97CTN0801716A* | 35400 | 21 | 8.5 | 38500 | 29000 | 75.32% | 2.02 | 0 | 12 |  |  |  | No | R-454B | 2.95 | Residential & Commercial | Ducted CEE Tier 1
215940469 | Central HP <5.4 tons | COMFORTMAKER | HRCU-A-CB (Split System: Heat Pump with Remote Outdoor Unit-Air-Source) | C5H3V36*K*AAA* |  |  | EVM5X60M24A*+WALLCON | *96CTN0802120B* | 35400 | 21.5 | 8.5 | 38000 | 28600 | 75.26% | 2.04 | 0 | 12 |  |  |  | No | R-454B | 2.95 | Residential & Commercial | Ducted CEE Tier 1
210595966 | Central HP <5.4 tons | CARRIER | HRCU-A-CB (Split System: Heat Pump with Remote Outdoor Unit-Air-Source) | 25VNA825A*031* |  |  | CAP**4321AL*+UI | 59CU5A060C17**16 | 24400 | 16.5 | 8.1 | 21200 | 16700 | 78.77% | 2.02 | 0 | 10.5 |  |  |  | No | R-410A | 2.0333 | Residential & Commercial | Ducted CEE Tier 1
210596188 | Central HP <5.4 tons | CARRIER | HRCU-A-CB (Split System: Heat Pump with Remote Outdoor Unit-Air-Source) | 25VNA837A*030* |  |  | CAP**6121AL*+UI | 59CU5A080C21**20 | 33200 | 18 | 8.5 | 32000 | 24800 | 77.5% | 2 | 0 | 11.5 |  |  |  | No | R-410A | 2.7667 | Residential & Commercial | Ducted CEE Tier 1
214396764 | Central HP <5.4 tons | JOHNSON CONTROLS | HRCU-A-CB (Split System: Heat Pump with Remote Outdoor Unit-Air-Source) | HH860E2S11 |  |  | JHC60D5CH2SS1 |  | 53500 | 19 | 9 | 53000 | 37800 | 71.32% | 2 | 0 | 12 |  |  |  | No | R-454B | 4.4583 | Residential & Commercial | Ducted CEE Tier 1
214397014 | Central HP <5.4 tons | JOHNSON CONTROLS | HRCU-A-CB (Split System: Heat Pump with Remote Outdoor Unit-Air-Source) | HH860E2S11 |  |  | CTF60C5CGS1 | TM9Y080C16MP11 | 43500 | 17 | 9 | 44500 | 33800 | 75.96% | 2 | 0 | 11 |  |  |  | No | R-454B | 3.625 | Residential & Commercial | Ducted CEE Tier 1
214397416 | Central HP <5.4 tons | JOHNSON CONTROLS | HRCU-A-CB (Split System: Heat Pump with Remote Outdoor Unit-Air-Source) | HH860E2S11 |  |  | CTF60D5CGS1 | TP9C120D20MP13 | 44000 | 18 | 9 | 44500 | 33400 | 75.06% | 2 | 0 | 11.7 |  |  |  | No | R-454B | 3.6667 | Residential & Commercial | Ducted CEE Tier 1
214396331 | Central HP <5.4 tons | JOHNSON CONTROLS | HRCU-A-CB (Split System: Heat Pump with Remote Outdoor Unit-Air-Source) | HH860E2S11 |  |  | CTM60C5CHS1 | TM8Y120C20MP11 | 54000 | 19 | 9 | 55000 | 39500 | 71.82% | 2 | 0 | 11 |  |  |  | No | R-454B | 4.5 | Residential & Commercial | Ducted CEE Tier 1
210532970 | Central HP <5.4 tons | CARRIER | HRCU-A-CB (Split System: Heat Pump with Remote Outdoor Unit-Air-Source) | 25VNA424A*031* |  |  | CAP**3017AL*+UI | 59CU5A060C17**16 | 23000 | 20 | 10 | 26800 | 20000 | 74.63% | 2.36 | 0 | 12.5 |  |  |  | No | R-410A | 1.9167 | Residential & Commercial | Ducted CEE Tier 1
210533036 | Central HP <5.4 tons | CARRIER | HRCU-A-CB (Split System: Heat Pump with Remote Outdoor Unit-Air-Source) | 25VNA424A*031* |  |  | CAP**4321AL*+UI | 58TN*A070C17**16 | 24200 | 20.5 | 10.5 | 26400 | 19700 | 74.62% | 2.54 | 0 | 13.5 |  |  |  | No | R-410A | 2.0167 | Residential & Commercial | Ducted CEE Tier 1
210533050 | Central HP <5.4 tons | CARRIER | HRCU-A-CB (Split System: Heat Pump with Remote Outdoor Unit-Air-Source) | 25VNA424A*031* |  |  | CNPV*3017AL*+UI | 58CU*A040C17**12 | 23200 | 20 | 9.5 | 26600 | 19900 | 74.81% | 2.38 | 0 | 13 |  |  |  | No | R-410A | 1.9333 | Residential & Commercial | Ducted CEE Tier 1
215667601 | Central HP <5.4 tons | COMFORTMAKER | HRCU-A-CB (Split System: Heat Pump with Remote Outdoor Unit-Air-Source) | C5H0V24*K*AAA* |  |  | EA*5X36M17A*+WALLCON | *80CTL0451712B* | 23000 | 16.5 | 9 | 23800 | 16700 | 70.17% | 1.98 | 0 | 10 |  |  |  | No | R-454B | 1.9167 | Residential & Commercial | Ducted CEE Tier 1
215667653 | Central HP <5.4 tons | COMFORTMAKER | HRCU-A-CB (Split System: Heat Pump with Remote Outdoor Unit-Air-Source) | C5H0V24*K*AAA* |  |  | EA*5X36M17A*+WALLCON | *80CTL0901716B* | 23200 | 17 | 9 | 23600 | 16600 | 70.34% | 1.98 | 0 | 10.5 |  |  |  | No | R-454B | 1.9333 | Residential & Commercial | Ducted CEE Tier 1
215667751 | Central HP <5.4 tons | COMFORTMAKER | HRCU-A-CB (Split System: Heat Pump with Remote Outdoor Unit-Air-Source) | C5H0V24*K*AAA* |  |  | EA*5X37M17A*+WALLCON | *80CTL0701412B* | 23800 | 17.5 | 9 | 23400 | 16500 | 70.51% | 2 | 0 | 10.5 |  |  |  | No | R-454B | 1.9833 | Residential & Commercial | Ducted CEE Tier 1
214066913 | Central HP <5.4 tons | FRIEDRICH | HRCU-A-CB (Split System: Heat Pump with Remote Outdoor Unit-Air-Source) | RD17AZ36AJ3N |  |  | TCFZ3621MTANM | FR921V0703A17M4 | 34200 | 18 | 8.1 | 34200 | 29600 | 86.55% | 1.9 | 0 | 10 |  |  |  | No | R-410A | 2.85 | Residential & Commercial | Ducted CEE Tier 1
210533086 | Central HP <5.4 tons | CARRIER | HRCU-A-CB (Split System: Heat Pump with Remote Outdoor Unit-Air-Source) | 25VNA424A*031* |  |  | CSPH*3012AL*+UI | 59CU5A100C21**22 | 23400 | 19.5 | 9 | 27000 | 19900 | 73.7% | 2.46 | 0 | 12.5 |  |  |  | No | R-410A | 1.95 | Residential & Commercial | Ducted CEE Tier 1
214398636 | Central HP <5.4 tons | JOHNSON CONTROLS | HRCU-A-CB (Split System: Heat Pump with Remote Outdoor Unit-Air-Source) | HH860E2S11 |  |  | JHE48D5CG2SS1 |  | 45000 | 19 | 9 | 44500 | 33400 | 75.06% | 2 | 0 | 12 |  |  |  | No | R-454B | 3.75 | Residential & Commercial | Ducted CEE Tier 1
216374685 | Central HP <5.4 tons | JOHNSON CONTROLS | HRCU-A-CB (Split System: Heat Pump with Remote Outdoor Unit-Air-Source) | HH860E2S11 |  |  | CTF60C5CGS1 | Z9ET100C20SMPS1 | 44500 | 18 | 9 | 45500 | 33000 | 72.53% | 2 | 0 | 11 |  |  |  | No | R-454B | 3.7083 | Residential & Commercial | Ducted CEE Tier 1
214595043 | Central HP <5.4 tons | JOHNSON CONTROLS | HRCU-A-CB (Split System: Heat Pump with Remote Outdoor Unit-Air-Source) | HH860E2S11 |  |  | CTF60C5CHS1 | Z8ES080C20SMPS1 | 54000 | 19 | 9 | 54000 | 39000 | 72.22% | 2 | 0 | 11.7 |  |  |  | No | R-454B | 4.5 | Residential & Commercial | Ducted CEE Tier 1
214606522 | Central HP <5.4 tons | JOHNSON CONTROLS | HRCU-A-C (Split System: Heat Pump with Remote Outdoor Unit with No Indoor Fan --Air Source) | HH860E2S11 |  |  | CTF60D5CJS1 |  | 52000 | 15.2 | 8.5 | 55000 | 40000 | 72.73% | 2 | 0 | 10 |  |  |  | No | R-454B | 4.3333 | Residential & Commercial | Ducted CEE Tier 1
214398260 | Central HP <5.4 tons | JOHNSON CONTROLS | HRCU-A-CB (Split System: Heat Pump with Remote Outdoor Unit-Air-Source) | HH860E2S11 |  |  | CTF60C5CGS1 | TM8V120C20MP12 | 44500 | 18 | 9 | 45000 | 33800 | 75.11% | 2 | 0 | 11 |  |  |  | No | R-454B | 3.7083 | Residential & Commercial | Ducted CEE Tier 1
214398326 | Central HP <5.4 tons | JOHNSON CONTROLS | HRCU-A-CB (Split System: Heat Pump with Remote Outdoor Unit-Air-Source) | HH860E2S11 |  |  | CTM60D5CGS1+JMVT20DC2N1 |  | 45000 | 18 | 9 | 44500 | 33400 | 75.06% | 2 | 0 | 12 |  |  |  | No | R-454B | 3.75 | Residential & Commercial | Ducted CEE Tier 1
214398727 | Central HP <5.4 tons | JOHNSON CONTROLS | HRCU-A-CB (Split System: Heat Pump with Remote Outdoor Unit-Air-Source) | HH860E2S11 |  |  | CTM60D5CGS1 | TM9V120D20MP12 | 44000 | 18 | 9 | 44000 | 33400 | 75.91% | 2 | 0 | 11.7 |  |  |  | No | R-454B | 3.6667 | Residential & Commercial | Ducted CEE Tier 1
213087293 | Central HP <5.4 tons | FRIEDRICH | HRCU-A-CB (Split System: Heat Pump with Remote Outdoor Unit-Air-Source) | FRP18AZ60AJVC |  |  | FRHMVZ6021SEACA |  | 53000 | 19 | 8.1 | 48500 | 45500 | 93.81% | 1.8 | 0 | 10 |  |  |  | No | R-410A | 4.4167 | Residential & Commercial | Ducted CEE Tier 1
215940569 | Central HP <5.4 tons | COMFORTMAKER | HRCU-A-CB (Split System: Heat Pump with Remote Outdoor Unit-Air-Source) | C5H3V36*K*AAA* |  |  | EVD5X36M21A*+WALLCON | *97CTN1002122A* | 34400 | 21 | 8.5 | 38500 | 28000 | 72.73% | 2.06 | 0 | 12 |  |  |  | No | R-454B | 2.8667 | Residential & Commercial | Ducted CEE Tier 1
215940639 | Central HP <5.4 tons | COMFORTMAKER | HRCU-A-CB (Split System: Heat Pump with Remote Outdoor Unit-Air-Source) | C5H3V36*K*AAA* |  |  | EVD5X42M21A*+WALLCON | *80CSU0601716B* | 34400 | 21 | 8.5 | 38500 | 28000 | 72.73% | 2.04 | 0 | 12 |  |  |  | No | R-454B | 2.8667 | Residential & Commercial | Ducted CEE Tier 1
215940019 | Central HP <5.4 tons | COMFORTMAKER | HRCU-A-CB (Split System: Heat Pump with Remote Outdoor Unit-Air-Source) | C5H3V36*K*AAA* |  |  | ESH5X42M12A*+WALLCON | *96CTN0802120B* | 33600 | 19 | 9 | 34800 | 26600 | 76.44% | 1.92 | 0 | 11.5 |  |  |  | No | R-454B | 2.8 | Residential & Commercial | Ducted CEE Tier 1
215940169 | Central HP <5.4 tons | COMFORTMAKER | HRCU-A-CB (Split System: Heat Pump with Remote Outdoor Unit-Air-Source) | C5H3V36*K*AAA* |  |  | ESH5X48M12A*+WALLCON | *97CTN1202422A* | 33800 | 19.5 | 9 | 34600 | 26400 | 76.3% | 1.92 | 0 | 11.7 |  |  |  | No | R-454B | 2.8167 | Residential & Commercial | Ducted CEE Tier 1
215940319 | Central HP <5.4 tons | COMFORTMAKER | HRCU-A-CB (Split System: Heat Pump with Remote Outdoor Unit-Air-Source) | C5H3V36*K*AAA* |  |  | EVM5X44M21A*+WALLCON | *97CTN1002122A* | 35600 | 22 | 8.5 | 38000 | 28600 | 75.26% | 2.02 | 0 | 12.5 |  |  |  | No | R-454B | 2.9667 | Residential & Commercial | Ducted CEE Tier 1
215940369 | Central HP <5.4 tons | COMFORTMAKER | HRCU-A-CB (Split System: Heat Pump with Remote Outdoor Unit-Air-Source) | C5H3V36*K*AAA* |  |  | EVM5X49M21A*+WALLCON | *97CTN0801716A* | 35400 | 21 | 8.5 | 38500 | 29000 | 75.32% | 2.02 | 0 | 12 |  |  |  | No | R-454B | 2.95 | Residential & Commercial | Ducted CEE Tier 1
215940389 | Central HP <5.4 tons | COMFORTMAKER | HRCU-A-CB (Split System: Heat Pump with Remote Outdoor Unit-Air-Source) | C5H3V36*K*AAA* |  |  | EVM5X49M21A*+WALLCON | *97CTN1002122A* | 35600 | 22 | 8.5 | 38000 | 28600 | 75.26% | 2.02 | 0 | 12.5 |  |  |  | No | R-454B | 2.9667 | Residential & Commercial | Ducted CEE Tier 1
210473338 | Central HP <5.4 tons | HEIL | HRCU-A-CB (Split System: Heat Pump with Remote Outdoor Unit-Air-Source) | HVH825GKA3* |  |  | EA*4X48L21A*+WALLCON | *80CTL0701716A* | 24000 | 17 | 8.1 | 21000 | 16600 | 79.05% | 2.02 | 0 | 11 |  |  |  | No | R-410A | 2 | Residential & Commercial | Ducted CEE Tier 1
210474373 | Central HP <5.4 tons | HEIL | HRCU-A-CB (Split System: Heat Pump with Remote Outdoor Unit-Air-Source) | HVH825GKA3* |  |  | EHD4X42AAL+WALLCON | *97CMN1002122A* | 24200 | 16 | 8.1 | 21400 | 16600 | 77.57% | 2 | 0 | 10.5 |  |  |  | No | R-410A | 2.0167 | Residential & Commercial | Ducted CEE Tier 1
210473459 | Central HP <5.4 tons | HEIL | HRCU-A-CB (Split System: Heat Pump with Remote Outdoor Unit-Air-Source) | HVH825GKA3* |  |  | EA*4X48L24A*+WALLCON | *80CSU1002120A* | 24000 | 16.5 | 8.1 | 21000 | 16600 | 79.05% | 2 | 0 | 11 |  |  |  | No | R-410A | 2 | Residential & Commercial | Ducted CEE Tier 1
210473884 | Central HP <5.4 tons | HEIL | HRCU-A-CB (Split System: Heat Pump with Remote Outdoor Unit-Air-Source) | HVH825GKA3* |  |  | EN(A,D,W)4X48L21**+WALLCON | *95CSU0601716A* | 24000 | 16.5 | 8.1 | 21400 | 16700 | 78.04% | 2 | 0 | 11 |  |  |  | No | R-410A | 2 | Residential & Commercial | Ducted CEE Tier 1
210474538 | Central HP <5.4 tons | HEIL | HRCU-A-CB (Split System: Heat Pump with Remote Outdoor Unit-Air-Source) | HVH825GKA3* |  |  | EHD4X48AAL+WALLCON | *96CTN0601714A* | 24200 | 16 | 8.1 | 21400 | 16700 | 78.04% | 2 | 0 | 10.5 |  |  |  | No | R-410A | 2.0167 | Residential & Commercial | Ducted CEE Tier 1
212969747 | Central HP <5.4 tons | BRYANT HEATING AND COOLING SYSTEMS | HRCU-A-CB (Split System: Heat Pump with Remote Outdoor Unit-Air-Source) | 38MURAQ24AB3* |  |  | CAP**2517AL* | 82*SB36045V14*** | 24000 | 17.5 | 8.5 | 25000 | 21800 | 87.2% | 1.82 | 0 | 10 |  |  |  | No | R-410A | 2 | Residential & Commercial | Ducted CEE Tier 1
215678216 | Central HP <5.4 tons | AIRQUEST | HRCU-A-CB (Split System: Heat Pump with Remote Outdoor Unit-Air-Source) | H5H0V24*K*AAA* |  |  | EA*5X24M17A*+WALLCON | *97CTN0801716A* | 22800 | 16.5 | 9 | 24000 | 16900 | 70.42% | 1.94 | 0 | 10 |  |  |  | No | R-454B | 1.9 | Residential & Commercial | Ducted CEE Tier 1
215678286 | Central HP <5.4 tons | AIRQUEST | HRCU-A-CB (Split System: Heat Pump with Remote Outdoor Unit-Air-Source) | H5H0V24*K*AAA* |  |  | EA*5X30M17A*+WALLCON | *97CTN0601716A* | 23000 | 16.5 | 9 | 24000 | 16800 | 70% | 1.86 | 0 | 10 |  |  |  | No | R-454B | 1.9167 | Residential & Commercial | Ducted CEE Tier 1
214396427 | Central HP <5.4 tons | JOHNSON CONTROLS | HRCU-A-CB (Split System: Heat Pump with Remote Outdoor Unit-Air-Source) | HH836E2S11 |  |  | CTM36B5CDS1 | TM9E060B12MP12 | 33000 | 17 | 8.5 | 31400 | 25400 | 80.89% | 2 | 0 | 11 |  |  |  | No | R-454B | 2.75 | Residential & Commercial | Ducted CEE Tier 1
214396477 | Central HP <5.4 tons | JOHNSON CONTROLS | HRCU-A-CB (Split System: Heat Pump with Remote Outdoor Unit-Air-Source) | HH836E2S11 |  |  | CTM36C5CDS1 | TMLE080C20MP11 | 34400 | 17 | 8.5 | 32400 | 26400 | 81.48% | 2 | 0 | 11 |  |  |  | No | R-454B | 2.8667 | Residential & Commercial | Ducted CEE Tier 1
214396920 | Central HP <5.4 tons | JOHNSON CONTROLS | HRCU-A-CB (Split System: Heat Pump with Remote Outdoor Unit-Air-Source) | HH836E2S11 |  |  | CTF36C5CDS1 | TMLE080C20MP11 | 34800 | 17 | 8.5 | 32800 | 27000 | 82.32% | 2 | 0 | 11 |  |  |  | No | R-454B | 2.9 | Residential & Commercial | Ducted CEE Tier 1
214396970 | Central HP <5.4 tons | JOHNSON CONTROLS | HRCU-A-CB (Split System: Heat Pump with Remote Outdoor Unit-Air-Source) | HH836E2S11 |  |  | CTF48C5CFS1 | TM8V100C16MP12 | 33400 | 18 | 9 | 31600 | 25400 | 80.38% | 2 | 0 | 11 |  |  |  | No | R-454B | 2.7833 | Residential & Commercial | Ducted CEE Tier 1
214397238 | Central HP <5.4 tons | JOHNSON CONTROLS | HRCU-A-CB (Split System: Heat Pump with Remote Outdoor Unit-Air-Source) | HH836E2S11 |  |  | CTF36C5CDS1+JMET16CS2N1 |  | 34200 | 19 | 9 | 31400 | 25600 | 81.53% | 2 | 0 | 11.7 |  |  |  | No | R-454B | 2.85 | Residential & Commercial | Ducted CEE Tier 1
214397322 | Central HP <5.4 tons | JOHNSON CONTROLS | HRCU-A-CB (Split System: Heat Pump with Remote Outdoor Unit-Air-Source) | HH836E2S11 |  |  | JHC42C5CF2SS1 |  | 34400 | 19 | 9 | 31600 | 25000 | 79.11% | 2 | 0 | 11.7 |  |  |  | No | R-454B | 2.8667 | Residential & Commercial | Ducted CEE Tier 1
215667871 | Central HP <5.4 tons | COMFORTMAKER | HRCU-A-CB (Split System: Heat Pump with Remote Outdoor Unit-Air-Source) | C5H0V24*K*AAA* |  |  | EA*5X37M21A*+WALLCON | *80CTL1102120B* | 24000 | 17.5 | 9 | 23200 | 16300 | 70.26% | 2.02 | 0 | 10.5 |  |  |  | No | R-454B | 2 | Residential & Commercial | Ducted CEE Tier 1
215667919 | Central HP <5.4 tons | COMFORTMAKER | HRCU-A-CB (Split System: Heat Pump with Remote Outdoor Unit-Air-Source) | C5H0V24*K*AAA* |  |  | EA*5X37M21A*+WALLCON | *96CTN0601714B* | 24000 | 17.5 | 9 | 23400 | 16400 | 70.09% | 2 | 0 | 10.5 |  |  |  | No | R-454B | 2 | Residential & Commercial | Ducted CEE Tier 1
210595949 | Central HP <5.4 tons | CARRIER | HRCU-A-CB (Split System: Heat Pump with Remote Outdoor Unit-Air-Source) | 25VNA825A*031* |  |  | CAP**4221AL*+UI | 59TN6B080C17**14 | 23600 | 16.5 | 8.1 | 21400 | 16700 | 78.04% | 1.96 | 0 | 11 |  |  |  | No | R-410A | 1.9667 | Residential & Commercial | Ducted CEE Tier 1
215940489 | Central HP <5.4 tons | COMFORTMAKER | HRCU-A-CB (Split System: Heat Pump with Remote Outdoor Unit-Air-Source) | C5H3V36*K*AAA* |  |  | EVM5X60M24A*+WALLCON | *97CTN1002122A* | 35600 | 22 | 8.5 | 38000 | 28400 | 74.74% | 2.04 | 0 | 12.5 |  |  |  | No | R-454B | 2.9667 | Residential & Commercial | Ducted CEE Tier 1
215940539 | Central HP <5.4 tons | COMFORTMAKER | HRCU-A-CB (Split System: Heat Pump with Remote Outdoor Unit-Air-Source) | C5H3V36*K*AAA* |  |  | EVD5X36M21A*+WALLCON | *97CTN0601716A* | 34000 | 20 | 8.5 | 39500 | 28800 | 72.91% | 2.02 | 0 | 11 |  |  |  | No | R-454B | 2.8333 | Residential & Commercial | Ducted CEE Tier 1
215940889 | Central HP <5.4 tons | COMFORTMAKER | HRCU-A-CB (Split System: Heat Pump with Remote Outdoor Unit-Air-Source) | C5H3V36*K*AAA* |  |  | EVD5X60M24A*+WALLCON | *97CTN0802120A* | 35400 | 21.5 | 8.5 | 38000 | 28600 | 75.26% | 2.04 | 0 | 12 |  |  |  | No | R-454B | 2.95 | Residential & Commercial | Ducted CEE Tier 1
210599867 | Central HP <5.4 tons | TEMPSTAR | HRCU-A-CB (Split System: Heat Pump with Remote Outdoor Unit-Air-Source) | TVH825GKA2* |  |  | EA*4X42L21A*+WALLCON | *97CMN0602120A* | 23600 | 16 | 8.1 | 21400 | 16700 | 78.04% | 1.94 | 0 | 11 |  |  |  | No | R-410A | 1.9667 | Residential & Commercial | Ducted CEE Tier 1
210599918 | Central HP <5.4 tons | TEMPSTAR | HRCU-A-CB (Split System: Heat Pump with Remote Outdoor Unit-Air-Source) | TVH825GKA2* |  |  | EA*4X48L24A*+WALLCON | *97CMN1002122A* | 24200 | 16.5 | 8.1 | 21000 | 16500 | 78.57% | 2.02 | 0 | 11 |  |  |  | No | R-410A | 2.0167 | Residential & Commercial | Ducted CEE Tier 1
210599950 | Central HP <5.4 tons | TEMPSTAR | HRCU-A-CB (Split System: Heat Pump with Remote Outdoor Unit-Air-Source) | TVH825GKA2* |  |  | EHD4X48AAL+WALLCON | *95CSU1002122A* | 24200 | 16.5 | 8.1 | 21200 | 16600 | 78.3% | 2.02 | 0 | 11 |  |  |  | No | R-410A | 2.0167 | Residential & Commercial | Ducted CEE Tier 1
210599985 | Central HP <5.4 tons | TEMPSTAR | HRCU-A-CB (Split System: Heat Pump with Remote Outdoor Unit-Air-Source) | TVH825GKA2* |  |  | EN(A,D,W)4X48L21**+WALLCON | *80CSU0401712A* | 24200 | 17.5 | 8.1 | 21200 | 16600 | 78.3% | 2.02 | 0 | 11.5 |  |  |  | No | R-410A | 2.0167 | Residential & Commercial | Ducted CEE Tier 1
215676776 | Central HP <5.4 tons | AIRQUEST | HRCU-A-CB (Split System: Heat Pump with Remote Outdoor Unit-Air-Source) | H5H0V48*K*AAA* |  |  | EVD5X61M21A*+WALLCON | *95CSU0802120B* | 48500 | 18.5 | 9 | 50000 | 37000 | 74% | 2 | 0 | 10 |  |  |  | No | R-454B | 4.0417 | Residential & Commercial | Ducted CEE Tier 1
212971367 | Central HP <5.4 tons | BRYANT HEATING AND COOLING SYSTEMS | HRCU-A-CB (Split System: Heat Pump with Remote Outdoor Unit-Air-Source) | 38MURAQ18AB3* |  |  | CNPV*3014AL* | 82*TB36045V14*** | 17400 | 16.5 | 8.1 | 17900 | 18600 | 103.9% | 2.24 | 0 | 11 |  |  |  | No | R-410A | 1.45 | Residential & Commercial | Ducted CEE Tier 1
212971369 | Central HP <5.4 tons | BRYANT HEATING AND COOLING SYSTEMS | HRCU-A-CB (Split System: Heat Pump with Remote Outdoor Unit-Air-Source) | 38MURAQ18AB3* |  |  | CNPV*3017AL* | 82*TB36045V14*** | 17400 | 16.5 | 8.1 | 17900 | 18600 | 103.9% | 2.24 | 0 | 11 |  |  |  | No | R-410A | 1.45 | Residential & Commercial | Ducted CEE Tier 1
212971435 | Central HP <5.4 tons | BRYANT HEATING AND COOLING SYSTEMS | HRCU-A-CB (Split System: Heat Pump with Remote Outdoor Unit-Air-Source) | 38MURAQ18AB3* |  |  | CAP**1917AL* | 82*TB48070V17*** | 18000 | 16.5 | 8.5 | 18000 | 17800 | 98.89% | 2.14 | 0 | 10.5 |  |  |  | No | R-410A | 1.5 | Residential & Commercial | Ducted CEE Tier 1
212973023 | Central HP <5.4 tons | BRYANT HEATING AND COOLING SYSTEMS | HRCU-A-CB (Split System: Heat Pump with Remote Outdoor Unit-Air-Source) | 38MURAQ18AB3* |  |  | CAP**2417AL* | 926SB36040V17*** | 17200 | 16 | 8.5 | 18200 | 19400 | 106.6% | 2.34 | 0 | 10.5 |  |  |  | No | R-410A | 1.4333 | Residential & Commercial | Ducted CEE Tier 1
212975079 | Central HP <5.4 tons | BRYANT HEATING AND COOLING SYSTEMS | HRCU-A-CB (Split System: Heat Pump with Remote Outdoor Unit-Air-Source) | 38MURAQ18AB3* |  |  | CAP**2417AL* | 926TC36040V17*** | 17200 | 16 | 8.5 | 18200 | 19400 | 106.6% | 2.34 | 0 | 10.5 |  |  |  | No | R-410A | 1.4333 | Residential & Commercial | Ducted CEE Tier 1
215935455 | Central HP <5.4 tons | BRYANT HEATING AND COOLING SYSTEMS | HRCU-A-CB (Split System: Heat Pump with Remote Outdoor Unit-Air-Source) | 293VAN036**AA* |  |  | CVAMA6124XMA*+UI | 88*TB60090C21*** | 36000 | 22.5 | 8.5 | 37600 | 28200 | 75% | 2.06 | 0 | 12.5 |  |  |  | No | R-454B | 3 | Residential & Commercial | Ducted CEE Tier 1
215935525 | Central HP <5.4 tons | BRYANT HEATING AND COOLING SYSTEMS | HRCU-A-CB (Split System: Heat Pump with Remote Outdoor Unit-Air-Source) | 293VAN036**AA* |  |  | CVAVA3017XMA*+UI | 987MC42060C17*** | 34000 | 20 | 8.1 | 38000 | 27200 | 71.58% | 2 | 0 | 11 |  |  |  | No | R-454B | 2.8333 | Residential & Commercial | Ducted CEE Tier 1
215935675 | Central HP <5.4 tons | BRYANT HEATING AND COOLING SYSTEMS | HRCU-A-CB (Split System: Heat Pump with Remote Outdoor Unit-Air-Source) | 293VAN036**AA* |  |  | CVAVA3621XMA*+UI | 935CB48060C17*** | 34200 | 20.5 | 8.5 | 39000 | 28600 | 73.33% | 2.04 | 0 | 11.5 |  |  |  | No | R-454B | 2.85 | Residential & Commercial | Ducted CEE Tier 1
214397611 | Central HP <5.4 tons | JOHNSON CONTROLS | HRCU-A-CB (Split System: Heat Pump with Remote Outdoor Unit-Air-Source) | HH860E2S11 |  |  | CTM60D5CHS1 | TMLE130D20MP11 | 54500 | 19 | 8.5 | 55000 | 40000 | 72.73% | 2 | 0 | 11.7 |  |  |  | No | R-454B | 4.5417 | Residential & Commercial | Ducted CEE Tier 1
214396613 | Central HP <5.4 tons | JOHNSON CONTROLS | HRCU-A-CB (Split System: Heat Pump with Remote Outdoor Unit-Air-Source) | HH860E2S11 |  |  | CTM60D5CGS1+JMC20D2SN1 |  | 45000 | 18 | 9.5 | 46500 | 33800 | 72.69% | 2 | 0 | 12 |  |  |  | No | R-454B | 3.75 | Residential & Commercial | Ducted CEE Tier 1
214397166 | Central HP <5.4 tons | JOHNSON CONTROLS | HRCU-A-CB (Split System: Heat Pump with Remote Outdoor Unit-Air-Source) | HH860E2S11 |  |  | CTF60C5CHS1 | TM9Y100C20MP11 | 53000 | 19 | 8.5 | 54500 | 39000 | 71.56% | 2 | 0 | 11 |  |  |  | No | R-454B | 4.4167 | Residential & Commercial | Ducted CEE Tier 1
214397181 | Central HP <5.4 tons | JOHNSON CONTROLS | HRCU-A-CB (Split System: Heat Pump with Remote Outdoor Unit-Air-Source) | HH860E2S11 |  |  | CTM60D5CHS1 | TM9V120D20MP12 | 54000 | 19 | 9 | 54000 | 39000 | 72.22% | 2 | 0 | 11 |  |  |  | No | R-454B | 4.5 | Residential & Commercial | Ducted CEE Tier 1
214397601 | Central HP <5.4 tons | JOHNSON CONTROLS | HRCU-A-CB (Split System: Heat Pump with Remote Outdoor Unit-Air-Source) | HH860E2S11 |  |  | CTF60C5CHS1+JMVT17CC2N1 |  | 53500 | 19 | 9 | 53000 | 38000 | 71.7% | 2 | 0 | 12 |  |  |  | No | R-454B | 4.4583 | Residential & Commercial | Ducted CEE Tier 1
214396056 | Central HP <5.4 tons | YORK | HRCU-A-CB (Split System: Heat Pump with Remote Outdoor Unit-Air-Source) | HH860E2S11 |  |  | CTF60D5CGS1 | TM8E130D20MP11 | 46000 | 18 | 9 | 47500 | 35200 | 74.11% | 2 | 0 | 11 |  |  |  | No | R-454B | 3.8333 | Residential & Commercial | Ducted CEE Tier 1
214397059 | Central HP <5.4 tons | JOHNSON CONTROLS | HRCU-A-CB (Split System: Heat Pump with Remote Outdoor Unit-Air-Source) | HH860E2S11 |  |  | CTM60C5CGS1 | TMLE080C20MP11 | 44500 | 17 | 9 | 45000 | 33800 | 75.11% | 2 | 0 | 11.7 |  |  |  | No | R-454B | 3.7083 | Residential & Commercial | Ducted CEE Tier 1
214398695 | Central HP <5.4 tons | JOHNSON CONTROLS | HRCU-A-CB (Split System: Heat Pump with Remote Outdoor Unit-Air-Source) | HH860E2S11 |  |  | CTM60C5CGS1 | TM8E100C20MP11 | 44500 | 17 | 9 | 45000 | 33800 | 75.11% | 2 | 0 | 11.7 |  |  |  | No | R-454B | 3.7083 | Residential & Commercial | Ducted CEE Tier 1
210597912 | Central HP <5.4 tons | HEIL | HRCU-A-CB (Split System: Heat Pump with Remote Outdoor Unit-Air-Source) | HVH825GKA2* |  |  | EA*4X42L24A*+WALLCON | *96CTN1002122A* | 23800 | 16.5 | 8.1 | 21400 | 16600 | 77.57% | 1.96 | 0 | 11 |  |  |  | No | R-410A | 1.9833 | Residential & Commercial | Ducted CEE Tier 1
210598064 | Central HP <5.4 tons | HEIL | HRCU-A-CB (Split System: Heat Pump with Remote Outdoor Unit-Air-Source) | HVH825GKA2* |  |  | EA*4X48L24A*+WALLCON | *80CTL1352422A* | 24200 | 17 | 8.1 | 21000 | 16500 | 78.57% | 2.02 | 0 | 11 |  |  |  | No | R-410A | 2.0167 | Residential & Commercial | Ducted CEE Tier 1
210598164 | Central HP <5.4 tons | HEIL | HRCU-A-CB (Split System: Heat Pump with Remote Outdoor Unit-Air-Source) | HVH825GKA2* |  |  | EHD4X42AAL+WALLCON | *80CSU1002120A* | 24200 | 16 | 8.1 | 21400 | 16700 | 78.04% | 2 | 0 | 10.5 |  |  |  | No | R-410A | 2.0167 | Residential & Commercial | Ducted CEE Tier 1
210598180 | Central HP <5.4 tons | HEIL | HRCU-A-CB (Split System: Heat Pump with Remote Outdoor Unit-Air-Source) | HVH825GKA2* |  |  | EHD4X42AAL+WALLCON | *80CTL0901716A* | 24200 | 16.5 | 8.1 | 21200 | 16500 | 77.83% | 2.02 | 0 | 11 |  |  |  | No | R-410A | 2.0167 | Residential & Commercial | Ducted CEE Tier 1
210598196 | Central HP <5.4 tons | HEIL | HRCU-A-CB (Split System: Heat Pump with Remote Outdoor Unit-Air-Source) | HVH825GKA2* |  |  | EHD4X42AAL+WALLCON | *95CSU1002122A* | 24200 | 16 | 8.1 | 21400 | 16600 | 77.57% | 2 | 0 | 11 |  |  |  | No | R-410A | 2.0167 | Residential & Commercial | Ducted CEE Tier 1
212984194 | Central HP <5.4 tons | BRYANT HEATING AND COOLING SYSTEMS | HRCU-A-CB (Split System: Heat Pump with Remote Outdoor Unit-Air-Source) | 38MURAQ18AB3* |  |  | CAP**3017AL* | 912SE42060M17*** | 17700 | 16.5 | 8.5 | 18300 | 18700 | 102.2% | 2.24 | 0 | 10.5 |  |  |  | No | R-410A | 1.475 | Residential & Commercial | Ducted CEE Tier 1
212987544 | Central HP <5.4 tons | BRYANT HEATING AND COOLING SYSTEMS | HRCU-A-CB (Split System: Heat Pump with Remote Outdoor Unit-Air-Source) | 38MURAQ18AB3* |  |  | CNPV*2417AL* | 916SA48080M17*** | 17600 | 16 | 8.5 | 18600 | 19100 | 102.7% | 2.3 | 0 | 11 |  |  |  | No | R-410A | 1.4667 | Residential & Commercial | Ducted CEE Tier 1
214229013 | Central HP <5.4 tons | BRYANT HEATING AND COOLING SYSTEMS | HRCU-A-CB (Split System: Heat Pump with Remote Outdoor Unit-Air-Source) | 38MURAQ18AB3* |  |  | CNPV*2417AL* | 83*SB48060M17*** | 17600 | 16 | 8.5 | 18500 | 18900 | 102.2% | 2.28 | 0 | 11 |  |  |  | No | R-410A | 1.4667 | Residential & Commercial | Ducted CEE Tier 1
214397826 | Central HP <5.4 tons | JOHNSON CONTROLS | HRCU-A-CB (Split System: Heat Pump with Remote Outdoor Unit-Air-Source) | HH860E2S11 |  |  | CTM60C5CGS1 | TM9V080C16MP12 | 43500 | 18 | 9 | 44000 | 34000 | 77.27% | 2 | 0 | 11 |  |  |  | No | R-454B | 3.625 | Residential & Commercial | Ducted CEE Tier 1
214609174 | Central HP <5.4 tons | JOHNSON CONTROLS | HRCU-A-CB (Split System: Heat Pump with Remote Outdoor Unit-Air-Source) | HH860E2S11 |  |  | CTF60C5CGS1 | Z9ES080C16SMPS1 | 44500 | 18 | 9 | 46000 | 33800 | 73.48% | 2 | 0 | 11.7 |  |  |  | No | R-454B | 3.7083 | Residential & Commercial | Ducted CEE Tier 1
210532968 | Central HP <5.4 tons | CARRIER | HRCU-A-CB (Split System: Heat Pump with Remote Outdoor Unit-Air-Source) | 25VNA424A*031* |  |  | CAP**3014AL*+UI | 58TN*A070C14**12 | 23200 | 21 | 10 | 26600 | 19900 | 74.81% | 2.38 | 0 | 13 |  |  |  | No | R-410A | 1.9333 | Residential & Commercial | Ducted CEE Tier 1
210532984 | Central HP <5.4 tons | CARRIER | HRCU-A-CB (Split System: Heat Pump with Remote Outdoor Unit-Air-Source) | 25VNA424A*031* |  |  | CAP**3017AL*+UI | 59MN7B080C17**14 | 23200 | 20 | 10 | 26800 | 20000 | 74.63% | 2.36 | 0 | 13 |  |  |  | No | R-410A | 1.9333 | Residential & Commercial | Ducted CEE Tier 1
210532986 | Central HP <5.4 tons | CARRIER | HRCU-A-CB (Split System: Heat Pump with Remote Outdoor Unit-Air-Source) | 25VNA424A*031* |  |  | CAP**3017AL*+UI | 58TN*A070C14**12 | 23200 | 21 | 10 | 26600 | 19900 | 74.81% | 2.38 | 0 | 13.5 |  |  |  | No | R-410A | 1.9333 | Residential & Commercial | Ducted CEE Tier 1
214397636 | Central HP <5.4 tons | JOHNSON CONTROLS | HRCU-A-CB (Split System: Heat Pump with Remote Outdoor Unit-Air-Source) | HH860E2S11 |  |  | CTF60C5CHS1 | TM9E080C20MP12 | 54000 | 19 | 8.5 | 55000 | 39500 | 71.82% | 2 | 0 | 11 |  |  |  | No | R-454B | 4.5 | Residential & Commercial | Ducted CEE Tier 1
214397868 | Central HP <5.4 tons | JOHNSON CONTROLS | HRCU-A-CB (Split System: Heat Pump with Remote Outdoor Unit-Air-Source) | HH860E2S11 |  |  | CTM60C5CGS1 | TMLE120C16MP11 | 44500 | 18 | 9 | 45500 | 34200 | 75.16% | 2 | 0 | 11 |  |  |  | No | R-454B | 3.7083 | Residential & Commercial | Ducted CEE Tier 1
210595984 | Central HP <5.4 tons | CARRIER | HRCU-A-CB (Split System: Heat Pump with Remote Outdoor Unit-Air-Source) | 25VNA825A*031* |  |  | CAP**4821AL*+UI | 59CU5A100C21**22 | 24200 | 17 | 8.1 | 21000 | 16500 | 78.57% | 2.02 | 0 | 11 |  |  |  | No | R-410A | 2.0167 | Residential & Commercial | Ducted CEE Tier 1
210595998 | Central HP <5.4 tons | CARRIER | HRCU-A-CB (Split System: Heat Pump with Remote Outdoor Unit-Air-Source) | 25VNA825A*031* |  |  | CAP**4824AL*+UI | 59MN7B120C24**22 | 24000 | 16.5 | 8.1 | 21000 | 16600 | 79.05% | 2.02 | 0 | 11 |  |  |  | No | R-410A | 2 | Residential & Commercial | Ducted CEE Tier 1
210596033 | Central HP <5.4 tons | CARRIER | HRCU-A-CB (Split System: Heat Pump with Remote Outdoor Unit-Air-Source) | 25VNA825A*031* |  |  | CNPV*4821AL*+UI | 58TN*A090C17**16 | 24200 | 17.5 | 8.1 | 21200 | 16500 | 77.83% | 2.02 | 0 | 11.7 |  |  |  | No | R-410A | 2.0167 | Residential & Commercial | Ducted CEE Tier 1
210596034 | Central HP <5.4 tons | CARRIER | HRCU-A-CB (Split System: Heat Pump with Remote Outdoor Unit-Air-Source) | 25VNA825A*031* |  |  | CNPV*4821AL*+UI | 59CU5A060C17**16 | 24000 | 16.5 | 8.1 | 21400 | 16700 | 78.04% | 2 | 0 | 11 |  |  |  | No | R-410A | 2 | Residential & Commercial | Ducted CEE Tier 1
210596048 | Central HP <5.4 tons | CARRIER | HRCU-A-CB (Split System: Heat Pump with Remote Outdoor Unit-Air-Source) | 25VNA825A*031* |  |  | CNPV*4824AL*+UI | 59MN7B060C21**20 | 24000 | 16.5 | 8.1 | 21400 | 16700 | 78.04% | 2 | 0 | 11 |  |  |  | No | R-410A | 2 | Residential & Commercial | Ducted CEE Tier 1
210596167 | Central HP <5.4 tons | CARRIER | HRCU-A-CB (Split System: Heat Pump with Remote Outdoor Unit-Air-Source) | 25VNA837A*030* |  |  | CAP**4221AL*+UI | 59CU5A080C21**20 | 31800 | 17.5 | 8.1 | 33000 | 24400 | 73.94% | 1.9 | 0 | 11 |  |  |  | No | R-410A | 2.65 | Residential & Commercial | Ducted CEE Tier 1
210596217 | Central HP <5.4 tons | CARRIER | HRCU-A-CB (Split System: Heat Pump with Remote Outdoor Unit-Air-Source) | 25VNA837A*030* |  |  | CNPV*4821AL*+UI | 58CU*A040C17**12 | 32400 | 17.5 | 8.1 | 33000 | 24800 | 75.15% | 1.94 | 0 | 11.7 |  |  |  | No | R-410A | 2.7 | Residential & Commercial | Ducted CEE Tier 1
214397290 | Central HP <5.4 tons | JOHNSON CONTROLS | HRCU-A-CB (Split System: Heat Pump with Remote Outdoor Unit-Air-Source) | HH836E2S11 |  |  | CTF36B5CDS1 | TM9E080B12MP12 | 33600 | 18 | 8.5 | 31800 | 26000 | 81.76% | 2 | 0 | 11 |  |  |  | No | R-454B | 2.8 | Residential & Commercial | Ducted CEE Tier 1
214397374 | Central HP <5.4 tons | JOHNSON CONTROLS | HRCU-A-CB (Split System: Heat Pump with Remote Outdoor Unit-Air-Source) | HH836E2S11 |  |  | CTF48C5CFS1 | TM9V100C20MP12 | 34200 | 18 | 9 | 32600 | 25800 | 79.14% | 2 | 0 | 11 |  |  |  | No | R-454B | 2.85 | Residential & Commercial | Ducted CEE Tier 1
214397243 | Central HP <5.4 tons | JOHNSON CONTROLS | HRCU-A-CB (Split System: Heat Pump with Remote Outdoor Unit-Air-Source) | HH836E2S11 |  |  | CTF36B5CDS1 | TM8E100B12MP11 | 33200 | 18 | 8.5 | 31200 | 25200 | 80.77% | 2 | 0 | 11 |  |  |  | No | R-454B | 2.7667 | Residential & Commercial | Ducted CEE Tier 1
214397367 | Central HP <5.4 tons | JOHNSON CONTROLS | HRCU-A-CB (Split System: Heat Pump with Remote Outdoor Unit-Air-Source) | HH836E2S11 |  |  | CTM48C5CFS1 | TP9C080C16MP13 | 32800 | 19 | 9 | 31200 | 25200 | 80.77% | 2 | 0 | 11 |  |  |  | No | R-454B | 2.7333 | Residential & Commercial | Ducted CEE Tier 1
214397114 | Central HP <5.4 tons | JOHNSON CONTROLS | HRCU-A-CB (Split System: Heat Pump with Remote Outdoor Unit-Air-Source) | HH824E2S11 |  |  | CTF36B5ADS1 | TM9E080B12MP12 | 23000 | 18 | 9.5 | 23000 | 18800 | 81.74% | 2 | 0 | 12 |  |  |  | No | R-454B | 1.9167 | Residential & Commercial | Ducted CEE Tier 1
214396283 | Central HP <5.4 tons | JOHNSON CONTROLS | HRCU-A-CB (Split System: Heat Pump with Remote Outdoor Unit-Air-Source) | HH824E2S11 |  |  | CTM30B5ACS1 | TM8E100B12MP11 | 23000 | 17 | 9.5 | 23000 | 18300 | 79.57% | 2 | 0 | 12 |  |  |  | No | R-454B | 1.9167 | Residential & Commercial | Ducted CEE Tier 1
214397144 | Central HP <5.4 tons | JOHNSON CONTROLS | HRCU-A-CB (Split System: Heat Pump with Remote Outdoor Unit-Air-Source) | HH824E2S11 |  |  | CTF30B5ACS1 | TM8E080B12MP11 | 23000 | 17 | 9.5 | 23000 | 18400 | 80% | 2 | 0 | 12 |  |  |  | No | R-454B | 1.9167 | Residential & Commercial | Ducted CEE Tier 1
210600080 | Central HP <5.4 tons | TEMPSTAR | HRCU-A-CB (Split System: Heat Pump with Remote Outdoor Unit-Air-Source) | TVH837GKA** |  |  | EA*4X42L21A*+WALLCON | *80CSU1002120A* | 31800 | 17 | 8.1 | 33200 | 24400 | 73.49% | 1.88 | 0 | 11 |  |  |  | No | R-410A | 2.65 | Residential & Commercial | Ducted CEE Tier 1
206135781 | Central HP <5.4 tons | TEMPSTAR | HRCU-A-CB (Split System: Heat Pump with Remote Outdoor Unit-Air-Source) | TVH837GKA** |  |  | EA*4X48L21A*+WALLCON | *80CSU0601716A* | 32200 | 17 | 8.1 | 32600 | 25000 | 76.69% | 1.96 | 12 | 11 |  |  |  | No | R-410A | 2.6833 | Residential & Commercial | Ducted CEE Tier 1
206136183 | Central HP <5.4 tons | TEMPSTAR | HRCU-A-CB (Split System: Heat Pump with Remote Outdoor Unit-Air-Source) | TVH837GKA** |  |  | EA*4X48L21A*+WALLCON | *95CSU1002122A* | 32400 | 17.5 | 8.5 | 32600 | 24800 | 76.07% | 2 | 12 | 11.5 |  |  |  | No | R-410A | 2.7 | Residential & Commercial | Ducted CEE Tier 1
210600081 | Central HP <5.4 tons | TEMPSTAR | HRCU-A-CB (Split System: Heat Pump with Remote Outdoor Unit-Air-Source) | TVH837GKA** |  |  | EA*4X42L21A*+WALLCON | *95CSU0802120A* | 31800 | 17.5 | 8.1 | 33000 | 24400 | 73.94% | 1.9 | 0 | 11 |  |  |  | No | R-410A | 2.65 | Residential & Commercial | Ducted CEE Tier 1
214397903 | Central HP <5.4 tons | JOHNSON CONTROLS | HRCU-A-CB (Split System: Heat Pump with Remote Outdoor Unit-Air-Source) | HH860E2S11 |  |  | CTM60C5CGS1 | TPLC120C20MP13 | 44000 | 18 | 9 | 44500 | 33600 | 75.51% | 2 | 0 | 11.7 |  |  |  | No | R-454B | 3.6667 | Residential & Commercial | Ducted CEE Tier 1
214398070 | Central HP <5.4 tons | JOHNSON CONTROLS | HRCU-A-CB (Split System: Heat Pump with Remote Outdoor Unit-Air-Source) | HH860E2S11 |  |  | CTF60D5CJS1+JMC20D2SN1 |  | 53000 | 19 | 9 | 54000 | 39000 | 72.22% | 2 | 0 | 11 |  |  |  | No | R-454B | 4.4167 | Residential & Commercial | Ducted CEE Tier 1
214397478 | Central HP <5.4 tons | JOHNSON CONTROLS | HRCU-A-CB (Split System: Heat Pump with Remote Outdoor Unit-Air-Source) | HH860E2S11 |  |  | CTM60C5CGS1 | TM9V100C20MP12 | 44000 | 18 | 9 | 44500 | 33600 | 75.51% | 2 | 0 | 11.7 |  |  |  | No | R-454B | 3.6667 | Residential & Commercial | Ducted CEE Tier 1
214398700 | Central HP <5.4 tons | JOHNSON CONTROLS | HRCU-A-CB (Split System: Heat Pump with Remote Outdoor Unit-Air-Source) | HH860E2S11 |  |  | CTM60C5CGS1 | TMLE100C20MP11 | 44500 | 17 | 9 | 45000 | 33800 | 75.11% | 2 | 0 | 11.7 |  |  |  | No | R-454B | 3.7083 | Residential & Commercial | Ducted CEE Tier 1
214398289 | Central HP <5.4 tons | JOHNSON CONTROLS | HRCU-A-CB (Split System: Heat Pump with Remote Outdoor Unit-Air-Source) | HH860E2S11 |  |  | CTM60C5CGS1+JMVT16CC2N1 |  | 45000 | 19 | 9 | 44500 | 33200 | 74.61% | 2 | 0 | 12 |  |  |  | No | R-454B | 3.75 | Residential & Commercial | Ducted CEE Tier 1
214398275 | Central HP <5.4 tons | JOHNSON CONTROLS | HRCU-A-CB (Split System: Heat Pump with Remote Outdoor Unit-Air-Source) | HH860E2S11 |  |  | CTF60C5CGS1 | TPLC100C20MP13 | 44500 | 18 | 9 | 45000 | 33800 | 75.11% | 2 | 0 | 11 |  |  |  | No | R-454B | 3.7083 | Residential & Commercial | Ducted CEE Tier 1
214398031 | Central HP <5.4 tons | JOHNSON CONTROLS | HRCU-A-CB (Split System: Heat Pump with Remote Outdoor Unit-Air-Source) | HH860E2S11 |  |  | CTM60C5CHS1 | TMLE080C20MP11 | 53500 | 19 | 8.5 | 54000 | 39000 | 72.22% | 2 | 0 | 11 |  |  |  | No | R-454B | 4.4583 | Residential & Commercial | Ducted CEE Tier 1
214398006 | Central HP <5.4 tons | JOHNSON CONTROLS | HRCU-A-CB (Split System: Heat Pump with Remote Outdoor Unit-Air-Source) | HH860E2S11 |  |  | CTF60D5CHS1 | TM9Y120D20MP11 | 53500 | 19 | 8.5 | 54500 | 39500 | 72.48% | 2 | 0 | 11 |  |  |  | No | R-454B | 4.4583 | Residential & Commercial | Ducted CEE Tier 1
214606516 | Central HP <5.4 tons | JOHNSON CONTROLS | HRCU-A-C (Split System: Heat Pump with Remote Outdoor Unit with No Indoor Fan --Air Source) | HH836E2S11 |  |  | CTM36B5CDS1 |  | 32800 | 15.2 | 8.1 | 31000 | 22600 | 72.9% | 2 | 0 | 11 |  |  |  | No | R-454B | 2.7333 | Residential & Commercial | Ducted CEE Tier 1
213492167 | Central HP <5.4 tons | STEALTH | HRCU-A-C (Split System: Heat Pump with Remote Outdoor Unit with No Indoor Fan --Air Source) | ACIQ-18-HPB |  |  | ACIQ-24-ACL |  | 18000 | 16.1 | 9.5 | 19000 | 15000 | 78.95% | 2.2 | 11.6 | 11.7 |  |  |  | No | R-410A | 1.5 | Residential & Commercial | Ducted CEE Tier 1
214397347 | Central HP <5.4 tons | JOHNSON CONTROLS | HRCU-A-CB (Split System: Heat Pump with Remote Outdoor Unit-Air-Source) | HH836E2S11 |  |  | CTM48C5CFS1+JMC17C2SN1 |  | 34000 | 19 | 9 | 31400 | 25000 | 79.62% | 2 | 0 | 11.7 |  |  |  | No | R-454B | 2.8333 | Residential & Commercial | Ducted CEE Tier 1
214609150 | Central HP <5.4 tons | JOHNSON CONTROLS | HRCU-A-CB (Split System: Heat Pump with Remote Outdoor Unit-Air-Source) | HH836E2S11 |  |  | CTM48C5CFS1 | Z9ES080C20SMPS1 | 34000 | 19 | 9 | 32000 | 25600 | 80% | 2 | 0 | 11 |  |  |  | No | R-454B | 2.8333 | Residential & Commercial | Ducted CEE Tier 1
214398065 | Central HP <5.4 tons | JOHNSON CONTROLS | HRCU-A-CB (Split System: Heat Pump with Remote Outdoor Unit-Air-Source) | HH860E2S11 |  |  | CTM60C5CHS1 | TM9E080C20MP12 | 54000 | 19 | 8.5 | 55000 | 39500 | 71.82% | 2 | 0 | 11 |  |  |  | No | R-454B | 4.5 | Residential & Commercial | Ducted CEE Tier 1
214398331 | Central HP <5.4 tons | JOHNSON CONTROLS | HRCU-A-CB (Split System: Heat Pump with Remote Outdoor Unit-Air-Source) | HH860E2S11 |  |  | CTM60C5CGS1+JMC17C2SN1 |  | 45000 | 19 | 9 | 45000 | 33400 | 74.22% | 2 | 0 | 12 |  |  |  | No | R-454B | 3.75 | Residential & Commercial | Ducted CEE Tier 1
214606523 | Central HP <5.4 tons | JOHNSON CONTROLS | HRCU-A-C (Split System: Heat Pump with Remote Outdoor Unit with No Indoor Fan --Air Source) | HH860E2S11 |  |  | CTM60D5CJS1 |  | 52000 | 15.2 | 8.5 | 55000 | 40000 | 72.73% | 2 | 0 | 10 |  |  |  | No | R-454B | 4.3333 | Residential & Commercial | Ducted CEE Tier 1
214395847 | Central HP <5.4 tons | YORK | HRCU-A-CB (Split System: Heat Pump with Remote Outdoor Unit-Air-Source) | HH860E2S11 |  |  | CTF60C5CGS1 | TMLV120C20MP12 | 44500 | 18 | 9 | 45000 | 33800 | 75.11% | 2 | 0 | 11 |  |  |  | No | R-454B | 3.7083 | Residential & Commercial | Ducted CEE Tier 1
214395978 | Central HP <5.4 tons | YORK | HRCU-A-CB (Split System: Heat Pump with Remote Outdoor Unit-Air-Source) | HH860E2S11 |  |  | CTM60C5CHS1 | TM9Y100C20MP11 | 53000 | 19 | 8.5 | 54500 | 39500 | 72.48% | 2 | 0 | 11 |  |  |  | No | R-454B | 4.4167 | Residential & Commercial | Ducted CEE Tier 1
214395979 | Central HP <5.4 tons | YORK | HRCU-A-CB (Split System: Heat Pump with Remote Outdoor Unit-Air-Source) | HH860E2S11 |  |  | CTF60C5CHS1 | TM9V100C20MP12 | 53000 | 19 | 8.5 | 53500 | 38500 | 71.96% | 2 | 0 | 11 |  |  |  | No | R-454B | 4.4167 | Residential & Commercial | Ducted CEE Tier 1
214398408 | Central HP <5.4 tons | JOHNSON CONTROLS | HRCU-A-CB (Split System: Heat Pump with Remote Outdoor Unit-Air-Source) | HH860E2S11 |  |  | CTM60C5CHS1 | TL9E100C20UH11 | 53000 | 19 | 8.5 | 53500 | 38500 | 71.96% | 2 | 0 | 11.7 |  |  |  | No | R-454B | 4.4167 | Residential & Commercial | Ducted CEE Tier 1
214398465 | Central HP <5.4 tons | JOHNSON CONTROLS | HRCU-A-CB (Split System: Heat Pump with Remote Outdoor Unit-Air-Source) | HH860E2S11 |  |  | CTM60D5CJS1+JMVT20DC2N1 |  | 54000 | 19 | 9 | 55500 | 39500 | 71.17% | 2 | 0 | 11 |  |  |  | No | R-454B | 4.5 | Residential & Commercial | Ducted CEE Tier 1
210600097 | Central HP <5.4 tons | TEMPSTAR | HRCU-A-CB (Split System: Heat Pump with Remote Outdoor Unit-Air-Source) | TVH837GKA** |  |  | EA*4X61L21A*+WALLCON | *80CSU1002120A* | 33200 | 17 | 8.1 | 32200 | 24800 | 77.02% | 1.98 | 0 | 11.5 |  |  |  | No | R-410A | 2.7667 | Residential & Commercial | Ducted CEE Tier 1
210600113 | Central HP <5.4 tons | TEMPSTAR | HRCU-A-CB (Split System: Heat Pump with Remote Outdoor Unit-Air-Source) | TVH837GKA** |  |  | EA*4X61L24A*+WALLCON | *95CSU1002122A* | 33200 | 18 | 8.5 | 32000 | 24800 | 77.5% | 2.02 | 0 | 11.5 |  |  |  | No | R-410A | 2.7667 | Residential & Commercial | Ducted CEE Tier 1
210600131 | Central HP <5.4 tons | TEMPSTAR | HRCU-A-CB (Split System: Heat Pump with Remote Outdoor Unit-Air-Source) | TVH837GKA** |  |  | EHD4X60AAL+WALLCON | *80CTL0902120A* | 33000 | 17 | 8.1 | 32200 | 25000 | 77.64% | 2 | 0 | 11.5 |  |  |  | No | R-410A | 2.75 | Residential & Commercial | Ducted CEE Tier 1
210600140 | Central HP <5.4 tons | TEMPSTAR | HRCU-A-CB (Split System: Heat Pump with Remote Outdoor Unit-Air-Source) | TVH837GKA** |  |  | EHD4X60AAL+WALLCON | *97CMN0602120A* | 32800 | 16.5 | 8.1 | 32400 | 25200 | 77.78% | 1.98 | 0 | 11 |  |  |  | No | R-410A | 2.7333 | Residential & Commercial | Ducted CEE Tier 1
210600089 | Central HP <5.4 tons | TEMPSTAR | HRCU-A-CB (Split System: Heat Pump with Remote Outdoor Unit-Air-Source) | TVH837GKA** |  |  | EA*4X60L24A*+WALLCON | *96CTN1002122A* | 32800 | 17.5 | 8.5 | 31800 | 24800 | 77.99% | 2 | 0 | 11.7 |  |  |  | No | R-410A | 2.7333 | Residential & Commercial | Ducted CEE Tier 1
215935875 | Central HP <5.4 tons | BRYANT HEATING AND COOLING SYSTEMS | HRCU-A-CB (Split System: Heat Pump with Remote Outdoor Unit-Air-Source) | 293VAN036**AA* |  |  | CVAVA3817XMA*+UI | 987MC42060C17*** | 35200 | 21 | 8.5 | 38000 | 28000 | 73.68% | 2.06 | 0 | 11.5 |  |  |  | No | R-454B | 2.9333 | Residential & Commercial | Ducted CEE Tier 1
215936025 | Central HP <5.4 tons | BRYANT HEATING AND COOLING SYSTEMS | HRCU-A-CB (Split System: Heat Pump with Remote Outdoor Unit-Air-Source) | 293VAN036**AA* |  |  | CVAVA4221XMA*+UI | 88*TB60110C21*** | 34400 | 21 | 8.5 | 38500 | 28000 | 72.73% | 2.04 | 0 | 12 |  |  |  | No | R-454B | 2.8667 | Residential & Commercial | Ducted CEE Tier 1
215936325 | Central HP <5.4 tons | BRYANT HEATING AND COOLING SYSTEMS | HRCU-A-CB (Split System: Heat Pump with Remote Outdoor Unit-Air-Source) | 293VAN036**AA* |  |  | CVAVA4824XMA*+UI | 88*TB60110C21*** | 35200 | 21.5 | 8.5 | 38000 | 28200 | 74.21% | 2.04 | 0 | 12 |  |  |  | No | R-454B | 2.9333 | Residential & Commercial | Ducted CEE Tier 1
215936495 | Central HP <5.4 tons | BRYANT HEATING AND COOLING SYSTEMS | HRCU-A-CB (Split System: Heat Pump with Remote Outdoor Unit-Air-Source) | 293VAN036**AA* |  |  | CVAVA4924XMA*+UI | 987MC60060C21*** | 35200 | 21 | 8.5 | 38500 | 28800 | 74.81% | 2.02 | 0 | 12 |  |  |  | No | R-454B | 2.9333 | Residential & Commercial | Ducted CEE Tier 1
215936545 | Central HP <5.4 tons | BRYANT HEATING AND COOLING SYSTEMS | HRCU-A-CB (Split System: Heat Pump with Remote Outdoor Unit-Air-Source) | 293VAN036**AA* |  |  | CVAVA4924XMA*+UI | 986TD66120C24*** | 35600 | 22 | 8.5 | 38500 | 28400 | 73.77% | 2.04 | 0 | 12.5 |  |  |  | No | R-454B | 2.9667 | Residential & Commercial | Ducted CEE Tier 1
213080184 | Central HP <5.4 tons | BRYANT HEATING AND COOLING SYSTEMS | HRCU-A-CB (Split System: Heat Pump with Remote Outdoor Unit-Air-Source) | 38MURAQ36AB3* |  |  | CAP**4321AL* | 916SA60080M21*** | 36400 | 16 | 8.5 | 38000 | 34800 | 91.58% | 2.06 | 0 | 10 |  |  |  | No | R-410A | 3.0333 | Residential & Commercial | Ducted CEE Tier 1
213080448 | Central HP <5.4 tons | BRYANT HEATING AND COOLING SYSTEMS | HRCU-A-CB (Split System: Heat Pump with Remote Outdoor Unit-Air-Source) | 38MURAQ36AB3* |  |  | CNPV*4824AL* | 916SA66100M21*** | 36000 | 16.5 | 8.1 | 38500 | 34800 | 90.39% | 2.02 | 0 | 10 |  |  |  | No | R-410A | 3 | Residential & Commercial | Ducted CEE Tier 1
215941039 | Central HP <5.4 tons | COMFORTMAKER | HRCU-A-CB (Split System: Heat Pump with Remote Outdoor Unit-Air-Source) | C5H3V48*K*AAA* |  |  | EA*5X61M21A*+WALLCON | *96CTN0802120B* | 45000 | 21 | 9.5 | 48500 | 37000 | 76.29% | 2 | 0 | 11 |  |  |  | No | R-454B | 3.75 | Residential & Commercial | Ducted CEE Tier 1
215675778 | Central HP <5.4 tons | COMFORTMAKER | HRCU-A-CB (Split System: Heat Pump with Remote Outdoor Unit-Air-Source) | C5H0V48*K*AAA* |  |  | EVM5X60M21A*+WALLCON | *95CSU1002122B* | 48000 | 19 | 9 | 50000 | 36600 | 73.2% | 2.12 | 0 | 10 |  |  |  | No | R-454B | 4 | Residential & Commercial | Ducted CEE Tier 1
215676128 | Central HP <5.4 tons | COMFORTMAKER | HRCU-A-CB (Split System: Heat Pump with Remote Outdoor Unit-Air-Source) | C5H0V48*K*AAA* |  |  | EVD5X48M21A*+WALLCON | *80CTL1102120B* | 47000 | 18.5 | 9 | 50000 | 36400 | 72.8% | 2 | 0 | 10 |  |  |  | No | R-454B | 3.9167 | Residential & Commercial | Ducted CEE Tier 1
215674606 | Central HP <5.4 tons | DAY & NIGHT | HRCU-A-CB (Split System: Heat Pump with Remote Outdoor Unit-Air-Source) | C5H0V48*K*AAA* |  |  | EA*5X61M24A*+WALLCON | *97CMN1002122B* | 46000 | 18.5 | 9 | 47500 | 33600 | 70.74% | 2.06 | 0 | 10 |  |  |  | No | R-454B | 3.8333 | Residential & Commercial | Ducted CEE Tier 1
215674379 | Central HP <5.4 tons | COMFORTMAKER | HRCU-A-CB (Split System: Heat Pump with Remote Outdoor Unit-Air-Source) | C5H0V48*K*AAA* |  |  | EA*5X61M21A*+WALLCON | *80CTL1102120B* | 46000 | 18.5 | 9 | 47500 | 33600 | 70.74% | 2.06 | 0 | 10 |  |  |  | No | R-454B | 3.8333 | Residential & Commercial | Ducted CEE Tier 1
214398195 | Central HP <5.4 tons | JOHNSON CONTROLS | HRCU-A-CB (Split System: Heat Pump with Remote Outdoor Unit-Air-Source) | HH836E2S11 |  |  | JHE42C5CF2SS1 |  | 34000 | 19 | 9 | 31400 | 25200 | 80.25% | 2 | 0 | 11.7 |  |  |  | No | R-454B | 2.8333 | Residential & Commercial | Ducted CEE Tier 1
216374711 | Central HP <5.4 tons | JOHNSON CONTROLS | HRCU-A-CB (Split System: Heat Pump with Remote Outdoor Unit-Air-Source) | HH836E2S11 |  |  | CTF36C5CDS1 | Z9ET100C20SMPS1 | 33600 | 17 | 8.5 | 31000 | 23600 | 76.13% | 2 | 0 | 11.7 |  |  |  | No | R-454B | 2.8 | Residential & Commercial | Ducted CEE Tier 1
214595033 | Central HP <5.4 tons | JOHNSON CONTROLS | HRCU-A-CB (Split System: Heat Pump with Remote Outdoor Unit-Air-Source) | HH836E2S11 |  |  | CTF48C5CFS1 | Z8ES100C16SMPS1 | 34000 | 19 | 9 | 31600 | 25200 | 79.75% | 2 | 0 | 11 |  |  |  | No | R-454B | 2.8333 | Residential & Commercial | Ducted CEE Tier 1
210470910 | Central HP <5.4 tons | HEIL | HRCU-A-CB (Split System: Heat Pump with Remote Outdoor Unit-Air-Source) | HVH837GKA2* |  |  | EN(A,D,W)4X60L24**+WALLCON | *80CTL0902120A* | 32800 | 18 | 8.1 | 32200 | 24800 | 77.02% | 1.98 | 0 | 12 |  |  |  | No | R-410A | 2.7333 | Residential & Commercial | Ducted CEE Tier 1
210471135 | Central HP <5.4 tons | HEIL | HRCU-A-CB (Split System: Heat Pump with Remote Outdoor Unit-Air-Source) | HVH837GKA2* |  |  | EHD4X60AAL+WALLCON | *80CSU0401712A* | 33000 | 17 | 8.1 | 32200 | 24800 | 77.02% | 1.98 | 0 | 11 |  |  |  | No | R-410A | 2.75 | Residential & Commercial | Ducted CEE Tier 1
206135980 | Central HP <5.4 tons | DAY & NIGHT | HRCU-A-CB (Split System: Heat Pump with Remote Outdoor Unit-Air-Source) | CVH837GKA** |  |  | EHD4X42AAL+WALLCON | *80CSU0601716A* | 32400 | 16.5 | 8.1 | 33200 | 24800 | 74.7% | 1.94 | 11.5 | 11 |  |  |  | No | R-410A | 2.7 | Residential & Commercial | Ducted CEE Tier 1
210470067 | Central HP <5.4 tons | HEIL | HRCU-A-CB (Split System: Heat Pump with Remote Outdoor Unit-Air-Source) | HVH837GKA2* |  |  | EA*4X36L21A*+WALLCON | *95CSU1002122A* | 31600 | 17.5 | 8.1 | 33000 | 24200 | 73.33% | 1.86 | 0 | 11 |  |  |  | No | R-410A | 2.6333 | Residential & Commercial | Ducted CEE Tier 1
210470310 | Central HP <5.4 tons | HEIL | HRCU-A-CB (Split System: Heat Pump with Remote Outdoor Unit-Air-Source) | HVH837GKA2* |  |  | EA*4X60L24A*+WALLCON | *97CMN1002122A* | 32800 | 17.5 | 8.5 | 31800 | 24800 | 77.99% | 2 | 0 | 11.7 |  |  |  | No | R-410A | 2.7333 | Residential & Commercial | Ducted CEE Tier 1
214229170 | Central HP <5.4 tons | AIRQUEST | HRCU-A-CB (Split System: Heat Pump with Remote Outdoor Unit-Air-Source) | DLCURAH24ABK |  |  | EA*4X37L17A* | *80MSU0601716A* | 24000 | 17.5 | 8.5 | 25600 | 21600 | 84.38% | 1.82 | 0 | 10 |  |  |  | No | R-410A | 2 | Residential & Commercial | Ducted CEE Tier 1
214229368 | Central HP <5.4 tons | AIRQUEST | HRCU-A-CB (Split System: Heat Pump with Remote Outdoor Unit-Air-Source) | DLCURAH24ABK |  |  | EA*4X36L21A* | *80MSU0802120A* | 23600 | 17.5 | 8.5 | 25600 | 23400 | 91.41% | 1.94 | 0 | 10 |  |  |  | No | R-410A | 1.9667 | Residential & Commercial | Ducted CEE Tier 1
210597516 | Central HP <5.4 tons | DAY & NIGHT | HRCU-A-CB (Split System: Heat Pump with Remote Outdoor Unit-Air-Source) | CVH837GKA** |  |  | EHD4X60AAL+WALLCON | *80CTL0902120A* | 33000 | 17 | 8.1 | 32200 | 25000 | 77.64% | 2 | 0 | 11.5 |  |  |  | No | R-410A | 2.75 | Residential & Commercial | Ducted CEE Tier 1
210598248 | Central HP <5.4 tons | HEIL | HRCU-A-CB (Split System: Heat Pump with Remote Outdoor Unit-Air-Source) | HVH825GKA2* |  |  | EHD4X48AAL+WALLCON | *80CTL0451712A* | 24200 | 16 | 8.1 | 21400 | 16700 | 78.04% | 2 | 0 | 10.5 |  |  |  | No | R-410A | 2.0167 | Residential & Commercial | Ducted CEE Tier 1
211245315 | Central HP <5.4 tons | HEIL | HRCU-A-CB (Split System: Heat Pump with Remote Outdoor Unit-Air-Source) | DLCURAH24ABK |  |  | EN(A,D)4X36L21** | *96VSN0601714A* | 23400 | 16.5 | 8.1 | 25800 | 24000 | 93.02% | 2 | 0 | 10 |  |  |  | No | R-410A | 1.95 | Residential & Commercial | Ducted CEE Tier 1
204300275 | Central HP <5.4 tons | DAY & NIGHT | HRCU-A-CB (Split System: Heat Pump with Remote Outdoor Unit-Air-Source) | CVH837GKA** |  |  | EHD4X42AAL+WALLCON | *80CTL1352422A* | 32600 | 17 | 8.1 | 33000 | 24800 | 75.15% | 1.96 | 11 | 11 |  |  |  | No | R-410A | 2.7167 | Residential & Commercial | Ducted CEE Tier 1
216570951 | Central HP <5.4 tons | AMERICAN STANDARD | HRCU-A-CB (Split System: Heat Pump with Remote Outdoor Unit-Air-Source) | 5A6V0X36A1 |  |  | 5PX*B006AS3 | *DHMB060CCV3+LRP | 32800 | 17.2 | 9.7 | 31600 | 24800 | 78.48% | 2.1 | 0 | 11.5 |  |  |  | No | R-454B | 2.7333 | Residential & Commercial | Ducted CEE Tier 1
216570953 | Central HP <5.4 tons | AMERICAN STANDARD | HRCU-A-CB (Split System: Heat Pump with Remote Outdoor Unit-Air-Source) | 5A6V0X36A1 |  |  | 5PX*B006AS3 | S8V2A040M3PCB | 34800 | 20 | 9.4 | 32400 | 25000 | 77.16% | 2.1 | 0 | 12 |  |  |  | No | R-454B | 2.9 | Residential & Commercial | Ducted CEE Tier 1
210595957 | Central HP <5.4 tons | CARRIER | HRCU-A-CB (Split System: Heat Pump with Remote Outdoor Unit-Air-Source) | 25VNA825A*031* |  |  | CAP**4224AL*+UI | 59MN7B120C24**22 | 23800 | 16.5 | 8.1 | 21400 | 16700 | 78.04% | 1.96 | 0 | 11 |  |  |  | No | R-410A | 1.9833 | Residential & Commercial | Ducted CEE Tier 1
210595959 | Central HP <5.4 tons | CARRIER | HRCU-A-CB (Split System: Heat Pump with Remote Outdoor Unit-Air-Source) | 25VNA825A*031* |  |  | CAP**4224AL*+UI | 59TN6B120C24**22 | 23800 | 17 | 8.1 | 21400 | 16600 | 77.57% | 1.96 | 0 | 11 |  |  |  | No | R-410A | 1.9833 | Residential & Commercial | Ducted CEE Tier 1
210595975 | Central HP <5.4 tons | CARRIER | HRCU-A-CB (Split System: Heat Pump with Remote Outdoor Unit-Air-Source) | 25VNA825A*031* |  |  | CAP**4321AL*+UI | 59TN6B100C21**22 | 24400 | 16.5 | 8.5 | 21200 | 16600 | 78.3% | 2.04 | 0 | 11 |  |  |  | No | R-410A | 2.0333 | Residential & Commercial | Ducted CEE Tier 1
210596043 | Central HP <5.4 tons | CARRIER | HRCU-A-CB (Split System: Heat Pump with Remote Outdoor Unit-Air-Source) | 25VNA825A*031* |  |  | CNPV*4821AL*+UI | 59TN6B100C21**22 | 24200 | 17 | 8.1 | 21400 | 16600 | 77.57% | 2.02 | 0 | 11.5 |  |  |  | No | R-410A | 2.0167 | Residential & Commercial | Ducted CEE Tier 1
210596091 | Central HP <5.4 tons | CARRIER | HRCU-A-CB (Split System: Heat Pump with Remote Outdoor Unit-Air-Source) | 25VNA825A*031* |  |  | CSPH*4812AL*+UI | 59TN6B100C21**22 | 24200 | 16 | 8.1 | 21200 | 16700 | 78.77% | 2.04 | 0 | 11 |  |  |  | No | R-410A | 2.0167 | Residential & Commercial | Ducted CEE Tier 1
210596174 | Central HP <5.4 tons | CARRIER | HRCU-A-CB (Split System: Heat Pump with Remote Outdoor Unit-Air-Source) | 25VNA837A*030* |  |  | CAP**6024AL*+UI | 59MN7B060C21**20 | 32600 | 17 | 8.1 | 32200 | 25000 | 77.64% | 1.96 | 0 | 11.5 |  |  |  | No | R-410A | 2.7167 | Residential & Commercial | Ducted CEE Tier 1
210595981 | Central HP <5.4 tons | CARRIER | HRCU-A-CB (Split System: Heat Pump with Remote Outdoor Unit-Air-Source) | 25VNA825A*031* |  |  | CAP**4821AL*+UI | 58TN*A090C17**16 | 24200 | 17.5 | 8.1 | 20800 | 16500 | 79.33% | 2.04 | 0 | 11.5 |  |  |  | No | R-410A | 2.0167 | Residential & Commercial | Ducted CEE Tier 1
215667529 | Central HP <5.4 tons | COMFORTMAKER | HRCU-A-CB (Split System: Heat Pump with Remote Outdoor Unit-Air-Source) | C5H0V24*K*AAA* |  |  | EA*5X30M17A*+WALLCON | *96CTN0601714B* | 23000 | 17 | 8.5 | 23800 | 16700 | 70.17% | 1.86 | 0 | 10 |  |  |  | No | R-454B | 1.9167 | Residential & Commercial | Ducted CEE Tier 1
215667566 | Central HP <5.4 tons | COMFORTMAKER | HRCU-A-CB (Split System: Heat Pump with Remote Outdoor Unit-Air-Source) | C5H0V24*K*AAA* |  |  | EA*5X36M17A*+WALLCON | *80CSU0401712A* | 23200 | 17 | 9 | 23600 | 16600 | 70.34% | 1.98 | 0 | 10 |  |  |  | No | R-454B | 1.9333 | Residential & Commercial | Ducted CEE Tier 1
210595999 | Central HP <5.4 tons | CARRIER | HRCU-A-CB (Split System: Heat Pump with Remote Outdoor Unit-Air-Source) | 25VNA825A*031* |  |  | CAP**4824AL*+UI | 59TN6B100C21**22 | 24200 | 16.5 | 8.1 | 21000 | 16500 | 78.57% | 2.02 | 0 | 11 |  |  |  | No | R-410A | 2.0167 | Residential & Commercial | Ducted CEE Tier 1
210596000 | Central HP <5.4 tons | CARRIER | HRCU-A-CB (Split System: Heat Pump with Remote Outdoor Unit-Air-Source) | 25VNA825A*031* |  |  | CAP**4824AL*+UI | 59TN6B120C24**22 | 24200 | 17 | 8.1 | 21000 | 16500 | 78.57% | 2.02 | 0 | 11 |  |  |  | No | R-410A | 2.0167 | Residential & Commercial | Ducted CEE Tier 1
210596032 | Central HP <5.4 tons | CARRIER | HRCU-A-CB (Split System: Heat Pump with Remote Outdoor Unit-Air-Source) | 25VNA825A*031* |  |  | CNPV*4821AL*+UI | 58TN*A070C17**16 | 24200 | 17 | 8.1 | 21400 | 16600 | 77.57% | 2.02 | 0 | 11 |  |  |  | No | R-410A | 2.0167 | Residential & Commercial | Ducted CEE Tier 1
215676198 | Central HP <5.4 tons | COMFORTMAKER | HRCU-A-CB (Split System: Heat Pump with Remote Outdoor Unit-Air-Source) | C5H0V48*K*AAA* |  |  | EVD5X48M24A*+WALLCON | *80CTL0702120B* | 47000 | 18.5 | 9 | 50000 | 36600 | 73.2% | 2.02 | 0 | 10 |  |  |  | No | R-454B | 3.9167 | Residential & Commercial | Ducted CEE Tier 1
215676298 | Central HP <5.4 tons | COMFORTMAKER | HRCU-A-CB (Split System: Heat Pump with Remote Outdoor Unit-Air-Source) | C5H0V48*K*AAA* |  |  | EVD5X49M24A*+WALLCON | *80CTL0702120B* | 47500 | 19 | 9 | 50000 | 36800 | 73.6% | 2 | 0 | 10 |  |  |  | No | R-454B | 3.9583 | Residential & Commercial | Ducted CEE Tier 1
215676498 | Central HP <5.4 tons | COMFORTMAKER | HRCU-A-CB (Split System: Heat Pump with Remote Outdoor Unit-Air-Source) | C5H0V48*K*AAA* |  |  | EVD5X60M21A*+WALLCON | *95CSU0601716B* | 47500 | 18 | 9 | 50000 | 37200 | 74.4% | 1.98 | 0 | 10 |  |  |  | No | R-454B | 3.9583 | Residential & Commercial | Ducted CEE Tier 1
215676698 | Central HP <5.4 tons | COMFORTMAKER | HRCU-A-CB (Split System: Heat Pump with Remote Outdoor Unit-Air-Source) | C5H0V48*K*AAA* |  |  | EVD5X61M21A*+WALLCON | *80CSU1002120A* | 48500 | 19 | 9 | 50000 | 37000 | 74% | 2 | 0 | 10 |  |  |  | No | R-454B | 4.0417 | Residential & Commercial | Ducted CEE Tier 1
215674399 | Central HP <5.4 tons | COMFORTMAKER | HRCU-A-CB (Split System: Heat Pump with Remote Outdoor Unit-Air-Source) | C5H0V48*K*AAA* |  |  | EA*5X61M21A*+WALLCON | *95CSU1002122B* | 46000 | 18 | 9 | 48000 | 33600 | 70% | 2.08 | 0 | 10 |  |  |  | No | R-454B | 3.8333 | Residential & Commercial | Ducted CEE Tier 1
215662869 | Central HP <5.4 tons | COMFORTMAKER | HRCU-A-CB (Split System: Heat Pump with Remote Outdoor Unit-Air-Source) | C5H0V48*K*AAA* |  |  | FCMA5B48L0C*+WALLCON |  | 45500 | 19 | 9 | 48000 | 33600 | 70% | 2.1 | 0 | 10.5 |  |  |  | No | R-454B | 3.7917 | Residential & Commercial | Ducted CEE Tier 1
215674521 | Central HP <5.4 tons | COMFORTMAKER | HRCU-A-CB (Split System: Heat Pump with Remote Outdoor Unit-Air-Source) | C5H0V48*K*AAA* |  |  | EA*5X61M24A*+WALLCON | *95CSU0802120B* | 46000 | 17.5 | 9 | 48000 | 33800 | 70.42% | 2.08 | 0 | 10 |  |  |  | No | R-454B | 3.8333 | Residential & Commercial | Ducted CEE Tier 1
210596049 | Central HP <5.4 tons | CARRIER | HRCU-A-CB (Split System: Heat Pump with Remote Outdoor Unit-Air-Source) | 25VNA825A*031* |  |  | CNPV*4824AL*+UI | 59MN7B100C21**22 | 24200 | 17 | 8.1 | 21400 | 16600 | 77.57% | 2.02 | 0 | 11.5 |  |  |  | No | R-410A | 2.0167 | Residential & Commercial | Ducted CEE Tier 1
210596067 | Central HP <5.4 tons | CARRIER | HRCU-A-CB (Split System: Heat Pump with Remote Outdoor Unit-Air-Source) | 25VNA825A*031* |  |  | CSPH*4212AL*+UI | 59MN7B100C21**22 | 24200 | 16 | 8.1 | 21400 | 16600 | 77.57% | 2 | 0 | 10.5 |  |  |  | No | R-410A | 2.0167 | Residential & Commercial | Ducted CEE Tier 1
210595937 | Central HP <5.4 tons | CARRIER | HRCU-A-CB (Split System: Heat Pump with Remote Outdoor Unit-Air-Source) | 25VNA825A*031* |  |  | CAP**4221AL*+UI | 58CU*A100C21**20 | 23800 | 16.5 | 8.1 | 21400 | 16700 | 78.04% | 1.96 | 0 | 10.5 |  |  |  | No | R-410A | 1.9833 | Residential & Commercial | Ducted CEE Tier 1
210595969 | Central HP <5.4 tons | CARRIER | HRCU-A-CB (Split System: Heat Pump with Remote Outdoor Unit-Air-Source) | 25VNA825A*031* |  |  | CAP**4321AL*+UI | 59MN7B060C17**14 | 24200 | 16.5 | 8.1 | 21200 | 16800 | 79.25% | 2 | 0 | 11 |  |  |  | No | R-410A | 2.0167 | Residential & Commercial | Ducted CEE Tier 1
215667295 | Central HP <5.4 tons | COMFORTMAKER | HRCU-A-CB (Split System: Heat Pump with Remote Outdoor Unit-Air-Source) | C5H0V24*K*AAA* |  |  | EA*5X25M17A*+WALLCON | *96CTN0601714B* | 23800 | 17 | 9 | 23400 | 16500 | 70.51% | 2.02 | 0 | 10.5 |  |  |  | No | R-454B | 1.9833 | Residential & Commercial | Ducted CEE Tier 1
215667546 | Central HP <5.4 tons | COMFORTMAKER | HRCU-A-CB (Split System: Heat Pump with Remote Outdoor Unit-Air-Source) | C5H0V24*K*AAA* |  |  | EA*5X30M17A*+WALLCON | *96CTN0801714B* | 23000 | 17 | 9 | 23800 | 16700 | 70.17% | 1.98 | 0 | 10 |  |  |  | No | R-454B | 1.9167 | Residential & Commercial | Ducted CEE Tier 1
210595978 | Central HP <5.4 tons | CARRIER | HRCU-A-CB (Split System: Heat Pump with Remote Outdoor Unit-Air-Source) | 25VNA825A*031* |  |  | CAP**4821AL*+UI | 58CU*A100C21**20 | 24000 | 16.5 | 8.1 | 21000 | 16600 | 79.05% | 2.02 | 0 | 11 |  |  |  | No | R-410A | 2 | Residential & Commercial | Ducted CEE Tier 1
210595985 | Central HP <5.4 tons | CARRIER | HRCU-A-CB (Split System: Heat Pump with Remote Outdoor Unit-Air-Source) | 25VNA825A*031* |  |  | CAP**4821AL*+UI | 59MN7B060C17**14 | 24000 | 16.5 | 8.1 | 21000 | 16700 | 79.52% | 2 | 0 | 11 |  |  |  | No | R-410A | 2 | Residential & Commercial | Ducted CEE Tier 1
210595987 | Central HP <5.4 tons | CARRIER | HRCU-A-CB (Split System: Heat Pump with Remote Outdoor Unit-Air-Source) | 25VNA825A*031* |  |  | CAP**4821AL*+UI | 59MN7B080C17**14 | 24000 | 16.5 | 8.1 | 21000 | 16600 | 79.05% | 2 | 0 | 11 |  |  |  | No | R-410A | 2 | Residential & Commercial | Ducted CEE Tier 1
210595994 | Central HP <5.4 tons | CARRIER | HRCU-A-CB (Split System: Heat Pump with Remote Outdoor Unit-Air-Source) | 25VNA825A*031* |  |  | CAP**4824AL*+UI | 59CU5A080C21**20 | 24200 | 17 | 8.1 | 21000 | 16500 | 78.57% | 2.02 | 0 | 11 |  |  |  | No | R-410A | 2.0167 | Residential & Commercial | Ducted CEE Tier 1
210596194 | Central HP <5.4 tons | CARRIER | HRCU-A-CB (Split System: Heat Pump with Remote Outdoor Unit-Air-Source) | 25VNA837A*030* |  |  | CAP**6124AL*+UI | 58CU*A100C21**20 | 33200 | 17.5 | 8.1 | 32000 | 24800 | 77.5% | 1.98 | 0 | 11.5 |  |  |  | No | R-410A | 2.7667 | Residential & Commercial | Ducted CEE Tier 1
210596221 | Central HP <5.4 tons | CARRIER | HRCU-A-CB (Split System: Heat Pump with Remote Outdoor Unit-Air-Source) | 25VNA837A*030* |  |  | CNPV*4824AL*+UI | 59CU5A100C21**22 | 32400 | 17.5 | 8.1 | 32800 | 24600 | 75% | 1.98 | 0 | 11.7 |  |  |  | No | R-410A | 2.7 | Residential & Commercial | Ducted CEE Tier 1
210596230 | Central HP <5.4 tons | CARRIER | HRCU-A-CB (Split System: Heat Pump with Remote Outdoor Unit-Air-Source) | 25VNA837A*030* |  |  | CNPV*6024AL*+UI | 59MN7B120C24**22 | 32800 | 17.5 | 8.1 | 32200 | 24800 | 77.02% | 1.96 | 0 | 11.7 |  |  |  | No | R-410A | 2.7333 | Residential & Commercial | Ducted CEE Tier 1
210596249 | Central HP <5.4 tons | CARRIER | HRCU-A-CB (Split System: Heat Pump with Remote Outdoor Unit-Air-Source) | 25VNA837A*030* |  |  | CSPH*6012AL*+UI | 59MN7B060C21**20 | 32800 | 16.5 | 8.1 | 32400 | 25200 | 77.78% | 1.98 | 0 | 11 |  |  |  | No | R-410A | 2.7333 | Residential & Commercial | Ducted CEE Tier 1
215667799 | Central HP <5.4 tons | COMFORTMAKER | HRCU-A-CB (Split System: Heat Pump with Remote Outdoor Unit-Air-Source) | C5H0V24*K*AAA* |  |  | EA*5X37M17A*+WALLCON | *96CTN0601714B* | 23800 | 17 | 9 | 23600 | 16600 | 70.34% | 2 | 0 | 10 |  |  |  | No | R-454B | 1.9833 | Residential & Commercial | Ducted CEE Tier 1
215942565 | Central HP <5.4 tons | COMFORTMAKER | HRCU-A-CB (Split System: Heat Pump with Remote Outdoor Unit-Air-Source) | C5H3V36*K*AAA* |  |  | EVD5X61M24A*+WALLCON | *80CTL0702120B* | 35800 | 22 | 8.5 | 37400 | 28200 | 75.4% | 2.04 | 0 | 12.5 |  |  |  | No | R-454B | 2.9833 | Residential & Commercial | Ducted CEE Tier 1
215942615 | Central HP <5.4 tons | COMFORTMAKER | HRCU-A-CB (Split System: Heat Pump with Remote Outdoor Unit-Air-Source) | C5H3V36*K*AAA* |  |  | EVM5X61M24A*+WALLCON | *97CTN0802120A* | 36000 | 22 | 8.5 | 37400 | 28200 | 75.4% | 2.04 | 0 | 12.5 |  |  |  | No | R-454B | 3 | Residential & Commercial | Ducted CEE Tier 1
206135658 | Central HP <5.4 tons | DAY & NIGHT | HRCU-A-CB (Split System: Heat Pump with Remote Outdoor Unit-Air-Source) | CVH837GKA** |  |  | EA*4X37L21A*+WALLCON | *80CSU0401712A* | 32800 | 17.5 | 8.5 | 33000 | 25200 | 76.36% | 1.98 | 12 | 11 |  |  |  | No | R-410A | 2.7333 | Residential & Commercial | Ducted CEE Tier 1
206136110 | Central HP <5.4 tons | DAY & NIGHT | HRCU-A-CB (Split System: Heat Pump with Remote Outdoor Unit-Air-Source) | CVH837GKA** |  |  | EA*4X42L21A*+WALLCON | *95CSU1002122A* | 31800 | 17.5 | 8.1 | 33000 | 24400 | 73.94% | 1.9 | 11.5 | 11 |  |  |  | No | R-410A | 2.65 | Residential & Commercial | Ducted CEE Tier 1
211245324 | Central HP <5.4 tons | HEIL | HRCU-A-CB (Split System: Heat Pump with Remote Outdoor Unit-Air-Source) | DLCURAH24ABK |  |  | EN(A,D)4X36L21** | *96VSN0802120A* | 24000 | 17 | 8.1 | 26000 | 23200 | 89.23% | 1.92 | 0 | 10.5 |  |  |  | No | R-410A | 2 | Residential & Commercial | Ducted CEE Tier 1
211245760 | Central HP <5.4 tons | HEIL | HRCU-A-CB (Split System: Heat Pump with Remote Outdoor Unit-Air-Source) | DLCURAH24ABK |  |  | EN(A,D)4X36L21** | OMV098J12* | 23600 | 16.5 | 8.1 | 26000 | 23600 | 90.77% | 1.96 | 0 | 10 |  |  |  | No | R-410A | 1.9667 | Residential & Commercial | Ducted CEE Tier 1
211245769 | Central HP <5.4 tons | HEIL | HRCU-A-CB (Split System: Heat Pump with Remote Outdoor Unit-Air-Source) | DLCURAH24ABK |  |  | EN(A,D)4X36L21** | OLV098A12* | 23400 | 16.5 | 8.1 | 25800 | 24200 | 93.8% | 2 | 0 | 10 |  |  |  | No | R-410A | 1.95 | Residential & Commercial | Ducted CEE Tier 1
204456603 | Central HP <5.4 tons | DAY & NIGHT | HRCU-A-CB (Split System: Heat Pump with Remote Outdoor Unit-Air-Source) | CVH825GKA2* |  |  | EA*4X36L17A*+WALLCON | *80CTL0701716A* | 23600 | 16.5 | 8.1 | 21400 | 16700 | 78.04% | 1.94 | 11.5 | 11 |  |  |  | No | R-410A | 1.9667 | Residential & Commercial | Ducted CEE Tier 1
212971399 | Central HP <5.4 tons | BRYANT HEATING AND COOLING SYSTEMS | HRCU-A-CB (Split System: Heat Pump with Remote Outdoor Unit-Air-Source) | 38MURAQ24AB3* |  |  | CAP**2517AL* | 82*TB36045V14*** | 24400 | 17.5 | 8.5 | 25200 | 21600 | 85.71% | 1.82 | 0 | 10.5 |  |  |  | No | R-410A | 2.0333 | Residential & Commercial | Ducted CEE Tier 1
212971401 | Central HP <5.4 tons | BRYANT HEATING AND COOLING SYSTEMS | HRCU-A-CB (Split System: Heat Pump with Remote Outdoor Unit-Air-Source) | 38MURAQ24AB3* |  |  | CAP**3014AL* | 82*TB36045V14*** | 23600 | 17 | 8.5 | 26000 | 24000 | 92.31% | 2 | 0 | 10 |  |  |  | No | R-410A | 1.9667 | Residential & Commercial | Ducted CEE Tier 1
212971417 | Central HP <5.4 tons | BRYANT HEATING AND COOLING SYSTEMS | HRCU-A-CB (Split System: Heat Pump with Remote Outdoor Unit-Air-Source) | 38MURAQ24AB3* |  |  | CNPV*3617AL* | 82*TB36045V14*** | 23800 | 17 | 8.5 | 26400 | 24000 | 90.91% | 2 | 0 | 10.5 |  |  |  | No | R-410A | 1.9833 | Residential & Commercial | Ducted CEE Tier 1
212972973 | Central HP <5.4 tons | BRYANT HEATING AND COOLING SYSTEMS | HRCU-A-CB (Split System: Heat Pump with Remote Outdoor Unit-Air-Source) | 38MURAQ24AB3* |  |  | CNPV*2417AL* | 926SB30040V14*** | 23000 | 16 | 8.5 | 27000 | 25600 | 94.81% | 2.12 | 0 | 10 |  |  |  | No | R-410A | 1.9167 | Residential & Commercial | Ducted CEE Tier 1
212973003 | Central HP <5.4 tons | BRYANT HEATING AND COOLING SYSTEMS | HRCU-A-CB (Split System: Heat Pump with Remote Outdoor Unit-Air-Source) | 38MURAQ24AB3* |  |  | CNPV*3617AL* | 926SB30040V14*** | 23400 | 16 | 8.1 | 26400 | 24600 | 93.18% | 2.02 | 0 | 10 |  |  |  | No | R-410A | 1.95 | Residential & Commercial | Ducted CEE Tier 1
212973223 | Central HP <5.4 tons | BRYANT HEATING AND COOLING SYSTEMS | HRCU-A-CB (Split System: Heat Pump with Remote Outdoor Unit-Air-Source) | 38MURAQ24AB3* |  |  | CAP**3621AL* | 926SB36040V17*** | 23400 | 16.5 | 8.5 | 26200 | 24200 | 92.37% | 2 | 0 | 10 |  |  |  | No | R-410A | 1.95 | Residential & Commercial | Ducted CEE Tier 1
215679338 | Central HP <5.4 tons | COMFORTMAKER | HRCU-A-CB (Split System: Heat Pump with Remote Outdoor Unit-Air-Source) | C5H0V36*K*AAA* |  |  | EA*5X37M21A*+WALLCON | *97CTN1002122A* | 34600 | 18 | 9 | 35200 | 25000 | 71.02% | 1.9 | 0 | 10 |  |  |  | No | R-454B | 2.8833 | Residential & Commercial | Ducted CEE Tier 1
215667815 | Central HP <5.4 tons | COMFORTMAKER | HRCU-A-CB (Split System: Heat Pump with Remote Outdoor Unit-Air-Source) | C5H0V24*K*AAA* |  |  | EA*5X37M21A*+WALLCON | *80CSU0401712A* | 24000 | 18 | 9 | 23200 | 16300 | 70.26% | 2.02 | 0 | 10.5 |  |  |  | No | R-454B | 2 | Residential & Commercial | Ducted CEE Tier 1
210595943 | Central HP <5.4 tons | CARRIER | HRCU-A-CB (Split System: Heat Pump with Remote Outdoor Unit-Air-Source) | 25VNA825A*031* |  |  | CAP**4221AL*+UI | 59CU5A100C21**22 | 23800 | 16.5 | 8.1 | 21400 | 16600 | 77.57% | 1.96 | 0 | 11 |  |  |  | No | R-410A | 1.9833 | Residential & Commercial | Ducted CEE Tier 1
210532932 | Central HP <5.4 tons | CARRIER | HRCU-A-CB (Split System: Heat Pump with Remote Outdoor Unit-Air-Source) | 25VNA424A*031* |  |  | CAP**2417AL*+UI | 59CU5A060C17**16 | 22800 | 19.5 | 10 | 27200 | 20200 | 74.26% | 2.28 | 0 | 12.5 |  |  |  | No | R-410A | 1.9 | Residential & Commercial | Ducted CEE Tier 1
210532962 | Central HP <5.4 tons | CARRIER | HRCU-A-CB (Split System: Heat Pump with Remote Outdoor Unit-Air-Source) | 25VNA424A*031* |  |  | CAP**2517AL*+UI | 59MN7B080C17**14 | 24000 | 20 | 10.5 | 26600 | 19900 | 74.81% | 2.5 | 0 | 13 |  |  |  | No | R-410A | 2 | Residential & Commercial | Ducted CEE Tier 1
214397858 | Central HP <5.4 tons | JOHNSON CONTROLS | HRCU-A-CB (Split System: Heat Pump with Remote Outdoor Unit-Air-Source) | HH860E2S11 |  |  | CTF60D5CGS1+JMC20D2SN1 |  | 46000 | 19 | 9.5 | 46000 | 34000 | 73.91% | 2 | 0 | 12 |  |  |  | No | R-454B | 3.8333 | Residential & Commercial | Ducted CEE Tier 1
214398430 | Central HP <5.4 tons | JOHNSON CONTROLS | HRCU-A-CB (Split System: Heat Pump with Remote Outdoor Unit-Air-Source) | HH860E2S11 |  |  | CTM60C5CHS1+JMVT17CC2N1 |  | 53500 | 19 | 9 | 53000 | 38000 | 71.7% | 2 | 0 | 12 |  |  |  | No | R-454B | 4.4583 | Residential & Commercial | Ducted CEE Tier 1
214398680 | Central HP <5.4 tons | JOHNSON CONTROLS | HRCU-A-CB (Split System: Heat Pump with Remote Outdoor Unit-Air-Source) | HH860E2S11 |  |  | CTM60C5CGS1 | TM9E100C20MP12 | 44500 | 17 | 9 | 45000 | 33800 | 75.11% | 2 | 0 | 11.7 |  |  |  | No | R-454B | 3.7083 | Residential & Commercial | Ducted CEE Tier 1
216374777 | Central HP <5.4 tons | JOHNSON CONTROLS | HRCU-A-CB (Split System: Heat Pump with Remote Outdoor Unit-Air-Source) | HH860E2S11 |  |  | CTF60D5CHS1 | Z9ET120D20SMPS1 | 54000 | 19 | 9 | 55000 | 40000 | 72.73% | 2 | 0 | 11 |  |  |  | No | R-454B | 4.5 | Residential & Commercial | Ducted CEE Tier 1
214396047 | Central HP <5.4 tons | YORK | HRCU-A-CB (Split System: Heat Pump with Remote Outdoor Unit-Air-Source) | HH860E2S11 |  |  | CTM60C5CGS1 | Y81E080C20SMPS1 | 44000 | 18 | 9 | 44500 | 33400 | 75.06% | 2 | 0 | 12 |  |  |  | No | R-454B | 3.6667 | Residential & Commercial | Ducted CEE Tier 1
214397483 | Central HP <5.4 tons | JOHNSON CONTROLS | HRCU-A-CB (Split System: Heat Pump with Remote Outdoor Unit-Air-Source) | HH860E2S11 |  |  | CTM60C5CGS1 | TP9C100C20MP13 | 44000 | 18 | 9 | 44500 | 33600 | 75.51% | 2 | 0 | 11.7 |  |  |  | No | R-454B | 3.6667 | Residential & Commercial | Ducted CEE Tier 1
214398001 | Central HP <5.4 tons | JOHNSON CONTROLS | HRCU-A-CB (Split System: Heat Pump with Remote Outdoor Unit-Air-Source) | HH860E2S11 |  |  | CTF60C5CHS1+JMC17C2SN1 |  | 53500 | 19 | 9 | 53500 | 38000 | 71.03% | 2 | 0 | 12 |  |  |  | No | R-454B | 4.4583 | Residential & Commercial | Ducted CEE Tier 1
214396082 | Central HP <5.4 tons | YORK | HRCU-A-CB (Split System: Heat Pump with Remote Outdoor Unit-Air-Source) | HH860E2S11 |  |  | CTF60C5CHS1 | TL8E100C20UH11 | 53000 | 19 | 9 | 53500 | 38500 | 71.96% | 2 | 0 | 11.7 |  |  |  | No | R-454B | 4.4167 | Residential & Commercial | Ducted CEE Tier 1
214397922 | Central HP <5.4 tons | JOHNSON CONTROLS | HRCU-A-CB (Split System: Heat Pump with Remote Outdoor Unit-Air-Source) | HH860E2S11 |  |  | CTF60D5CGS1 | TM9E120D20MP12 | 45000 | 17 | 9 | 47000 | 35000 | 74.47% | 2 | 0 | 11 |  |  |  | No | R-454B | 3.75 | Residential & Commercial | Ducted CEE Tier 1
216374690 | Central HP <5.4 tons | JOHNSON CONTROLS | HRCU-A-CB (Split System: Heat Pump with Remote Outdoor Unit-Air-Source) | HH860E2S11 |  |  | CTU60D5XGS1+TXV | Z9ET120D20SMPS1 | 44500 | 17 | 9 | 45000 | 32600 | 72.44% | 2 | 0 | 11.7 |  |  |  | No | R-454B | 3.7083 | Residential & Commercial | Ducted CEE Tier 1
216374731 | Central HP <5.4 tons | JOHNSON CONTROLS | HRCU-A-CB (Split System: Heat Pump with Remote Outdoor Unit-Air-Source) | HH860E2S11 |  |  | CTM60D5CGS1 | Z9ET120D20SMPS1 | 44500 | 17 | 9 | 45000 | 32600 | 72.44% | 2 | 0 | 11.7 |  |  |  | No | R-454B | 3.7083 | Residential & Commercial | Ducted CEE Tier 1
214398651 | Central HP <5.4 tons | JOHNSON CONTROLS | HRCU-A-CB (Split System: Heat Pump with Remote Outdoor Unit-Air-Source) | HH860E2S11 |  |  | CTF60C5CGS1 | TMLV100C16MP12 | 43500 | 18 | 9 | 44000 | 33400 | 75.91% | 2 | 0 | 11.7 |  |  |  | No | R-454B | 3.625 | Residential & Commercial | Ducted CEE Tier 1
210533066 | Central HP <5.4 tons | CARRIER | HRCU-A-CB (Split System: Heat Pump with Remote Outdoor Unit-Air-Source) | 25VNA424A*031* |  |  | CNPV*4217AL*+UI | 59CU5A060C17**16 | 23600 | 20 | 10 | 26600 | 19900 | 74.81% | 2.46 | 0 | 13 |  |  |  | No | R-410A | 1.9667 | Residential & Commercial | Ducted CEE Tier 1
210533080 | Central HP <5.4 tons | CARRIER | HRCU-A-CB (Split System: Heat Pump with Remote Outdoor Unit-Air-Source) | 25VNA424A*031* |  |  | CNPV*4221AL*+UI | 58CU*A060C17**16 | 23400 | 20 | 10 | 26600 | 19800 | 74.44% | 2.44 | 0 | 13 |  |  |  | No | R-410A | 1.95 | Residential & Commercial | Ducted CEE Tier 1
210470133 | Central HP <5.4 tons | CARRIER | HRCU-A-CB (Split System: Heat Pump with Remote Outdoor Unit-Air-Source) | 25VNA837A*031* |  |  | CAP**4221AL*+UI | 59CU5A080C21**20 | 31800 | 17.5 | 8.1 | 33000 | 24400 | 73.94% | 1.9 | 0 | 11 |  |  |  | No | R-410A | 2.65 | Residential & Commercial | Ducted CEE Tier 1
210470385 | Central HP <5.4 tons | CARRIER | HRCU-A-CB (Split System: Heat Pump with Remote Outdoor Unit-Air-Source) | 25VNA837A*031* |  |  | CAP**6121AL*+UI | 59CU5A100C21**22 | 33200 | 18 | 8.5 | 32000 | 24800 | 77.5% | 2 | 0 | 11.5 |  |  |  | No | R-410A | 2.7667 | Residential & Commercial | Ducted CEE Tier 1
210470594 | Central HP <5.4 tons | CARRIER | HRCU-A-CB (Split System: Heat Pump with Remote Outdoor Unit-Air-Source) | 25VNA837A*031* |  |  | CAP**6124AL*+UI | 59MN7B100C21**22 | 33200 | 18 | 8.5 | 32000 | 24800 | 77.5% | 2 | 0 | 12 |  |  |  | No | R-410A | 2.7667 | Residential & Commercial | Ducted CEE Tier 1
210471210 | Central HP <5.4 tons | CARRIER | HRCU-A-CB (Split System: Heat Pump with Remote Outdoor Unit-Air-Source) | 25VNA837A*031* |  |  | CSPH*6012AL*+UI | 59TN6B120C24**22 | 33000 | 17 | 8.1 | 32200 | 24800 | 77.02% | 2.02 | 0 | 11.5 |  |  |  | No | R-410A | 2.75 | Residential & Commercial | Ducted CEE Tier 1
210598380 | Central HP <5.4 tons | HEIL | HRCU-A-CB (Split System: Heat Pump with Remote Outdoor Unit-Air-Source) | HVH825GKA2* |  |  | EN(A,D)4X48L24**+WALLCON | *97CMN0602120A* | 24000 | 16.5 | 8.1 | 21400 | 16700 | 78.04% | 2 | 0 | 11 |  |  |  | No | R-410A | 2 | Residential & Commercial | Ducted CEE Tier 1
210598499 | Central HP <5.4 tons | HEIL | HRCU-A-CB (Split System: Heat Pump with Remote Outdoor Unit-Air-Source) | HVH825GKA2* |  |  | EN(A,D,W)4X48L21**+WALLCON | *95CSU1002122A* | 24200 | 17 | 8.1 | 21200 | 16600 | 78.3% | 2.02 | 0 | 11.5 |  |  |  | No | R-410A | 2.0167 | Residential & Commercial | Ducted CEE Tier 1
205750631 | Central HP <5.4 tons | HEIL | HRCU-A-CB (Split System: Heat Pump with Remote Outdoor Unit-Air-Source) | HVH825GKA2* |  |  | EA*4X37L21A*+WALLCON | *80CTL0451712A* | 24200 | 16.5 | 8.1 | 21200 | 16700 | 78.77% | 2 | 11 | 11 |  |  |  | No | R-410A | 2.0167 | Residential & Commercial | Ducted CEE Tier 1
210595947 | Central HP <5.4 tons | CARRIER | HRCU-A-CB (Split System: Heat Pump with Remote Outdoor Unit-Air-Source) | 25VNA825A*031* |  |  | CAP**4221AL*+UI | 59MN7B100C21**22 | 23800 | 16.5 | 8.1 | 21400 | 16600 | 77.57% | 1.96 | 0 | 11 |  |  |  | No | R-410A | 1.9833 | Residential & Commercial | Ducted CEE Tier 1
210595968 | Central HP <5.4 tons | CARRIER | HRCU-A-CB (Split System: Heat Pump with Remote Outdoor Unit-Air-Source) | 25VNA825A*031* |  |  | CAP**4321AL*+UI | 59CU5A100C21**22 | 24400 | 17 | 8.5 | 21200 | 16600 | 78.3% | 2.04 | 0 | 11 |  |  |  | No | R-410A | 2.0333 | Residential & Commercial | Ducted CEE Tier 1
210595997 | Central HP <5.4 tons | CARRIER | HRCU-A-CB (Split System: Heat Pump with Remote Outdoor Unit-Air-Source) | 25VNA825A*031* |  |  | CAP**4824AL*+UI | 59MN7B100C21**22 | 24200 | 16.5 | 8.1 | 21000 | 16500 | 78.57% | 2.02 | 0 | 11 |  |  |  | No | R-410A | 2.0167 | Residential & Commercial | Ducted CEE Tier 1
210596047 | Central HP <5.4 tons | CARRIER | HRCU-A-CB (Split System: Heat Pump with Remote Outdoor Unit-Air-Source) | 25VNA825A*031* |  |  | CNPV*4824AL*+UI | 59CU5A100C21**22 | 24200 | 17 | 8.1 | 21200 | 16600 | 78.3% | 2.02 | 0 | 11.5 |  |  |  | No | R-410A | 2.0167 | Residential & Commercial | Ducted CEE Tier 1
210596077 | Central HP <5.4 tons | CARRIER | HRCU-A-CB (Split System: Heat Pump with Remote Outdoor Unit-Air-Source) | 25VNA825A*031* |  |  | CSPH*4812AL*+UI | 58TN*A070C14**12 | 24400 | 17 | 8.1 | 21200 | 16500 | 77.83% | 2.02 | 0 | 11 |  |  |  | No | R-410A | 2.0333 | Residential & Commercial | Ducted CEE Tier 1
210596197 | Central HP <5.4 tons | CARRIER | HRCU-A-CB (Split System: Heat Pump with Remote Outdoor Unit-Air-Source) | 25VNA837A*030* |  |  | CAP**6124AL*+UI | 58TN*A135C24**22 | 33200 | 18 | 8.5 | 32000 | 24800 | 77.5% | 2.02 | 0 | 12 |  |  |  | No | R-410A | 2.7667 | Residential & Commercial | Ducted CEE Tier 1
210596218 | Central HP <5.4 tons | CARRIER | HRCU-A-CB (Split System: Heat Pump with Remote Outdoor Unit-Air-Source) | 25VNA837A*030* |  |  | CNPV*4821AL*+UI | 58CU*A060C17**16 | 32400 | 17 | 8.1 | 33000 | 24800 | 75.15% | 1.94 | 0 | 11.7 |  |  |  | No | R-410A | 2.7 | Residential & Commercial | Ducted CEE Tier 1
212986878 | Central HP <5.4 tons | BRYANT HEATING AND COOLING SYSTEMS | HRCU-A-CB (Split System: Heat Pump with Remote Outdoor Unit-Air-Source) | 38MURAQ24AB3* |  |  | CAP**2517AL* | 916SA36060M14*** | 24200 | 17 | 8.5 | 25200 | 21800 | 86.51% | 1.82 | 0 | 10 |  |  |  | No | R-410A | 2.0167 | Residential & Commercial | Ducted CEE Tier 1
212986958 | Central HP <5.4 tons | BRYANT HEATING AND COOLING SYSTEMS | HRCU-A-CB (Split System: Heat Pump with Remote Outdoor Unit-Air-Source) | 38MURAQ24AB3* |  |  | CNPV*3017AL* | 916SA36060M14*** | 23600 | 16.5 | 8.1 | 26400 | 24200 | 91.67% | 2.02 | 0 | 10 |  |  |  | No | R-410A | 1.9667 | Residential & Commercial | Ducted CEE Tier 1
212973273 | Central HP <5.4 tons | BRYANT HEATING AND COOLING SYSTEMS | HRCU-A-CB (Split System: Heat Pump with Remote Outdoor Unit-Air-Source) | 38MURAQ24AB3* |  |  | CNPV*3617AL* | 926SB36040V17*** | 23200 | 16 | 8.1 | 26200 | 24800 | 94.66% | 2.06 | 0 | 10 |  |  |  | No | R-410A | 1.9333 | Residential & Commercial | Ducted CEE Tier 1
212974978 | Central HP <5.4 tons | BRYANT HEATING AND COOLING SYSTEMS | HRCU-A-CB (Split System: Heat Pump with Remote Outdoor Unit-Air-Source) | 38MURAQ24AB3* |  |  | CAP**3617AL* | 926TC30040V14*** | 23400 | 16 | 8.5 | 26200 | 24200 | 92.37% | 2 | 0 | 10 |  |  |  | No | R-410A | 1.95 | Residential & Commercial | Ducted CEE Tier 1
214396682 | Central HP <5.4 tons | JOHNSON CONTROLS | HRCU-A-CB (Split System: Heat Pump with Remote Outdoor Unit-Air-Source) | HH824E2S11 |  |  | CTF30A5ADS1 | TMLE060A12MP11 | 23000 | 18 | 9.5 | 23000 | 18600 | 80.87% | 2 | 0 | 12 |  |  |  | No | R-454B | 1.9167 | Residential & Commercial | Ducted CEE Tier 1
210597972 | Central HP <5.4 tons | HEIL | HRCU-A-CB (Split System: Heat Pump with Remote Outdoor Unit-Air-Source) | HVH825GKA2* |  |  | EA*4X43L21A*+WALLCON | *96CTN0801714A* | 24400 | 16.5 | 8.1 | 21200 | 16700 | 78.77% | 2.02 | 0 | 11 |  |  |  | No | R-410A | 2.0333 | Residential & Commercial | Ducted CEE Tier 1
210598056 | Central HP <5.4 tons | HEIL | HRCU-A-CB (Split System: Heat Pump with Remote Outdoor Unit-Air-Source) | HVH825GKA2* |  |  | EA*4X48L21A*+WALLCON | *97CMN1002122A* | 24000 | 16.5 | 8.1 | 21000 | 16500 | 78.57% | 2.02 | 0 | 11 |  |  |  | No | R-410A | 2 | Residential & Commercial | Ducted CEE Tier 1
210598072 | Central HP <5.4 tons | HEIL | HRCU-A-CB (Split System: Heat Pump with Remote Outdoor Unit-Air-Source) | HVH825GKA2* |  |  | EA*4X48L24A*+WALLCON | *95CSU1002122A* | 24200 | 17 | 8.1 | 21000 | 16500 | 78.57% | 2.02 | 0 | 11 |  |  |  | No | R-410A | 2.0167 | Residential & Commercial | Ducted CEE Tier 1
210598388 | Central HP <5.4 tons | HEIL | HRCU-A-CB (Split System: Heat Pump with Remote Outdoor Unit-Air-Source) | HVH825GKA2* |  |  | EN(A,D)4X48L24**+WALLCON | *97CMN1202422A* | 24200 | 16.5 | 8.1 | 21400 | 16600 | 77.57% | 2 | 0 | 11 |  |  |  | No | R-410A | 2.0167 | Residential & Commercial | Ducted CEE Tier 1
210598471 | Central HP <5.4 tons | HEIL | HRCU-A-CB (Split System: Heat Pump with Remote Outdoor Unit-Air-Source) | HVH825GKA2* |  |  | EN(A,D,W)4X48L21**+WALLCON | *80CSU0601716A* | 24200 | 17 | 8.1 | 21400 | 16600 | 77.57% | 2.02 | 0 | 11 |  |  |  | No | R-410A | 2.0167 | Residential & Commercial | Ducted CEE Tier 1
210598491 | Central HP <5.4 tons | HEIL | HRCU-A-CB (Split System: Heat Pump with Remote Outdoor Unit-Air-Source) | HVH825GKA2* |  |  | EN(A,D,W)4X48L21**+WALLCON | *95CSU0601716A* | 24000 | 16.5 | 8.1 | 21400 | 16700 | 78.04% | 2 | 0 | 11 |  |  |  | No | R-410A | 2 | Residential & Commercial | Ducted CEE Tier 1
210597872 | Central HP <5.4 tons | HEIL | HRCU-A-CB (Split System: Heat Pump with Remote Outdoor Unit-Air-Source) | HVH825GKA2* |  |  | EA*4X42L21A*+WALLCON | *96CTN0801714A* | 23600 | 16.5 | 8.1 | 21400 | 16700 | 78.04% | 1.96 | 0 | 11 |  |  |  | No | R-410A | 1.9667 | Residential & Commercial | Ducted CEE Tier 1
210472918 | Central HP <5.4 tons | CARRIER | HRCU-A-CB (Split System: Heat Pump with Remote Outdoor Unit-Air-Source) | 25VNA825A*032* |  |  | CAP**4221AL*+UI | 59MN7B060C17**14 | 23600 | 16 | 8.1 | 21600 | 16800 | 77.78% | 1.94 | 0 | 10.5 |  |  |  | No | R-410A | 1.9667 | Residential & Commercial | Ducted CEE Tier 1
210473116 | Central HP <5.4 tons | CARRIER | HRCU-A-CB (Split System: Heat Pump with Remote Outdoor Unit-Air-Source) | 25VNA825A*032* |  |  | CAP**4321AL*+UI | 58CU*A040C17**12 | 24400 | 17 | 8.5 | 21200 | 16600 | 78.3% | 2.02 | 0 | 11 |  |  |  | No | R-410A | 2.0333 | Residential & Commercial | Ducted CEE Tier 1
204456766 | Central HP <5.4 tons | DAY & NIGHT | HRCU-A-CB (Split System: Heat Pump with Remote Outdoor Unit-Air-Source) | CVH825GKA2* |  |  | EA*4X36L21A*+WALLCON | *97CMN1002122A* | 23600 | 16.5 | 8.1 | 21400 | 16600 | 77.57% | 1.94 | 11 | 11 |  |  |  | No | R-410A | 1.9667 | Residential & Commercial | Ducted CEE Tier 1
204456450 | Central HP <5.4 tons | DAY & NIGHT | HRCU-A-CB (Split System: Heat Pump with Remote Outdoor Unit-Air-Source) | CVH825GKA2* |  |  | EA*4X25L17A*+WALLCON | *80CTL0701716A* | 24400 | 16.5 | 8.1 | 21200 | 16600 | 78.3% | 2.02 | 11 | 11 |  |  |  | No | R-410A | 2.0333 | Residential & Commercial | Ducted CEE Tier 1
206133832 | Central HP <5.4 tons | DAY & NIGHT | HRCU-A-CB (Split System: Heat Pump with Remote Outdoor Unit-Air-Source) | CVH825GKA2* |  |  | EA*4X37L21A*+WALLCON | *95CSU1002122A* | 24400 | 17 | 8.5 | 21200 | 16600 | 78.3% | 2.04 | 11.5 | 11 |  |  |  | No | R-410A | 2.0333 | Residential & Commercial | Ducted CEE Tier 1
204456513 | Central HP <5.4 tons | DAY & NIGHT | HRCU-A-CB (Split System: Heat Pump with Remote Outdoor Unit-Air-Source) | CVH825GKA2* |  |  | EA*4X30L14A*+WALLCON | *80CTL0701412A* | 23400 | 17 | 8.1 | 21600 | 16700 | 77.31% | 1.92 | 11 | 11 |  |  |  | No | R-410A | 1.95 | Residential & Commercial | Ducted CEE Tier 1
216571153 | Central HP <5.4 tons | AMERICAN STANDARD | HRCU-A-CB (Split System: Heat Pump with Remote Outdoor Unit-Air-Source) | 5A6V0X60A1 |  |  | 5PX*D010AS3 | S8V2C080M5PDB | 53500 | 19 | 9 | 53500 | 38000 | 71.03% | 2 | 0 | 10 |  |  |  | No | R-454B | 4.4583 | Residential & Commercial | Ducted CEE Tier 1
212973873 | Central HP <5.4 tons | BRYANT HEATING AND COOLING SYSTEMS | HRCU-A-CB (Split System: Heat Pump with Remote Outdoor Unit-Air-Source) | 38MURAQ24AB3* |  |  | CAP**3717AL* | 926SB48080V17*** | 24200 | 17 | 8.5 | 25800 | 22200 | 86.05% | 1.84 | 0 | 10 |  |  |  | No | R-410A | 2.0167 | Residential & Commercial | Ducted CEE Tier 1
212973923 | Central HP <5.4 tons | BRYANT HEATING AND COOLING SYSTEMS | HRCU-A-CB (Split System: Heat Pump with Remote Outdoor Unit-Air-Source) | 38MURAQ24AB3* |  |  | CNPV*3621AL* | 926SB48080V17*** | 23400 | 16.5 | 8.1 | 25800 | 24200 | 93.8% | 2 | 0 | 10 |  |  |  | No | R-410A | 1.95 | Residential & Commercial | Ducted CEE Tier 1
212974093 | Central HP <5.4 tons | BRYANT HEATING AND COOLING SYSTEMS | HRCU-A-CB (Split System: Heat Pump with Remote Outdoor Unit-Air-Source) | 38MURAQ24AB3* |  |  | CAP**3621AL* | 926SB60080V21*** | 24000 | 17 | 8.5 | 26400 | 23400 | 88.64% | 1.94 | 0 | 10 |  |  |  | No | R-410A | 2 | Residential & Commercial | Ducted CEE Tier 1
210599302 | Central HP <5.4 tons | HEIL | HRCU-A-CB (Split System: Heat Pump with Remote Outdoor Unit-Air-Source) | HVH837GKA** |  |  | EA*4X61L24A*+WALLCON | *96CTN1202422A* | 33200 | 18 | 8.5 | 32000 | 24800 | 77.5% | 2 | 0 | 12 |  |  |  | No | R-410A | 2.7667 | Residential & Commercial | Ducted CEE Tier 1
210599451 | Central HP <5.4 tons | HEIL | HRCU-A-CB (Split System: Heat Pump with Remote Outdoor Unit-Air-Source) | HVH837GKA** |  |  | EHD4X60AAL+WALLCON | *97CMN0801714A* | 32800 | 16.5 | 8.1 | 32600 | 25200 | 77.3% | 1.98 | 0 | 11 |  |  |  | No | R-410A | 2.7333 | Residential & Commercial | Ducted CEE Tier 1
210599617 | Central HP <5.4 tons | HEIL | HRCU-A-CB (Split System: Heat Pump with Remote Outdoor Unit-Air-Source) | HVH837GKA** |  |  | EN(A,D,W)4X60L24**+WALLCON | *97CMN1202422A* | 32800 | 17.5 | 8.1 | 32200 | 24800 | 77.02% | 1.96 | 0 | 11.7 |  |  |  | No | R-410A | 2.7333 | Residential & Commercial | Ducted CEE Tier 1
212975662 | Central HP <5.4 tons | BRYANT HEATING AND COOLING SYSTEMS | HRCU-A-CB (Split System: Heat Pump with Remote Outdoor Unit-Air-Source) | 38MURAQ24AB3* |  |  | CAP**3014AL* | 926TC36060V14*** | 23400 | 16.5 | 8.5 | 26200 | 25000 | 95.42% | 2.08 | 0 | 10 |  |  |  | No | R-410A | 1.95 | Residential & Commercial | Ducted CEE Tier 1
215679958 | Central HP <5.4 tons | COMFORTMAKER | HRCU-A-CB (Split System: Heat Pump with Remote Outdoor Unit-Air-Source) | C5H0V36*K*AAA* |  |  | ESH5X60M12A*+WALLCON | *80CSU0601716B* | 34600 | 17 | 8.5 | 34600 | 24800 | 71.68% | 1.92 | 0 | 10 |  |  |  | No | R-454B | 2.8833 | Residential & Commercial | Ducted CEE Tier 1
215679408 | Central HP <5.4 tons | COMFORTMAKER | HRCU-A-CB (Split System: Heat Pump with Remote Outdoor Unit-Air-Source) | C5H0V36*K*AAA* |  |  | EA*5X42M21A*+WALLCON | *97CTN1002122A* | 33200 | 17.5 | 9 | 35800 | 25600 | 71.51% | 1.84 | 0 | 10 |  |  |  | No | R-454B | 2.7667 | Residential & Commercial | Ducted CEE Tier 1
215679428 | Central HP <5.4 tons | COMFORTMAKER | HRCU-A-CB (Split System: Heat Pump with Remote Outdoor Unit-Air-Source) | C5H0V36*K*AAA* |  |  | EA*5X43M21A*+WALLCON | *80CSU0401712B* | 34600 | 18 | 9 | 35200 | 25000 | 71.02% | 1.9 | 0 | 10 |  |  |  | No | R-454B | 2.8833 | Residential & Commercial | Ducted CEE Tier 1
210533098 | Central HP <5.4 tons | CARRIER | HRCU-A-CB (Split System: Heat Pump with Remote Outdoor Unit-Air-Source) | 25VNA424A*031* |  |  | CSPH*3012AL*+UI | 59MN7B080C17**14 | 23400 | 19 | 10 | 27200 | 20000 | 73.53% | 2.42 | 0 | 12.5 |  |  |  | No | R-410A | 1.95 | Residential & Commercial | Ducted CEE Tier 1
210533114 | Central HP <5.4 tons | CARRIER | HRCU-A-CB (Split System: Heat Pump with Remote Outdoor Unit-Air-Source) | 25VNA424A*031* |  |  | CSPH*4212AL*+UI | 58CU*A060C17**16 | 23800 | 19.5 | 9.5 | 26600 | 19700 | 74.06% | 2.5 | 0 | 13 |  |  |  | No | R-410A | 1.9833 | Residential & Commercial | Ducted CEE Tier 1
214609110 | Central HP <5.4 tons | JOHNSON CONTROLS | HRCU-A-CB (Split System: Heat Pump with Remote Outdoor Unit-Air-Source) | HH860E2S11 |  |  | CTM60C5CGS1 | Z9ES080C20SMPS1 | 44500 | 18 | 9 | 45500 | 33400 | 73.41% | 2 | 0 | 12 |  |  |  | No | R-454B | 3.7083 | Residential & Commercial | Ducted CEE Tier 1
214606534 | Central HP <5.4 tons | JOHNSON CONTROLS | HRCU-A-C (Split System: Heat Pump with Remote Outdoor Unit with No Indoor Fan --Air Source) | HH860E2S11 |  |  | CTF60C5CGS1 |  | 44500 | 15.2 | 8.5 | 46000 | 34200 | 74.35% | 2 | 0 | 11 |  |  |  | No | R-454B | 3.7083 | Residential & Commercial | Ducted CEE Tier 1
214595013 | Central HP <5.4 tons | JOHNSON CONTROLS | HRCU-A-CB (Split System: Heat Pump with Remote Outdoor Unit-Air-Source) | HH860E2S11 |  |  | CTF60D5CJS1 | Z8ES130D20SMPS1 | 53500 | 19 | 9 | 54500 | 39000 | 71.56% | 2 | 0 | 11 |  |  |  | No | R-454B | 4.4583 | Residential & Commercial | Ducted CEE Tier 1
216374650 | Central HP <5.4 tons | JOHNSON CONTROLS | HRCU-A-CB (Split System: Heat Pump with Remote Outdoor Unit-Air-Source) | HH860E2S11 |  |  | CTF60D5CGS1 | Z9ET120D20SMPS1 | 44500 | 17 | 9 | 45000 | 32600 | 72.44% | 2 | 0 | 11.7 |  |  |  | No | R-454B | 3.7083 | Residential & Commercial | Ducted CEE Tier 1
214398280 | Central HP <5.4 tons | JOHNSON CONTROLS | HRCU-A-CB (Split System: Heat Pump with Remote Outdoor Unit-Air-Source) | HH860E2S11 |  |  | CTF60C5CGS1 | TPLC120C20MP13 | 44500 | 18 | 9 | 45000 | 33800 | 75.11% | 2 | 0 | 11 |  |  |  | No | R-454B | 3.7083 | Residential & Commercial | Ducted CEE Tier 1
214398675 | Central HP <5.4 tons | JOHNSON CONTROLS | HRCU-A-CB (Split System: Heat Pump with Remote Outdoor Unit-Air-Source) | HH860E2S11 |  |  | CTM60C5CGS1+JME16C2SN1 |  | 44500 | 19 | 9 | 44000 | 33000 | 75% | 2 | 0 | 12 |  |  |  | No | R-454B | 3.7083 | Residential & Commercial | Ducted CEE Tier 1
216374614 | Central HP <5.4 tons | JOHNSON CONTROLS | HRCU-A-CB (Split System: Heat Pump with Remote Outdoor Unit-Air-Source) | HH860E2S11 |  |  | CTM60C5CGS1 | Z9ET100C16SMPS1 | 44500 | 19 | 9 | 45500 | 33200 | 72.97% | 2 | 0 | 11 |  |  |  | No | R-454B | 3.7083 | Residential & Commercial | Ducted CEE Tier 1
214395681 | Central HP <5.4 tons | YORK | HRCU-A-CB (Split System: Heat Pump with Remote Outdoor Unit-Air-Source) | HH860E2S11 |  |  | CTM60D5CHS1 | TMLE130D20MP11 | 54500 | 19 | 8.5 | 55000 | 40000 | 72.73% | 2 | 0 | 11.7 |  |  |  | No | R-454B | 4.5417 | Residential & Commercial | Ducted CEE Tier 1
214395748 | Central HP <5.4 tons | YORK | HRCU-A-CB (Split System: Heat Pump with Remote Outdoor Unit-Air-Source) | HH860E2S11 |  |  | CTF60C5CGS1 | TM9E080C20MP12 | 44500 | 17 | 9 | 45000 | 33800 | 75.11% | 2 | 0 | 11.7 |  |  |  | No | R-454B | 3.7083 | Residential & Commercial | Ducted CEE Tier 1
214395752 | Central HP <5.4 tons | YORK | HRCU-A-CB (Split System: Heat Pump with Remote Outdoor Unit-Air-Source) | HH860E2S11 |  |  | CTM60C5CGS1 | TMLV120C20MP12 | 44000 | 18 | 9 | 44500 | 33600 | 75.51% | 2 | 0 | 11.7 |  |  |  | No | R-454B | 3.6667 | Residential & Commercial | Ducted CEE Tier 1
214395757 | Central HP <5.4 tons | YORK | HRCU-A-CB (Split System: Heat Pump with Remote Outdoor Unit-Air-Source) | HH860E2S11 |  |  | CTM60C5CGS1+JMVT17CC2N1 |  | 45000 | 19 | 9.5 | 45000 | 33800 | 75.11% | 2 | 0 | 12 |  |  |  | No | R-454B | 3.75 | Residential & Commercial | Ducted CEE Tier 1
214395782 | Central HP <5.4 tons | YORK | HRCU-A-CB (Split System: Heat Pump with Remote Outdoor Unit-Air-Source) | HH860E2S11 |  |  | CTM60D5CHS1+JMC20D2SN1 |  | 53000 | 19 | 8.5 | 53000 | 38000 | 71.7% | 2 | 0 | 11.7 |  |  |  | No | R-454B | 4.4167 | Residential & Commercial | Ducted CEE Tier 1
210599882 | Central HP <5.4 tons | TEMPSTAR | HRCU-A-CB (Split System: Heat Pump with Remote Outdoor Unit-Air-Source) | TVH825GKA2* |  |  | EA*4X43L21A*+WALLCON | *80CTL0451712A* | 24200 | 16.5 | 8.1 | 21600 | 16800 | 77.78% | 2 | 0 | 11 |  |  |  | No | R-410A | 2.0167 | Residential & Commercial | Ducted CEE Tier 1
210599889 | Central HP <5.4 tons | TEMPSTAR | HRCU-A-CB (Split System: Heat Pump with Remote Outdoor Unit-Air-Source) | TVH825GKA2* |  |  | EA*4X43L21A*+WALLCON | *96CTN0801714A* | 24400 | 16.5 | 8.1 | 21200 | 16700 | 78.77% | 2.02 | 0 | 11 |  |  |  | No | R-410A | 2.0333 | Residential & Commercial | Ducted CEE Tier 1
210599916 | Central HP <5.4 tons | TEMPSTAR | HRCU-A-CB (Split System: Heat Pump with Remote Outdoor Unit-Air-Source) | TVH825GKA2* |  |  | EA*4X48L24A*+WALLCON | *96CTN1202422A* | 24200 | 17 | 8.1 | 21000 | 16500 | 78.57% | 2.02 | 0 | 11 |  |  |  | No | R-410A | 2.0167 | Residential & Commercial | Ducted CEE Tier 1
210599921 | Central HP <5.4 tons | TEMPSTAR | HRCU-A-CB (Split System: Heat Pump with Remote Outdoor Unit-Air-Source) | TVH825GKA2* |  |  | EHD4X42AAL+WALLCON | *80CSU0601716A* | 24200 | 16 | 8.1 | 21400 | 16600 | 77.57% | 2 | 0 | 10.5 |  |  |  | No | R-410A | 2.0167 | Residential & Commercial | Ducted CEE Tier 1
214398255 | Central HP <5.4 tons | JOHNSON CONTROLS | HRCU-A-CB (Split System: Heat Pump with Remote Outdoor Unit-Air-Source) | HH860E2S11 |  |  | CTF60C5CGS1+JMC17C2SN1 |  | 44500 | 18 | 9 | 44000 | 33000 | 75% | 2 | 0 | 12 |  |  |  | No | R-454B | 3.7083 | Residential & Commercial | Ducted CEE Tier 1
216374573 | Central HP <5.4 tons | JOHNSON CONTROLS | HRCU-A-CB (Split System: Heat Pump with Remote Outdoor Unit-Air-Source) | HH860E2S11 |  |  | CTU60C5XGS1+TXV | Z9ET100C16SMPS1 | 44500 | 19 | 9 | 45500 | 33200 | 72.97% | 2 | 0 | 11 |  |  |  | No | R-454B | 3.7083 | Residential & Commercial | Ducted CEE Tier 1
214397512 | Central HP <5.4 tons | JOHNSON CONTROLS | HRCU-A-CB (Split System: Heat Pump with Remote Outdoor Unit-Air-Source) | HH860E2S11 |  |  | CTM60D5CGS1 | TM9E120D20MP12 | 45000 | 17 | 9 | 46500 | 34800 | 74.84% | 2 | 0 | 11 |  |  |  | No | R-454B | 3.75 | Residential & Commercial | Ducted CEE Tier 1
214395866 | Central HP <5.4 tons | YORK | HRCU-A-CB (Split System: Heat Pump with Remote Outdoor Unit-Air-Source) | HH860E2S11 |  |  | CTF60C5CGS1 | Y81E080C16SMPS1 | 44500 | 18 | 9 | 44500 | 33400 | 75.06% | 2 | 0 | 12 |  |  |  | No | R-454B | 3.7083 | Residential & Commercial | Ducted CEE Tier 1
214395959 | Central HP <5.4 tons | YORK | HRCU-A-CB (Split System: Heat Pump with Remote Outdoor Unit-Air-Source) | HH860E2S11 |  |  | CTM60C5CGS1 | Y81E080C16SMPS1 | 44500 | 18 | 9 | 44500 | 33400 | 75.06% | 2 | 0 | 12 |  |  |  | No | R-454B | 3.7083 | Residential & Commercial | Ducted CEE Tier 1
214396041 | Central HP <5.4 tons | YORK | HRCU-A-CB (Split System: Heat Pump with Remote Outdoor Unit-Air-Source) | HH860E2S11 |  |  | CTM60C5CGS1 | TM9Y100C16MP11 | 44000 | 18 | 9 | 44500 | 33800 | 75.96% | 2 | 0 | 11 |  |  |  | No | R-454B | 3.6667 | Residential & Commercial | Ducted CEE Tier 1
214396191 | Central HP <5.4 tons | YORK | HRCU-A-CB (Split System: Heat Pump with Remote Outdoor Unit-Air-Source) | HH860E2S11 |  |  | CTM60D5CJS1+JME18D2SN1 |  | 53500 | 19 | 9 | 54000 | 39000 | 72.22% | 2 | 0 | 11 |  |  |  | No | R-454B | 4.4583 | Residential & Commercial | Ducted CEE Tier 1
210533018 | Central HP <5.4 tons | CARRIER | HRCU-A-CB (Split System: Heat Pump with Remote Outdoor Unit-Air-Source) | 25VNA424A*031* |  |  | CAP**4221AL*+UI | 58CU*A040C17**12 | 23400 | 20.5 | 10 | 26600 | 19800 | 74.44% | 2.46 | 0 | 13 |  |  |  | No | R-410A | 1.95 | Residential & Commercial | Ducted CEE Tier 1
210599879 | Central HP <5.4 tons | TEMPSTAR | HRCU-A-CB (Split System: Heat Pump with Remote Outdoor Unit-Air-Source) | TVH825GKA2* |  |  | EA*4X43L21A*+WALLCON | *80CSU0401712A* | 24400 | 17 | 8.5 | 21200 | 16600 | 78.3% | 2.04 | 0 | 11 |  |  |  | No | R-410A | 2.0333 | Residential & Commercial | Ducted CEE Tier 1
210599890 | Central HP <5.4 tons | TEMPSTAR | HRCU-A-CB (Split System: Heat Pump with Remote Outdoor Unit-Air-Source) | TVH825GKA2* |  |  | EA*4X43L21A*+WALLCON | *96CTN1002122A* | 24400 | 16.5 | 8.5 | 21200 | 16600 | 78.3% | 2.04 | 0 | 11 |  |  |  | No | R-410A | 2.0333 | Residential & Commercial | Ducted CEE Tier 1
210599899 | Central HP <5.4 tons | TEMPSTAR | HRCU-A-CB (Split System: Heat Pump with Remote Outdoor Unit-Air-Source) | TVH825GKA2* |  |  | EA*4X48L21A*+WALLCON | *80CTL0701716A* | 24000 | 17 | 8.1 | 21000 | 16600 | 79.05% | 2.02 | 0 | 11 |  |  |  | No | R-410A | 2 | Residential & Commercial | Ducted CEE Tier 1
210599906 | Central HP <5.4 tons | TEMPSTAR | HRCU-A-CB (Split System: Heat Pump with Remote Outdoor Unit-Air-Source) | TVH825GKA2* |  |  | EA*4X48L21A*+WALLCON | *96CTN1002122A* | 24000 | 16.5 | 8.1 | 21000 | 16500 | 78.57% | 2.02 | 0 | 11 |  |  |  | No | R-410A | 2 | Residential & Commercial | Ducted CEE Tier 1
210599929 | Central HP <5.4 tons | TEMPSTAR | HRCU-A-CB (Split System: Heat Pump with Remote Outdoor Unit-Air-Source) | TVH825GKA2* |  |  | EHD4X42AAL+WALLCON | *95CSU0802120A* | 24200 | 16 | 8.1 | 21400 | 16600 | 77.57% | 2 | 0 | 11 |  |  |  | No | R-410A | 2.0167 | Residential & Commercial | Ducted CEE Tier 1
210599989 | Central HP <5.4 tons | TEMPSTAR | HRCU-A-CB (Split System: Heat Pump with Remote Outdoor Unit-Air-Source) | TVH825GKA2* |  |  | EN(A,D,W)4X48L21**+WALLCON | *80CTL0701716A* | 24200 | 17 | 8.1 | 21400 | 16600 | 77.57% | 2.02 | 0 | 11 |  |  |  | No | R-410A | 2.0167 | Residential & Commercial | Ducted CEE Tier 1
205750710 | Central HP <5.4 tons | TEMPSTAR | HRCU-A-CB (Split System: Heat Pump with Remote Outdoor Unit-Air-Source) | TVH825GKA2* |  |  | EA*4X37L21A*+WALLCON | *97CMN1002122A* | 24400 | 16.5 | 8.5 | 21200 | 16600 | 78.3% | 2.04 | 11 | 11 |  |  |  | No | R-410A | 2.0333 | Residential & Commercial | Ducted CEE Tier 1
210596232 | Central HP <5.4 tons | CARRIER | HRCU-A-CB (Split System: Heat Pump with Remote Outdoor Unit-Air-Source) | 25VNA837A*030* |  |  | CNPV*6024AL*+UI | 59TN6B100C21**22 | 32800 | 18 | 8.1 | 32200 | 24600 | 76.4% | 1.98 | 0 | 12 |  |  |  | No | R-410A | 2.7333 | Residential & Commercial | Ducted CEE Tier 1
210596233 | Central HP <5.4 tons | CARRIER | HRCU-A-CB (Split System: Heat Pump with Remote Outdoor Unit-Air-Source) | 25VNA837A*030* |  |  | CNPV*6024AL*+UI | 59TN6B120C24**22 | 32800 | 18 | 8.1 | 32200 | 24600 | 76.4% | 1.98 | 0 | 12 |  |  |  | No | R-410A | 2.7333 | Residential & Commercial | Ducted CEE Tier 1
215678278 | Central HP <5.4 tons | COMFORTMAKER | HRCU-A-CB (Split System: Heat Pump with Remote Outdoor Unit-Air-Source) | C5H0V24*K*AAA* |  |  | EA*5X30M17A*+WALLCON | *80CSU0601716B* | 23200 | 17 | 8.5 | 23600 | 16600 | 70.34% | 1.98 | 0 | 10 |  |  |  | No | R-454B | 1.9333 | Residential & Commercial | Ducted CEE Tier 1
210595951 | Central HP <5.4 tons | CARRIER | HRCU-A-CB (Split System: Heat Pump with Remote Outdoor Unit-Air-Source) | 25VNA825A*031* |  |  | CAP**4224AL*+UI | 58CU*A100C21**20 | 23800 | 16.5 | 8.1 | 21400 | 16700 | 78.04% | 1.96 | 0 | 10.5 |  |  |  | No | R-410A | 1.9833 | Residential & Commercial | Ducted CEE Tier 1
210595983 | Central HP <5.4 tons | CARRIER | HRCU-A-CB (Split System: Heat Pump with Remote Outdoor Unit-Air-Source) | 25VNA825A*031* |  |  | CAP**4821AL*+UI | 59CU5A080C21**20 | 24200 | 17 | 8.1 | 21000 | 16500 | 78.57% | 2.02 | 0 | 11 |  |  |  | No | R-410A | 2.0167 | Residential & Commercial | Ducted CEE Tier 1
210596083 | Central HP <5.4 tons | CARRIER | HRCU-A-CB (Split System: Heat Pump with Remote Outdoor Unit-Air-Source) | 25VNA825A*031* |  |  | CSPH*4812AL*+UI | 59CU5A100C21**22 | 24200 | 16.5 | 8.1 | 21200 | 16600 | 78.3% | 2.02 | 0 | 11 |  |  |  | No | R-410A | 2.0167 | Residential & Commercial | Ducted CEE Tier 1
210596168 | Central HP <5.4 tons | CARRIER | HRCU-A-CB (Split System: Heat Pump with Remote Outdoor Unit-Air-Source) | 25VNA837A*030* |  |  | CAP**6024AL*+UI | 58CU*A100C21**20 | 32800 | 17 | 8.1 | 32000 | 24800 | 77.5% | 1.96 | 0 | 11 |  |  |  | No | R-410A | 2.7333 | Residential & Commercial | Ducted CEE Tier 1
210473182 | Central HP <5.4 tons | CARRIER | HRCU-A-CB (Split System: Heat Pump with Remote Outdoor Unit-Air-Source) | 25VNA825A*032* |  |  | CAP**4321AL*+UI | 59TN6B080C17**14 | 24400 | 16.5 | 8.1 | 21200 | 16700 | 78.77% | 2.02 | 0 | 11 |  |  |  | No | R-410A | 2.0333 | Residential & Commercial | Ducted CEE Tier 1
210598507 | Central HP <5.4 tons | HEIL | HRCU-A-CB (Split System: Heat Pump with Remote Outdoor Unit-Air-Source) | HVH825GKA2* |  |  | EN(A,D,W)4X48L21**+WALLCON | *96CTN0801714A* | 24000 | 16.5 | 8.1 | 21400 | 16600 | 77.57% | 2 | 0 | 11 |  |  |  | No | R-410A | 2 | Residential & Commercial | Ducted CEE Tier 1
210596237 | Central HP <5.4 tons | CARRIER | HRCU-A-CB (Split System: Heat Pump with Remote Outdoor Unit-Air-Source) | 25VNA837A*030* |  |  | CSPH*3612AL*+UI | 59CU5A080C21**20 | 32200 | 16.5 | 8.1 | 33200 | 24600 | 74.1% | 1.94 | 0 | 11 |  |  |  | No | R-410A | 2.6833 | Residential & Commercial | Ducted CEE Tier 1
210596239 | Central HP <5.4 tons | CARRIER | HRCU-A-CB (Split System: Heat Pump with Remote Outdoor Unit-Air-Source) | 25VNA837A*030* |  |  | CSPH*6012AL*+UI | 58CU*A060C17**16 | 33000 | 16.5 | 8.1 | 32400 | 24800 | 76.54% | 1.98 | 0 | 11 |  |  |  | No | R-410A | 2.75 | Residential & Commercial | Ducted CEE Tier 1
210473391 | Central HP <5.4 tons | CARRIER | HRCU-A-CB (Split System: Heat Pump with Remote Outdoor Unit-Air-Source) | 25VNA825A*032* |  |  | CAP**4821AL*+UI | 59MN7B100C21**22 | 24000 | 16.5 | 8.1 | 21000 | 16500 | 78.57% | 2.02 | 0 | 11 |  |  |  | No | R-410A | 2 | Residential & Commercial | Ducted CEE Tier 1
210473695 | Central HP <5.4 tons | CARRIER | HRCU-A-CB (Split System: Heat Pump with Remote Outdoor Unit-Air-Source) | 25VNA825A*032* |  |  | CNPV*4217AL*+UI | 58TN*A090C17**16 | 24000 | 17 | 8.1 | 21400 | 16600 | 77.57% | 2 | 0 | 11.5 |  |  |  | No | R-410A | 2 | Residential & Commercial | Ducted CEE Tier 1
210473904 | Central HP <5.4 tons | CARRIER | HRCU-A-CB (Split System: Heat Pump with Remote Outdoor Unit-Air-Source) | 25VNA825A*032* |  |  | CNPV*4821AL*+UI | 59CU5A100C21**22 | 24200 | 17 | 8.1 | 21200 | 16600 | 78.3% | 2.02 | 0 | 11.5 |  |  |  | No | R-410A | 2.0167 | Residential & Commercial | Ducted CEE Tier 1
210473959 | Central HP <5.4 tons | CARRIER | HRCU-A-CB (Split System: Heat Pump with Remote Outdoor Unit-Air-Source) | 25VNA825A*032* |  |  | CNPV*4821AL*+UI | 58TN*A070C17**16 | 24200 | 17 | 8.1 | 21400 | 16600 | 77.57% | 2.02 | 0 | 11 |  |  |  | No | R-410A | 2.0167 | Residential & Commercial | Ducted CEE Tier 1
210596206 | Central HP <5.4 tons | CARRIER | HRCU-A-CB (Split System: Heat Pump with Remote Outdoor Unit-Air-Source) | 25VNA837A*030* |  |  | CAP**6124AL*+UI | 59TN6B120C24**22 | 33200 | 18 | 8.5 | 32000 | 24800 | 77.5% | 2 | 0 | 12 |  |  |  | No | R-410A | 2.7667 | Residential & Commercial | Ducted CEE Tier 1
210596220 | Central HP <5.4 tons | CARRIER | HRCU-A-CB (Split System: Heat Pump with Remote Outdoor Unit-Air-Source) | 25VNA837A*030* |  |  | CNPV*4824AL*+UI | 59CU5A080C21**20 | 32400 | 17.5 | 8.1 | 32800 | 24800 | 75.61% | 1.96 | 0 | 11.7 |  |  |  | No | R-410A | 2.7 | Residential & Commercial | Ducted CEE Tier 1
210596247 | Central HP <5.4 tons | CARRIER | HRCU-A-CB (Split System: Heat Pump with Remote Outdoor Unit-Air-Source) | 25VNA837A*030* |  |  | CSPH*6012AL*+UI | 59CU5A080C21**20 | 33000 | 17 | 8.1 | 32200 | 24800 | 77.02% | 2.02 | 0 | 11.5 |  |  |  | No | R-410A | 2.75 | Residential & Commercial | Ducted CEE Tier 1
216374701 | Central HP <5.4 tons | JOHNSON CONTROLS | HRCU-A-CB (Split System: Heat Pump with Remote Outdoor Unit-Air-Source) | HH824E2S11 |  |  | CTF30B5ACS1 | Z9ET060B12SMPS1 | 23000 | 18 | 9.5 | 23000 | 18500 | 80.43% | 2 | 0 | 11.7 |  |  |  | No | R-454B | 1.9167 | Residential & Commercial | Ducted CEE Tier 1
216374543 | Central HP <5.4 tons | JOHNSON CONTROLS | HRCU-A-CB (Split System: Heat Pump with Remote Outdoor Unit-Air-Source) | HH824E2S11 |  |  | CTM30B5ACS1 | Z9ET080B12SMPS1 | 23000 | 18 | 9.5 | 23000 | 18100 | 78.7% | 2 | 0 | 12 |  |  |  | No | R-454B | 1.9167 | Residential & Commercial | Ducted CEE Tier 1
214396078 | Central HP <5.4 tons | YORK | HRCU-A-CB (Split System: Heat Pump with Remote Outdoor Unit-Air-Source) | HH824E2S11 |  |  | CTM30B5ACS1 | TM9V060B12MP12 | 23000 | 17 | 9.5 | 23000 | 18000 | 78.26% | 2 | 0 | 12 |  |  |  | No | R-454B | 1.9167 | Residential & Commercial | Ducted CEE Tier 1
214397952 | Central HP <5.4 tons | JOHNSON CONTROLS | HRCU-A-CB (Split System: Heat Pump with Remote Outdoor Unit-Air-Source) | HH824E2S11 |  |  | CTF36B5ADS1 | TM9V060B12MP12 | 23000 | 18 | 9.5 | 23000 | 18800 | 81.74% | 2 | 0 | 12 |  |  |  | No | R-454B | 1.9167 | Residential & Commercial | Ducted CEE Tier 1
214397969 | Central HP <5.4 tons | JOHNSON CONTROLS | HRCU-A-CB (Split System: Heat Pump with Remote Outdoor Unit-Air-Source) | HH824E2S11 |  |  | CTM30B5ACS1+JME12B2SN1 |  | 23000 | 19 | 9.5 | 23000 | 18600 | 80.87% | 2 | 0 | 12 |  |  |  | No | R-454B | 1.9167 | Residential & Commercial | Ducted CEE Tier 1
215678418 | Central HP <5.4 tons | COMFORTMAKER | HRCU-A-CB (Split System: Heat Pump with Remote Outdoor Unit-Air-Source) | C5H0V24*K*AAA* |  |  | EA*5X37M21A*+WALLCON | *97CTN0801716A* | 24000 | 17 | 9 | 23400 | 16400 | 70.09% | 2 | 0 | 10.5 |  |  |  | No | R-454B | 2 | Residential & Commercial | Ducted CEE Tier 1
210596184 | Central HP <5.4 tons | CARRIER | HRCU-A-CB (Split System: Heat Pump with Remote Outdoor Unit-Air-Source) | 25VNA837A*030* |  |  | CAP**6121AL*+UI | 58TN*A070C17**16 | 33200 | 17.5 | 8.5 | 32200 | 25000 | 77.64% | 1.98 | 0 | 11.7 |  |  |  | No | R-410A | 2.7667 | Residential & Commercial | Ducted CEE Tier 1
210596185 | Central HP <5.4 tons | CARRIER | HRCU-A-CB (Split System: Heat Pump with Remote Outdoor Unit-Air-Source) | 25VNA837A*030* |  |  | CAP**6121AL*+UI | 58TN*A090C17**16 | 33200 | 18 | 8.5 | 32000 | 24800 | 77.5% | 2 | 0 | 12 |  |  |  | No | R-410A | 2.7667 | Residential & Commercial | Ducted CEE Tier 1
210596198 | Central HP <5.4 tons | CARRIER | HRCU-A-CB (Split System: Heat Pump with Remote Outdoor Unit-Air-Source) | 25VNA837A*030* |  |  | CAP**6124AL*+UI | 59CU5A080C21**20 | 33200 | 18 | 8.5 | 32000 | 24800 | 77.5% | 2 | 0 | 11.5 |  |  |  | No | R-410A | 2.7667 | Residential & Commercial | Ducted CEE Tier 1
210596199 | Central HP <5.4 tons | CARRIER | HRCU-A-CB (Split System: Heat Pump with Remote Outdoor Unit-Air-Source) | 25VNA837A*030* |  |  | CAP**6124AL*+UI | 59CU5A100C21**22 | 33200 | 18 | 8.5 | 32000 | 24800 | 77.5% | 2.02 | 0 | 11.5 |  |  |  | No | R-410A | 2.7667 | Residential & Commercial | Ducted CEE Tier 1
210595976 | Central HP <5.4 tons | CARRIER | HRCU-A-CB (Split System: Heat Pump with Remote Outdoor Unit-Air-Source) | 25VNA825A*031* |  |  | CAP**4821AL*+UI | 58CU*A040C17**12 | 24200 | 17 | 8.1 | 21000 | 16500 | 78.57% | 2.02 | 0 | 11 |  |  |  | No | R-410A | 2.0167 | Residential & Commercial | Ducted CEE Tier 1
214397984 | Central HP <5.4 tons | JOHNSON CONTROLS | HRCU-A-CB (Split System: Heat Pump with Remote Outdoor Unit-Air-Source) | HH824E2S11 |  |  | CTF30B5ACS1 | TP9C080B12MP13 | 23000 | 17 | 9.5 | 23000 | 18200 | 79.13% | 2 | 0 | 12 |  |  |  | No | R-454B | 1.9167 | Residential & Commercial | Ducted CEE Tier 1
214398366 | Central HP <5.4 tons | JOHNSON CONTROLS | HRCU-A-CB (Split System: Heat Pump with Remote Outdoor Unit-Air-Source) | HH824E2S11 |  |  | CTF36B5ADS1 | TP9C080B12MP13 | 23000 | 18 | 9.5 | 23000 | 18400 | 80% | 2 | 0 | 12 |  |  |  | No | R-454B | 1.9167 | Residential & Commercial | Ducted CEE Tier 1
214397932 | Central HP <5.4 tons | JOHNSON CONTROLS | HRCU-A-CB (Split System: Heat Pump with Remote Outdoor Unit-Air-Source) | HH824E2S11 |  |  | CTF36B5ADS1+JME12B2SN1 |  | 23000 | 19 | 9.5 | 23000 | 18500 | 80.43% | 2 | 0 | 12 |  |  |  | No | R-454B | 1.9167 | Residential & Commercial | Ducted CEE Tier 1
214606479 | Central HP <5.4 tons | JOHNSON CONTROLS | HRCU-A-C (Split System: Heat Pump with Remote Outdoor Unit with No Indoor Fan --Air Source) | HH824E2S11 |  |  | CTF30B5ACS1 |  | 23000 | 15.2 | 8.5 | 23000 | 17400 | 75.65% | 2 | 0 | 11 |  |  |  | No | R-454B | 1.9167 | Residential & Commercial | Ducted CEE Tier 1
214395674 | Central HP <5.4 tons | YORK | HRCU-A-CB (Split System: Heat Pump with Remote Outdoor Unit-Air-Source) | HH824E2S11 |  |  | CTF30B5ACS1 | YP9C060B12MP13 | 23000 | 17 | 9.5 | 23000 | 18300 | 79.57% | 2 | 0 | 12 |  |  |  | No | R-454B | 1.9167 | Residential & Commercial | Ducted CEE Tier 1
210474102 | Central HP <5.4 tons | CARRIER | HRCU-A-CB (Split System: Heat Pump with Remote Outdoor Unit-Air-Source) | 25VNA825A*032* |  |  | CNPV*4824AL*+UI | 59TN6B120C24**22 | 24200 | 17 | 8.1 | 21200 | 16600 | 78.3% | 2.02 | 0 | 11.5 |  |  |  | No | R-410A | 2.0167 | Residential & Commercial | Ducted CEE Tier 1
210474327 | Central HP <5.4 tons | CARRIER | HRCU-A-CB (Split System: Heat Pump with Remote Outdoor Unit-Air-Source) | 25VNA825A*032* |  |  | CSPH*4212AL*+UI | 59TN6B080C17**14 | 24000 | 16 | 8.1 | 21400 | 16700 | 78.04% | 2 | 0 | 10.5 |  |  |  | No | R-410A | 2 | Residential & Commercial | Ducted CEE Tier 1
210474613 | Central HP <5.4 tons | CARRIER | HRCU-A-CB (Split System: Heat Pump with Remote Outdoor Unit-Air-Source) | 25VNA825A*032* |  |  | CSPH*4812AL*+UI | 59TN6B100C21**22 | 24200 | 16 | 8.1 | 21200 | 16700 | 78.77% | 2.04 | 0 | 11 |  |  |  | No | R-410A | 2.0167 | Residential & Commercial | Ducted CEE Tier 1
212975728 | Central HP <5.4 tons | BRYANT HEATING AND COOLING SYSTEMS | HRCU-A-CB (Split System: Heat Pump with Remote Outdoor Unit-Air-Source) | 38MURAQ24AB3* |  |  | CNPV*3014AL* | 926TC36060V14*** | 23400 | 16.5 | 8.1 | 26000 | 24400 | 93.85% | 2.02 | 0 | 10 |  |  |  | No | R-410A | 1.95 | Residential & Commercial | Ducted CEE Tier 1
212976046 | Central HP <5.4 tons | BRYANT HEATING AND COOLING SYSTEMS | HRCU-A-CB (Split System: Heat Pump with Remote Outdoor Unit-Air-Source) | 38MURAQ24AB3* |  |  | CAP**3621AL* | 926TC48080V17*** | 23600 | 17 | 8.5 | 26200 | 24000 | 91.6% | 2 | 0 | 10 |  |  |  | No | R-410A | 1.9667 | Residential & Commercial | Ducted CEE Tier 1
210474604 | Central HP <5.4 tons | HEIL | HRCU-A-CB (Split System: Heat Pump with Remote Outdoor Unit-Air-Source) | HVH825GKA3* |  |  | EHD4X48AAL+WALLCON | *97CMN1202422A* | 24200 | 16 | 8.1 | 21200 | 16600 | 78.3% | 2.02 | 0 | 10.5 |  |  |  | No | R-410A | 2.0167 | Residential & Commercial | Ducted CEE Tier 1
210472975 | Central HP <5.4 tons | HEIL | HRCU-A-CB (Split System: Heat Pump with Remote Outdoor Unit-Air-Source) | HVH825GKA3* |  |  | EA*4X42L21A*+WALLCON | *97CMN0602120A* | 23600 | 16 | 8.1 | 21400 | 16700 | 78.04% | 1.94 | 0 | 11 |  |  |  | No | R-410A | 1.9667 | Residential & Commercial | Ducted CEE Tier 1
210473118 | Central HP <5.4 tons | HEIL | HRCU-A-CB (Split System: Heat Pump with Remote Outdoor Unit-Air-Source) | HVH825GKA3* |  |  | EA*4X43L21A*+WALLCON | *80CSU0401712A* | 24400 | 17 | 8.5 | 21200 | 16600 | 78.3% | 2.02 | 0 | 11 |  |  |  | No | R-410A | 2.0333 | Residential & Commercial | Ducted CEE Tier 1
210473327 | Central HP <5.4 tons | HEIL | HRCU-A-CB (Split System: Heat Pump with Remote Outdoor Unit-Air-Source) | HVH825GKA3* |  |  | EA*4X48L21A*+WALLCON | *80CTL0451712A* | 24000 | 16.5 | 8.1 | 21000 | 16700 | 79.52% | 2 | 0 | 11 |  |  |  | No | R-410A | 2 | Residential & Commercial | Ducted CEE Tier 1
210599258 | Central HP <5.4 tons | HEIL | HRCU-A-CB (Split System: Heat Pump with Remote Outdoor Unit-Air-Source) | HVH837GKA** |  |  | EA*4X61L21A*+WALLCON | *96CTN1002122A* | 33200 | 17.5 | 8.5 | 32000 | 24800 | 77.5% | 2 | 0 | 12 |  |  |  | No | R-410A | 2.7667 | Residential & Commercial | Ducted CEE Tier 1
210599427 | Central HP <5.4 tons | HEIL | HRCU-A-CB (Split System: Heat Pump with Remote Outdoor Unit-Air-Source) | HVH837GKA** |  |  | EHD4X60AAL+WALLCON | *95CSU1002122A* | 33000 | 17 | 8.1 | 32200 | 24800 | 77.02% | 2.02 | 0 | 11.5 |  |  |  | No | R-410A | 2.75 | Residential & Commercial | Ducted CEE Tier 1
210599089 | Central HP <5.4 tons | HEIL | HRCU-A-CB (Split System: Heat Pump with Remote Outdoor Unit-Air-Source) | HVH837GKA** |  |  | EA*4X42L21A*+WALLCON | *80CSU0401712A* | 31800 | 17 | 8.1 | 33200 | 24400 | 73.49% | 1.88 | 0 | 11 |  |  |  | No | R-410A | 2.65 | Residential & Commercial | Ducted CEE Tier 1
214398356 | Central HP <5.4 tons | JOHNSON CONTROLS | HRCU-A-CB (Split System: Heat Pump with Remote Outdoor Unit-Air-Source) | HH824E2S11 |  |  | CTF30A5ADS1 | TL8E060A12UH11 | 23000 | 18 | 9.5 | 23000 | 18700 | 81.3% | 2 | 0 | 12 |  |  |  | No | R-454B | 1.9167 | Residential & Commercial | Ducted CEE Tier 1
214397927 | Central HP <5.4 tons | JOHNSON CONTROLS | HRCU-A-CB (Split System: Heat Pump with Remote Outdoor Unit-Air-Source) | HH824E2S11 |  |  | CTF36B5ADS1+JMVT12BC2N1 |  | 23000 | 19 | 9.5 | 23000 | 18500 | 80.43% | 2 | 0 | 12 |  |  |  | No | R-454B | 1.9167 | Residential & Commercial | Ducted CEE Tier 1
214398393 | Central HP <5.4 tons | JOHNSON CONTROLS | HRCU-A-CB (Split System: Heat Pump with Remote Outdoor Unit-Air-Source) | HH824E2S11 |  |  | CTF30B5ACS1 | TMLE100B12MP11 | 23000 | 17 | 9.5 | 23000 | 18400 | 80% | 2 | 0 | 12 |  |  |  | No | R-454B | 1.9167 | Residential & Commercial | Ducted CEE Tier 1
210598028 | Central HP <5.4 tons | HEIL | HRCU-A-CB (Split System: Heat Pump with Remote Outdoor Unit-Air-Source) | HVH825GKA2* |  |  | EA*4X48L21A*+WALLCON | *95CSU1002122A* | 24200 | 17 | 8.1 | 21000 | 16500 | 78.57% | 2.02 | 0 | 11 |  |  |  | No | R-410A | 2.0167 | Residential & Commercial | Ducted CEE Tier 1
210598048 | Central HP <5.4 tons | HEIL | HRCU-A-CB (Split System: Heat Pump with Remote Outdoor Unit-Air-Source) | HVH825GKA2* |  |  | EA*4X48L21A*+WALLCON | *97CMN0602120A* | 24000 | 16.5 | 8.1 | 21000 | 16600 | 79.05% | 2 | 0 | 11 |  |  |  | No | R-410A | 2 | Residential & Commercial | Ducted CEE Tier 1
210598264 | Central HP <5.4 tons | HEIL | HRCU-A-CB (Split System: Heat Pump with Remote Outdoor Unit-Air-Source) | HVH825GKA2* |  |  | EHD4X48AAL+WALLCON | *80CTL1352422A* | 24200 | 16 | 8.1 | 21200 | 16600 | 78.3% | 2.02 | 0 | 11 |  |  |  | No | R-410A | 2.0167 | Residential & Commercial | Ducted CEE Tier 1
210598280 | Central HP <5.4 tons | HEIL | HRCU-A-CB (Split System: Heat Pump with Remote Outdoor Unit-Air-Source) | HVH825GKA2* |  |  | EHD4X48AAL+WALLCON | *96CTN0601714A* | 24200 | 16 | 8.1 | 21400 | 16700 | 78.04% | 2 | 0 | 10.5 |  |  |  | No | R-410A | 2.0167 | Residential & Commercial | Ducted CEE Tier 1
210599443 | Central HP <5.4 tons | HEIL | HRCU-A-CB (Split System: Heat Pump with Remote Outdoor Unit-Air-Source) | HVH837GKA** |  |  | EHD4X60AAL+WALLCON | *96CTN1202422A* | 33000 | 17 | 8.1 | 32200 | 24800 | 77.02% | 2.02 | 0 | 11.5 |  |  |  | No | R-410A | 2.75 | Residential & Commercial | Ducted CEE Tier 1
210599592 | Central HP <5.4 tons | HEIL | HRCU-A-CB (Split System: Heat Pump with Remote Outdoor Unit-Air-Source) | HVH837GKA** |  |  | EN(A,D,W)4X60L24**+WALLCON | *95CSU1002122A* | 32800 | 18 | 8.1 | 32200 | 24600 | 76.4% | 1.98 | 0 | 12 |  |  |  | No | R-410A | 2.7333 | Residential & Commercial | Ducted CEE Tier 1
212984026 | Central HP <5.4 tons | BRYANT HEATING AND COOLING SYSTEMS | HRCU-A-CB (Split System: Heat Pump with Remote Outdoor Unit-Air-Source) | 38MURAQ24AB3* |  |  | CAP**2417AL* | 912SE42060M17*** | 23400 | 17 | 8.5 | 26800 | 26400 | 98.51% | 2.24 | 0 | 10 |  |  |  | No | R-410A | 1.95 | Residential & Commercial | Ducted CEE Tier 1
212984146 | Central HP <5.4 tons | BRYANT HEATING AND COOLING SYSTEMS | HRCU-A-CB (Split System: Heat Pump with Remote Outdoor Unit-Air-Source) | 38MURAQ24AB3* |  |  | CNPV*3621AL* | 912SE42060M17*** | 23600 | 17 | 8.5 | 26400 | 24200 | 91.67% | 2.02 | 0 | 10.5 |  |  |  | No | R-410A | 1.9667 | Residential & Commercial | Ducted CEE Tier 1
205751194 | Central HP <5.4 tons | HEIL | HRCU-A-CB (Split System: Heat Pump with Remote Outdoor Unit-Air-Source) | HVH837GKA** |  |  | EA*4X43L21A*+WALLCON | *97CMN1002122A* | 33000 | 17.5 | 8.5 | 33000 | 25200 | 76.36% | 2 | 12 | 11.7 |  |  |  | No | R-410A | 2.75 | Residential & Commercial | Ducted CEE Tier 1
210473972 | Central HP <5.4 tons | HEIL | HRCU-A-CB (Split System: Heat Pump with Remote Outdoor Unit-Air-Source) | HVH825GKA3* |  |  | EN(A,D,W)4X48L21**+WALLCON | *96CTN0601714A* | 24000 | 16.5 | 8.1 | 21400 | 16700 | 78.04% | 2 | 0 | 11 |  |  |  | No | R-410A | 2 | Residential & Commercial | Ducted CEE Tier 1
210474005 | Central HP <5.4 tons | HEIL | HRCU-A-CB (Split System: Heat Pump with Remote Outdoor Unit-Air-Source) | HVH825GKA3* |  |  | EN(A,D,W)4X48L21**+WALLCON | *97CMN0801714A* | 24000 | 16.5 | 8.1 | 21400 | 16700 | 78.04% | 2 | 0 | 11 |  |  |  | No | R-410A | 2 | Residential & Commercial | Ducted CEE Tier 1
210474406 | Central HP <5.4 tons | HEIL | HRCU-A-CB (Split System: Heat Pump with Remote Outdoor Unit-Air-Source) | HVH825GKA3* |  |  | EHD4X42AAL+WALLCON | *80CTL0701412A* | 24200 | 16.5 | 8.1 | 21200 | 16600 | 78.3% | 2.02 | 0 | 11 |  |  |  | No | R-410A | 2.0167 | Residential & Commercial | Ducted CEE Tier 1
205751001 | Central HP <5.4 tons | HEIL | HRCU-A-CB (Split System: Heat Pump with Remote Outdoor Unit-Air-Source) | HVH837GKA** |  |  | EA*4X37L21A*+WALLCON | *80CTL0701716A* | 32800 | 17.5 | 8.5 | 33000 | 25200 | 76.36% | 1.98 | 11 | 11.5 |  |  |  | No | R-410A | 2.7333 | Residential & Commercial | Ducted CEE Tier 1
210595989 | Central HP <5.4 tons | CARRIER | HRCU-A-CB (Split System: Heat Pump with Remote Outdoor Unit-Air-Source) | 25VNA825A*031* |  |  | CAP**4821AL*+UI | 59TN6B060C17**14 | 24000 | 16.5 | 8.1 | 21000 | 16600 | 79.05% | 2 | 0 | 11 |  |  |  | No | R-410A | 2 | Residential & Commercial | Ducted CEE Tier 1
210595990 | Central HP <5.4 tons | CARRIER | HRCU-A-CB (Split System: Heat Pump with Remote Outdoor Unit-Air-Source) | 25VNA825A*031* |  |  | CAP**4821AL*+UI | 59TN6B080C17**14 | 24000 | 16.5 | 8.1 | 21000 | 16600 | 79.05% | 2 | 0 | 11 |  |  |  | No | R-410A | 2 | Residential & Commercial | Ducted CEE Tier 1
210596039 | Central HP <5.4 tons | CARRIER | HRCU-A-CB (Split System: Heat Pump with Remote Outdoor Unit-Air-Source) | 25VNA825A*031* |  |  | CNPV*4821AL*+UI | 59MN7B080C17**14 | 24000 | 16.5 | 8.1 | 21400 | 16700 | 78.04% | 2 | 0 | 11 |  |  |  | No | R-410A | 2 | Residential & Commercial | Ducted CEE Tier 1
210598483 | Central HP <5.4 tons | HEIL | HRCU-A-CB (Split System: Heat Pump with Remote Outdoor Unit-Air-Source) | HVH825GKA2* |  |  | EN(A,D,W)4X48L21**+WALLCON | *80CTL0701716A* | 24200 | 17 | 8.1 | 21400 | 16600 | 77.57% | 2.02 | 0 | 11 |  |  |  | No | R-410A | 2.0167 | Residential & Commercial | Ducted CEE Tier 1
214606477 | Central HP <5.4 tons | YORK | HRCU-A-C (Split System: Heat Pump with Remote Outdoor Unit with No Indoor Fan --Air Source) | HH824E2S11 |  |  | CTF30B5ACS1 |  | 23000 | 15.2 | 8.5 | 23000 | 17400 | 75.65% | 2 | 0 | 11 |  |  |  | No | R-454B | 1.9167 | Residential & Commercial | Ducted CEE Tier 1
214398373 | Central HP <5.4 tons | JOHNSON CONTROLS | HRCU-A-CB (Split System: Heat Pump with Remote Outdoor Unit-Air-Source) | HH824E2S11 |  |  | CTM30B5ACS1+JME08B2SN1 |  | 23000 | 19 | 9.5 | 23000 | 18400 | 80% | 2 | 0 | 12 |  |  |  | No | R-454B | 1.9167 | Residential & Commercial | Ducted CEE Tier 1
210597868 | Central HP <5.4 tons | HEIL | HRCU-A-CB (Split System: Heat Pump with Remote Outdoor Unit-Air-Source) | HVH825GKA2* |  |  | EA*4X42L21A*+WALLCON | *96CTN0601714A* | 23600 | 16.5 | 8.1 | 21400 | 16700 | 78.04% | 1.94 | 0 | 11 |  |  |  | No | R-410A | 1.9667 | Residential & Commercial | Ducted CEE Tier 1
210597900 | Central HP <5.4 tons | HEIL | HRCU-A-CB (Split System: Heat Pump with Remote Outdoor Unit-Air-Source) | HVH825GKA2* |  |  | EA*4X42L24A*+WALLCON | *80CTL1352422A* | 23800 | 16.5 | 8.1 | 21400 | 16600 | 77.57% | 1.96 | 0 | 11 |  |  |  | No | R-410A | 1.9833 | Residential & Commercial | Ducted CEE Tier 1
210597916 | Central HP <5.4 tons | HEIL | HRCU-A-CB (Split System: Heat Pump with Remote Outdoor Unit-Air-Source) | HVH825GKA2* |  |  | EA*4X42L24A*+WALLCON | *96CTN1202422A* | 23800 | 17 | 8.1 | 21400 | 16600 | 77.57% | 1.96 | 0 | 11 |  |  |  | No | R-410A | 1.9833 | Residential & Commercial | Ducted CEE Tier 1
210597932 | Central HP <5.4 tons | HEIL | HRCU-A-CB (Split System: Heat Pump with Remote Outdoor Unit-Air-Source) | HVH825GKA2* |  |  | EA*4X43L21A*+WALLCON | *80CSU0401712A* | 24400 | 17 | 8.5 | 21200 | 16600 | 78.3% | 2.04 | 0 | 11 |  |  |  | No | R-410A | 2.0333 | Residential & Commercial | Ducted CEE Tier 1
210598032 | Central HP <5.4 tons | HEIL | HRCU-A-CB (Split System: Heat Pump with Remote Outdoor Unit-Air-Source) | HVH825GKA2* |  |  | EA*4X48L21A*+WALLCON | *96CTN0601714A* | 24000 | 16.5 | 8.1 | 21000 | 16600 | 79.05% | 2 | 0 | 11 |  |  |  | No | R-410A | 2 | Residential & Commercial | Ducted CEE Tier 1
210474492 | Central HP <5.4 tons | CARRIER | HRCU-A-CB (Split System: Heat Pump with Remote Outdoor Unit-Air-Source) | 25VNA825A*032* |  |  | CSPH*4812AL*+UI | 58CU*A100C21**20 | 24200 | 16 | 8.1 | 21200 | 16600 | 78.3% | 2 | 0 | 10.5 |  |  |  | No | R-410A | 2.0167 | Residential & Commercial | Ducted CEE Tier 1
214395770 | Central HP <5.4 tons | YORK | HRCU-A-CB (Split System: Heat Pump with Remote Outdoor Unit-Air-Source) | HH824E2S11 |  |  | CTF36B5ADS1 | YP9C060B12MP13 | 23000 | 18 | 9.5 | 23000 | 18800 | 81.74% | 2 | 0 | 12 |  |  |  | No | R-454B | 1.9167 | Residential & Commercial | Ducted CEE Tier 1
210598260 | Central HP <5.4 tons | HEIL | HRCU-A-CB (Split System: Heat Pump with Remote Outdoor Unit-Air-Source) | HVH825GKA2* |  |  | EHD4X48AAL+WALLCON | *80CTL0901716A* | 24400 | 17 | 8.1 | 21200 | 16500 | 77.83% | 2.04 | 0 | 11 |  |  |  | No | R-410A | 2.0333 | Residential & Commercial | Ducted CEE Tier 1
214396482 | Central HP <5.4 tons | JOHNSON CONTROLS | HRCU-A-CB (Split System: Heat Pump with Remote Outdoor Unit-Air-Source) | HH836E2S11 |  |  | CTF48C5CFS1+JMET16CS2N1 |  | 33800 | 19 | 9 | 31200 | 25200 | 80.77% | 2 | 0 | 11.7 |  |  |  | No | R-454B | 2.8167 | Residential & Commercial | Ducted CEE Tier 1
214397651 | Central HP <5.4 tons | JOHNSON CONTROLS | HRCU-A-CB (Split System: Heat Pump with Remote Outdoor Unit-Air-Source) | HH836E2S11 |  |  | CTF48C5CFS1 | TM9V100C16MP12 | 33200 | 18 | 9 | 31200 | 25200 | 80.77% | 2 | 0 | 11 |  |  |  | No | R-454B | 2.7667 | Residential & Commercial | Ducted CEE Tier 1
214397750 | Central HP <5.4 tons | JOHNSON CONTROLS | HRCU-A-CB (Split System: Heat Pump with Remote Outdoor Unit-Air-Source) | HH836E2S11 |  |  | CTF36C5CDS1 | TM8V080C16MP12 | 34000 | 18 | 8.5 | 31600 | 26000 | 82.28% | 2 | 0 | 11 |  |  |  | No | R-454B | 2.8333 | Residential & Commercial | Ducted CEE Tier 1
214397784 | Central HP <5.4 tons | JOHNSON CONTROLS | HRCU-A-CB (Split System: Heat Pump with Remote Outdoor Unit-Air-Source) | HH836E2S11 |  |  | CTF48C5CFS1 | TM9V080C16MP12 | 33200 | 18 | 9 | 31600 | 25400 | 80.38% | 2 | 0 | 11 |  |  |  | No | R-454B | 2.7667 | Residential & Commercial | Ducted CEE Tier 1
214595028 | Central HP <5.4 tons | JOHNSON CONTROLS | HRCU-A-CB (Split System: Heat Pump with Remote Outdoor Unit-Air-Source) | HH836E2S11 |  |  | CTM48C5CFS1 | Z8ES100C20SMPS1 | 34400 | 19 | 9 | 32000 | 25400 | 79.38% | 2 | 0 | 11 |  |  |  | No | R-454B | 2.8667 | Residential & Commercial | Ducted CEE Tier 1
214595078 | Central HP <5.4 tons | JOHNSON CONTROLS | HRCU-A-CB (Split System: Heat Pump with Remote Outdoor Unit-Air-Source) | HH836E2S11 |  |  | CTF48C5CFS1 | Z8ES080C20SMPS1 | 34200 | 19 | 9 | 32000 | 25400 | 79.38% | 2 | 0 | 11 |  |  |  | No | R-454B | 2.85 | Residential & Commercial | Ducted CEE Tier 1
214397774 | Central HP <5.4 tons | JOHNSON CONTROLS | HRCU-A-CB (Split System: Heat Pump with Remote Outdoor Unit-Air-Source) | HH836E2S11 |  |  | CTM48C5CFS1 | TM8E100C20MP11 | 34400 | 17 | 8.5 | 32600 | 25800 | 79.14% | 2 | 0 | 11 |  |  |  | No | R-454B | 2.8667 | Residential & Commercial | Ducted CEE Tier 1
214397779 | Central HP <5.4 tons | JOHNSON CONTROLS | HRCU-A-CB (Split System: Heat Pump with Remote Outdoor Unit-Air-Source) | HH836E2S11 |  |  | CTM48C5CFS1 | TMLE100C20MP11 | 34400 | 17 | 8.5 | 32600 | 25800 | 79.14% | 2 | 0 | 11 |  |  |  | No | R-454B | 2.8667 | Residential & Commercial | Ducted CEE Tier 1
214397708 | Central HP <5.4 tons | JOHNSON CONTROLS | HRCU-A-CB (Split System: Heat Pump with Remote Outdoor Unit-Air-Source) | HH836E2S11 |  |  | CTM36C5CDS1 | TM8E120C16MP11 | 33800 | 18 | 8.5 | 31600 | 25800 | 81.65% | 2 | 0 | 11 |  |  |  | No | R-454B | 2.8167 | Residential & Commercial | Ducted CEE Tier 1
214397760 | Central HP <5.4 tons | JOHNSON CONTROLS | HRCU-A-CB (Split System: Heat Pump with Remote Outdoor Unit-Air-Source) | HH836E2S11 |  |  | CTF36C5CDS1 | TPLC080C16MP13 | 34000 | 18 | 8.5 | 31600 | 26000 | 82.28% | 2 | 0 | 11 |  |  |  | No | R-454B | 2.8333 | Residential & Commercial | Ducted CEE Tier 1
214395824 | Central HP <5.4 tons | YORK | HRCU-A-CB (Split System: Heat Pump with Remote Outdoor Unit-Air-Source) | HH836E2S11 |  |  | CTM36C5CDS1 | TMLE100C16MP11 | 33800 | 18 | 8.5 | 31600 | 25800 | 81.65% | 2 | 0 | 11 |  |  |  | No | R-454B | 2.8167 | Residential & Commercial | Ducted CEE Tier 1
214398114 | Central HP <5.4 tons | JOHNSON CONTROLS | HRCU-A-CB (Split System: Heat Pump with Remote Outdoor Unit-Air-Source) | HH836E2S11 |  |  | CTM36B5CDS1 | TM8V080B12MP12 | 32800 | 17 | 8.5 | 30800 | 25200 | 81.82% | 2 | 0 | 11 |  |  |  | No | R-454B | 2.7333 | Residential & Commercial | Ducted CEE Tier 1
214398230 | Central HP <5.4 tons | JOHNSON CONTROLS | HRCU-A-CB (Split System: Heat Pump with Remote Outdoor Unit-Air-Source) | HH836E2S11 |  |  | CTF48C5CFS1 | TL8E080C16UH11 | 33200 | 18 | 9 | 31400 | 25400 | 80.89% | 2 | 0 | 11 |  |  |  | No | R-454B | 2.7667 | Residential & Commercial | Ducted CEE Tier 1
214398180 | Central HP <5.4 tons | JOHNSON CONTROLS | HRCU-A-CB (Split System: Heat Pump with Remote Outdoor Unit-Air-Source) | HH836E2S11 |  |  | CTM36C5CDS1 | TMLE100C16MP11 | 33800 | 18 | 8.5 | 31600 | 25800 | 81.65% | 2 | 0 | 11 |  |  |  | No | R-454B | 2.8167 | Residential & Commercial | Ducted CEE Tier 1
214398109 | Central HP <5.4 tons | JOHNSON CONTROLS | HRCU-A-CB (Split System: Heat Pump with Remote Outdoor Unit-Air-Source) | HH836E2S11 |  |  | CTF36C5CDS1+JMC16C2SN1 |  | 34800 | 19 | 9 | 32200 | 25800 | 80.12% | 2 | 0 | 11.7 |  |  |  | No | R-454B | 2.9 | Residential & Commercial | Ducted CEE Tier 1
214398495 | Central HP <5.4 tons | JOHNSON CONTROLS | HRCU-A-CB (Split System: Heat Pump with Remote Outdoor Unit-Air-Source) | HH836E2S11 |  |  | CTF36C5CDS1 | TM9E100C16MP12 | 33800 | 18 | 8.5 | 31600 | 25800 | 81.65% | 2 | 0 | 11 |  |  |  | No | R-454B | 2.8167 | Residential & Commercial | Ducted CEE Tier 1
216374706 | Central HP <5.4 tons | JOHNSON CONTROLS | HRCU-A-CB (Split System: Heat Pump with Remote Outdoor Unit-Air-Source) | HH836E2S11 |  |  | CTM36C5CDS1 | Z9ET100C16SMPS1 | 33800 | 19 | 8.5 | 31400 | 24000 | 76.43% | 2 | 0 | 11 |  |  |  | No | R-454B | 2.8167 | Residential & Commercial | Ducted CEE Tier 1
214595073 | Central HP <5.4 tons | JOHNSON CONTROLS | HRCU-A-CB (Split System: Heat Pump with Remote Outdoor Unit-Air-Source) | HH836E2S11 |  |  | CTM48C5CFS1 | Z8ES120C20SMPS1 | 34200 | 19 | 9 | 32000 | 25400 | 79.38% | 2 | 0 | 11 |  |  |  | No | R-454B | 2.85 | Residential & Commercial | Ducted CEE Tier 1
214398156 | Central HP <5.4 tons | JOHNSON CONTROLS | HRCU-A-CB (Split System: Heat Pump with Remote Outdoor Unit-Air-Source) | HH836E2S11 |  |  | CTM36C5CDS1 | TP9C080C16MP13 | 33800 | 17 | 8.5 | 31800 | 26000 | 81.76% | 2 | 0 | 11 |  |  |  | No | R-454B | 2.8167 | Residential & Commercial | Ducted CEE Tier 1
214398515 | Central HP <5.4 tons | JOHNSON CONTROLS | HRCU-A-CB (Split System: Heat Pump with Remote Outdoor Unit-Air-Source) | HH836E2S11 |  |  | CTM36B5CDS1 | TP9C080B12MP13 | 33000 | 17 | 8.5 | 30600 | 25000 | 81.7% | 2 | 0 | 11 |  |  |  | No | R-454B | 2.75 | Residential & Commercial | Ducted CEE Tier 1
214398542 | Central HP <5.4 tons | JOHNSON CONTROLS | HRCU-A-CB (Split System: Heat Pump with Remote Outdoor Unit-Air-Source) | HH836E2S11 |  |  | CTF36B5CDS1 | TP9C080B12MP13 | 33000 | 18 | 8.5 | 30800 | 25000 | 81.17% | 2 | 0 | 11 |  |  |  | No | R-454B | 2.75 | Residential & Commercial | Ducted CEE Tier 1
214398549 | Central HP <5.4 tons | JOHNSON CONTROLS | HRCU-A-CB (Split System: Heat Pump with Remote Outdoor Unit-Air-Source) | HH836E2S11 |  |  | CTM36C5CDS1 | TL9E080C16UH11 | 34200 | 18 | 8.5 | 32600 | 26800 | 82.21% | 2 | 0 | 11 |  |  |  | No | R-454B | 2.85 | Residential & Commercial | Ducted CEE Tier 1
214395897 | Central HP <5.4 tons | YORK | HRCU-A-CB (Split System: Heat Pump with Remote Outdoor Unit-Air-Source) | HH836E2S11 |  |  | CTF48C5CFS1+JMVT16CC2N1 |  | 34400 | 19 | 9 | 32000 | 25200 | 78.75% | 2 | 0 | 11.7 |  |  |  | No | R-454B | 2.8667 | Residential & Commercial | Ducted CEE Tier 1
214395930 | Central HP <5.4 tons | YORK | HRCU-A-CB (Split System: Heat Pump with Remote Outdoor Unit-Air-Source) | HH836E2S11 |  |  | CTM48C5CFS1 | Y81E100C16SMPS1 | 34000 | 19 | 9 | 31600 | 25200 | 79.75% | 2 | 0 | 11 |  |  |  | No | R-454B | 2.8333 | Residential & Commercial | Ducted CEE Tier 1
214395997 | Central HP <5.4 tons | YORK | HRCU-A-CB (Split System: Heat Pump with Remote Outdoor Unit-Air-Source) | HH836E2S11 |  |  | CTF48C5CFS1+JME16C2SN1 |  | 34200 | 19 | 9 | 31600 | 25200 | 79.75% | 2 | 0 | 11.7 |  |  |  | No | R-454B | 2.85 | Residential & Commercial | Ducted CEE Tier 1
214606504 | Central HP <5.4 tons | JOHNSON CONTROLS | HRCU-A-C (Split System: Heat Pump with Remote Outdoor Unit with No Indoor Fan --Air Source) | HH836E2S11 |  |  | CTM36C5CDS1 |  | 33400 | 15.2 | 8.5 | 31800 | 23200 | 72.96% | 2 | 0 | 10 |  |  |  | No | R-454B | 2.7833 | Residential & Commercial | Ducted CEE Tier 1
214397673 | Central HP <5.4 tons | JOHNSON CONTROLS | HRCU-A-CB (Split System: Heat Pump with Remote Outdoor Unit-Air-Source) | HH836E2S11 |  |  | CTF36C5CDS1 | TMLE080C16MP11 | 33800 | 18 | 8.5 | 31400 | 25600 | 81.53% | 2 | 0 | 11 |  |  |  | No | R-454B | 2.8167 | Residential & Commercial | Ducted CEE Tier 1
214398475 | Central HP <5.4 tons | JOHNSON CONTROLS | HRCU-A-CB (Split System: Heat Pump with Remote Outdoor Unit-Air-Source) | HH836E2S11 |  |  | CTF48C5CFS1+JMVT16CC2N1 |  | 34400 | 19 | 9 | 32000 | 25200 | 78.75% | 2 | 0 | 11.7 |  |  |  | No | R-454B | 2.8667 | Residential & Commercial | Ducted CEE Tier 1
216374716 | Central HP <5.4 tons | JOHNSON CONTROLS | HRCU-A-CB (Split System: Heat Pump with Remote Outdoor Unit-Air-Source) | HH836E2S11 |  |  | CTU48C5XFS1+TXV | Z9ET100C16SMPS1 | 33400 | 19 | 9.5 | 31400 | 23800 | 75.8% | 2 | 0 | 11 |  |  |  | No | R-454B | 2.7833 | Residential & Commercial | Ducted CEE Tier 1
214398500 | Central HP <5.4 tons | JOHNSON CONTROLS | HRCU-A-CB (Split System: Heat Pump with Remote Outdoor Unit-Air-Source) | HH836E2S11 |  |  | CTF36C5CDS1+JMVT16CC2N1 |  | 34800 | 19 | 9 | 32200 | 25800 | 80.12% | 2 | 0 | 11.7 |  |  |  | No | R-454B | 2.9 | Residential & Commercial | Ducted CEE Tier 1
216374630 | Central HP <5.4 tons | JOHNSON CONTROLS | HRCU-A-CB (Split System: Heat Pump with Remote Outdoor Unit-Air-Source) | HH836E2S11 |  |  | CTU36B5XDS1+TXV | Z9ET060B12SMPS1 | 33400 | 18 | 8.5 | 31600 | 24200 | 76.58% | 2 | 0 | 11 |  |  |  | No | R-454B | 2.7833 | Residential & Commercial | Ducted CEE Tier 1
216374675 | Central HP <5.4 tons | JOHNSON CONTROLS | HRCU-A-CB (Split System: Heat Pump with Remote Outdoor Unit-Air-Source) | HH836E2S11 |  |  | CTF48C5CFS1 | Z9ET100C16SMPS1 | 33400 | 19 | 9.5 | 31400 | 23800 | 75.8% | 2 | 0 | 11 |  |  |  | No | R-454B | 2.7833 | Residential & Commercial | Ducted CEE Tier 1
214595038 | Central HP <5.4 tons | JOHNSON CONTROLS | HRCU-A-CB (Split System: Heat Pump with Remote Outdoor Unit-Air-Source) | HH836E2S11 |  |  | CTF48C5CFS1 | Z8ES080C16SMPS1 | 34400 | 19 | 9 | 32200 | 25400 | 78.88% | 2 | 0 | 11 |  |  |  | No | R-454B | 2.8667 | Residential & Commercial | Ducted CEE Tier 1
214398190 | Central HP <5.4 tons | JOHNSON CONTROLS | HRCU-A-CB (Split System: Heat Pump with Remote Outdoor Unit-Air-Source) | HH836E2S11 |  |  | CTM36C5CDS1 | TL8E080C16UH11 | 34000 | 18 | 8.5 | 32200 | 26400 | 81.99% | 2 | 0 | 11 |  |  |  | No | R-454B | 2.8333 | Residential & Commercial | Ducted CEE Tier 1
214398574 | Central HP <5.4 tons | JOHNSON CONTROLS | HRCU-A-CB (Split System: Heat Pump with Remote Outdoor Unit-Air-Source) | HH836E2S11 |  |  | CTF48C5CFS1+JMVT17CC2N1 |  | 34400 | 19 | 9 | 32000 | 25200 | 78.75% | 2 | 0 | 11.7 |  |  |  | No | R-454B | 2.8667 | Residential & Commercial | Ducted CEE Tier 1
214395625 | Central HP <5.4 tons | YORK | HRCU-A-CB (Split System: Heat Pump with Remote Outdoor Unit-Air-Source) | HH836E2S11 |  |  | CTM48C5CFS1 | YP9C080C16MP13 | 32800 | 19 | 9 | 31200 | 25200 | 80.77% | 2 | 0 | 11 |  |  |  | No | R-454B | 2.7333 | Residential & Commercial | Ducted CEE Tier 1
214395698 | Central HP <5.4 tons | YORK | HRCU-A-CB (Split System: Heat Pump with Remote Outdoor Unit-Air-Source) | HH836E2S11 |  |  | CTM36B5CDS1+JMC12B2SN1 |  | 33200 | 18 | 9 | 30400 | 24800 | 81.58% | 2 | 0 | 11.7 |  |  |  | No | R-454B | 2.7667 | Residential & Commercial | Ducted CEE Tier 1
214395725 | Central HP <5.4 tons | YORK | HRCU-A-CB (Split System: Heat Pump with Remote Outdoor Unit-Air-Source) | HH836E2S11 |  |  | CTF48C5CFS1 | TP9C080C16MP13 | 33200 | 18 | 9 | 31600 | 25400 | 80.38% | 2 | 0 | 11 |  |  |  | No | R-454B | 2.7667 | Residential & Commercial | Ducted CEE Tier 1
214395816 | Central HP <5.4 tons | YORK | HRCU-A-CB (Split System: Heat Pump with Remote Outdoor Unit-Air-Source) | HH836E2S11 |  |  | CTM36C5CDS1 | TM9V080C16MP12 | 33800 | 17 | 8.5 | 31800 | 26000 | 81.76% | 2 | 0 | 11 |  |  |  | No | R-454B | 2.8167 | Residential & Commercial | Ducted CEE Tier 1
214395907 | Central HP <5.4 tons | YORK | HRCU-A-CB (Split System: Heat Pump with Remote Outdoor Unit-Air-Source) | HH836E2S11 |  |  | CTF36C5CDS1 | TM9E100C20MP12 | 34600 | 17 | 8.5 | 32600 | 26800 | 82.21% | 2 | 0 | 11 |  |  |  | No | R-454B | 2.8833 | Residential & Commercial | Ducted CEE Tier 1
214396009 | Central HP <5.4 tons | YORK | HRCU-A-CB (Split System: Heat Pump with Remote Outdoor Unit-Air-Source) | HH836E2S11 |  |  | CTM36C5CDS1 | TM9E100C20MP12 | 34400 | 17 | 8.5 | 32400 | 26600 | 82.1% | 2 | 0 | 11 |  |  |  | No | R-454B | 2.8667 | Residential & Commercial | Ducted CEE Tier 1
210596041 | Central HP <5.4 tons | CARRIER | HRCU-A-CB (Split System: Heat Pump with Remote Outdoor Unit-Air-Source) | 25VNA825A*031* |  |  | CNPV*4821AL*+UI | 59TN6B060C17**14 | 24000 | 16.5 | 8.1 | 21400 | 16700 | 78.04% | 2 | 0 | 11 |  |  |  | No | R-410A | 2 | Residential & Commercial | Ducted CEE Tier 1
210596042 | Central HP <5.4 tons | CARRIER | HRCU-A-CB (Split System: Heat Pump with Remote Outdoor Unit-Air-Source) | 25VNA825A*031* |  |  | CNPV*4821AL*+UI | 59TN6B080C17**14 | 24000 | 16.5 | 8.1 | 21400 | 16600 | 77.57% | 2 | 0 | 11 |  |  |  | No | R-410A | 2 | Residential & Commercial | Ducted CEE Tier 1
210596242 | Central HP <5.4 tons | CARRIER | HRCU-A-CB (Split System: Heat Pump with Remote Outdoor Unit-Air-Source) | 25VNA837A*030* |  |  | CSPH*6012AL*+UI | 58TN*A070C17**16 | 32800 | 17 | 8.1 | 32400 | 25000 | 77.16% | 2 | 0 | 11 |  |  |  | No | R-410A | 2.7333 | Residential & Commercial | Ducted CEE Tier 1
210596257 | Central HP <5.4 tons | CARRIER | HRCU-A-CB (Split System: Heat Pump with Remote Outdoor Unit-Air-Source) | 25VNA837A*030* |  |  | CSPH*6012AL*+UI | 59TN6B120C24**22 | 33000 | 17 | 8.1 | 32200 | 24800 | 77.02% | 2.02 | 0 | 11.5 |  |  |  | No | R-410A | 2.75 | Residential & Commercial | Ducted CEE Tier 1
210599178 | Central HP <5.4 tons | HEIL | HRCU-A-CB (Split System: Heat Pump with Remote Outdoor Unit-Air-Source) | HVH837GKA** |  |  | EA*4X60L24A*+WALLCON | *80CTL1352422A* | 32800 | 18 | 8.5 | 31800 | 24800 | 77.99% | 2 | 0 | 12 |  |  |  | No | R-410A | 2.7333 | Residential & Commercial | Ducted CEE Tier 1
210599194 | Central HP <5.4 tons | HEIL | HRCU-A-CB (Split System: Heat Pump with Remote Outdoor Unit-Air-Source) | HVH837GKA** |  |  | EA*4X60L24A*+WALLCON | *96CTN1002122A* | 32800 | 17.5 | 8.5 | 31800 | 24800 | 77.99% | 2 | 0 | 11.7 |  |  |  | No | R-410A | 2.7333 | Residential & Commercial | Ducted CEE Tier 1
210599423 | Central HP <5.4 tons | HEIL | HRCU-A-CB (Split System: Heat Pump with Remote Outdoor Unit-Air-Source) | HVH837GKA** |  |  | EHD4X60AAL+WALLCON | *95CSU0802120A* | 33000 | 17 | 8.1 | 32200 | 24800 | 77.02% | 2.02 | 0 | 11.5 |  |  |  | No | R-410A | 2.75 | Residential & Commercial | Ducted CEE Tier 1
210599498 | Central HP <5.4 tons | HEIL | HRCU-A-CB (Split System: Heat Pump with Remote Outdoor Unit-Air-Source) | HVH837GKA** |  |  | EN(A,D)4X48L24**+WALLCON | *80CSU1002120A* | 32400 | 17 | 8.1 | 33000 | 24800 | 75.15% | 1.94 | 0 | 11.5 |  |  |  | No | R-410A | 2.7 | Residential & Commercial | Ducted CEE Tier 1
206771729 | Central HP <5.4 tons | TEMPSTAR | HRCU-A-CB (Split System: Heat Pump with Remote Outdoor Unit-Air-Source) | TVH837GKA2* |  |  | EA*4X43L21A*+WALLCON | *80CTL0901716A* | 33000 | 18 | 8.5 | 32800 | 25000 | 76.22% | 2 | 12 | 11.7 |  |  |  | No | R-410A | 2.75 | Residential & Commercial | Ducted CEE Tier 1
210600116 | Central HP <5.4 tons | TEMPSTAR | HRCU-A-CB (Split System: Heat Pump with Remote Outdoor Unit-Air-Source) | TVH837GKA** |  |  | EA*4X61L24A*+WALLCON | *96CTN1202422A* | 33200 | 18 | 8.5 | 32000 | 24800 | 77.5% | 2 | 0 | 12 |  |  |  | No | R-410A | 2.7667 | Residential & Commercial | Ducted CEE Tier 1
214395624 | Central HP <5.4 tons | YORK | HRCU-A-CB (Split System: Heat Pump with Remote Outdoor Unit-Air-Source) | HH836E2S11 |  |  | CTM48C5CFS1 | TP9C080C16MP13 | 32800 | 19 | 9 | 31200 | 25200 | 80.77% | 2 | 0 | 11 |  |  |  | No | R-454B | 2.7333 | Residential & Commercial | Ducted CEE Tier 1
214395626 | Central HP <5.4 tons | YORK | HRCU-A-CB (Split System: Heat Pump with Remote Outdoor Unit-Air-Source) | HH836E2S11 |  |  | CTF48C5CFS1 | TM9V100C20MP12 | 34200 | 18 | 9 | 32600 | 25800 | 79.14% | 2 | 0 | 11 |  |  |  | No | R-454B | 2.85 | Residential & Commercial | Ducted CEE Tier 1
214395690 | Central HP <5.4 tons | YORK | HRCU-A-CB (Split System: Heat Pump with Remote Outdoor Unit-Air-Source) | HH836E2S11 |  |  | CTF48C5CFS1 | TM9V100C16MP12 | 33200 | 18 | 9 | 31200 | 25200 | 80.77% | 2 | 0 | 11 |  |  |  | No | R-454B | 2.7667 | Residential & Commercial | Ducted CEE Tier 1
214395810 | Central HP <5.4 tons | YORK | HRCU-A-CB (Split System: Heat Pump with Remote Outdoor Unit-Air-Source) | HH836E2S11 |  |  | CTM36B5CDS1 | YPLC080B12MP13 | 32800 | 17 | 8.5 | 30800 | 25200 | 81.82% | 2 | 0 | 11 |  |  |  | No | R-454B | 2.7333 | Residential & Commercial | Ducted CEE Tier 1
214396395 | Central HP <5.4 tons | JOHNSON CONTROLS | HRCU-A-CB (Split System: Heat Pump with Remote Outdoor Unit-Air-Source) | HH836E2S11 |  |  | CTF36B5CDS1+JMVT12BC2N1 |  | 34000 | 19 | 9 | 31400 | 25600 | 81.53% | 2 | 0 | 11.7 |  |  |  | No | R-454B | 2.8333 | Residential & Commercial | Ducted CEE Tier 1
214396861 | Central HP <5.4 tons | JOHNSON CONTROLS | HRCU-A-CB (Split System: Heat Pump with Remote Outdoor Unit-Air-Source) | HH836E2S11 |  |  | CTM36C5CDS1 | TM8V100C16MP12 | 34000 | 18 | 8.5 | 32000 | 26200 | 81.88% | 2 | 0 | 11 |  |  |  | No | R-454B | 2.8333 | Residential & Commercial | Ducted CEE Tier 1
206772080 | Central HP <5.4 tons | TEMPSTAR | HRCU-A-CB (Split System: Heat Pump with Remote Outdoor Unit-Air-Source) | TVH837GKA2* |  |  | END4X42L17**+WALLCON | *80CTL0901716A* | 32200 | 17.5 | 8.1 | 33000 | 24600 | 74.55% | 1.92 | 11 | 11.7 |  |  |  | No | R-410A | 2.6833 | Residential & Commercial | Ducted CEE Tier 1
216439961 | Central HP <5.4 tons | AMERICAN STANDARD | HRCU-A-CB (Split System: Heat Pump with Remote Outdoor Unit-Air-Source) | 5A6V0X24A1 |  |  | 5PX*B006AS3 | S9V2B060U4VSB+LRP | 20800 | 20 | 9.4 | 22200 | 17000 | 76.58% | 2.1 | 0 | 12 |  |  |  | No | R-454B | 1.7333 | Residential & Commercial | Ducted CEE Tier 1
212977563 | Central HP <5.4 tons | BRYANT HEATING AND COOLING SYSTEMS | HRCU-A-CB (Split System: Heat Pump with Remote Outdoor Unit-Air-Source) | 38MURAQ24AB3* |  |  | CAP**2414AL* | 8(0,1)*SB36045M14*** | 23400 | 17 | 8.5 | 27000 | 26200 | 97.04% | 2.22 | 0 | 10 |  |  |  | No | R-410A | 1.95 | Residential & Commercial | Ducted CEE Tier 1
212985814 | Central HP <5.4 tons | BRYANT HEATING AND COOLING SYSTEMS | HRCU-A-CB (Split System: Heat Pump with Remote Outdoor Unit-Air-Source) | 38MURAQ24AB3* |  |  | CAP**3717AL* | 916SA30026M14*** | 24000 | 16.5 | 8.5 | 25200 | 22200 | 88.1% | 1.84 | 0 | 10 |  |  |  | No | R-410A | 2 | Residential & Commercial | Ducted CEE Tier 1
206773508 | Central HP <5.4 tons | TEMPSTAR | HRCU-A-CB (Split System: Heat Pump with Remote Outdoor Unit-Air-Source) | TVH837GKA2* |  |  | EA*4X48L21A*+WALLCON | *95CSU0802120A* | 32400 | 17.5 | 8.5 | 32600 | 25000 | 76.69% | 1.98 | 12 | 11.5 |  |  |  | No | R-410A | 2.7 | Residential & Commercial | Ducted CEE Tier 1
210596052 | Central HP <5.4 tons | CARRIER | HRCU-A-CB (Split System: Heat Pump with Remote Outdoor Unit-Air-Source) | 25VNA825A*031* |  |  | CNPV*4824AL*+UI | 59TN6B120C24**22 | 24200 | 17 | 8.1 | 21200 | 16600 | 78.3% | 2.02 | 0 | 11.5 |  |  |  | No | R-410A | 2.0167 | Residential & Commercial | Ducted CEE Tier 1
210596054 | Central HP <5.4 tons | CARRIER | HRCU-A-CB (Split System: Heat Pump with Remote Outdoor Unit-Air-Source) | 25VNA825A*031* |  |  | CSPH*4212AL*+UI | 58CU*A060C17**16 | 24200 | 16 | 8.1 | 21400 | 16600 | 77.57% | 2 | 0 | 10.5 |  |  |  | No | R-410A | 2.0167 | Residential & Commercial | Ducted CEE Tier 1
210596088 | Central HP <5.4 tons | CARRIER | HRCU-A-CB (Split System: Heat Pump with Remote Outdoor Unit-Air-Source) | 25VNA825A*031* |  |  | CSPH*4812AL*+UI | 59MN7B120C24**22 | 24200 | 16 | 8.1 | 21200 | 16600 | 78.3% | 2.02 | 0 | 10.5 |  |  |  | No | R-410A | 2.0167 | Residential & Commercial | Ducted CEE Tier 1
210596177 | Central HP <5.4 tons | CARRIER | HRCU-A-CB (Split System: Heat Pump with Remote Outdoor Unit-Air-Source) | 25VNA837A*030* |  |  | CAP**6024AL*+UI | 59MN7B120C24**22 | 32800 | 17.5 | 8.5 | 32000 | 24800 | 77.5% | 1.98 | 0 | 11.7 |  |  |  | No | R-410A | 2.7333 | Residential & Commercial | Ducted CEE Tier 1
210596179 | Central HP <5.4 tons | CARRIER | HRCU-A-CB (Split System: Heat Pump with Remote Outdoor Unit-Air-Source) | 25VNA837A*030* |  |  | CAP**6024AL*+UI | 59TN6B100C21**22 | 32800 | 17.5 | 8.5 | 31800 | 24800 | 77.99% | 2 | 0 | 11.7 |  |  |  | No | R-410A | 2.7333 | Residential & Commercial | Ducted CEE Tier 1
210599230 | Central HP <5.4 tons | HEIL | HRCU-A-CB (Split System: Heat Pump with Remote Outdoor Unit-Air-Source) | HVH837GKA** |  |  | EA*4X61L21A*+WALLCON | *80CTL0701716A* | 33200 | 17.5 | 8.5 | 32200 | 25000 | 77.64% | 1.98 | 0 | 11.7 |  |  |  | No | R-410A | 2.7667 | Residential & Commercial | Ducted CEE Tier 1
210598292 | Central HP <5.4 tons | HEIL | HRCU-A-CB (Split System: Heat Pump with Remote Outdoor Unit-Air-Source) | HVH825GKA2* |  |  | EHD4X48AAL+WALLCON | *96CTN1202422A* | 24200 | 16.5 | 8.1 | 21200 | 16600 | 78.3% | 2.02 | 0 | 11 |  |  |  | No | R-410A | 2.0167 | Residential & Commercial | Ducted CEE Tier 1
210598308 | Central HP <5.4 tons | HEIL | HRCU-A-CB (Split System: Heat Pump with Remote Outdoor Unit-Air-Source) | HVH825GKA2* |  |  | EHD4X48AAL+WALLCON | *97CMN1002122A* | 24200 | 16 | 8.1 | 21200 | 16700 | 78.77% | 2.04 | 0 | 11 |  |  |  | No | R-410A | 2.0167 | Residential & Commercial | Ducted CEE Tier 1
210533034 | Central HP <5.4 tons | CARRIER | HRCU-A-CB (Split System: Heat Pump with Remote Outdoor Unit-Air-Source) | 25VNA424A*031* |  |  | CAP**4321AL*+UI | 58CU*A060C17**16 | 24200 | 20.5 | 10.5 | 26400 | 19700 | 74.62% | 2.54 | 0 | 13 |  |  |  | No | R-410A | 2.0167 | Residential & Commercial | Ducted CEE Tier 1
210533102 | Central HP <5.4 tons | CARRIER | HRCU-A-CB (Split System: Heat Pump with Remote Outdoor Unit-Air-Source) | 25VNA424A*031* |  |  | CSPH*3012AL*+UI | 58TN*A090C17**16 | 23600 | 20.5 | 9 | 27000 | 19800 | 73.33% | 2.48 | 0 | 13 |  |  |  | No | R-410A | 1.9667 | Residential & Commercial | Ducted CEE Tier 1
214395639 | Central HP <5.4 tons | YORK | HRCU-A-CB (Split System: Heat Pump with Remote Outdoor Unit-Air-Source) | HH860E2S11 |  |  | CTF60D5CGS1+JMVT20DC2N1 |  | 45500 | 19 | 9.5 | 45000 | 33800 | 75.11% | 2 | 0 | 12 |  |  |  | No | R-454B | 3.7917 | Residential & Commercial | Ducted CEE Tier 1
214396648 | Central HP <5.4 tons | JOHNSON CONTROLS | HRCU-A-CB (Split System: Heat Pump with Remote Outdoor Unit-Air-Source) | HH860E2S11 |  |  | CTM60C5CGS1 | TPLC080C16MP13 | 44000 | 18 | 9 | 44500 | 33600 | 75.51% | 2 | 0 | 11.7 |  |  |  | No | R-454B | 3.6667 | Residential & Commercial | Ducted CEE Tier 1
214395679 | Central HP <5.4 tons | YORK | HRCU-A-CB (Split System: Heat Pump with Remote Outdoor Unit-Air-Source) | HH860E2S11 |  |  | CTF60C5CHS1+JMVT17CC2N1 |  | 53500 | 19 | 9 | 53000 | 38000 | 71.7% | 2 | 0 | 12 |  |  |  | No | R-454B | 4.4583 | Residential & Commercial | Ducted CEE Tier 1
214395745 | Central HP <5.4 tons | YORK | HRCU-A-CB (Split System: Heat Pump with Remote Outdoor Unit-Air-Source) | HH860E2S11 |  |  | CTF60D5CGS1+JMC20D2SN1 |  | 46000 | 19 | 9.5 | 46000 | 34000 | 73.91% | 2 | 0 | 12 |  |  |  | No | R-454B | 3.8333 | Residential & Commercial | Ducted CEE Tier 1
214395762 | Central HP <5.4 tons | YORK | HRCU-A-CB (Split System: Heat Pump with Remote Outdoor Unit-Air-Source) | HH860E2S11 |  |  | CTM60D5CGS1 | Y81E130D20SMPS1 | 45000 | 18 | 9 | 45000 | 33600 | 74.67% | 2 | 0 | 12 |  |  |  | No | R-454B | 3.75 | Residential & Commercial | Ducted CEE Tier 1
214395995 | Central HP <5.4 tons | YORK | HRCU-A-CB (Split System: Heat Pump with Remote Outdoor Unit-Air-Source) | HH860E2S11 |  |  | CTF60D5CJS1 | TP9C120D20MP13 | 53000 | 19 | 9 | 55000 | 39500 | 71.82% | 2 | 0 | 11 |  |  |  | No | R-454B | 4.4167 | Residential & Commercial | Ducted CEE Tier 1
206772558 | Central HP <5.4 tons | TEMPSTAR | HRCU-A-CB (Split System: Heat Pump with Remote Outdoor Unit-Air-Source) | TVH837GKA2* |  |  | EHD4X36AAL+WALLCON | *80CTL1352422A* | 32200 | 16.5 | 8.1 | 33200 | 24600 | 74.1% | 1.94 | 11 | 11 |  |  |  | No | R-410A | 2.6833 | Residential & Commercial | Ducted CEE Tier 1
206772828 | Central HP <5.4 tons | TEMPSTAR | HRCU-A-CB (Split System: Heat Pump with Remote Outdoor Unit-Air-Source) | TVH837GKA2* |  |  | EHD4X42AAL+WALLCON | *80CTL0701412A* | 32400 | 17 | 8.1 | 33200 | 25000 | 75.3% | 1.94 | 11.5 | 11 |  |  |  | No | R-410A | 2.7 | Residential & Commercial | Ducted CEE Tier 1
210596229 | Central HP <5.4 tons | CARRIER | HRCU-A-CB (Split System: Heat Pump with Remote Outdoor Unit-Air-Source) | 25VNA837A*030* |  |  | CNPV*6024AL*+UI | 59MN7B100C21**22 | 32800 | 18 | 8.1 | 32200 | 24600 | 76.4% | 1.98 | 0 | 12 |  |  |  | No | R-410A | 2.7333 | Residential & Commercial | Ducted CEE Tier 1
210596254 | Central HP <5.4 tons | CARRIER | HRCU-A-CB (Split System: Heat Pump with Remote Outdoor Unit-Air-Source) | 25VNA837A*030* |  |  | CSPH*6012AL*+UI | 59TN6B080C17**14 | 32800 | 16.5 | 8.1 | 32600 | 25200 | 77.3% | 1.98 | 0 | 11 |  |  |  | No | R-410A | 2.7333 | Residential & Commercial | Ducted CEE Tier 1
210596256 | Central HP <5.4 tons | CARRIER | HRCU-A-CB (Split System: Heat Pump with Remote Outdoor Unit-Air-Source) | 25VNA837A*030* |  |  | CSPH*6012AL*+UI | 59TN6B100C21**22 | 33000 | 17 | 8.1 | 32200 | 24800 | 77.02% | 2.02 | 0 | 11.5 |  |  |  | No | R-410A | 2.75 | Residential & Commercial | Ducted CEE Tier 1
215666934 | Central HP <5.4 tons | COMFORTMAKER | HRCU-A-CB (Split System: Heat Pump with Remote Outdoor Unit-Air-Source) | C5H0V24*K*AAA* |  |  | EA*5X24M14A*+WALLCON | *80CTL0701412B* | 22800 | 17 | 9 | 24000 | 16900 | 70.42% | 1.94 | 0 | 10 |  |  |  | No | R-454B | 1.9 | Residential & Commercial | Ducted CEE Tier 1
215667259 | Central HP <5.4 tons | COMFORTMAKER | HRCU-A-CB (Split System: Heat Pump with Remote Outdoor Unit-Air-Source) | C5H0V24*K*AAA* |  |  | EA*5X25M17A*+WALLCON | *97CMN0801714B* | 23800 | 17 | 9 | 23400 | 16400 | 70.09% | 2 | 0 | 10.5 |  |  |  | No | R-454B | 1.9833 | Residential & Commercial | Ducted CEE Tier 1
206773095 | Central HP <5.4 tons | DAY & NIGHT | HRCU-A-CB (Split System: Heat Pump with Remote Outdoor Unit-Air-Source) | CVH837GKA2* |  |  | EA*4X42L24A*+WALLCON | *80CSU1002120A* | 31800 | 17 | 8.1 | 33200 | 24400 | 73.49% | 1.88 | 11.5 | 11 |  |  |  | No | R-410A | 2.65 | Residential & Commercial | Ducted CEE Tier 1
214396905 | Central HP <5.4 tons | JOHNSON CONTROLS | HRCU-A-CB (Split System: Heat Pump with Remote Outdoor Unit-Air-Source) | HH836E2S11 |  |  | CTM36C5CDS1 | TM9E080C20MP12 | 34400 | 17 | 8.5 | 32600 | 26600 | 81.6% | 2 | 0 | 11 |  |  |  | No | R-454B | 2.8667 | Residential & Commercial | Ducted CEE Tier 1
214397278 | Central HP <5.4 tons | JOHNSON CONTROLS | HRCU-A-CB (Split System: Heat Pump with Remote Outdoor Unit-Air-Source) | HH836E2S11 |  |  | CTF36C5CDS1 | TP9C080C16MP13 | 33800 | 18 | 8.5 | 31800 | 26000 | 81.76% | 2 | 0 | 11 |  |  |  | No | R-454B | 2.8167 | Residential & Commercial | Ducted CEE Tier 1
214395914 | Central HP <5.4 tons | YORK | HRCU-A-CB (Split System: Heat Pump with Remote Outdoor Unit-Air-Source) | HH836E2S11 |  |  | CTF36C5CDS1 | Y81E100C20SMPS1 | 34600 | 18 | 8.5 | 32200 | 26200 | 81.37% | 2 | 0 | 11 |  |  |  | No | R-454B | 2.8833 | Residential & Commercial | Ducted CEE Tier 1
206136133 | Central HP <5.4 tons | TEMPSTAR | HRCU-A-CB (Split System: Heat Pump with Remote Outdoor Unit-Air-Source) | TVH837GKA** |  |  | EA*4X42L24A*+WALLCON | *95CSU1002122A* | 31800 | 17.5 | 8.1 | 33000 | 24400 | 73.94% | 1.9 | 11.5 | 11 |  |  |  | No | R-410A | 2.65 | Residential & Commercial | Ducted CEE Tier 1
206136283 | Central HP <5.4 tons | TEMPSTAR | HRCU-A-CB (Split System: Heat Pump with Remote Outdoor Unit-Air-Source) | TVH837GKA** |  |  | EN(A,D,W)4X48L21**+WALLCON | *95CSU0802120A* | 32400 | 17.5 | 8.1 | 32800 | 24800 | 75.61% | 1.96 | 12 | 11.7 |  |  |  | No | R-410A | 2.7 | Residential & Commercial | Ducted CEE Tier 1
215679558 | Central HP <5.4 tons | COMFORTMAKER | HRCU-A-CB (Split System: Heat Pump with Remote Outdoor Unit-Air-Source) | C5H0V36*K*AAA* |  |  | EA*5X60M24A*+WALLCON | *96CTN0802120B* | 34400 | 18 | 9 | 34200 | 24800 | 72.51% | 1.9 | 0 | 10 |  |  |  | No | R-454B | 2.8667 | Residential & Commercial | Ducted CEE Tier 1
214396876 | Central HP <5.4 tons | JOHNSON CONTROLS | HRCU-A-CB (Split System: Heat Pump with Remote Outdoor Unit-Air-Source) | HH836E2S11 |  |  | CTM36C5CDS1 | TPLC080C16MP13 | 34000 | 18 | 8.5 | 32000 | 26200 | 81.88% | 2 | 0 | 11 |  |  |  | No | R-454B | 2.8333 | Residential & Commercial | Ducted CEE Tier 1
214395928 | Central HP <5.4 tons | YORK | HRCU-A-CB (Split System: Heat Pump with Remote Outdoor Unit-Air-Source) | HH836E2S11 |  |  | CTF48C5CFS1 | TL9E100C20UH11 | 34000 | 18 | 9 | 32000 | 25600 | 80% | 2 | 0 | 11 |  |  |  | No | R-454B | 2.8333 | Residential & Commercial | Ducted CEE Tier 1
214395929 | Central HP <5.4 tons | YORK | HRCU-A-CB (Split System: Heat Pump with Remote Outdoor Unit-Air-Source) | HH836E2S11 |  |  | CTM48C5CFS1 | TM9E080C16MP12 | 33800 | 19 | 9 | 32000 | 25400 | 79.38% | 2 | 0 | 11 |  |  |  | No | R-454B | 2.8167 | Residential & Commercial | Ducted CEE Tier 1
214396030 | Central HP <5.4 tons | YORK | HRCU-A-CB (Split System: Heat Pump with Remote Outdoor Unit-Air-Source) | HH836E2S11 |  |  | CTM48C5CFS1 | TM8V100C16MP12 | 33000 | 19 | 9 | 31200 | 25200 | 80.77% | 2 | 0 | 11 |  |  |  | No | R-454B | 2.75 | Residential & Commercial | Ducted CEE Tier 1
214396031 | Central HP <5.4 tons | YORK | HRCU-A-CB (Split System: Heat Pump with Remote Outdoor Unit-Air-Source) | HH836E2S11 |  |  | CTM48C5CFS1 | TM8V080C16MP12 | 33000 | 19 | 9 | 31200 | 25200 | 80.77% | 2 | 0 | 11 |  |  |  | No | R-454B | 2.75 | Residential & Commercial | Ducted CEE Tier 1
206773053 | Central HP <5.4 tons | TEMPSTAR | HRCU-A-CB (Split System: Heat Pump with Remote Outdoor Unit-Air-Source) | TVH837GKA2* |  |  | EA*4X37L21A*+WALLCON | *80CSU0601716A* | 32800 | 17 | 8.5 | 33000 | 25200 | 76.36% | 1.96 | 12 | 11 |  |  |  | No | R-410A | 2.7333 | Residential & Commercial | Ducted CEE Tier 1
215869481 | Central HP <5.4 tons | GE Appliances | HRCU-A-CB (Split System: Heat Pump with Remote Outdoor Unit-Air-Source) | NS18H36HA5*** |  |  | NAM36V1TA5**** |  | 36000 | 18 | 9.5 | 36000 | 30000 | 83.33% | 1.8 | 0 | 11.7 |  |  |  | No | R-454B | 3 | Residential & Commercial | Ducted CEE Tier 1
211227541 | Central HP <5.4 tons | BRYANT HEATING AND COOLING SYSTEMS | HRCU-A-CB (Split System: Heat Pump with Remote Outdoor Unit-Air-Source) | 38MURAQ36AB3* |  |  | CAP**4221AL* | 912SD60100E21*** | 35200 | 16.5 | 8.1 | 38500 | 35000 | 90.91% | 1.88 | 0 | 10 |  |  |  | No | R-410A | 2.9333 | Residential & Commercial | Ducted CEE Tier 1
211227650 | Central HP <5.4 tons | BRYANT HEATING AND COOLING SYSTEMS | HRCU-A-CB (Split System: Heat Pump with Remote Outdoor Unit-Air-Source) | 38MURAQ36AB3* |  |  | CAP**4221AL* | 935SA60100E21*** | 35800 | 16 | 8.1 | 38500 | 35000 | 90.91% | 1.9 | 0 | 10 |  |  |  | No | R-410A | 2.9833 | Residential & Commercial | Ducted CEE Tier 1
211228009 | Central HP <5.4 tons | BRYANT HEATING AND COOLING SYSTEMS | HRCU-A-CB (Split System: Heat Pump with Remote Outdoor Unit-Air-Source) | 38MURAQ36AB3* |  |  | CAP**4224AL* | 915SB60100E21*** | 36000 | 15.5 | 8.1 | 39500 | 35200 | 89.11% | 1.92 | 0 | 10 |  |  |  | No | R-410A | 3 | Residential & Commercial | Ducted CEE Tier 1
215668663 | Central HP <5.4 tons | COMFORTMAKER | HRCU-A-CB (Split System: Heat Pump with Remote Outdoor Unit-Air-Source) | C5H0V36*K*AAA* |  |  | EA*5X37M21A*+WALLCON | *80CTL0701716B* | 34400 | 18 | 9 | 35400 | 25200 | 71.19% | 1.9 | 0 | 10 |  |  |  | No | R-454B | 2.8667 | Residential & Commercial | Ducted CEE Tier 1
215679438 | Central HP <5.4 tons | COMFORTMAKER | HRCU-A-CB (Split System: Heat Pump with Remote Outdoor Unit-Air-Source) | C5H0V36*K*AAA* |  |  | EA*5X43M21A*+WALLCON | *80CSU0601716B* | 34600 | 18 | 9 | 35200 | 25000 | 71.02% | 1.9 | 0 | 10 |  |  |  | No | R-454B | 2.8833 | Residential & Commercial | Ducted CEE Tier 1
206773370 | Central HP <5.4 tons | DAY & NIGHT | HRCU-A-CB (Split System: Heat Pump with Remote Outdoor Unit-Air-Source) | CVH837GKA2* |  |  | EHD4X48AAL+WALLCON | *80CSU0601716A* | 32600 | 16.5 | 8.1 | 33200 | 25000 | 75.3% | 1.96 | 11.5 | 11 |  |  |  | No | R-410A | 2.7167 | Residential & Commercial | Ducted CEE Tier 1
206773388 | Central HP <5.4 tons | DAY & NIGHT | HRCU-A-CB (Split System: Heat Pump with Remote Outdoor Unit-Air-Source) | CVH837GKA2* |  |  | EHD4X48AAL+WALLCON | *80CSU1002120A* | 32600 | 16.5 | 8.1 | 33000 | 25000 | 75.76% | 1.96 | 11.5 | 11 |  |  |  | No | R-410A | 2.7167 | Residential & Commercial | Ducted CEE Tier 1
213770296 | Central HP <5.4 tons | BRYANT HEATING AND COOLING SYSTEMS | HRCU-A-CB (Split System: Heat Pump with Remote Outdoor Unit-Air-Source) | 284ANV048*0**B* |  |  | CAP**6024AL*+UI | 986TD66120C24*** | 44500 | 21 | 9.5 | 46000 | 36200 | 78.7% | 2.34 | 0 | 11.7 |  |  |  | No | R-410A | 3.7083 | Residential & Commercial | Ducted CEE Tier 1
211245676 | Central HP <5.4 tons | TEMPSTAR | HRCU-A-CB (Split System: Heat Pump with Remote Outdoor Unit-Air-Source) | DLCURAH24ABK |  |  | EN(A,D)4X36L21** | *92ESN0801716A* | 24200 | 17 | 8.1 | 26200 | 22800 | 87.02% | 1.88 | 0 | 10.5 |  |  |  | No | R-410A | 2.0167 | Residential & Commercial | Ducted CEE Tier 1
214229379 | Central HP <5.4 tons | AIRQUEST | HRCU-A-CB (Split System: Heat Pump with Remote Outdoor Unit-Air-Source) | DLCURAH24ABK |  |  | EA*4X37L21A* | *80MSU0802120A* | 24200 | 17.5 | 8.5 | 25000 | 21400 | 85.6% | 1.8 | 0 | 10 |  |  |  | No | R-410A | 2.0167 | Residential & Commercial | Ducted CEE Tier 1
216570943 | Central HP <5.4 tons | AMERICAN STANDARD | HRCU-A-CB (Split System: Heat Pump with Remote Outdoor Unit-Air-Source) | 5A6V0X36A1 |  |  | 5PX*B004AS3 | S8V2A040M3PDB | 33800 | 19 | 9.7 | 31600 | 24800 | 78.48% | 2.1 | 0 | 12 |  |  |  | No | R-454B | 2.8167 | Residential & Commercial | Ducted CEE Tier 1
216570945 | Central HP <5.4 tons | AMERICAN STANDARD | HRCU-A-CB (Split System: Heat Pump with Remote Outdoor Unit-Air-Source) | 5A6V0X36A1 |  |  | 5PX*B006AS3 | *UHMB080CCV3+LRP | 35200 | 20.4 | 9.7 | 32400 | 25000 | 77.16% | 2.1 | 0 | 12.5 |  |  |  | No | R-454B | 2.9333 | Residential & Commercial | Ducted CEE Tier 1
216570959 | Central HP <5.4 tons | AMERICAN STANDARD | HRCU-A-CB (Split System: Heat Pump with Remote Outdoor Unit-Air-Source) | 5A6V0X36A1 |  |  | 5PX*BD06AS3 | S8V2B060M4PDB | 35000 | 19.6 | 9.4 | 33600 | 25200 | 75% | 2.1 | 0 | 12 |  |  |  | No | R-454B | 2.9167 | Residential & Commercial | Ducted CEE Tier 1
216570985 | Central HP <5.4 tons | AMERICAN STANDARD | HRCU-A-CB (Split System: Heat Pump with Remote Outdoor Unit-Air-Source) | 5A6V0X36A1 |  |  | 5PX*C007AS3 | S8V2C080M5PDB | 35000 | 20 | 9.7 | 31800 | 25000 | 78.62% | 2.2 | 0 | 12.7 |  |  |  | No | R-454B | 2.9167 | Residential & Commercial | Ducted CEE Tier 1
216571037 | Central HP <5.4 tons | AMERICAN STANDARD | HRCU-A-CB (Split System: Heat Pump with Remote Outdoor Unit-Air-Source) | 5A6V0X36A1 |  |  | 5TXCB006AS3 | L8V1A040U3VSB+LRP | 35000 | 19.4 | 9.4 | 32600 | 25200 | 77.3% | 2.1 | 0 | 12 |  |  |  | No | R-454B | 2.9167 | Residential & Commercial | Ducted CEE Tier 1
216571071 | Central HP <5.4 tons | AMERICAN STANDARD | HRCU-A-CB (Split System: Heat Pump with Remote Outdoor Unit-Air-Source) | 5A6V0X36A1 |  |  | 5TXCC009AS3 | S8V2C080M5PCB | 35600 | 20 | 9.4 | 31600 | 24600 | 77.85% | 2.2 | 0 | 12.7 |  |  |  | No | R-454B | 2.9667 | Residential & Commercial | Ducted CEE Tier 1
214395664 | Central HP <5.4 tons | YORK | HRCU-A-CB (Split System: Heat Pump with Remote Outdoor Unit-Air-Source) | HH824E2S11 |  |  | CTF30A5ADS1 | Y81E060A12SMPS1 | 23000 | 18 | 9.5 | 23000 | 18000 | 78.26% | 2 | 0 | 12 |  |  |  | No | R-454B | 1.9167 | Residential & Commercial | Ducted CEE Tier 1
213770648 | Central HP <5.4 tons | AIRQUEST | HRCU-A-CB (Split System: Heat Pump with Remote Outdoor Unit-Air-Source) | HVH825GKA2* |  |  | EA*4X25L17A*+WALLCON | *97CMN0801714B* | 24200 | 16.5 | 8.1 | 21400 | 16700 | 78.04% | 2.02 | 0 | 11 |  |  |  | No | R-410A | 2.0167 | Residential & Commercial | Ducted CEE Tier 1
211264996 | Central HP <5.4 tons | DAY & NIGHT | HRCU-A-CB (Split System: Heat Pump with Remote Outdoor Unit-Air-Source) | DLCURAH18ABK |  |  | FM(C,U)4Z24**AL* |  | 17800 | 17 | 9 | 18700 | 19800 | 105.9% | 2.4 | 0 | 11 |  |  |  | No | R-410A | 1.4833 | Residential & Commercial | Ducted CEE Tier 1
205751218 | Central HP <5.4 tons | HEIL | HRCU-A-CB (Split System: Heat Pump with Remote Outdoor Unit-Air-Source) | HVH837GKA** |  |  | EA*4X43L21A*+WALLCON | *80CTL0901716A* | 33000 | 18 | 8.5 | 32800 | 25000 | 76.22% | 2 | 12 | 11.7 |  |  |  | No | R-410A | 2.75 | Residential & Commercial | Ducted CEE Tier 1
210599186 | Central HP <5.4 tons | HEIL | HRCU-A-CB (Split System: Heat Pump with Remote Outdoor Unit-Air-Source) | HVH837GKA** |  |  | EA*4X60L24A*+WALLCON | *95CSU1002122A* | 32800 | 18 | 8.5 | 31800 | 24800 | 77.99% | 2 | 0 | 11.5 |  |  |  | No | R-410A | 2.7333 | Residential & Commercial | Ducted CEE Tier 1
205750726 | Central HP <5.4 tons | TEMPSTAR | HRCU-A-CB (Split System: Heat Pump with Remote Outdoor Unit-Air-Source) | TVH825GKA2* |  |  | EA*4X37L21A*+WALLCON | *96CTN1002122A* | 24400 | 16.5 | 8.5 | 21200 | 16600 | 78.3% | 2.04 | 11 | 11 |  |  |  | No | R-410A | 2.0333 | Residential & Commercial | Ducted CEE Tier 1
210599891 | Central HP <5.4 tons | TEMPSTAR | HRCU-A-CB (Split System: Heat Pump with Remote Outdoor Unit-Air-Source) | TVH825GKA2* |  |  | EA*4X43L21A*+WALLCON | *97CMN0601714A* | 24200 | 16.5 | 8.1 | 21200 | 16800 | 79.25% | 2 | 0 | 11 |  |  |  | No | R-410A | 2.0167 | Residential & Commercial | Ducted CEE Tier 1
215942455 | Central HP <5.4 tons | COMFORTMAKER | HRCU-A-CB (Split System: Heat Pump with Remote Outdoor Unit-Air-Source) | C5H3V36*K*AAA* |  |  | EVD5X60M21A*+WALLCON | *97CMN0601714B* | 35200 | 21 | 8.5 | 37400 | 28000 | 74.87% | 2.06 | 0 | 11.7 |  |  |  | No | R-454B | 2.9333 | Residential & Commercial | Ducted CEE Tier 1
206133991 | Central HP <5.4 tons | TEMPSTAR | HRCU-A-CB (Split System: Heat Pump with Remote Outdoor Unit-Air-Source) | TVH825GKA2* |  |  | EHD4X36AAL+WALLCON | *95CSU0802120A* | 24000 | 16 | 8.1 | 21400 | 16600 | 77.57% | 1.98 | 11 | 10.5 |  |  |  | No | R-410A | 2 | Residential & Commercial | Ducted CEE Tier 1
210599930 | Central HP <5.4 tons | TEMPSTAR | HRCU-A-CB (Split System: Heat Pump with Remote Outdoor Unit-Air-Source) | TVH825GKA2* |  |  | EHD4X42AAL+WALLCON | *95CSU1002122A* | 24200 | 16 | 8.1 | 21400 | 16600 | 77.57% | 2 | 0 | 11 |  |  |  | No | R-410A | 2.0167 | Residential & Commercial | Ducted CEE Tier 1
214395996 | Central HP <5.4 tons | YORK | HRCU-A-CB (Split System: Heat Pump with Remote Outdoor Unit-Air-Source) | HH860E2S11 |  |  | CTF60D5CJS1 | YP9C120D20MP13 | 53000 | 19 | 9 | 55000 | 39500 | 71.82% | 2 | 0 | 11 |  |  |  | No | R-454B | 4.4167 | Residential & Commercial | Ducted CEE Tier 1
214396148 | Central HP <5.4 tons | YORK | HRCU-A-CB (Split System: Heat Pump with Remote Outdoor Unit-Air-Source) | HH860E2S11 |  |  | CTF60C5CGS1+JMET16CS2N1 |  | 45500 | 19 | 9 | 45500 | 34200 | 75.16% | 2 | 0 | 11.7 |  |  |  | No | R-454B | 3.7917 | Residential & Commercial | Ducted CEE Tier 1
214396182 | Central HP <5.4 tons | YORK | HRCU-A-CB (Split System: Heat Pump with Remote Outdoor Unit-Air-Source) | HH860E2S11 |  |  | CTM60D5CHS1+JME18D2SN1 |  | 54000 | 19 | 9 | 53500 | 38500 | 71.96% | 2 | 0 | 12 |  |  |  | No | R-454B | 4.5 | Residential & Commercial | Ducted CEE Tier 1
216374655 | Central HP <5.4 tons | JOHNSON CONTROLS | HRCU-A-CB (Split System: Heat Pump with Remote Outdoor Unit-Air-Source) | HH860E2S11 |  |  | CTM60C5CGS1 | Z9ET100C20SMPS1 | 45000 | 18 | 9 | 46500 | 33800 | 72.69% | 2 | 0 | 11 |  |  |  | No | R-454B | 3.75 | Residential & Commercial | Ducted CEE Tier 1
216374700 | Central HP <5.4 tons | JOHNSON CONTROLS | HRCU-A-CB (Split System: Heat Pump with Remote Outdoor Unit-Air-Source) | HH860E2S11 |  |  | CTM60D5CJS1 | Z9ET120D20SMPS1 | 53000 | 19 | 9 | 55500 | 40000 | 72.07% | 2 | 0 | 10 |  |  |  | No | R-454B | 4.4167 | Residential & Commercial | Ducted CEE Tier 1
214398341 | Central HP <5.4 tons | JOHNSON CONTROLS | HRCU-A-CB (Split System: Heat Pump with Remote Outdoor Unit-Air-Source) | HH860E2S11 |  |  | CTF60C5CGS1 | TM8Y100C16MP11 | 44000 | 18 | 9 | 44000 | 33400 | 75.91% | 2 | 0 | 11.7 |  |  |  | No | R-454B | 3.6667 | Residential & Commercial | Ducted CEE Tier 1
214398450 | Central HP <5.4 tons | JOHNSON CONTROLS | HRCU-A-CB (Split System: Heat Pump with Remote Outdoor Unit-Air-Source) | HH860E2S11 |  |  | CTM60C5CHS1 | TMLE100C20MP11 | 53500 | 19 | 8.5 | 55000 | 39000 | 70.91% | 2 | 0 | 11 |  |  |  | No | R-454B | 4.4583 | Residential & Commercial | Ducted CEE Tier 1
214609025 | Central HP <5.4 tons | YORK | HRCU-A-CB (Split System: Heat Pump with Remote Outdoor Unit-Air-Source) | HH860E2S11 |  |  | CTF60D5CGS1 | Y91E120D20SMPS1 | 46000 | 18 | 9 | 47000 | 34200 | 72.77% | 2 | 0 | 11.7 |  |  |  | No | R-454B | 3.8333 | Residential & Commercial | Ducted CEE Tier 1
215676546 | Central HP <5.4 tons | AIRQUEST | HRCU-A-CB (Split System: Heat Pump with Remote Outdoor Unit-Air-Source) | H5H0V48*K*AAA* |  |  | EVD5X60M21A*+WALLCON | *97CMN0802120B* | 48000 | 19 | 9 | 50000 | 36800 | 73.6% | 2 | 0 | 10 |  |  |  | No | R-454B | 4 | Residential & Commercial | Ducted CEE Tier 1
215676746 | Central HP <5.4 tons | AIRQUEST | HRCU-A-CB (Split System: Heat Pump with Remote Outdoor Unit-Air-Source) | H5H0V48*K*AAA* |  |  | EVD5X61M21A*+WALLCON | *80CTL0902120B* | 48500 | 19.5 | 9.5 | 50000 | 36600 | 73.2% | 2.12 | 0 | 10.5 |  |  |  | No | R-454B | 4.0417 | Residential & Commercial | Ducted CEE Tier 1
210532870 | Central HP <5.4 tons | CARRIER | HRCU-A-CB (Split System: Heat Pump with Remote Outdoor Unit-Air-Source) | 25VNA448A*031* |  |  | CAP**4824AL*+UI | 58TN*A090C21**20 | 44000 | 21 | 9.5 | 46500 | 36200 | 77.85% | 2.28 | 0 | 12 |  |  |  | No | R-410A | 3.6667 | Residential & Commercial | Ducted CEE Tier 1
206790335 | Central HP <5.4 tons | BRYANT HEATING AND COOLING SYSTEMS | HRCU-A-CB (Split System: Heat Pump with Remote Outdoor Unit-Air-Source) | 284ANV036*0**B* |  |  | CAP**4824AL*+UI | 987MB66120C24*** | 33800 | 19.5 | 9.5 | 34800 | 25800 | 74.14% | 2.04 | 12 | 12 |  |  |  | No | R-410A | 2.8167 | Residential & Commercial | Ducted CEE Tier 1
206790403 | Central HP <5.4 tons | BRYANT HEATING AND COOLING SYSTEMS | HRCU-A-CB (Split System: Heat Pump with Remote Outdoor Unit-Air-Source) | 284ANV036*0**B* |  |  | CNPV*4821AL*+UI | 88*TA48090C17*** | 34000 | 20 | 9 | 35000 | 26000 | 74.29% | 2.04 | 13 | 12.5 |  |  |  | No | R-410A | 2.8333 | Residential & Commercial | Ducted CEE Tier 1
215674647 | Central HP <5.4 tons | COMFORTMAKER | HRCU-A-CB (Split System: Heat Pump with Remote Outdoor Unit-Air-Source) | C5H0V48*K*AAA* |  |  | EA*5X61M24A*+WALLCON | *96CTN1002122B* | 46000 | 18.5 | 9 | 47500 | 33600 | 70.74% | 2.06 | 0 | 10 |  |  |  | No | R-454B | 3.8333 | Residential & Commercial | Ducted CEE Tier 1
213771118 | Central HP <5.4 tons | AIRQUEST | HRCU-A-CB (Split System: Heat Pump with Remote Outdoor Unit-Air-Source) | HVH825GKA2* |  |  | EA*4X37L17A*+WALLCON | *96CTN0801714B* | 24200 | 16.5 | 8.1 | 21400 | 16700 | 78.04% | 2 | 0 | 11 |  |  |  | No | R-410A | 2.0167 | Residential & Commercial | Ducted CEE Tier 1
213771518 | Central HP <5.4 tons | AIRQUEST | HRCU-A-CB (Split System: Heat Pump with Remote Outdoor Unit-Air-Source) | HVH825GKA2* |  |  | EA*4X43L21A*+WALLCON | *97CMN1002122B* | 24400 | 16.5 | 8.5 | 21200 | 16600 | 78.3% | 2.04 | 0 | 11 |  |  |  | No | R-410A | 2.0333 | Residential & Commercial | Ducted CEE Tier 1
213771568 | Central HP <5.4 tons | AIRQUEST | HRCU-A-CB (Split System: Heat Pump with Remote Outdoor Unit-Air-Source) | HVH825GKA2* |  |  | EA*4X48L21A*+WALLCON | *80CTL0701716B* | 24000 | 17 | 8.1 | 21000 | 16500 | 78.57% | 2 | 0 | 11 |  |  |  | No | R-410A | 2 | Residential & Commercial | Ducted CEE Tier 1
210598052 | Central HP <5.4 tons | HEIL | HRCU-A-CB (Split System: Heat Pump with Remote Outdoor Unit-Air-Source) | HVH825GKA2* |  |  | EA*4X48L21A*+WALLCON | *97CMN0801714A* | 24000 | 16.5 | 8.1 | 21000 | 16600 | 79.05% | 2 | 0 | 11 |  |  |  | No | R-410A | 2 | Residential & Commercial | Ducted CEE Tier 1
210598527 | Central HP <5.4 tons | HEIL | HRCU-A-CB (Split System: Heat Pump with Remote Outdoor Unit-Air-Source) | HVH825GKA2* |  |  | EN(A,D,W)4X48L21**+WALLCON | *97CMN1002122A* | 24200 | 17 | 8.1 | 21400 | 16600 | 77.57% | 2.02 | 0 | 11.5 |  |  |  | No | R-410A | 2.0167 | Residential & Commercial | Ducted CEE Tier 1
214398398 | Central HP <5.4 tons | JOHNSON CONTROLS | HRCU-A-CB (Split System: Heat Pump with Remote Outdoor Unit-Air-Source) | HH824E2S11 |  |  | CTM30B5ACS1 | TM8E080B12MP11 | 23000 | 17 | 9.5 | 23000 | 18300 | 79.57% | 2 | 0 | 12 |  |  |  | No | R-454B | 1.9167 | Residential & Commercial | Ducted CEE Tier 1
214397537 | Central HP <5.4 tons | JOHNSON CONTROLS | HRCU-A-CB (Split System: Heat Pump with Remote Outdoor Unit-Air-Source) | HH824E2S11 |  |  | CTF36B5ADS1 | TM8E080B12MP11 | 23000 | 18 | 9.5 | 23000 | 18700 | 81.3% | 2 | 0 | 12 |  |  |  | No | R-454B | 1.9167 | Residential & Commercial | Ducted CEE Tier 1
216374640 | Central HP <5.4 tons | JOHNSON CONTROLS | HRCU-A-CB (Split System: Heat Pump with Remote Outdoor Unit-Air-Source) | HH836E2S11 |  |  | CTM48C5CFS1 | Z9ET100C16SMPS1 | 32400 | 19 | 9.5 | 30200 | 23400 | 77.48% | 2 | 0 | 11 |  |  |  | No | R-454B | 2.7 | Residential & Commercial | Ducted CEE Tier 1
216374747 | Central HP <5.4 tons | JOHNSON CONTROLS | HRCU-A-CB (Split System: Heat Pump with Remote Outdoor Unit-Air-Source) | HH836E2S11 |  |  | CTF36C5CDS1 | Z9ET100C16SMPS1 | 33000 | 18 | 8.5 | 30200 | 23000 | 76.16% | 2 | 0 | 11.7 |  |  |  | No | R-454B | 2.75 | Residential & Commercial | Ducted CEE Tier 1
214397806 | Central HP <5.4 tons | JOHNSON CONTROLS | HRCU-A-CB (Split System: Heat Pump with Remote Outdoor Unit-Air-Source) | HH836E2S11 |  |  | CTM48C5CFS1 | TM9Y100C16MP11 | 32800 | 19 | 9 | 31000 | 25200 | 81.29% | 2 | 0 | 11 |  |  |  | No | R-454B | 2.7333 | Residential & Commercial | Ducted CEE Tier 1
214397740 | Central HP <5.4 tons | JOHNSON CONTROLS | HRCU-A-CB (Split System: Heat Pump with Remote Outdoor Unit-Air-Source) | HH836E2S11 |  |  | CTM36C5CDS1 | TMLE120C20MP11 | 34600 | 16 | 8.5 | 32600 | 26800 | 82.21% | 2 | 0 | 11 |  |  |  | No | R-454B | 2.8833 | Residential & Commercial | Ducted CEE Tier 1
214594983 | Central HP <5.4 tons | JOHNSON CONTROLS | HRCU-A-CB (Split System: Heat Pump with Remote Outdoor Unit-Air-Source) | HH836E2S11 |  |  | CTM48C5CFS1 | Z8ES080C20SMPS1 | 34200 | 19 | 9 | 32000 | 25400 | 79.38% | 2 | 0 | 11 |  |  |  | No | R-454B | 2.85 | Residential & Commercial | Ducted CEE Tier 1
214595083 | Central HP <5.4 tons | JOHNSON CONTROLS | HRCU-A-CB (Split System: Heat Pump with Remote Outdoor Unit-Air-Source) | HH836E2S11 |  |  | CTM48C5CFS1 | Z8ES080C16SMPS1 | 34400 | 19 | 9 | 32200 | 25400 | 78.88% | 2 | 0 | 11 |  |  |  | No | R-454B | 2.8667 | Residential & Commercial | Ducted CEE Tier 1
215667402 | Central HP <5.4 tons | COMFORTMAKER | HRCU-A-CB (Split System: Heat Pump with Remote Outdoor Unit-Air-Source) | C5H0V24*K*AAA* |  |  | EA*5X30M17A*+WALLCON | *80CTL0451712B* | 23000 | 16.5 | 8.5 | 24000 | 16800 | 70% | 1.86 | 0 | 10 |  |  |  | No | R-454B | 1.9167 | Residential & Commercial | Ducted CEE Tier 1
215667584 | Central HP <5.4 tons | COMFORTMAKER | HRCU-A-CB (Split System: Heat Pump with Remote Outdoor Unit-Air-Source) | C5H0V24*K*AAA* |  |  | EA*5X36M17A*+WALLCON | *80CSU0601716A* | 23200 | 17 | 9 | 23600 | 16600 | 70.34% | 1.98 | 0 | 10 |  |  |  | No | R-454B | 1.9333 | Residential & Commercial | Ducted CEE Tier 1
215667911 | Central HP <5.4 tons | COMFORTMAKER | HRCU-A-CB (Split System: Heat Pump with Remote Outdoor Unit-Air-Source) | C5H0V24*K*AAA* |  |  | EA*5X37M21A*+WALLCON | *97CMN1002122B* | 24000 | 17.5 | 9 | 23200 | 16300 | 70.26% | 2.02 | 0 | 10.5 |  |  |  | No | R-454B | 2 | Residential & Commercial | Ducted CEE Tier 1
215667783 | Central HP <5.4 tons | COMFORTMAKER | HRCU-A-CB (Split System: Heat Pump with Remote Outdoor Unit-Air-Source) | C5H0V24*K*AAA* |  |  | EA*5X37M17A*+WALLCON | *97CMN0801714B* | 23800 | 17 | 9 | 23400 | 16500 | 70.51% | 2 | 0 | 10.5 |  |  |  | No | R-454B | 1.9833 | Residential & Commercial | Ducted CEE Tier 1
210599202 | Central HP <5.4 tons | HEIL | HRCU-A-CB (Split System: Heat Pump with Remote Outdoor Unit-Air-Source) | HVH837GKA** |  |  | EA*4X60L24A*+WALLCON | *97CMN0602120A* | 32600 | 17 | 8.1 | 32200 | 25000 | 77.64% | 1.96 | 0 | 11.5 |  |  |  | No | R-410A | 2.7167 | Residential & Commercial | Ducted CEE Tier 1
210599447 | Central HP <5.4 tons | HEIL | HRCU-A-CB (Split System: Heat Pump with Remote Outdoor Unit-Air-Source) | HVH837GKA** |  |  | EHD4X60AAL+WALLCON | *97CMN0602120A* | 32800 | 16.5 | 8.1 | 32400 | 25200 | 77.78% | 1.98 | 0 | 11 |  |  |  | No | R-410A | 2.7333 | Residential & Commercial | Ducted CEE Tier 1
210599572 | Central HP <5.4 tons | HEIL | HRCU-A-CB (Split System: Heat Pump with Remote Outdoor Unit-Air-Source) | HVH837GKA** |  |  | EN(A,D,W)4X60L24**+WALLCON | *80CSU1002120A* | 32800 | 17.5 | 8.1 | 32200 | 24600 | 76.4% | 1.96 | 0 | 11.7 |  |  |  | No | R-410A | 2.7333 | Residential & Commercial | Ducted CEE Tier 1
211228520 | Central HP <5.4 tons | BRYANT HEATING AND COOLING SYSTEMS | HRCU-A-CB (Split System: Heat Pump with Remote Outdoor Unit-Air-Source) | 38MURAQ36AB3* |  |  | CAP**4321AL* | 915SB66100E21*** | 37400 | 15.5 | 8.5 | 39000 | 35000 | 89.74% | 2.16 | 0 | 10 |  |  |  | No | R-410A | 3.1167 | Residential & Commercial | Ducted CEE Tier 1
211228636 | Central HP <5.4 tons | BRYANT HEATING AND COOLING SYSTEMS | HRCU-A-CB (Split System: Heat Pump with Remote Outdoor Unit-Air-Source) | 38MURAQ36AB3* |  |  | CAP**4321AL* | 926TB60080V21*** | 37000 | 15.5 | 8.5 | 38500 | 35000 | 90.91% | 2.1 | 0 | 10 |  |  |  | No | R-410A | 3.0833 | Residential & Commercial | Ducted CEE Tier 1
211228761 | Central HP <5.4 tons | BRYANT HEATING AND COOLING SYSTEMS | HRCU-A-CB (Split System: Heat Pump with Remote Outdoor Unit-Air-Source) | 38MURAQ36AB3* |  |  | CAP**4821AL* | 8(0,1)*SA48070E21*** | 35600 | 16.5 | 8.5 | 37800 | 34600 | 91.53% | 2.04 | 0 | 10 |  |  |  | No | R-410A | 2.9667 | Residential & Commercial | Ducted CEE Tier 1
211228913 | Central HP <5.4 tons | BRYANT HEATING AND COOLING SYSTEMS | HRCU-A-CB (Split System: Heat Pump with Remote Outdoor Unit-Air-Source) | 38MURAQ36AB3* |  |  | CAP**4821AL* | 82*TA60090V21*** | 35400 | 16 | 8.1 | 37800 | 34600 | 91.53% | 2.02 | 0 | 10 |  |  |  | No | R-410A | 2.95 | Residential & Commercial | Ducted CEE Tier 1
211229306 | Central HP <5.4 tons | BRYANT HEATING AND COOLING SYSTEMS | HRCU-A-CB (Split System: Heat Pump with Remote Outdoor Unit-Air-Source) | 38MURAQ36AB3* |  |  | CAP**4824AL* | 8(0,1)*SA60110E24*** | 35800 | 16.5 | 8.5 | 37800 | 34600 | 91.53% | 2.06 | 0 | 10 |  |  |  | No | R-410A | 2.9833 | Residential & Commercial | Ducted CEE Tier 1
211229408 | Central HP <5.4 tons | BRYANT HEATING AND COOLING SYSTEMS | HRCU-A-CB (Split System: Heat Pump with Remote Outdoor Unit-Air-Source) | 38MURAQ36AB3* |  |  | CAP**4824AL* | 82*TA66110V21*** | 36800 | 16 | 8.5 | 38500 | 34800 | 90.39% | 2.1 | 0 | 10 |  |  |  | No | R-410A | 3.0667 | Residential & Commercial | Ducted CEE Tier 1
215679538 | Central HP <5.4 tons | COMFORTMAKER | HRCU-A-CB (Split System: Heat Pump with Remote Outdoor Unit-Air-Source) | C5H0V36*K*AAA* |  |  | EA*5X48M21A*+WALLCON | *97CTN0802120A* | 33800 | 18 | 9 | 35000 | 25000 | 71.43% | 1.88 | 0 | 10 |  |  |  | No | R-454B | 2.8167 | Residential & Commercial | Ducted CEE Tier 1
215679658 | Central HP <5.4 tons | COMFORTMAKER | HRCU-A-CB (Split System: Heat Pump with Remote Outdoor Unit-Air-Source) | C5H0V36*K*AAA* |  |  | EA*5X61M21A*+WALLCON | *97CTN1002122A* | 34800 | 18.5 | 9 | 34400 | 24800 | 72.09% | 1.92 | 0 | 10.5 |  |  |  | No | R-454B | 2.9 | Residential & Commercial | Ducted CEE Tier 1
215668687 | Central HP <5.4 tons | COMFORTMAKER | HRCU-A-CB (Split System: Heat Pump with Remote Outdoor Unit-Air-Source) | C5H0V36*K*AAA* |  |  | EA*5X37M21A*+WALLCON | *80CTL0902120B* | 34600 | 18 | 9 | 35200 | 25000 | 71.02% | 1.9 | 0 | 10 |  |  |  | No | R-454B | 2.8833 | Residential & Commercial | Ducted CEE Tier 1
210599939 | Central HP <5.4 tons | TEMPSTAR | HRCU-A-CB (Split System: Heat Pump with Remote Outdoor Unit-Air-Source) | TVH825GKA2* |  |  | EHD4X42AAL+WALLCON | *97CMN1202422A* | 24200 | 16 | 8.1 | 21400 | 16700 | 78.04% | 2 | 0 | 10.5 |  |  |  | No | R-410A | 2.0167 | Residential & Commercial | Ducted CEE Tier 1
210599966 | Central HP <5.4 tons | TEMPSTAR | HRCU-A-CB (Split System: Heat Pump with Remote Outdoor Unit-Air-Source) | TVH825GKA2* |  |  | EN(A,D)4X48L24**+WALLCON | *97CMN0602120A* | 24000 | 16.5 | 8.1 | 21400 | 16700 | 78.04% | 2 | 0 | 11 |  |  |  | No | R-410A | 2 | Residential & Commercial | Ducted CEE Tier 1
210599941 | Central HP <5.4 tons | TEMPSTAR | HRCU-A-CB (Split System: Heat Pump with Remote Outdoor Unit-Air-Source) | TVH825GKA2* |  |  | EHD4X48AAL+WALLCON | *80CSU0601716A* | 24200 | 16.5 | 8.1 | 21200 | 16600 | 78.3% | 2.02 | 0 | 11 |  |  |  | No | R-410A | 2.0167 | Residential & Commercial | Ducted CEE Tier 1
214396145 | Central HP <5.4 tons | YORK | HRCU-A-CB (Split System: Heat Pump with Remote Outdoor Unit-Air-Source) | HH836E2S11 |  |  | CTM48C5CFS1 | TL8E100C20UH11 | 34000 | 19 | 9 | 31800 | 25400 | 79.87% | 2 | 0 | 11 |  |  |  | No | R-454B | 2.8333 | Residential & Commercial | Ducted CEE Tier 1
214396197 | Central HP <5.4 tons | YORK | HRCU-A-CB (Split System: Heat Pump with Remote Outdoor Unit-Air-Source) | HH836E2S11 |  |  | CTF36C5CDS1 | Y81E100C16SMPS1 | 34400 | 18 | 8.5 | 31800 | 26000 | 81.76% | 2 | 0 | 11.7 |  |  |  | No | R-454B | 2.8667 | Residential & Commercial | Ducted CEE Tier 1
214609030 | Central HP <5.4 tons | YORK | HRCU-A-CB (Split System: Heat Pump with Remote Outdoor Unit-Air-Source) | HH836E2S11 |  |  | CTF48C5CFS1 | Y91E100C16SMPS1 | 35000 | 18 | 9 | 32600 | 25800 | 79.14% | 2 | 0 | 11 |  |  |  | No | R-454B | 2.9167 | Residential & Commercial | Ducted CEE Tier 1
214396985 | Central HP <5.4 tons | JOHNSON CONTROLS | HRCU-A-CB (Split System: Heat Pump with Remote Outdoor Unit-Air-Source) | HH836E2S11 |  |  | CTF48C5CFS1 | TPLC080C16MP13 | 33400 | 18 | 9 | 31600 | 25400 | 80.38% | 2 | 0 | 11 |  |  |  | No | R-454B | 2.7833 | Residential & Commercial | Ducted CEE Tier 1
214398075 | Central HP <5.4 tons | JOHNSON CONTROLS | HRCU-A-CB (Split System: Heat Pump with Remote Outdoor Unit-Air-Source) | HH836E2S11 |  |  | CTM48C5CFS1 | TM9E100C16MP12 | 33400 | 19 | 9 | 31400 | 25400 | 80.89% | 2 | 0 | 11 |  |  |  | No | R-454B | 2.7833 | Residential & Commercial | Ducted CEE Tier 1
214594988 | Central HP <5.4 tons | JOHNSON CONTROLS | HRCU-A-CB (Split System: Heat Pump with Remote Outdoor Unit-Air-Source) | HH836E2S11 |  |  | CTF36C5CDS1 | Z8ES120C20SMPS1 | 34400 | 18 | 8.5 | 32000 | 26200 | 81.88% | 2 | 0 | 11 |  |  |  | No | R-454B | 2.8667 | Residential & Commercial | Ducted CEE Tier 1
214595063 | Central HP <5.4 tons | JOHNSON CONTROLS | HRCU-A-CB (Split System: Heat Pump with Remote Outdoor Unit-Air-Source) | HH836E2S11 |  |  | CTF36C5CDS1 | Z8ES080C20SMPS1 | 35000 | 19 | 8.5 | 32800 | 27000 | 82.32% | 2 | 0 | 11 |  |  |  | No | R-454B | 2.9167 | Residential & Commercial | Ducted CEE Tier 1
216374757 | Central HP <5.4 tons | JOHNSON CONTROLS | HRCU-A-CB (Split System: Heat Pump with Remote Outdoor Unit-Air-Source) | HH836E2S11 |  |  | CTF48C5CFS1 | Z9ET080C16SMPS1 | 33800 | 19 | 9.5 | 32400 | 24200 | 74.69% | 2 | 0 | 11 |  |  |  | No | R-454B | 2.8167 | Residential & Commercial | Ducted CEE Tier 1
214397796 | Central HP <5.4 tons | JOHNSON CONTROLS | HRCU-A-CB (Split System: Heat Pump with Remote Outdoor Unit-Air-Source) | HH836E2S11 |  |  | CTM48C5CFS1+JME12C2SN1 |  | 34000 | 19 | 9 | 31400 | 25200 | 80.25% | 2 | 0 | 11.7 |  |  |  | No | R-454B | 2.8333 | Residential & Commercial | Ducted CEE Tier 1
214396011 | Central HP <5.4 tons | YORK | HRCU-A-CB (Split System: Heat Pump with Remote Outdoor Unit-Air-Source) | HH836E2S11 |  |  | CTM36C5CDS1 | TM9E080C16MP12 | 34200 | 18 | 8.5 | 32600 | 27000 | 82.82% | 2 | 0 | 11 |  |  |  | No | R-454B | 2.85 | Residential & Commercial | Ducted CEE Tier 1
214396200 | Central HP <5.4 tons | YORK | HRCU-A-CB (Split System: Heat Pump with Remote Outdoor Unit-Air-Source) | HH836E2S11 |  |  | CTF36C5CDS1+JME16C2SN1 |  | 34600 | 19 | 9 | 31600 | 26000 | 82.28% | 2 | 0 | 12 |  |  |  | No | R-454B | 2.8833 | Residential & Commercial | Ducted CEE Tier 1
214398490 | Central HP <5.4 tons | JOHNSON CONTROLS | HRCU-A-CB (Split System: Heat Pump with Remote Outdoor Unit-Air-Source) | HH836E2S11 |  |  | CTM36B5CDS1 | TM8Y080B12MP11 | 33400 | 18 | 8.5 | 31200 | 25600 | 82.05% | 2 | 0 | 11 |  |  |  | No | R-454B | 2.7833 | Residential & Commercial | Ducted CEE Tier 1
214397688 | Central HP <5.4 tons | JOHNSON CONTROLS | HRCU-A-CB (Split System: Heat Pump with Remote Outdoor Unit-Air-Source) | HH836E2S11 |  |  | CTF36C5CDS1 | TM8E120C20MP11 | 34600 | 17 | 8.5 | 32600 | 26600 | 81.6% | 2 | 0 | 11 |  |  |  | No | R-454B | 2.8833 | Residential & Commercial | Ducted CEE Tier 1
214421495 | Central HP <5.4 tons | YORK | HRCU-A-CB (Split System: Heat Pump with Remote Outdoor Unit-Air-Source) | HH836E2S11 |  |  | CTF36B5CDS1+JMET12BS2N1 |  | 34200 | 19 | 9 | 31600 | 25800 | 81.65% | 2 | 0 | 11.7 |  |  |  | No | R-454B | 2.85 | Residential & Commercial | Ducted CEE Tier 1
206790017 | Central HP <5.4 tons | BRYANT HEATING AND COOLING SYSTEMS | HRCU-A-CB (Split System: Heat Pump with Remote Outdoor Unit-Air-Source) | 284ANV024*0**B* |  |  | FE4ANF002L+UI |  | 23400 | 21 | 10 | 26600 | 19800 | 74.44% | 2.48 | 14 | 13.5 |  |  |  | No | R-410A | 1.95 | Residential & Commercial | Ducted CEE Tier 1
206790101 | Central HP <5.4 tons | BRYANT HEATING AND COOLING SYSTEMS | HRCU-A-CB (Split System: Heat Pump with Remote Outdoor Unit-Air-Source) | 284ANV024*0**B* |  |  | CSPH*3612AL*+UI | 987MB60060C21*** | 23600 | 19 | 9 | 26600 | 19900 | 74.81% | 2.48 | 13 | 12.5 |  |  |  | No | R-410A | 1.9667 | Residential & Commercial | Ducted CEE Tier 1
206790203 | Central HP <5.4 tons | BRYANT HEATING AND COOLING SYSTEMS | HRCU-A-CB (Split System: Heat Pump with Remote Outdoor Unit-Air-Source) | 284ANV024*0**B* |  |  | CSPH*3612AL*+UI | 88*TA36045C17*** | 23600 | 19 | 9 | 26800 | 20000 | 74.63% | 2.46 | 14 | 12.5 |  |  |  | No | R-410A | 1.9667 | Residential & Commercial | Ducted CEE Tier 1
206790204 | Central HP <5.4 tons | BRYANT HEATING AND COOLING SYSTEMS | HRCU-A-CB (Split System: Heat Pump with Remote Outdoor Unit-Air-Source) | 284ANV024*0**B* |  |  | CSPH*3612AL*+UI | 88*TA48070C17*** | 23800 | 19.5 | 9 | 26600 | 19800 | 74.44% | 2.5 | 14 | 13 |  |  |  | No | R-410A | 1.9833 | Residential & Commercial | Ducted CEE Tier 1
211387506 | Central HP <5.4 tons | JOHNSON CONTROLS | HRCU-A-CB (Split System: Heat Pump with Remote Outdoor Unit-Air-Source) | HMH72B341 |  |  | XAFC36DXXN1+TXV | TM9V100C16MP12 | 34000 | 17.5 | 8.5 | 34000 | 24000 | 70.59% | 2.1 | 0 | 10 |  |  |  | No | R-410A | 2.8333 | Residential & Commercial | Ducted CEE Tier 1
206790235 | Central HP <5.4 tons | BRYANT HEATING AND COOLING SYSTEMS | HRCU-A-CB (Split System: Heat Pump with Remote Outdoor Unit-Air-Source) | 284ANV024*0**B* |  |  | CAP**3617AL*+UI | 83*CA36040C17*** | 23000 | 20.5 | 10 | 26600 | 19800 | 74.44% | 2.4 | 13.5 | 13 |  |  |  | No | R-410A | 1.9167 | Residential & Commercial | Ducted CEE Tier 1
213770312 | Central HP <5.4 tons | BRYANT HEATING AND COOLING SYSTEMS | HRCU-A-CB (Split System: Heat Pump with Remote Outdoor Unit-Air-Source) | 284ANV048*0**B* |  |  | CAP**6124AL*+UI | 88*TB60110C21*** | 45500 | 21.5 | 9.5 | 46000 | 36200 | 78.7% | 2.36 | 0 | 12 |  |  |  | No | R-410A | 3.7917 | Residential & Commercial | Ducted CEE Tier 1
216571095 | Central HP <5.4 tons | AMERICAN STANDARD | HRCU-A-CB (Split System: Heat Pump with Remote Outdoor Unit-Air-Source) | 5A6V0X48A1 |  |  | 5PX*CD09AS3 | S8V2C080M5PDB | 45500 | 20 | 9.4 | 46500 | 33600 | 72.26% | 2 | 0 | 12 |  |  |  | No | R-454B | 3.7917 | Residential & Commercial | Ducted CEE Tier 1
213772888 | Central HP <5.4 tons | AIRQUEST | HRCU-A-CB (Split System: Heat Pump with Remote Outdoor Unit-Air-Source) | HVH825GKA3* |  |  | EA*4X30L17A*+WALLCON | *97CMN0601714B* | 23200 | 16 | 8.1 | 21600 | 16800 | 77.78% | 1.9 | 0 | 10.5 |  |  |  | No | R-410A | 1.9333 | Residential & Commercial | Ducted CEE Tier 1
213773038 | Central HP <5.4 tons | AIRQUEST | HRCU-A-CB (Split System: Heat Pump with Remote Outdoor Unit-Air-Source) | HVH825GKA3* |  |  | EA*4X36L21A*+WALLCON | *80CTL0451712B* | 23400 | 16 | 8.1 | 21600 | 16700 | 77.31% | 1.92 | 0 | 10.5 |  |  |  | No | R-410A | 1.95 | Residential & Commercial | Ducted CEE Tier 1
213773458 | Central HP <5.4 tons | AIRQUEST | HRCU-A-CB (Split System: Heat Pump with Remote Outdoor Unit-Air-Source) | HVH825GKA3* |  |  | EA*4X42L21A*+WALLCON | *97CMN1002122B* | 23800 | 16.5 | 8.1 | 21400 | 16600 | 77.57% | 1.96 | 0 | 11 |  |  |  | No | R-410A | 1.9833 | Residential & Commercial | Ducted CEE Tier 1
213773608 | Central HP <5.4 tons | AIRQUEST | HRCU-A-CB (Split System: Heat Pump with Remote Outdoor Unit-Air-Source) | HVH825GKA3* |  |  | EA*4X43L21A*+WALLCON | *80CTL1102120B* | 24400 | 17 | 8.1 | 21200 | 16600 | 78.3% | 2.02 | 0 | 11 |  |  |  | No | R-410A | 2.0333 | Residential & Commercial | Ducted CEE Tier 1
214239986 | Central HP <5.4 tons | AIRQUEST | HRCU-A-CB (Split System: Heat Pump with Remote Outdoor Unit-Air-Source) | HVH837GKA** |  |  | EN(A,D)4X48L24**+WALLCON | *80CTL1352422B* | 32400 | 17 | 8.1 | 32600 | 24600 | 75.46% | 1.96 | 0 | 11.7 |  |  |  | No | R-410A | 2.7 | Residential & Commercial | Ducted CEE Tier 1
214242258 | Central HP <5.4 tons | AIRQUEST | HRCU-A-CB (Split System: Heat Pump with Remote Outdoor Unit-Air-Source) | HVH825GKA3* |  |  | EN(A,D,W)4X48L21**+WALLCON | *95CSU0601716B* | 24000 | 16.5 | 8.1 | 21400 | 16600 | 77.57% | 2 | 0 | 11 |  |  |  | No | R-410A | 2 | Residential & Commercial | Ducted CEE Tier 1
212978163 | Central HP <5.4 tons | BRYANT HEATING AND COOLING SYSTEMS | HRCU-A-CB (Split System: Heat Pump with Remote Outdoor Unit-Air-Source) | 38MURAQ24AB3* |  |  | CNPV*2414AL* | 8(0,1)*SB36070M14*** | 23200 | 17 | 8.5 | 26800 | 25400 | 94.78% | 2.14 | 0 | 10 |  |  |  | No | R-410A | 1.9333 | Residential & Commercial | Ducted CEE Tier 1
210532993 | Central HP <5.4 tons | BRYANT HEATING AND COOLING SYSTEMS | HRCU-A-CB (Split System: Heat Pump with Remote Outdoor Unit-Air-Source) | 284ANV024*0**B* |  |  | CAP**3721AL*+UI | 935CA60080C21*** | 24200 | 20.5 | 10.5 | 26400 | 19600 | 74.24% | 2.56 | 0 | 13.5 |  |  |  | No | R-410A | 2.0167 | Residential & Commercial | Ducted CEE Tier 1
210532995 | Central HP <5.4 tons | BRYANT HEATING AND COOLING SYSTEMS | HRCU-A-CB (Split System: Heat Pump with Remote Outdoor Unit-Air-Source) | 284ANV024*0**B* |  |  | CAP**3721AL*+UI | 935CA66100C21*** | 24200 | 20.5 | 10.5 | 26400 | 19600 | 74.24% | 2.56 | 0 | 13.5 |  |  |  | No | R-410A | 2.0167 | Residential & Commercial | Ducted CEE Tier 1
214398141 | Central HP <5.4 tons | JOHNSON CONTROLS | HRCU-A-CB (Split System: Heat Pump with Remote Outdoor Unit-Air-Source) | HH836E2S11 |  |  | CTM36B5CDS1 | TM9Y060B12MP11 | 33000 | 17 | 8.5 | 31200 | 25600 | 82.05% | 2 | 0 | 11 |  |  |  | No | R-454B | 2.75 | Residential & Commercial | Ducted CEE Tier 1
215679668 | Central HP <5.4 tons | COMFORTMAKER | HRCU-A-CB (Split System: Heat Pump with Remote Outdoor Unit-Air-Source) | C5H0V36*K*AAA* |  |  | EA*5X61M24A*+WALLCON | *96CTN0802120B* | 34800 | 18 | 9 | 34400 | 24800 | 72.09% | 1.92 | 0 | 10.5 |  |  |  | No | R-454B | 2.9 | Residential & Commercial | Ducted CEE Tier 1
215679418 | Central HP <5.4 tons | COMFORTMAKER | HRCU-A-CB (Split System: Heat Pump with Remote Outdoor Unit-Air-Source) | C5H0V36*K*AAA* |  |  | EA*5X43M21A*+WALLCON | *96CTN0802120B* | 34400 | 18 | 9 | 35400 | 25200 | 71.19% | 1.88 | 0 | 10 |  |  |  | No | R-454B | 2.8667 | Residential & Commercial | Ducted CEE Tier 1
215679468 | Central HP <5.4 tons | COMFORTMAKER | HRCU-A-CB (Split System: Heat Pump with Remote Outdoor Unit-Air-Source) | C5H0V36*K*AAA* |  |  | EA*5X43M21A*+WALLCON | *97CTN0802120A* | 34400 | 18 | 9 | 35400 | 25200 | 71.19% | 1.88 | 0 | 10 |  |  |  | No | R-454B | 2.8667 | Residential & Commercial | Ducted CEE Tier 1
214398685 | Central HP <5.4 tons | JOHNSON CONTROLS | HRCU-A-CB (Split System: Heat Pump with Remote Outdoor Unit-Air-Source) | HH860E2S11 |  |  | CTF60C5CGS1 | TM8E100C20MP11 | 44500 | 17 | 9 | 45000 | 33800 | 75.11% | 2 | 0 | 11.7 |  |  |  | No | R-454B | 3.7083 | Residential & Commercial | Ducted CEE Tier 1
214397581 | Central HP <5.4 tons | JOHNSON CONTROLS | HRCU-A-CB (Split System: Heat Pump with Remote Outdoor Unit-Air-Source) | HH860E2S11 |  |  | CTF60C5CHS1 | TM8E120C20MP11 | 54000 | 19 | 8.5 | 54500 | 39500 | 72.48% | 2 | 0 | 11 |  |  |  | No | R-454B | 4.5 | Residential & Commercial | Ducted CEE Tier 1
214397863 | Central HP <5.4 tons | JOHNSON CONTROLS | HRCU-A-CB (Split System: Heat Pump with Remote Outdoor Unit-Air-Source) | HH860E2S11 |  |  | CTM60C5CGS1 | TM8E120C16MP11 | 44500 | 18 | 9 | 45500 | 34200 | 75.16% | 2 | 0 | 11 |  |  |  | No | R-454B | 3.7083 | Residential & Commercial | Ducted CEE Tier 1
214396603 | Central HP <5.4 tons | JOHNSON CONTROLS | HRCU-A-CB (Split System: Heat Pump with Remote Outdoor Unit-Air-Source) | HH860E2S11 |  |  | CTM60C5CGS1 | TM8E120C20MP11 | 44500 | 17 | 9 | 45000 | 33600 | 74.67% | 2 | 0 | 11.7 |  |  |  | No | R-454B | 3.7083 | Residential & Commercial | Ducted CEE Tier 1
214396653 | Central HP <5.4 tons | JOHNSON CONTROLS | HRCU-A-CB (Split System: Heat Pump with Remote Outdoor Unit-Air-Source) | HH860E2S11 |  |  | CTM60C5CGS1 | TPLC100C16MP13 | 44000 | 18 | 9 | 44500 | 33600 | 75.51% | 2 | 0 | 11.7 |  |  |  | No | R-454B | 3.6667 | Residential & Commercial | Ducted CEE Tier 1
214397473 | Central HP <5.4 tons | JOHNSON CONTROLS | HRCU-A-CB (Split System: Heat Pump with Remote Outdoor Unit-Air-Source) | HH860E2S11 |  |  | CTF60C5CGS1 | TMLE120C20MP11 | 44500 | 17 | 9 | 45000 | 33600 | 74.67% | 2 | 0 | 11.7 |  |  |  | No | R-454B | 3.7083 | Residential & Commercial | Ducted CEE Tier 1
214398309 | Central HP <5.4 tons | JOHNSON CONTROLS | HRCU-A-CB (Split System: Heat Pump with Remote Outdoor Unit-Air-Source) | HH860E2S11 |  |  | CTF60C5CGS1 | TMLE080C20MP11 | 44500 | 17 | 9 | 45000 | 33800 | 75.11% | 2 | 0 | 11.7 |  |  |  | No | R-454B | 3.7083 | Residential & Commercial | Ducted CEE Tier 1
214397698 | Central HP <5.4 tons | JOHNSON CONTROLS | HRCU-A-CB (Split System: Heat Pump with Remote Outdoor Unit-Air-Source) | HH836E2S11 |  |  | CTF36C5CDS1 | TM8E100C16MP11 | 34000 | 18 | 8.5 | 31600 | 25800 | 81.65% | 2 | 0 | 11 |  |  |  | No | R-454B | 2.8333 | Residential & Commercial | Ducted CEE Tier 1
214397816 | Central HP <5.4 tons | JOHNSON CONTROLS | HRCU-A-CB (Split System: Heat Pump with Remote Outdoor Unit-Air-Source) | HH836E2S11 |  |  | CTF48C5CFS1 | TMLE080C20MP11 | 34600 | 17 | 8.5 | 32800 | 25800 | 78.66% | 2 | 0 | 11 |  |  |  | No | R-454B | 2.8833 | Residential & Commercial | Ducted CEE Tier 1
204451199 | Central HP <5.4 tons | CARRIER | HRCU-A-CB (Split System: Heat Pump with Remote Outdoor Unit-Air-Source) | 25VNA825A*031* |  |  | CAP**2417AL*+UI | 58TN*A090C17**16 | 23400 | 17 | 8.1 | 21800 | 16700 | 76.61% | 1.9 | 11.5 | 11 |  |  |  | No | R-410A | 1.95 | Residential & Commercial | Ducted CEE Tier 1
204451247 | Central HP <5.4 tons | CARRIER | HRCU-A-CB (Split System: Heat Pump with Remote Outdoor Unit-Air-Source) | 25VNA825A*031* |  |  | CAP**3717AL*+UI | 58TN*A090C17**16 | 24200 | 17 | 8.1 | 21400 | 16600 | 77.57% | 2.02 | 11 | 11 |  |  |  | No | R-410A | 2.0167 | Residential & Commercial | Ducted CEE Tier 1
206773454 | Central HP <5.4 tons | TEMPSTAR | HRCU-A-CB (Split System: Heat Pump with Remote Outdoor Unit-Air-Source) | TVH837GKA2* |  |  | EA*4X42L21A*+WALLCON | *95CSU1002122A* | 31800 | 17.5 | 8.1 | 33000 | 24400 | 73.94% | 1.9 | 11.5 | 11 |  |  |  | No | R-410A | 2.65 | Residential & Commercial | Ducted CEE Tier 1
206773463 | Central HP <5.4 tons | TEMPSTAR | HRCU-A-CB (Split System: Heat Pump with Remote Outdoor Unit-Air-Source) | TVH837GKA2* |  |  | EA*4X42L24A*+WALLCON | *95CSU0802120A* | 31800 | 17.5 | 8.1 | 33000 | 24400 | 73.94% | 1.9 | 11.5 | 11 |  |  |  | No | R-410A | 2.65 | Residential & Commercial | Ducted CEE Tier 1
206773677 | Central HP <5.4 tons | TEMPSTAR | HRCU-A-CB (Split System: Heat Pump with Remote Outdoor Unit-Air-Source) | TVH837GKA2* |  |  | EHD4X48AAL+WALLCON | *95CSU0802120A* | 32600 | 17 | 8.1 | 33000 | 24800 | 75.15% | 1.98 | 11.5 | 11 |  |  |  | No | R-410A | 2.7167 | Residential & Commercial | Ducted CEE Tier 1
214398205 | Central HP <5.4 tons | JOHNSON CONTROLS | HRCU-A-CB (Split System: Heat Pump with Remote Outdoor Unit-Air-Source) | HH836E2S11 |  |  | CTF48C5CFS1 | TMLE100C16MP11 | 33400 | 19 | 9 | 31400 | 25400 | 80.89% | 2 | 0 | 11 |  |  |  | No | R-454B | 2.7833 | Residential & Commercial | Ducted CEE Tier 1
214398225 | Central HP <5.4 tons | JOHNSON CONTROLS | HRCU-A-CB (Split System: Heat Pump with Remote Outdoor Unit-Air-Source) | HH836E2S11 |  |  | CTF48C5CFS1 | TMLE120C16MP11 | 33600 | 19 | 9 | 31400 | 25400 | 80.89% | 2 | 0 | 11 |  |  |  | No | R-454B | 2.8 | Residential & Commercial | Ducted CEE Tier 1
214398591 | Central HP <5.4 tons | JOHNSON CONTROLS | HRCU-A-CB (Split System: Heat Pump with Remote Outdoor Unit-Air-Source) | HH836E2S11 |  |  | CTM48C5CFS1 | TM9Y080C16MP11 | 32800 | 19 | 9 | 31200 | 25200 | 80.77% | 2 | 0 | 11 |  |  |  | No | R-454B | 2.7333 | Residential & Commercial | Ducted CEE Tier 1
214398616 | Central HP <5.4 tons | JOHNSON CONTROLS | HRCU-A-CB (Split System: Heat Pump with Remote Outdoor Unit-Air-Source) | HH836E2S11 |  |  | CTM48C5CFS1 | TM9E080C16MP12 | 33800 | 19 | 9 | 32000 | 25400 | 79.38% | 2 | 0 | 11 |  |  |  | No | R-454B | 2.8167 | Residential & Commercial | Ducted CEE Tier 1
214395616 | Central HP <5.4 tons | YORK | HRCU-A-CB (Split System: Heat Pump with Remote Outdoor Unit-Air-Source) | HH836E2S11 |  |  | CTF48C5CFS1 | TM9E100C16MP12 | 33400 | 19 | 9 | 31400 | 25400 | 80.89% | 2 | 0 | 11 |  |  |  | No | R-454B | 2.7833 | Residential & Commercial | Ducted CEE Tier 1
214398097 | Central HP <5.4 tons | JOHNSON CONTROLS | HRCU-A-CB (Split System: Heat Pump with Remote Outdoor Unit-Air-Source) | HH836E2S11 |  |  | CTM36B5CDS1 | TP9C060B12MP13 | 33000 | 17 | 8.5 | 31000 | 25400 | 81.94% | 2 | 0 | 11 |  |  |  | No | R-454B | 2.75 | Residential & Commercial | Ducted CEE Tier 1
214398314 | Central HP <5.4 tons | JOHNSON CONTROLS | HRCU-A-CB (Split System: Heat Pump with Remote Outdoor Unit-Air-Source) | HH860E2S11 |  |  | CTM60C5CGS1 | TM9V100C16MP12 | 43500 | 18 | 9 | 44000 | 33200 | 75.45% | 2 | 0 | 11.7 |  |  |  | No | R-454B | 3.625 | Residential & Commercial | Ducted CEE Tier 1
214398425 | Central HP <5.4 tons | JOHNSON CONTROLS | HRCU-A-CB (Split System: Heat Pump with Remote Outdoor Unit-Air-Source) | HH860E2S11 |  |  | CTF60C5CHS1+JME16C2SN1 |  | 54000 | 19 | 9 | 53500 | 38500 | 71.96% | 2 | 0 | 12 |  |  |  | No | R-454B | 4.5 | Residential & Commercial | Ducted CEE Tier 1
214397505 | Central HP <5.4 tons | JOHNSON CONTROLS | HRCU-A-CB (Split System: Heat Pump with Remote Outdoor Unit-Air-Source) | HH860E2S11 |  |  | CTF60C5CGS1 | TP9C080C16MP13 | 43500 | 17 | 9 | 44000 | 33600 | 76.36% | 2 | 0 | 11 |  |  |  | No | R-454B | 3.625 | Residential & Commercial | Ducted CEE Tier 1
214398641 | Central HP <5.4 tons | JOHNSON CONTROLS | HRCU-A-CB (Split System: Heat Pump with Remote Outdoor Unit-Air-Source) | HH860E2S11 |  |  | CTF60C5CGS1 | TM8V100C16MP12 | 43500 | 18 | 9 | 44000 | 33400 | 75.91% | 2 | 0 | 11.7 |  |  |  | No | R-454B | 3.625 | Residential & Commercial | Ducted CEE Tier 1
214609018 | Central HP <5.4 tons | YORK | HRCU-A-CB (Split System: Heat Pump with Remote Outdoor Unit-Air-Source) | HH860E2S11 |  |  | CTF60D5CHS1 | Y91E120D20SMPS1 | 53500 | 19 | 8.5 | 53500 | 38500 | 71.96% | 2 | 0 | 11.7 |  |  |  | No | R-454B | 4.4583 | Residential & Commercial | Ducted CEE Tier 1
214398240 | Central HP <5.4 tons | JOHNSON CONTROLS | HRCU-A-CB (Split System: Heat Pump with Remote Outdoor Unit-Air-Source) | HH860E2S11 |  |  | CTF60C5CGS1 | TM9Y100C20MP11 | 44500 | 17 | 9 | 46000 | 34000 | 73.91% | 2 | 0 | 11 |  |  |  | No | R-454B | 3.7083 | Residential & Commercial | Ducted CEE Tier 1
214398265 | Central HP <5.4 tons | JOHNSON CONTROLS | HRCU-A-CB (Split System: Heat Pump with Remote Outdoor Unit-Air-Source) | HH860E2S11 |  |  | CTF60C5CGS1 | TM8V100C20MP12 | 44500 | 18 | 9 | 45000 | 33800 | 75.11% | 2 | 0 | 11 |  |  |  | No | R-454B | 3.7083 | Residential & Commercial | Ducted CEE Tier 1
214398715 | Central HP <5.4 tons | JOHNSON CONTROLS | HRCU-A-CB (Split System: Heat Pump with Remote Outdoor Unit-Air-Source) | HH860E2S11 |  |  | CTF60C5CGS1 | TP9C100C20MP13 | 44000 | 18 | 9 | 45000 | 33800 | 75.11% | 2 | 0 | 11 |  |  |  | No | R-454B | 3.6667 | Residential & Commercial | Ducted CEE Tier 1
213772288 | Central HP <5.4 tons | AIRQUEST | HRCU-A-CB (Split System: Heat Pump with Remote Outdoor Unit-Air-Source) | HVH825GKA2* |  |  | EHD4X42AAL+WALLCON | *80CTL0901716B* | 24200 | 16.5 | 8.1 | 21200 | 16600 | 78.3% | 2 | 0 | 10.5 |  |  |  | No | R-410A | 2.0167 | Residential & Commercial | Ducted CEE Tier 1
214242628 | Central HP <5.4 tons | AIRQUEST | HRCU-A-CB (Split System: Heat Pump with Remote Outdoor Unit-Air-Source) | HVH825GKA2* |  |  | EN(A,D)4X30L17**+WALLCON | *96CTN0801714B* | 23400 | 16.5 | 8.1 | 21600 | 16700 | 77.31% | 1.92 | 0 | 11 |  |  |  | No | R-410A | 1.95 | Residential & Commercial | Ducted CEE Tier 1
214242978 | Central HP <5.4 tons | AIRQUEST | HRCU-A-CB (Split System: Heat Pump with Remote Outdoor Unit-Air-Source) | HVH825GKA2* |  |  | EN(A,D,W)4X42L21**+WALLCON | *80CTL0901716B* | 23800 | 16.5 | 8.1 | 21400 | 16700 | 78.04% | 1.96 | 0 | 11 |  |  |  | No | R-410A | 1.9833 | Residential & Commercial | Ducted CEE Tier 1
214243128 | Central HP <5.4 tons | AIRQUEST | HRCU-A-CB (Split System: Heat Pump with Remote Outdoor Unit-Air-Source) | HVH825GKA2* |  |  | EN(A,D,W)4X48L21**+WALLCON | *95CSU0601716B* | 24000 | 16.5 | 8.1 | 21400 | 16600 | 77.57% | 2 | 0 | 11 |  |  |  | No | R-410A | 2 | Residential & Commercial | Ducted CEE Tier 1
214396276 | Central HP <5.4 tons | JOHNSON CONTROLS | HRCU-A-CB (Split System: Heat Pump with Remote Outdoor Unit-Air-Source) | HH824E2S11 |  |  | CTM30B5ACS1 | TP9C080B12MP13 | 23000 | 17 | 9.5 | 23000 | 17800 | 77.39% | 2 | 0 | 12 |  |  |  | No | R-454B | 1.9167 | Residential & Commercial | Ducted CEE Tier 1
214397119 | Central HP <5.4 tons | JOHNSON CONTROLS | HRCU-A-CB (Split System: Heat Pump with Remote Outdoor Unit-Air-Source) | HH824E2S11 |  |  | CTF30A5ADS1 | TM9E026A08MP12 | 23000 | 17 | 9 | 23000 | 18300 | 79.57% | 2 | 0 | 12 |  |  |  | No | R-454B | 1.9167 | Residential & Commercial | Ducted CEE Tier 1
214397964 | Central HP <5.4 tons | JOHNSON CONTROLS | HRCU-A-CB (Split System: Heat Pump with Remote Outdoor Unit-Air-Source) | HH824E2S11 |  |  | CTF30B5ACS1+JME08B2SN1 |  | 23000 | 19 | 9.5 | 23000 | 18500 | 80.43% | 2 | 0 | 12 |  |  |  | No | R-454B | 1.9167 | Residential & Commercial | Ducted CEE Tier 1
214397562 | Central HP <5.4 tons | JOHNSON CONTROLS | HRCU-A-CB (Split System: Heat Pump with Remote Outdoor Unit-Air-Source) | HH824E2S11 |  |  | CTM30B5ACS1 | TPLC080B12MP13 | 23000 | 17 | 9.5 | 23000 | 17900 | 77.83% | 2 | 0 | 12 |  |  |  | No | R-454B | 1.9167 | Residential & Commercial | Ducted CEE Tier 1
204451249 | Central HP <5.4 tons | CARRIER | HRCU-A-CB (Split System: Heat Pump with Remote Outdoor Unit-Air-Source) | 25VNA825A*031* |  |  | CAP**3721AL*+UI | 58TN*A070C17**16 | 24400 | 17 | 8.5 | 21200 | 16600 | 78.3% | 2.02 | 11 | 11 |  |  |  | No | R-410A | 2.0333 | Residential & Commercial | Ducted CEE Tier 1
215667024 | Central HP <5.4 tons | COMFORTMAKER | HRCU-A-CB (Split System: Heat Pump with Remote Outdoor Unit-Air-Source) | C5H0V24*K*AAA* |  |  | EA*5X24M17A*+WALLCON | *80CTL0701412B* | 22800 | 17 | 9 | 24000 | 16800 | 70% | 1.96 | 0 | 10 |  |  |  | No | R-454B | 1.9 | Residential & Commercial | Ducted CEE Tier 1
215667060 | Central HP <5.4 tons | COMFORTMAKER | HRCU-A-CB (Split System: Heat Pump with Remote Outdoor Unit-Air-Source) | C5H0V24*K*AAA* |  |  | EA*5X24M17A*+WALLCON | *80CTL0901716B* | 22800 | 17 | 9 | 24000 | 16800 | 70% | 1.96 | 0 | 10 |  |  |  | No | R-454B | 1.9 | Residential & Commercial | Ducted CEE Tier 1
215667719 | Central HP <5.4 tons | COMFORTMAKER | HRCU-A-CB (Split System: Heat Pump with Remote Outdoor Unit-Air-Source) | C5H0V24*K*AAA* |  |  | EA*5X36M17A*+WALLCON | *96CTN0801714B* | 23200 | 17 | 9 | 23600 | 16600 | 70.34% | 1.98 | 0 | 10 |  |  |  | No | R-454B | 1.9333 | Residential & Commercial | Ducted CEE Tier 1
215667887 | Central HP <5.4 tons | COMFORTMAKER | HRCU-A-CB (Split System: Heat Pump with Remote Outdoor Unit-Air-Source) | C5H0V24*K*AAA* |  |  | EA*5X37M21A*+WALLCON | *97CMN0601714B* | 24000 | 17 | 9 | 23400 | 16400 | 70.09% | 2.02 | 0 | 10.5 |  |  |  | No | R-454B | 2 | Residential & Commercial | Ducted CEE Tier 1
216031603 | Central HP <5.4 tons | LENNOX | HRCU-A-C (Split System: Heat Pump with Remote Outdoor Unit with No Indoor Fan --Air Source) | EL18KSLV-060-230** |  |  | CK40[C,U]T-48C-**+TDR |  | 47500 | 15.2 | 8.5 | 48000 | 39000 | 81.25% | 1.75 | 0 | 10 |  |  |  | No | R-454B | 3.9583 | Residential & Commercial | Ducted CEE Tier 1
210595939 | Central HP <5.4 tons | CARRIER | HRCU-A-CB (Split System: Heat Pump with Remote Outdoor Unit-Air-Source) | 25VNA825A*031* |  |  | CAP**4221AL*+UI | 58TN*A070C17**16 | 23800 | 16.5 | 8.1 | 21400 | 16600 | 77.57% | 1.96 | 0 | 11 |  |  |  | No | R-410A | 1.9833 | Residential & Commercial | Ducted CEE Tier 1
210595942 | Central HP <5.4 tons | CARRIER | HRCU-A-CB (Split System: Heat Pump with Remote Outdoor Unit-Air-Source) | 25VNA825A*031* |  |  | CAP**4221AL*+UI | 59CU5A080C21**20 | 23800 | 16.5 | 8.1 | 21400 | 16600 | 77.57% | 1.96 | 0 | 11 |  |  |  | No | R-410A | 1.9833 | Residential & Commercial | Ducted CEE Tier 1
210595973 | Central HP <5.4 tons | CARRIER | HRCU-A-CB (Split System: Heat Pump with Remote Outdoor Unit-Air-Source) | 25VNA825A*031* |  |  | CAP**4321AL*+UI | 59TN6B060C17**14 | 24400 | 16.5 | 8.1 | 21200 | 16700 | 78.77% | 2.02 | 0 | 11 |  |  |  | No | R-410A | 2.0333 | Residential & Commercial | Ducted CEE Tier 1
210595974 | Central HP <5.4 tons | CARRIER | HRCU-A-CB (Split System: Heat Pump with Remote Outdoor Unit-Air-Source) | 25VNA825A*031* |  |  | CAP**4321AL*+UI | 59TN6B080C17**14 | 24400 | 16.5 | 8.1 | 21200 | 16700 | 78.77% | 2.02 | 0 | 11 |  |  |  | No | R-410A | 2.0333 | Residential & Commercial | Ducted CEE Tier 1
210595991 | Central HP <5.4 tons | CARRIER | HRCU-A-CB (Split System: Heat Pump with Remote Outdoor Unit-Air-Source) | 25VNA825A*031* |  |  | CAP**4821AL*+UI | 59TN6B100C21**22 | 24000 | 16.5 | 8.1 | 21000 | 16500 | 78.57% | 2.02 | 0 | 11 |  |  |  | No | R-410A | 2 | Residential & Commercial | Ducted CEE Tier 1
210598160 | Central HP <5.4 tons | HEIL | HRCU-A-CB (Split System: Heat Pump with Remote Outdoor Unit-Air-Source) | HVH825GKA2* |  |  | EHD4X42AAL+WALLCON | *80CSU0601716A* | 24200 | 16 | 8.1 | 21400 | 16600 | 77.57% | 2 | 0 | 10.5 |  |  |  | No | R-410A | 2.0167 | Residential & Commercial | Ducted CEE Tier 1
210598208 | Central HP <5.4 tons | HEIL | HRCU-A-CB (Split System: Heat Pump with Remote Outdoor Unit-Air-Source) | HVH825GKA2* |  |  | EHD4X42AAL+WALLCON | *96CTN1002122A* | 24200 | 16 | 8.1 | 21400 | 16600 | 77.57% | 2 | 0 | 10.5 |  |  |  | No | R-410A | 2.0167 | Residential & Commercial | Ducted CEE Tier 1
204456545 | Central HP <5.4 tons | HEIL | HRCU-A-CB (Split System: Heat Pump with Remote Outdoor Unit-Air-Source) | HVH825GKA2* |  |  | EA*4X30L17A*+WALLCON | *96CTN0801714A* | 23400 | 16.5 | 8.1 | 21600 | 16800 | 77.78% | 1.9 | 11 | 10.5 |  |  |  | No | R-410A | 1.95 | Residential & Commercial | Ducted CEE Tier 1
216374625 | Central HP <5.4 tons | JOHNSON CONTROLS | HRCU-A-CB (Split System: Heat Pump with Remote Outdoor Unit-Air-Source) | HH824E2S11 |  |  | CTU30B5XCS1+TXV | Z9ET080B12SMPS1 | 23000 | 18 | 9.5 | 23000 | 18100 | 78.7% | 2 | 0 | 12 |  |  |  | No | R-454B | 1.9167 | Residential & Commercial | Ducted CEE Tier 1
216374680 | Central HP <5.4 tons | JOHNSON CONTROLS | HRCU-A-CB (Split System: Heat Pump with Remote Outdoor Unit-Air-Source) | HH824E2S11 |  |  | CTM36B5ADS1 | Z9ET080B12SMPS1 | 23000 | 18 | 9 | 23000 | 17400 | 75.65% | 2 | 0 | 12 |  |  |  | No | R-454B | 1.9167 | Residential & Commercial | Ducted CEE Tier 1
210450196 | Central HP <5.4 tons | CARRIER | HRCU-A-CB (Split System: Heat Pump with Remote Outdoor Unit-Air-Source) | 38MURAQ36AB3* |  |  | CAP**4821AL* | 59TP6B080V17**16 | 35600 | 16 | 9 | 38500 | 34800 | 90.39% | 2.04 | 0 | 10 |  |  |  | No | R-410A | 2.9667 | Residential & Commercial | Ducted CEE Tier 1
216571113 | Central HP <5.4 tons | AMERICAN STANDARD | HRCU-A-CB (Split System: Heat Pump with Remote Outdoor Unit-Air-Source) | 5A6V0X48A1 |  |  | 5PX*DD10AS3 | S8V2C080M5PCB | 44000 | 20 | 9.7 | 46500 | 33600 | 72.26% | 2.1 | 0 | 11.7 |  |  |  | No | R-454B | 3.6667 | Residential & Commercial | Ducted CEE Tier 1
211227453 | Central HP <5.4 tons | HEIL | HRCU-A-CB (Split System: Heat Pump with Remote Outdoor Unit-Air-Source) | DLCURAH36ABK |  |  | EA*4X42L21A* | *80ESU1002120A* | 35400 | 16 | 8.1 | 38500 | 35000 | 90.91% | 1.88 | 0 | 10 |  |  |  | No | R-410A | 2.95 | Residential & Commercial | Ducted CEE Tier 1
206790420 | Central HP <5.4 tons | BRYANT HEATING AND COOLING SYSTEMS | HRCU-A-CB (Split System: Heat Pump with Remote Outdoor Unit-Air-Source) | 284ANV036*0**B* |  |  | CNPV*6024AL*+UI | 986TC66120C24*** | 34400 | 20.5 | 9 | 34800 | 25400 | 72.99% | 2.02 | 13 | 12.5 |  |  |  | No | R-410A | 2.8667 | Residential & Commercial | Ducted CEE Tier 1
206790438 | Central HP <5.4 tons | BRYANT HEATING AND COOLING SYSTEMS | HRCU-A-CB (Split System: Heat Pump with Remote Outdoor Unit-Air-Source) | 284ANV036*0**B* |  |  | CSPH*3612AL*+UI | 987MB66120C24*** | 33600 | 18 | 9 | 35200 | 26200 | 74.43% | 2.02 | 12.5 | 11.7 |  |  |  | No | R-410A | 2.8 | Residential & Commercial | Ducted CEE Tier 1
206790536 | Central HP <5.4 tons | BRYANT HEATING AND COOLING SYSTEMS | HRCU-A-CB (Split System: Heat Pump with Remote Outdoor Unit-Air-Source) | 284ANV036*0**B* |  |  | CAP**4221AL*+UI | 935CA66100C21*** | 33200 | 19.5 | 9.5 | 35400 | 26600 | 75.14% | 2 | 12.5 | 12 |  |  |  | No | R-410A | 2.7667 | Residential & Commercial | Ducted CEE Tier 1
206790554 | Central HP <5.4 tons | BRYANT HEATING AND COOLING SYSTEMS | HRCU-A-CB (Split System: Heat Pump with Remote Outdoor Unit-Air-Source) | 284ANV036*0**B* |  |  | CSPH*3612AL*+UI | 935CA66100C21*** | 33800 | 18.5 | 9 | 35200 | 26200 | 74.43% | 2.02 | 12 | 11.7 |  |  |  | No | R-410A | 2.8167 | Residential & Commercial | Ducted CEE Tier 1
210720640 | Central HP <5.4 tons | BRYANT HEATING AND COOLING SYSTEMS | HRCU-A-CB (Split System: Heat Pump with Remote Outdoor Unit-Air-Source) | 284ANV036*0**B* |  |  | CAP**4321AL*+UI | 88*TA36045C17*** | 34000 | 19 | 9.5 | 35600 | 26000 | 73.03% | 2.02 | 0 | 11 |  |  |  | No | R-410A | 2.8333 | Residential & Commercial | Ducted CEE Tier 1
210720642 | Central HP <5.4 tons | BRYANT HEATING AND COOLING SYSTEMS | HRCU-A-CB (Split System: Heat Pump with Remote Outdoor Unit-Air-Source) | 284ANV036*0**B* |  |  | CAP**6024AL*+UI | 83*CA60100C21*** | 34200 | 19.5 | 9 | 34400 | 25200 | 73.26% | 2 | 0 | 12 |  |  |  | No | R-410A | 2.85 | Residential & Commercial | Ducted CEE Tier 1
211245273 | Central HP <5.4 tons | TEMPSTAR | HRCU-A-CB (Split System: Heat Pump with Remote Outdoor Unit-Air-Source) | DLCURAH24ABK |  |  | EN(A,D,W)4X36L17** | OLV098A12* | 23400 | 16.5 | 8.1 | 25800 | 24200 | 93.8% | 2 | 0 | 10 |  |  |  | No | R-410A | 1.95 | Residential & Commercial | Ducted CEE Tier 1
211245247 | Central HP <5.4 tons | AIRQUEST | HRCU-A-CB (Split System: Heat Pump with Remote Outdoor Unit-Air-Source) | DLCURAH24ABK |  |  | EN(A,D,W)4X36L17** | *80ESU0601716A | 24800 | 16.5 | 8.5 | 26600 | 22200 | 83.46% | 1.84 | 0 | 10.5 |  |  |  | No | R-410A | 2.0667 | Residential & Commercial | Ducted CEE Tier 1
211244545 | Central HP <5.4 tons | AIRQUEST | HRCU-A-CB (Split System: Heat Pump with Remote Outdoor Unit-Air-Source) | DLCURAH24ABK |  |  | EN(A,D)4X30L17** | *80ESU0401712A* | 24000 | 17 | 8.1 | 26000 | 23200 | 89.23% | 1.94 | 0 | 10.5 |  |  |  | No | R-410A | 2 | Residential & Commercial | Ducted CEE Tier 1
214239416 | Central HP <5.4 tons | AIRQUEST | HRCU-A-CB (Split System: Heat Pump with Remote Outdoor Unit-Air-Source) | HVH837GKA2* |  |  | EN(A,D,W)4X60L24**+WALLCON | *96CTN1202422B* | 32800 | 17.5 | 8.1 | 32200 | 24600 | 76.4% | 1.96 | 0 | 11.7 |  |  |  | No | R-410A | 2.7333 | Residential & Commercial | Ducted CEE Tier 1
204299381 | Central HP <5.4 tons | DAY & NIGHT | HRCU-A-CB (Split System: Heat Pump with Remote Outdoor Unit-Air-Source) | CVH837GKA** |  |  | EA*4X48L24A*+WALLCON | *96CTN1202422A* | 32400 | 17.5 | 8.5 | 32400 | 24800 | 76.54% | 2 | 12 | 11.7 |  |  |  | No | R-410A | 2.7 | Residential & Commercial | Ducted CEE Tier 1
204299031 | Central HP <5.4 tons | DAY & NIGHT | HRCU-A-CB (Split System: Heat Pump with Remote Outdoor Unit-Air-Source) | CVH837GKA** |  |  | EA*4X42L21A*+WALLCON | *80CTL0901716A* | 31800 | 17.5 | 8.5 | 33000 | 24400 | 73.94% | 1.9 | 12 | 11.7 |  |  |  | No | R-410A | 2.65 | Residential & Commercial | Ducted CEE Tier 1
212977731 | Central HP <5.4 tons | BRYANT HEATING AND COOLING SYSTEMS | HRCU-A-CB (Split System: Heat Pump with Remote Outdoor Unit-Air-Source) | 38MURAQ18AB3* |  |  | CAP**2417AL* | 8(0,1)*SB36045M14*** | 17500 | 16.5 | 8.5 | 18400 | 19400 | 105.4% | 2.34 | 0 | 10.5 |  |  |  | No | R-410A | 1.4583 | Residential & Commercial | Ducted CEE Tier 1
210595993 | Central HP <5.4 tons | CARRIER | HRCU-A-CB (Split System: Heat Pump with Remote Outdoor Unit-Air-Source) | 25VNA825A*031* |  |  | CAP**4824AL*+UI | 58TN*A135C24**22 | 24200 | 17 | 8.1 | 21000 | 16500 | 78.57% | 2.02 | 0 | 11 |  |  |  | No | R-410A | 2.0167 | Residential & Commercial | Ducted CEE Tier 1
210596040 | Central HP <5.4 tons | CARRIER | HRCU-A-CB (Split System: Heat Pump with Remote Outdoor Unit-Air-Source) | 25VNA825A*031* |  |  | CNPV*4821AL*+UI | 59MN7B100C21**22 | 24200 | 17 | 8.1 | 21400 | 16600 | 77.57% | 2.02 | 0 | 11.5 |  |  |  | No | R-410A | 2.0167 | Residential & Commercial | Ducted CEE Tier 1
210596057 | Central HP <5.4 tons | CARRIER | HRCU-A-CB (Split System: Heat Pump with Remote Outdoor Unit-Air-Source) | 25VNA825A*031* |  |  | CSPH*4212AL*+UI | 58TN*A070C14**12 | 24200 | 16.5 | 8.1 | 21200 | 16600 | 78.3% | 2.02 | 0 | 11 |  |  |  | No | R-410A | 2.0167 | Residential & Commercial | Ducted CEE Tier 1
210596074 | Central HP <5.4 tons | CARRIER | HRCU-A-CB (Split System: Heat Pump with Remote Outdoor Unit-Air-Source) | 25VNA825A*031* |  |  | CSPH*4812AL*+UI | 58CU*A060C17**16 | 24200 | 16.5 | 8.1 | 21200 | 16600 | 78.3% | 2.02 | 0 | 11 |  |  |  | No | R-410A | 2.0167 | Residential & Commercial | Ducted CEE Tier 1
210596075 | Central HP <5.4 tons | CARRIER | HRCU-A-CB (Split System: Heat Pump with Remote Outdoor Unit-Air-Source) | 25VNA825A*031* |  |  | CSPH*4812AL*+UI | 58CU*A100C21**20 | 24200 | 16 | 8.1 | 21200 | 16600 | 78.3% | 2 | 0 | 10.5 |  |  |  | No | R-410A | 2.0167 | Residential & Commercial | Ducted CEE Tier 1
210596173 | Central HP <5.4 tons | CARRIER | HRCU-A-CB (Split System: Heat Pump with Remote Outdoor Unit-Air-Source) | 25VNA837A*030* |  |  | CAP**6024AL*+UI | 59CU5A100C21**22 | 32800 | 18 | 8.5 | 31800 | 24800 | 77.99% | 2 | 0 | 11.5 |  |  |  | No | R-410A | 2.7333 | Residential & Commercial | Ducted CEE Tier 1
210596176 | Central HP <5.4 tons | CARRIER | HRCU-A-CB (Split System: Heat Pump with Remote Outdoor Unit-Air-Source) | 25VNA837A*030* |  |  | CAP**6024AL*+UI | 59MN7B100C21**22 | 32800 | 17.5 | 8.5 | 31800 | 24800 | 77.99% | 2 | 0 | 11.7 |  |  |  | No | R-410A | 2.7333 | Residential & Commercial | Ducted CEE Tier 1
214397357 | Central HP <5.4 tons | JOHNSON CONTROLS | HRCU-A-CB (Split System: Heat Pump with Remote Outdoor Unit-Air-Source) | HH836E2S11 |  |  | CTM48C5CFS1 | TMLE120C20MP11 | 34600 | 17 | 8.5 | 32600 | 25600 | 78.53% | 2 | 0 | 11 |  |  |  | No | R-454B | 2.8833 | Residential & Commercial | Ducted CEE Tier 1
214396472 | Central HP <5.4 tons | JOHNSON CONTROLS | HRCU-A-CB (Split System: Heat Pump with Remote Outdoor Unit-Air-Source) | HH836E2S11 |  |  | CTM36C5CDS1 | TM8E080C20MP11 | 34400 | 17 | 8.5 | 32400 | 26400 | 81.48% | 2 | 0 | 11 |  |  |  | No | R-454B | 2.8667 | Residential & Commercial | Ducted CEE Tier 1
214396507 | Central HP <5.4 tons | JOHNSON CONTROLS | HRCU-A-CB (Split System: Heat Pump with Remote Outdoor Unit-Air-Source) | HH836E2S11 |  |  | CTF48C5CFS1 | TMLE100C20MP11 | 34400 | 17 | 8.5 | 32600 | 25800 | 79.14% | 2 | 0 | 11 |  |  |  | No | R-454B | 2.8667 | Residential & Commercial | Ducted CEE Tier 1
215932157 | Central HP <5.4 tons | AIRQUEST | HRCU-A-CB (Split System: Heat Pump with Remote Outdoor Unit-Air-Source) | H5H3V36*K*AAA* |  |  | EA*5X37M17A*+WALLCON | *96CTN0601714B* | 33200 | 19 | 9.5 | 34400 | 26400 | 76.74% | 2.06 | 0 | 10.5 |  |  |  | No | R-454B | 2.7667 | Residential & Commercial | Ducted CEE Tier 1
214396271 | Central HP <5.4 tons | JOHNSON CONTROLS | HRCU-A-CB (Split System: Heat Pump with Remote Outdoor Unit-Air-Source) | HH824E2S11 |  |  | CTM30B5ACS1 | TM9V080B12MP12 | 23000 | 17 | 9.5 | 23000 | 17800 | 77.39% | 2 | 0 | 12 |  |  |  | No | R-454B | 1.9167 | Residential & Commercial | Ducted CEE Tier 1
216571171 | Central HP <5.4 tons | AMERICAN STANDARD | HRCU-A-CB (Split System: Heat Pump with Remote Outdoor Unit-Air-Source) | 5A6V0X60A1 |  |  | 5TXCD010AS3 | *UHMD120CCV5+LRP | 53000 | 18.6 | 9 | 53500 | 38000 | 71.03% | 2 | 0 | 10 |  |  |  | No | R-454B | 4.4167 | Residential & Commercial | Ducted CEE Tier 1
206133360 | Central HP <5.4 tons | DAY & NIGHT | HRCU-A-CB (Split System: Heat Pump with Remote Outdoor Unit-Air-Source) | CVH825GKA2* |  |  | EA*4X36L17A*+WALLCON | *80CSU0401712A* | 23600 | 16.5 | 8.1 | 21400 | 16600 | 77.57% | 1.94 | 11 | 10.5 |  |  |  | No | R-410A | 1.9667 | Residential & Commercial | Ducted CEE Tier 1
214606580 | Central HP <5.4 tons | YORK | HRCU-A-C (Split System: Heat Pump with Remote Outdoor Unit with No Indoor Fan --Air Source) | HH860E2S11 |  |  | CTF60D5CHS1 |  | 54000 | 15.2 | 8.1 | 55000 | 40000 | 72.73% | 2 | 0 | 11 |  |  |  | No | R-454B | 4.5 | Residential & Commercial | Ducted CEE Tier 1
214609204 | Central HP <5.4 tons | JOHNSON CONTROLS | HRCU-A-CB (Split System: Heat Pump with Remote Outdoor Unit-Air-Source) | HH860E2S11 |  |  | CTF60C5CGS1 | Z9ES100C20SMPS1 | 45500 | 18 | 9 | 46500 | 34000 | 73.12% | 2 | 0 | 11.7 |  |  |  | No | R-454B | 3.7917 | Residential & Commercial | Ducted CEE Tier 1
214395403 | Central HP <5.4 tons | JOHNSON CONTROLS | HRCU-A-CB (Split System: Heat Pump with Remote Outdoor Unit-Air-Source) | HH860E2S11 |  |  | JHC48C5CG2SS1 |  | 46000 | 19 | 9 | 46000 | 34000 | 73.91% | 2.1 | 0 | 12 |  |  |  | No | R-454B | 3.8333 | Residential & Commercial | Ducted CEE Tier 1
214396774 | Central HP <5.4 tons | JOHNSON CONTROLS | HRCU-A-CB (Split System: Heat Pump with Remote Outdoor Unit-Air-Source) | HH860E2S11 |  |  | CTF60D5CJS1 | TM8E130D20MP11 | 53500 | 18 | 9 | 55500 | 40000 | 72.07% | 2 | 0 | 11 |  |  |  | No | R-454B | 4.4583 | Residential & Commercial | Ducted CEE Tier 1
214396571 | Central HP <5.4 tons | JOHNSON CONTROLS | HRCU-A-CB (Split System: Heat Pump with Remote Outdoor Unit-Air-Source) | HH860E2S11 |  |  | CTF60C5CGS1 | TM9V100C16MP12 | 43500 | 18 | 9 | 44000 | 33200 | 75.45% | 2 | 0 | 11.7 |  |  |  | No | R-454B | 3.625 | Residential & Commercial | Ducted CEE Tier 1
214397176 | Central HP <5.4 tons | JOHNSON CONTROLS | HRCU-A-CB (Split System: Heat Pump with Remote Outdoor Unit-Air-Source) | HH860E2S11 |  |  | CTM60D5CHS1+JME18D2SN1 |  | 54000 | 19 | 9 | 53500 | 38500 | 71.96% | 2 | 0 | 12 |  |  |  | No | R-454B | 4.5 | Residential & Commercial | Ducted CEE Tier 1
214398661 | Central HP <5.4 tons | JOHNSON CONTROLS | HRCU-A-CB (Split System: Heat Pump with Remote Outdoor Unit-Air-Source) | HH860E2S11 |  |  | CTF60C5CGS1 | TPLC100C16MP13 | 43500 | 18 | 9 | 44000 | 33400 | 75.91% | 2 | 0 | 11.7 |  |  |  | No | R-454B | 3.625 | Residential & Commercial | Ducted CEE Tier 1
214398294 | Central HP <5.4 tons | JOHNSON CONTROLS | HRCU-A-CB (Split System: Heat Pump with Remote Outdoor Unit-Air-Source) | HH860E2S11 |  |  | CTF60C5CGS1+JME16C2SN1 |  | 45000 | 19 | 9 | 45000 | 33000 | 73.33% | 2 | 0 | 12 |  |  |  | No | R-454B | 3.75 | Residential & Commercial | Ducted CEE Tier 1
210473382 | Central HP <5.4 tons | HEIL | HRCU-A-CB (Split System: Heat Pump with Remote Outdoor Unit-Air-Source) | HVH825GKA3* |  |  | EA*4X48L21A*+WALLCON | *97CMN0801714A* | 24000 | 16.5 | 8.1 | 21000 | 16600 | 79.05% | 2 | 0 | 11 |  |  |  | No | R-410A | 2 | Residential & Commercial | Ducted CEE Tier 1
210473393 | Central HP <5.4 tons | HEIL | HRCU-A-CB (Split System: Heat Pump with Remote Outdoor Unit-Air-Source) | HVH825GKA3* |  |  | EA*4X48L21A*+WALLCON | *97CMN1002122A* | 24000 | 16.5 | 8.1 | 21000 | 16500 | 78.57% | 2.02 | 0 | 11 |  |  |  | No | R-410A | 2 | Residential & Commercial | Ducted CEE Tier 1
210599218 | Central HP <5.4 tons | HEIL | HRCU-A-CB (Split System: Heat Pump with Remote Outdoor Unit-Air-Source) | HVH837GKA** |  |  | EA*4X61L21A*+WALLCON | *80CSU0401712A* | 33200 | 17.5 | 8.1 | 32000 | 24800 | 77.5% | 1.98 | 0 | 11.5 |  |  |  | No | R-410A | 2.7667 | Residential & Commercial | Ducted CEE Tier 1
210599234 | Central HP <5.4 tons | HEIL | HRCU-A-CB (Split System: Heat Pump with Remote Outdoor Unit-Air-Source) | HVH837GKA** |  |  | EA*4X61L21A*+WALLCON | *80CTL0901716A* | 33200 | 18 | 8.5 | 32000 | 24800 | 77.5% | 2 | 0 | 12 |  |  |  | No | R-410A | 2.7667 | Residential & Commercial | Ducted CEE Tier 1
210599282 | Central HP <5.4 tons | HEIL | HRCU-A-CB (Split System: Heat Pump with Remote Outdoor Unit-Air-Source) | HVH837GKA** |  |  | EA*4X61L24A*+WALLCON | *80CTL1352422A* | 33200 | 18 | 8.5 | 32000 | 24800 | 77.5% | 2.02 | 0 | 12 |  |  |  | No | R-410A | 2.7667 | Residential & Commercial | Ducted CEE Tier 1
210599946 | Central HP <5.4 tons | TEMPSTAR | HRCU-A-CB (Split System: Heat Pump with Remote Outdoor Unit-Air-Source) | TVH825GKA2* |  |  | EHD4X48AAL+WALLCON | *80CTL0901716A* | 24400 | 17 | 8.1 | 21200 | 16500 | 77.83% | 2.04 | 0 | 11 |  |  |  | No | R-410A | 2.0333 | Residential & Commercial | Ducted CEE Tier 1
210599998 | Central HP <5.4 tons | TEMPSTAR | HRCU-A-CB (Split System: Heat Pump with Remote Outdoor Unit-Air-Source) | TVH825GKA2* |  |  | EN(A,D,W)4X48L21**+WALLCON | *97CMN0602120A* | 24000 | 16.5 | 8.1 | 21400 | 16700 | 78.04% | 2 | 0 | 11 |  |  |  | No | R-410A | 2 | Residential & Commercial | Ducted CEE Tier 1
215942475 | Central HP <5.4 tons | COMFORTMAKER | HRCU-A-CB (Split System: Heat Pump with Remote Outdoor Unit-Air-Source) | C5H3V36*K*AAA* |  |  | EVD5X61M21A*+WALLCON | *80CSU0601716A* | 35800 | 22 | 8.5 | 37400 | 28400 | 75.94% | 2.04 | 0 | 12 |  |  |  | No | R-454B | 2.9833 | Residential & Commercial | Ducted CEE Tier 1
210599885 | Central HP <5.4 tons | TEMPSTAR | HRCU-A-CB (Split System: Heat Pump with Remote Outdoor Unit-Air-Source) | TVH825GKA2* |  |  | EA*4X43L21A*+WALLCON | *95CSU0601716A* | 24400 | 16.5 | 8.1 | 21200 | 16700 | 78.77% | 2.02 | 0 | 10.5 |  |  |  | No | R-410A | 2.0333 | Residential & Commercial | Ducted CEE Tier 1
210599886 | Central HP <5.4 tons | TEMPSTAR | HRCU-A-CB (Split System: Heat Pump with Remote Outdoor Unit-Air-Source) | TVH825GKA2* |  |  | EA*4X43L21A*+WALLCON | *95CSU0802120A* | 24400 | 17 | 8.5 | 21200 | 16600 | 78.3% | 2.04 | 0 | 11 |  |  |  | No | R-410A | 2.0333 | Residential & Commercial | Ducted CEE Tier 1
214396672 | Central HP <5.4 tons | JOHNSON CONTROLS | HRCU-A-CB (Split System: Heat Pump with Remote Outdoor Unit-Air-Source) | HH824E2S11 |  |  | CTF36B5ADS1 | TM9Y060B12MP11 | 23000 | 18 | 9.5 | 23000 | 18400 | 80% | 2 | 0 | 12 |  |  |  | No | R-454B | 1.9167 | Residential & Commercial | Ducted CEE Tier 1
214397574 | Central HP <5.4 tons | JOHNSON CONTROLS | HRCU-A-CB (Split System: Heat Pump with Remote Outdoor Unit-Air-Source) | HH824E2S11 |  |  | CTF30B5ACS1 | TP9C060B12MP13 | 23000 | 17 | 9.5 | 23000 | 18300 | 79.57% | 2 | 0 | 12 |  |  |  | No | R-454B | 1.9167 | Residential & Commercial | Ducted CEE Tier 1
214398361 | Central HP <5.4 tons | JOHNSON CONTROLS | HRCU-A-CB (Split System: Heat Pump with Remote Outdoor Unit-Air-Source) | HH824E2S11 |  |  | CTF36B5ADS1 | TM9V080B12MP12 | 23000 | 18 | 9.5 | 23000 | 18400 | 80% | 2 | 0 | 12 |  |  |  | No | R-454B | 1.9167 | Residential & Commercial | Ducted CEE Tier 1
214398378 | Central HP <5.4 tons | JOHNSON CONTROLS | HRCU-A-CB (Split System: Heat Pump with Remote Outdoor Unit-Air-Source) | HH824E2S11 |  |  | CTF30B5ACS1+JMET12BS2N1 |  | 23000 | 18 | 9.5 | 23000 | 18500 | 80.43% | 2 | 0 | 12 |  |  |  | No | R-454B | 1.9167 | Residential & Commercial | Ducted CEE Tier 1
214397542 | Central HP <5.4 tons | JOHNSON CONTROLS | HRCU-A-CB (Split System: Heat Pump with Remote Outdoor Unit-Air-Source) | HH824E2S11 |  |  | CTF36B5ADS1 | TMLE080B12MP11 | 23000 | 18 | 9.5 | 23000 | 18700 | 81.3% | 2 | 0 | 12 |  |  |  | No | R-454B | 1.9167 | Residential & Commercial | Ducted CEE Tier 1
210597848 | Central HP <5.4 tons | HEIL | HRCU-A-CB (Split System: Heat Pump with Remote Outdoor Unit-Air-Source) | HVH825GKA2* |  |  | EA*4X42L21A*+WALLCON | *80CTL0701716A* | 23800 | 16.5 | 8.1 | 21400 | 16600 | 77.57% | 1.96 | 0 | 11 |  |  |  | No | R-410A | 1.9833 | Residential & Commercial | Ducted CEE Tier 1
210597880 | Central HP <5.4 tons | HEIL | HRCU-A-CB (Split System: Heat Pump with Remote Outdoor Unit-Air-Source) | HVH825GKA2* |  |  | EA*4X42L21A*+WALLCON | *97CMN0601714A* | 23600 | 16 | 8.1 | 21600 | 16800 | 77.78% | 1.94 | 0 | 10.5 |  |  |  | No | R-410A | 1.9667 | Residential & Commercial | Ducted CEE Tier 1
214396925 | Central HP <5.4 tons | JOHNSON CONTROLS | HRCU-A-CB (Split System: Heat Pump with Remote Outdoor Unit-Air-Source) | HH836E2S11 |  |  | CTM48C5CFS1 | TM8E080C16MP11 | 33400 | 19 | 9 | 31400 | 25400 | 80.89% | 2 | 0 | 11 |  |  |  | No | R-454B | 2.7833 | Residential & Commercial | Ducted CEE Tier 1
214396990 | Central HP <5.4 tons | JOHNSON CONTROLS | HRCU-A-CB (Split System: Heat Pump with Remote Outdoor Unit-Air-Source) | HH836E2S11 |  |  | CTF48C5CFS1 | TPLC100C16MP13 | 33400 | 18 | 9 | 31600 | 25400 | 80.38% | 2 | 0 | 11 |  |  |  | No | R-454B | 2.7833 | Residential & Commercial | Ducted CEE Tier 1
214396809 | Central HP <5.4 tons | JOHNSON CONTROLS | HRCU-A-CB (Split System: Heat Pump with Remote Outdoor Unit-Air-Source) | HH836E2S11 |  |  | CTF36B5CDS1 | TM9E060B12MP12 | 33200 | 17 | 8.5 | 31600 | 25400 | 80.38% | 2 | 0 | 11 |  |  |  | No | R-454B | 2.7667 | Residential & Commercial | Ducted CEE Tier 1
214396856 | Central HP <5.4 tons | JOHNSON CONTROLS | HRCU-A-CB (Split System: Heat Pump with Remote Outdoor Unit-Air-Source) | HH836E2S11 |  |  | CTF36B5CDS1+JMC12B2SN1 |  | 34000 | 19 | 9 | 31400 | 25600 | 81.53% | 2 | 0 | 11.7 |  |  |  | No | R-454B | 2.8333 | Residential & Commercial | Ducted CEE Tier 1
214397009 | Central HP <5.4 tons | JOHNSON CONTROLS | HRCU-A-CB (Split System: Heat Pump with Remote Outdoor Unit-Air-Source) | HH836E2S11 |  |  | CTM48C5CFS1 | TL8E100C20UH11 | 34000 | 19 | 9 | 31800 | 25400 | 79.87% | 2 | 0 | 11 |  |  |  | No | R-454B | 2.8333 | Residential & Commercial | Ducted CEE Tier 1
214397258 | Central HP <5.4 tons | JOHNSON CONTROLS | HRCU-A-CB (Split System: Heat Pump with Remote Outdoor Unit-Air-Source) | HH836E2S11 |  |  | CTF36B5CDS1 | TM9Y080B12MP11 | 33400 | 18 | 8.5 | 31400 | 25600 | 81.53% | 2 | 0 | 11 |  |  |  | No | R-454B | 2.7833 | Residential & Commercial | Ducted CEE Tier 1
214398210 | Central HP <5.4 tons | JOHNSON CONTROLS | HRCU-A-CB (Split System: Heat Pump with Remote Outdoor Unit-Air-Source) | HH836E2S11 |  |  | CTF48C5CFS1+JMC16C2SN1 |  | 34400 | 19 | 9 | 32000 | 25200 | 78.75% | 2 | 0 | 11.7 |  |  |  | No | R-454B | 2.8667 | Residential & Commercial | Ducted CEE Tier 1
214398510 | Central HP <5.4 tons | JOHNSON CONTROLS | HRCU-A-CB (Split System: Heat Pump with Remote Outdoor Unit-Air-Source) | HH836E2S11 |  |  | CTM36B5CDS1 | TM9V080B12MP12 | 33000 | 17 | 8.5 | 30600 | 25000 | 81.7% | 2 | 0 | 11 |  |  |  | No | R-454B | 2.75 | Residential & Commercial | Ducted CEE Tier 1
212977815 | Central HP <5.4 tons | BRYANT HEATING AND COOLING SYSTEMS | HRCU-A-CB (Split System: Heat Pump with Remote Outdoor Unit-Air-Source) | 38MURAQ18AB3* |  |  | CNPV*3014AL* | 8(0,1)*SB36045M14*** | 17700 | 16.5 | 8.1 | 18200 | 18600 | 102.2% | 2.24 | 0 | 11 |  |  |  | No | R-410A | 1.475 | Residential & Commercial | Ducted CEE Tier 1
212978283 | Central HP <5.4 tons | BRYANT HEATING AND COOLING SYSTEMS | HRCU-A-CB (Split System: Heat Pump with Remote Outdoor Unit-Air-Source) | 38MURAQ18AB3* |  |  | CAP**3017AL* | 8(0,1)*SB36070M14*** | 17400 | 16.5 | 8.5 | 17900 | 18700 | 104.5% | 2.24 | 0 | 10.5 |  |  |  | No | R-410A | 1.45 | Residential & Commercial | Ducted CEE Tier 1
215674489 | Central HP <5.4 tons | COMFORTMAKER | HRCU-A-CB (Split System: Heat Pump with Remote Outdoor Unit-Air-Source) | C5H0V48*K*AAA* |  |  | EA*5X61M24A*+WALLCON | *80CTL0902120B* | 46000 | 18.5 | 9 | 48000 | 33600 | 70% | 2.08 | 0 | 10 |  |  |  | No | R-454B | 3.8333 | Residential & Commercial | Ducted CEE Tier 1
215675548 | Central HP <5.4 tons | COMFORTMAKER | HRCU-A-CB (Split System: Heat Pump with Remote Outdoor Unit-Air-Source) | C5H0V48*K*AAA* |  |  | EVM5X49M21A*+WALLCON | *80CTL0702120B* | 48000 | 19 | 9 | 50000 | 36800 | 73.6% | 2 | 0 | 10 |  |  |  | No | R-454B | 4 | Residential & Commercial | Ducted CEE Tier 1
215675598 | Central HP <5.4 tons | COMFORTMAKER | HRCU-A-CB (Split System: Heat Pump with Remote Outdoor Unit-Air-Source) | C5H0V48*K*AAA* |  |  | EVM5X49M21A*+WALLCON | *95CSU1002122B* | 48000 | 19 | 9 | 50000 | 36600 | 73.2% | 2.02 | 0 | 10 |  |  |  | No | R-454B | 4 | Residential & Commercial | Ducted CEE Tier 1
215675718 | Central HP <5.4 tons | COMFORTMAKER | HRCU-A-CB (Split System: Heat Pump with Remote Outdoor Unit-Air-Source) | C5H0V48*K*AAA* |  |  | EVM5X60M21A*+WALLCON | *80CTL0702120B* | 48000 | 19 | 9 | 50000 | 36800 | 73.6% | 2 | 0 | 10 |  |  |  | No | R-454B | 4 | Residential & Commercial | Ducted CEE Tier 1
215675798 | Central HP <5.4 tons | COMFORTMAKER | HRCU-A-CB (Split System: Heat Pump with Remote Outdoor Unit-Air-Source) | C5H0V48*K*AAA* |  |  | EVM5X60M21A*+WALLCON | *97CMN0801714B* | 47500 | 18.5 | 9 | 50000 | 37400 | 74.8% | 1.98 | 0 | 10 |  |  |  | No | R-454B | 3.9583 | Residential & Commercial | Ducted CEE Tier 1
210596223 | Central HP <5.4 tons | CARRIER | HRCU-A-CB (Split System: Heat Pump with Remote Outdoor Unit-Air-Source) | 25VNA837A*030* |  |  | CNPV*6024AL*+UI | 58TN*A090C21**20 | 32800 | 18 | 8.1 | 32200 | 24800 | 77.02% | 1.98 | 0 | 12 |  |  |  | No | R-410A | 2.7333 | Residential & Commercial | Ducted CEE Tier 1
214398346 | Central HP <5.4 tons | JOHNSON CONTROLS | HRCU-A-CB (Split System: Heat Pump with Remote Outdoor Unit-Air-Source) | HH860E2S11 |  |  | CTF60C5CGS1 | TM8Y080C16MP11 | 44000 | 18 | 9 | 44000 | 33400 | 75.91% | 2 | 0 | 11.7 |  |  |  | No | R-454B | 3.6667 | Residential & Commercial | Ducted CEE Tier 1
214398413 | Central HP <5.4 tons | JOHNSON CONTROLS | HRCU-A-CB (Split System: Heat Pump with Remote Outdoor Unit-Air-Source) | HH860E2S11 |  |  | CTF60D5CHS1 | TM9V120D20MP12 | 54000 | 19 | 9 | 54500 | 39500 | 72.48% | 2 | 0 | 11 |  |  |  | No | R-454B | 4.5 | Residential & Commercial | Ducted CEE Tier 1
214397843 | Central HP <5.4 tons | JOHNSON CONTROLS | HRCU-A-CB (Split System: Heat Pump with Remote Outdoor Unit-Air-Source) | HH860E2S11 |  |  | CTF60D5CGS1+JMET18DS2N1 |  | 45500 | 19 | 9.5 | 45500 | 33800 | 74.29% | 2 | 0 | 12 |  |  |  | No | R-454B | 3.7917 | Residential & Commercial | Ducted CEE Tier 1
214398026 | Central HP <5.4 tons | JOHNSON CONTROLS | HRCU-A-CB (Split System: Heat Pump with Remote Outdoor Unit-Air-Source) | HH860E2S11 |  |  | CTM60C5CHS1 | TM8E080C20MP11 | 53500 | 19 | 8.5 | 54000 | 39000 | 72.22% | 2 | 0 | 11 |  |  |  | No | R-454B | 4.4583 | Residential & Commercial | Ducted CEE Tier 1
214397458 | Central HP <5.4 tons | JOHNSON CONTROLS | HRCU-A-CB (Split System: Heat Pump with Remote Outdoor Unit-Air-Source) | HH860E2S11 |  |  | CTF60C5CGS1 | TM8Y120C20MP11 | 44500 | 18 | 9 | 45000 | 33800 | 75.11% | 2 | 0 | 11.7 |  |  |  | No | R-454B | 3.7083 | Residential & Commercial | Ducted CEE Tier 1
214606581 | Central HP <5.4 tons | YORK | HRCU-A-C (Split System: Heat Pump with Remote Outdoor Unit with No Indoor Fan --Air Source) | HH860E2S11 |  |  | CTF60C5CGS1 |  | 44500 | 15.2 | 8.5 | 46000 | 34200 | 74.35% | 2 | 0 | 11 |  |  |  | No | R-454B | 3.7083 | Residential & Commercial | Ducted CEE Tier 1
214606565 | Central HP <5.4 tons | JOHNSON CONTROLS | HRCU-A-C (Split System: Heat Pump with Remote Outdoor Unit with No Indoor Fan --Air Source) | HH860E2S11 |  |  | CTF60C5CHS1 |  | 54000 | 15.2 | 8.1 | 55000 | 40000 | 72.73% | 2 | 0 | 11 |  |  |  | No | R-454B | 4.5 | Residential & Commercial | Ducted CEE Tier 1
214397878 | Central HP <5.4 tons | JOHNSON CONTROLS | HRCU-A-CB (Split System: Heat Pump with Remote Outdoor Unit-Air-Source) | HH860E2S11 |  |  | CTM60C5CGS1 | TL8E080C16UH11 | 44000 | 18 | 9 | 44500 | 33600 | 75.51% | 2 | 0 | 11.7 |  |  |  | No | R-454B | 3.6667 | Residential & Commercial | Ducted CEE Tier 1
215675888 | Central HP <5.4 tons | COMFORTMAKER | HRCU-A-CB (Split System: Heat Pump with Remote Outdoor Unit-Air-Source) | C5H0V48*K*AAA* |  |  | EVM5X60M24A*+WALLCON | *80CTL1102120B* | 48000 | 19 | 9 | 50000 | 36400 | 72.8% | 2 | 0 | 10.5 |  |  |  | No | R-454B | 4 | Residential & Commercial | Ducted CEE Tier 1
215675938 | Central HP <5.4 tons | COMFORTMAKER | HRCU-A-CB (Split System: Heat Pump with Remote Outdoor Unit-Air-Source) | C5H0V48*K*AAA* |  |  | EVM5X60M24A*+WALLCON | *97CMN1202422B* | 48000 | 19 | 9 | 50000 | 36600 | 73.2% | 2 | 0 | 10 |  |  |  | No | R-454B | 4 | Residential & Commercial | Ducted CEE Tier 1
215676638 | Central HP <5.4 tons | COMFORTMAKER | HRCU-A-CB (Split System: Heat Pump with Remote Outdoor Unit-Air-Source) | C5H0V48*K*AAA* |  |  | EVD5X60M24A*+WALLCON | *95CSU0802120B* | 47500 | 18.5 | 9 | 50000 | 36600 | 73.2% | 2 | 0 | 10 |  |  |  | No | R-454B | 3.9583 | Residential & Commercial | Ducted CEE Tier 1
215674499 | Central HP <5.4 tons | COMFORTMAKER | HRCU-A-CB (Split System: Heat Pump with Remote Outdoor Unit-Air-Source) | C5H0V48*K*AAA* |  |  | EA*5X61M24A*+WALLCON | *80CTL1102120B* | 46000 | 18.5 | 9 | 47500 | 33600 | 70.74% | 2.08 | 0 | 10 |  |  |  | No | R-454B | 3.8333 | Residential & Commercial | Ducted CEE Tier 1
210599887 | Central HP <5.4 tons | TEMPSTAR | HRCU-A-CB (Split System: Heat Pump with Remote Outdoor Unit-Air-Source) | TVH825GKA2* |  |  | EA*4X43L21A*+WALLCON | *95CSU1002122A* | 24400 | 17 | 8.5 | 21200 | 16600 | 78.3% | 2.04 | 0 | 11 |  |  |  | No | R-410A | 2.0333 | Residential & Commercial | Ducted CEE Tier 1
210599900 | Central HP <5.4 tons | TEMPSTAR | HRCU-A-CB (Split System: Heat Pump with Remote Outdoor Unit-Air-Source) | TVH825GKA2* |  |  | EA*4X48L21A*+WALLCON | *80CTL0901716A* | 24200 | 17.5 | 8.1 | 20800 | 16500 | 79.33% | 2.04 | 0 | 11.5 |  |  |  | No | R-410A | 2.0167 | Residential & Commercial | Ducted CEE Tier 1
210599901 | Central HP <5.4 tons | TEMPSTAR | HRCU-A-CB (Split System: Heat Pump with Remote Outdoor Unit-Air-Source) | TVH825GKA2* |  |  | EA*4X48L21A*+WALLCON | *95CSU0601716A* | 24000 | 16.5 | 8.1 | 21000 | 16600 | 79.05% | 2 | 0 | 10.5 |  |  |  | No | R-410A | 2 | Residential & Commercial | Ducted CEE Tier 1
210599917 | Central HP <5.4 tons | TEMPSTAR | HRCU-A-CB (Split System: Heat Pump with Remote Outdoor Unit-Air-Source) | TVH825GKA2* |  |  | EA*4X48L24A*+WALLCON | *97CMN0602120A* | 24000 | 16.5 | 8.1 | 21000 | 16600 | 79.05% | 2 | 0 | 11 |  |  |  | No | R-410A | 2 | Residential & Commercial | Ducted CEE Tier 1
215668911 | Central HP <5.4 tons | COMFORTMAKER | HRCU-A-CB (Split System: Heat Pump with Remote Outdoor Unit-Air-Source) | C5H0V36*K*AAA* |  |  | EA*5X42M21A*+WALLCON | *97CMN0802120B* | 33200 | 17.5 | 9 | 35800 | 25600 | 71.51% | 1.86 | 0 | 10 |  |  |  | No | R-454B | 2.7667 | Residential & Commercial | Ducted CEE Tier 1
215680008 | Central HP <5.4 tons | COMFORTMAKER | HRCU-A-CB (Split System: Heat Pump with Remote Outdoor Unit-Air-Source) | C5H0V36*K*AAA* |  |  | ESH5X60M12A*+WALLCON | *97CTN1202422A* | 34600 | 16.5 | 8.5 | 34600 | 24800 | 71.68% | 1.92 | 0 | 10 |  |  |  | No | R-454B | 2.8833 | Residential & Commercial | Ducted CEE Tier 1
210599318 | Central HP <5.4 tons | HEIL | HRCU-A-CB (Split System: Heat Pump with Remote Outdoor Unit-Air-Source) | HVH837GKA** |  |  | EA*4X61L24A*+WALLCON | *97CMN1202422A* | 33200 | 17.5 | 8.5 | 32000 | 25000 | 78.12% | 2 | 0 | 11.7 |  |  |  | No | R-410A | 2.7667 | Residential & Commercial | Ducted CEE Tier 1
210599399 | Central HP <5.4 tons | HEIL | HRCU-A-CB (Split System: Heat Pump with Remote Outdoor Unit-Air-Source) | HVH837GKA** |  |  | EHD4X60AAL+WALLCON | *80CTL0701412A* | 32800 | 17 | 8.1 | 32400 | 25000 | 77.16% | 2 | 0 | 11 |  |  |  | No | R-410A | 2.7333 | Residential & Commercial | Ducted CEE Tier 1
210599419 | Central HP <5.4 tons | HEIL | HRCU-A-CB (Split System: Heat Pump with Remote Outdoor Unit-Air-Source) | HVH837GKA** |  |  | EHD4X60AAL+WALLCON | *80CTL1352422A* | 33000 | 17 | 8.1 | 32200 | 24800 | 77.02% | 2.02 | 0 | 11.5 |  |  |  | No | R-410A | 2.75 | Residential & Commercial | Ducted CEE Tier 1
210599065 | Central HP <5.4 tons | HEIL | HRCU-A-CB (Split System: Heat Pump with Remote Outdoor Unit-Air-Source) | HVH837GKA** |  |  | EA*4X36L21A*+WALLCON | *95CSU1002122A* | 31600 | 17.5 | 8.1 | 33000 | 24200 | 73.33% | 1.86 | 0 | 11 |  |  |  | No | R-410A | 2.6333 | Residential & Commercial | Ducted CEE Tier 1
210597896 | Central HP <5.4 tons | HEIL | HRCU-A-CB (Split System: Heat Pump with Remote Outdoor Unit-Air-Source) | HVH825GKA2* |  |  | EA*4X42L24A*+WALLCON | *80CSU1002120A* | 23800 | 16.5 | 8.1 | 21400 | 16700 | 78.04% | 1.96 | 0 | 10.5 |  |  |  | No | R-410A | 1.9833 | Residential & Commercial | Ducted CEE Tier 1
214398383 | Central HP <5.4 tons | JOHNSON CONTROLS | HRCU-A-CB (Split System: Heat Pump with Remote Outdoor Unit-Air-Source) | HH824E2S11 |  |  | CTM30B5ACS1 | TM9E060B12MP12 | 23000 | 17 | 9.5 | 23000 | 18800 | 81.74% | 2 | 0 | 11.7 |  |  |  | No | R-454B | 1.9167 | Residential & Commercial | Ducted CEE Tier 1
214395384 | Central HP <5.4 tons | YORK | HRCU-A-CB (Split System: Heat Pump with Remote Outdoor Unit-Air-Source) | HH824E2S11 |  |  | JHC24B5AC2SS1 |  | 24000 | 19 | 9.5 | 24000 | 17000 | 70.83% | 2.1 | 0 | 12 |  |  |  | No | R-454B | 2 | Residential & Commercial | Ducted CEE Tier 1
214397947 | Central HP <5.4 tons | JOHNSON CONTROLS | HRCU-A-CB (Split System: Heat Pump with Remote Outdoor Unit-Air-Source) | HH824E2S11 |  |  | CTF30A5ADS1 | TMLE040A12MP11 | 23000 | 18 | 9.5 | 23000 | 18500 | 80.43% | 2 | 0 | 12 |  |  |  | No | R-454B | 1.9167 | Residential & Commercial | Ducted CEE Tier 1
214397547 | Central HP <5.4 tons | JOHNSON CONTROLS | HRCU-A-CB (Split System: Heat Pump with Remote Outdoor Unit-Air-Source) | HH824E2S11 |  |  | CTF30B5ACS1 | TM8Y080B12MP11 | 23000 | 18 | 9.5 | 23000 | 18800 | 81.74% | 2 | 0 | 12 |  |  |  | No | R-454B | 1.9167 | Residential & Commercial | Ducted CEE Tier 1
216570853 | Central HP <5.4 tons | AMERICAN STANDARD | HRCU-A-CB (Split System: Heat Pump with Remote Outdoor Unit-Air-Source) | 5A6V0X24A1 |  |  | 5PX*B003AS3 | *UHMB080CCV3+LRP | 21600 | 21.2 | 10 | 24000 | 18100 | 75.42% | 2.2 | 0 | 11.7 |  |  |  | No | R-454B | 1.8 | Residential & Commercial | Ducted CEE Tier 1
216570901 | Central HP <5.4 tons | AMERICAN STANDARD | HRCU-A-CB (Split System: Heat Pump with Remote Outdoor Unit-Air-Source) | 5A6V0X24A1 |  |  | 5PX*BD06AS3 | S8V2A040M3PDB | 21800 | 21 | 10 | 23400 | 18100 | 77.35% | 2.2 | 0 | 11.7 |  |  |  | No | R-454B | 1.8167 | Residential & Commercial | Ducted CEE Tier 1
214396012 | Central HP <5.4 tons | YORK | HRCU-A-CB (Split System: Heat Pump with Remote Outdoor Unit-Air-Source) | HH836E2S11 |  |  | CTF36B5CDS1 | Y81E080B12SMPS1 | 33200 | 18 | 8.5 | 30400 | 24800 | 81.58% | 2 | 0 | 11.7 |  |  |  | No | R-454B | 2.7667 | Residential & Commercial | Ducted CEE Tier 1
214397683 | Central HP <5.4 tons | JOHNSON CONTROLS | HRCU-A-CB (Split System: Heat Pump with Remote Outdoor Unit-Air-Source) | HH836E2S11 |  |  | CTM36B5CDS1+JMC12B2SN1 |  | 33200 | 18 | 9 | 30400 | 24800 | 81.58% | 2 | 0 | 11.7 |  |  |  | No | R-454B | 2.7667 | Residential & Commercial | Ducted CEE Tier 1
214396112 | Central HP <5.4 tons | YORK | HRCU-A-CB (Split System: Heat Pump with Remote Outdoor Unit-Air-Source) | HH836E2S11 |  |  | CTM36C5CDS1 | TM8V080C16MP12 | 34000 | 18 | 8.5 | 32000 | 26200 | 81.88% | 2 | 0 | 11 |  |  |  | No | R-454B | 2.8333 | Residential & Commercial | Ducted CEE Tier 1
216508755 | Central HP <5.4 tons | JOHNSON CONTROLS | HRCU-A-CB (Split System: Heat Pump with Remote Outdoor Unit-Air-Source) | HH836E2S11 |  |  | CTF30A5ADS1 | TPLC060A12MP13 | 32800 | 17 | 8.5 | 30600 | 25200 | 82.35% | 2 | 0 | 11 |  |  |  | No | R-454B | 2.7333 | Residential & Commercial | Ducted CEE Tier 1
214595068 | Central HP <5.4 tons | JOHNSON CONTROLS | HRCU-A-CB (Split System: Heat Pump with Remote Outdoor Unit-Air-Source) | HH836E2S11 |  |  | CTM36C5CDS1 | Z8ES100C20SMPS1 | 34400 | 18 | 8.5 | 32000 | 26200 | 81.88% | 2 | 0 | 11 |  |  |  | No | R-454B | 2.8667 | Residential & Commercial | Ducted CEE Tier 1
214395837 | Central HP <5.4 tons | YORK | HRCU-A-CB (Split System: Heat Pump with Remote Outdoor Unit-Air-Source) | HH836E2S11 |  |  | CTF48C5CFS1 | Y81E080C20SMPS1 | 34200 | 19 | 9 | 32000 | 25400 | 79.38% | 2 | 0 | 11 |  |  |  | No | R-454B | 2.85 | Residential & Commercial | Ducted CEE Tier 1
215675488 | Central HP <5.4 tons | COMFORTMAKER | HRCU-A-CB (Split System: Heat Pump with Remote Outdoor Unit-Air-Source) | C5H0V48*K*AAA* |  |  | EVM5X48M21A*+WALLCON | *96CTN1002122B* | 47000 | 18.5 | 9 | 50000 | 36400 | 72.8% | 2 | 0 | 10 |  |  |  | No | R-454B | 3.9167 | Residential & Commercial | Ducted CEE Tier 1
215675458 | Central HP <5.4 tons | COMFORTMAKER | HRCU-A-CB (Split System: Heat Pump with Remote Outdoor Unit-Air-Source) | C5H0V48*K*AAA* |  |  | EVM5X48M21A*+WALLCON | *97CMN1002122B* | 47000 | 18.5 | 9 | 50000 | 36400 | 72.8% | 2 | 0 | 10 |  |  |  | No | R-454B | 3.9167 | Residential & Commercial | Ducted CEE Tier 1
215675858 | Central HP <5.4 tons | COMFORTMAKER | HRCU-A-CB (Split System: Heat Pump with Remote Outdoor Unit-Air-Source) | C5H0V48*K*AAA* |  |  | EVM5X60M24A*+WALLCON | *80CSU1002120A* | 48000 | 18.5 | 9 | 50000 | 36600 | 73.2% | 2 | 0 | 10 |  |  |  | No | R-454B | 4 | Residential & Commercial | Ducted CEE Tier 1
216570861 | Central HP <5.4 tons | AMERICAN STANDARD | HRCU-A-CB (Split System: Heat Pump with Remote Outdoor Unit-Air-Source) | 5A6V0X24A1 |  |  | 5PX*B003AS3 | S8V2A040M3PDB | 21400 | 20.4 | 10 | 24000 | 18300 | 76.25% | 2.2 | 0 | 11.5 |  |  |  | No | R-454B | 1.7833 | Residential & Commercial | Ducted CEE Tier 1
216570879 | Central HP <5.4 tons | AMERICAN STANDARD | HRCU-A-CB (Split System: Heat Pump with Remote Outdoor Unit-Air-Source) | 5A6V0X24A1 |  |  | 5PX*B006AS3 | S8V2B060M4PCB | 22000 | 21.4 | 10 | 22400 | 18100 | 80.8% | 2.2 | 0 | 12 |  |  |  | No | R-454B | 1.8333 | Residential & Commercial | Ducted CEE Tier 1
216570913 | Central HP <5.4 tons | AMERICAN STANDARD | HRCU-A-CB (Split System: Heat Pump with Remote Outdoor Unit-Air-Source) | 5A6V0X24A1 |  |  | 5TXCB003AS3 | S8V2A040M3PCB | 21400 | 20.4 | 10 | 24000 | 18300 | 76.25% | 2.2 | 0 | 11.5 |  |  |  | No | R-454B | 1.7833 | Residential & Commercial | Ducted CEE Tier 1
215675958 | Central HP <5.4 tons | COMFORTMAKER | HRCU-A-CB (Split System: Heat Pump with Remote Outdoor Unit-Air-Source) | C5H0V48*K*AAA* |  |  | EVM5X61M24A*+WALLCON | *80CSU0802120A* | 49000 | 19.5 | 9 | 50000 | 36600 | 73.2% | 2.1 | 0 | 10.5 |  |  |  | No | R-454B | 4.0833 | Residential & Commercial | Ducted CEE Tier 1
215676208 | Central HP <5.4 tons | COMFORTMAKER | HRCU-A-CB (Split System: Heat Pump with Remote Outdoor Unit-Air-Source) | C5H0V48*K*AAA* |  |  | EVD5X48M24A*+WALLCON | *80CTL0902120B* | 47000 | 19 | 9 | 50000 | 36200 | 72.4% | 2 | 0 | 10 |  |  |  | No | R-454B | 3.9167 | Residential & Commercial | Ducted CEE Tier 1
215675398 | Central HP <5.4 tons | COMFORTMAKER | HRCU-A-CB (Split System: Heat Pump with Remote Outdoor Unit-Air-Source) | C5H0V48*K*AAA* |  |  | EVM5X48M21A*+WALLCON | *80CTL1102120B* | 47000 | 18.5 | 9 | 50000 | 36400 | 72.8% | 2 | 0 | 10 |  |  |  | No | R-454B | 3.9167 | Residential & Commercial | Ducted CEE Tier 1
215675448 | Central HP <5.4 tons | COMFORTMAKER | HRCU-A-CB (Split System: Heat Pump with Remote Outdoor Unit-Air-Source) | C5H0V48*K*AAA* |  |  | EVM5X48M21A*+WALLCON | *97CMN0802120B* | 47000 | 18.5 | 9 | 50000 | 36600 | 73.2% | 2 | 0 | 10 |  |  |  | No | R-454B | 3.9167 | Residential & Commercial | Ducted CEE Tier 1
215675498 | Central HP <5.4 tons | COMFORTMAKER | HRCU-A-CB (Split System: Heat Pump with Remote Outdoor Unit-Air-Source) | C5H0V48*K*AAA* |  |  | EVM5X49M21A*+WALLCON | *80CSU0601716A* | 48000 | 19 | 9 | 50000 | 36800 | 73.6% | 2 | 0 | 10 |  |  |  | No | R-454B | 4 | Residential & Commercial | Ducted CEE Tier 1
215674603 | Central HP <5.4 tons | COMFORTMAKER | HRCU-A-CB (Split System: Heat Pump with Remote Outdoor Unit-Air-Source) | C5H0V48*K*AAA* |  |  | EA*5X61M24A*+WALLCON | *97CMN1002122B* | 46000 | 18.5 | 9 | 47500 | 33600 | 70.74% | 2.06 | 0 | 10 |  |  |  | No | R-454B | 3.8333 | Residential & Commercial | Ducted CEE Tier 1
204456507 | Central HP <5.4 tons | TEMPSTAR | HRCU-A-CB (Split System: Heat Pump with Remote Outdoor Unit-Air-Source) | TVH825GKA2* |  |  | EA*4X25L17A*+WALLCON | *80CTL0901716A* | 24400 | 17.5 | 8.5 | 21200 | 16600 | 78.3% | 2.04 | 12 | 11.5 |  |  |  | No | R-410A | 2.0333 | Residential & Commercial | Ducted CEE Tier 1
215942435 | Central HP <5.4 tons | COMFORTMAKER | HRCU-A-CB (Split System: Heat Pump with Remote Outdoor Unit-Air-Source) | C5H3V36*K*AAA* |  |  | EVM5X61M24A*+WALLCON | *80CTL0702120B* | 35800 | 22 | 8.5 | 37400 | 28200 | 75.4% | 2.04 | 0 | 12.5 |  |  |  | No | R-454B | 2.9833 | Residential & Commercial | Ducted CEE Tier 1
204456823 | Central HP <5.4 tons | TEMPSTAR | HRCU-A-CB (Split System: Heat Pump with Remote Outdoor Unit-Air-Source) | TVH825GKA2* |  |  | EA*4X37L17A*+WALLCON | *80CTL0451712A* | 24000 | 16 | 8.1 | 21600 | 16800 | 77.78% | 1.98 | 11 | 10.5 |  |  |  | No | R-410A | 2 | Residential & Commercial | Ducted CEE Tier 1
210599861 | Central HP <5.4 tons | TEMPSTAR | HRCU-A-CB (Split System: Heat Pump with Remote Outdoor Unit-Air-Source) | TVH825GKA2* |  |  | EA*4X42L21A*+WALLCON | *95CSU0802120A* | 23800 | 16.5 | 8.1 | 21400 | 16600 | 77.57% | 1.96 | 0 | 11 |  |  |  | No | R-410A | 1.9833 | Residential & Commercial | Ducted CEE Tier 1
210599875 | Central HP <5.4 tons | TEMPSTAR | HRCU-A-CB (Split System: Heat Pump with Remote Outdoor Unit-Air-Source) | TVH825GKA2* |  |  | EA*4X42L24A*+WALLCON | *96CTN1202422A* | 23800 | 17 | 8.1 | 21400 | 16600 | 77.57% | 1.96 | 0 | 11 |  |  |  | No | R-410A | 1.9833 | Residential & Commercial | Ducted CEE Tier 1
210599910 | Central HP <5.4 tons | TEMPSTAR | HRCU-A-CB (Split System: Heat Pump with Remote Outdoor Unit-Air-Source) | TVH825GKA2* |  |  | EA*4X48L21A*+WALLCON | *97CMN1002122A* | 24000 | 16.5 | 8.1 | 21000 | 16500 | 78.57% | 2.02 | 0 | 11 |  |  |  | No | R-410A | 2 | Residential & Commercial | Ducted CEE Tier 1
210599912 | Central HP <5.4 tons | TEMPSTAR | HRCU-A-CB (Split System: Heat Pump with Remote Outdoor Unit-Air-Source) | TVH825GKA2* |  |  | EA*4X48L24A*+WALLCON | *80CTL1352422A* | 24200 | 17 | 8.1 | 21000 | 16500 | 78.57% | 2.02 | 0 | 11 |  |  |  | No | R-410A | 2.0167 | Residential & Commercial | Ducted CEE Tier 1
210599926 | Central HP <5.4 tons | TEMPSTAR | HRCU-A-CB (Split System: Heat Pump with Remote Outdoor Unit-Air-Source) | TVH825GKA2* |  |  | EHD4X42AAL+WALLCON | *80CTL0901716A* | 24200 | 16.5 | 8.1 | 21200 | 16500 | 77.83% | 2.02 | 0 | 11 |  |  |  | No | R-410A | 2.0167 | Residential & Commercial | Ducted CEE Tier 1
210599944 | Central HP <5.4 tons | TEMPSTAR | HRCU-A-CB (Split System: Heat Pump with Remote Outdoor Unit-Air-Source) | TVH825GKA2* |  |  | EHD4X48AAL+WALLCON | *80CTL0701412A* | 24400 | 17 | 8.1 | 21200 | 16500 | 77.83% | 2.02 | 0 | 11 |  |  |  | No | R-410A | 2.0333 | Residential & Commercial | Ducted CEE Tier 1
210599945 | Central HP <5.4 tons | TEMPSTAR | HRCU-A-CB (Split System: Heat Pump with Remote Outdoor Unit-Air-Source) | TVH825GKA2* |  |  | EHD4X48AAL+WALLCON | *80CTL0701716A* | 24200 | 16.5 | 8.1 | 21200 | 16600 | 78.3% | 2.02 | 0 | 10.5 |  |  |  | No | R-410A | 2.0167 | Residential & Commercial | Ducted CEE Tier 1
210599994 | Central HP <5.4 tons | TEMPSTAR | HRCU-A-CB (Split System: Heat Pump with Remote Outdoor Unit-Air-Source) | TVH825GKA2* |  |  | EN(A,D,W)4X48L21**+WALLCON | *96CTN0601714A* | 24000 | 16.5 | 8.1 | 21400 | 16700 | 78.04% | 2 | 0 | 11 |  |  |  | No | R-410A | 2 | Residential & Commercial | Ducted CEE Tier 1
210599995 | Central HP <5.4 tons | TEMPSTAR | HRCU-A-CB (Split System: Heat Pump with Remote Outdoor Unit-Air-Source) | TVH825GKA2* |  |  | EN(A,D,W)4X48L21**+WALLCON | *96CTN0801714A* | 24000 | 16.5 | 8.1 | 21400 | 16600 | 77.57% | 2 | 0 | 11 |  |  |  | No | R-410A | 2 | Residential & Commercial | Ducted CEE Tier 1
215940509 | Central HP <5.4 tons | COMFORTMAKER | HRCU-A-CB (Split System: Heat Pump with Remote Outdoor Unit-Air-Source) | C5H3V36*K*AAA* |  |  | EVD5X36M21A*+WALLCON | *96CTN0802120B* | 34400 | 20.5 | 8.5 | 38500 | 28200 | 73.25% | 2.04 | 0 | 11.7 |  |  |  | No | R-454B | 2.8667 | Residential & Commercial | Ducted CEE Tier 1
214595048 | Central HP <5.4 tons | JOHNSON CONTROLS | HRCU-A-CB (Split System: Heat Pump with Remote Outdoor Unit-Air-Source) | HH836E2S11 |  |  | CTF36C5CDS1 | Z8ES100C20SMPS1 | 34600 | 18 | 8.5 | 32200 | 26200 | 81.37% | 2 | 0 | 11 |  |  |  | No | R-454B | 2.8833 | Residential & Commercial | Ducted CEE Tier 1
214595053 | Central HP <5.4 tons | JOHNSON CONTROLS | HRCU-A-CB (Split System: Heat Pump with Remote Outdoor Unit-Air-Source) | HH836E2S11 |  |  | CTM36C5CDS1 | Z8ES080C20SMPS1 | 34400 | 18 | 8.5 | 32000 | 26200 | 81.88% | 2 | 0 | 11 |  |  |  | No | R-454B | 2.8667 | Residential & Commercial | Ducted CEE Tier 1
214606510 | Central HP <5.4 tons | JOHNSON CONTROLS | HRCU-A-C (Split System: Heat Pump with Remote Outdoor Unit with No Indoor Fan --Air Source) | HH836E2S11 |  |  | CTM48C5CFS1 |  | 31600 | 15.2 | 8.5 | 30800 | 22200 | 72.08% | 2 | 0 | 10 |  |  |  | No | R-454B | 2.6333 | Residential & Commercial | Ducted CEE Tier 1
216508726 | Central HP <5.4 tons | JOHNSON CONTROLS | HRCU-A-CB (Split System: Heat Pump with Remote Outdoor Unit-Air-Source) | HH836E2S11 |  |  | CTF30A5ADS1 | Z8ES040A12SMPS1 | 33000 | 18 | 8.5 | 30400 | 24800 | 81.58% | 2 | 0 | 11.7 |  |  |  | No | R-454B | 2.75 | Residential & Commercial | Ducted CEE Tier 1
216508730 | Central HP <5.4 tons | JOHNSON CONTROLS | HRCU-A-CB (Split System: Heat Pump with Remote Outdoor Unit-Air-Source) | HH836E2S11 |  |  | CTF30A5ADS1 | TMLE040A12MP11 | 33000 | 18 | 8.5 | 31000 | 25400 | 81.94% | 2 | 0 | 11 |  |  |  | No | R-454B | 2.75 | Residential & Commercial | Ducted CEE Tier 1
214395763 | Central HP <5.4 tons | YORK | HRCU-A-CB (Split System: Heat Pump with Remote Outdoor Unit-Air-Source) | HH824E2S11 |  |  | CTF36B5ADS1+JMVT12BC2N1 |  | 23000 | 19 | 9.5 | 23000 | 18500 | 80.43% | 2 | 0 | 12 |  |  |  | No | R-454B | 1.9167 | Residential & Commercial | Ducted CEE Tier 1
214395764 | Central HP <5.4 tons | YORK | HRCU-A-CB (Split System: Heat Pump with Remote Outdoor Unit-Air-Source) | HH824E2S11 |  |  | CTF36B5ADS1+JME12B2SN1 |  | 23000 | 19 | 9.5 | 23000 | 18500 | 80.43% | 2 | 0 | 12 |  |  |  | No | R-454B | 1.9167 | Residential & Commercial | Ducted CEE Tier 1
215940859 | Central HP <5.4 tons | COMFORTMAKER | HRCU-A-CB (Split System: Heat Pump with Remote Outdoor Unit-Air-Source) | C5H3V36*K*AAA* |  |  | EVD5X60M21A*+WALLCON | *97CTN0802120A* | 35600 | 21.5 | 8.5 | 38000 | 28600 | 75.26% | 2.02 | 0 | 12 |  |  |  | No | R-454B | 2.9667 | Residential & Commercial | Ducted CEE Tier 1
215940909 | Central HP <5.4 tons | COMFORTMAKER | HRCU-A-CB (Split System: Heat Pump with Remote Outdoor Unit-Air-Source) | C5H3V36*K*AAA* |  |  | EVD5X60M24A*+WALLCON | *97CTN1202422A* | 35600 | 22 | 8.5 | 38000 | 28400 | 74.74% | 2.04 | 0 | 12.5 |  |  |  | No | R-454B | 2.9667 | Residential & Commercial | Ducted CEE Tier 1
210599871 | Central HP <5.4 tons | TEMPSTAR | HRCU-A-CB (Split System: Heat Pump with Remote Outdoor Unit-Air-Source) | TVH825GKA2* |  |  | EA*4X42L24A*+WALLCON | *80CTL1352422A* | 23800 | 16.5 | 8.1 | 21400 | 16600 | 77.57% | 1.96 | 0 | 11 |  |  |  | No | R-410A | 1.9833 | Residential & Commercial | Ducted CEE Tier 1
210599873 | Central HP <5.4 tons | TEMPSTAR | HRCU-A-CB (Split System: Heat Pump with Remote Outdoor Unit-Air-Source) | TVH825GKA2* |  |  | EA*4X42L24A*+WALLCON | *95CSU1002122A* | 23800 | 17 | 8.1 | 21400 | 16600 | 77.57% | 1.96 | 0 | 11 |  |  |  | No | R-410A | 1.9833 | Residential & Commercial | Ducted CEE Tier 1
210599898 | Central HP <5.4 tons | TEMPSTAR | HRCU-A-CB (Split System: Heat Pump with Remote Outdoor Unit-Air-Source) | TVH825GKA2* |  |  | EA*4X48L21A*+WALLCON | *80CTL0451712A* | 24000 | 16.5 | 8.1 | 21000 | 16700 | 79.52% | 2 | 0 | 11 |  |  |  | No | R-410A | 2 | Residential & Commercial | Ducted CEE Tier 1
210599907 | Central HP <5.4 tons | TEMPSTAR | HRCU-A-CB (Split System: Heat Pump with Remote Outdoor Unit-Air-Source) | TVH825GKA2* |  |  | EA*4X48L21A*+WALLCON | *97CMN0601714A* | 24000 | 16.5 | 8.1 | 21000 | 16700 | 79.52% | 2 | 0 | 11 |  |  |  | No | R-410A | 2 | Residential & Commercial | Ducted CEE Tier 1
210599991 | Central HP <5.4 tons | TEMPSTAR | HRCU-A-CB (Split System: Heat Pump with Remote Outdoor Unit-Air-Source) | TVH825GKA2* |  |  | EN(A,D,W)4X48L21**+WALLCON | *95CSU0601716A* | 24000 | 16.5 | 8.1 | 21400 | 16700 | 78.04% | 2 | 0 | 11 |  |  |  | No | R-410A | 2 | Residential & Commercial | Ducted CEE Tier 1
214398163 | Central HP <5.4 tons | JOHNSON CONTROLS | HRCU-A-CB (Split System: Heat Pump with Remote Outdoor Unit-Air-Source) | HH836E2S11 |  |  | CTM36C5CDS1 | TM9V100C16MP12 | 33800 | 18 | 8.5 | 31400 | 25800 | 82.17% | 2 | 0 | 11 |  |  |  | No | R-454B | 2.8167 | Residential & Commercial | Ducted CEE Tier 1
216374558 | Central HP <5.4 tons | JOHNSON CONTROLS | HRCU-A-CB (Split System: Heat Pump with Remote Outdoor Unit-Air-Source) | HH836E2S11 |  |  | CTU48C5XFS1+TXV | Z9ET080C16SMPS1 | 33800 | 19 | 9.5 | 32400 | 24200 | 74.69% | 2 | 0 | 11 |  |  |  | No | R-454B | 2.8167 | Residential & Commercial | Ducted CEE Tier 1
214397765 | Central HP <5.4 tons | JOHNSON CONTROLS | HRCU-A-CB (Split System: Heat Pump with Remote Outdoor Unit-Air-Source) | HH836E2S11 |  |  | CTF36C5CDS1 | TPLC100C16MP13 | 34000 | 18 | 8.5 | 31600 | 26000 | 82.28% | 2 | 0 | 11 |  |  |  | No | R-454B | 2.8333 | Residential & Commercial | Ducted CEE Tier 1
214397745 | Central HP <5.4 tons | JOHNSON CONTROLS | HRCU-A-CB (Split System: Heat Pump with Remote Outdoor Unit-Air-Source) | HH836E2S11 |  |  | CTF36C5CDS1 | TM8V100C16MP12 | 34000 | 18 | 8.5 | 31600 | 26000 | 82.28% | 2 | 0 | 11 |  |  |  | No | R-454B | 2.8333 | Residential & Commercial | Ducted CEE Tier 1
214398092 | Central HP <5.4 tons | JOHNSON CONTROLS | HRCU-A-CB (Split System: Heat Pump with Remote Outdoor Unit-Air-Source) | HH836E2S11 |  |  | CTM36B5CDS1 | TM9V060B12MP12 | 33000 | 17 | 8.5 | 31000 | 25400 | 81.94% | 2 | 0 | 11 |  |  |  | No | R-454B | 2.75 | Residential & Commercial | Ducted CEE Tier 1
214398596 | Central HP <5.4 tons | JOHNSON CONTROLS | HRCU-A-CB (Split System: Heat Pump with Remote Outdoor Unit-Air-Source) | HH836E2S11 |  |  | CTF48C5CFS1 | TM8Y120C20MP11 | 34400 | 19 | 9 | 32600 | 25800 | 79.14% | 2 | 0 | 11 |  |  |  | No | R-454B | 2.8667 | Residential & Commercial | Ducted CEE Tier 1
214398527 | Central HP <5.4 tons | JOHNSON CONTROLS | HRCU-A-CB (Split System: Heat Pump with Remote Outdoor Unit-Air-Source) | HH836E2S11 |  |  | CTF36C5CDS1 | TL9E100C20UH11 | 34200 | 17 | 8.5 | 32000 | 26200 | 81.88% | 2 | 0 | 11 |  |  |  | No | R-454B | 2.85 | Residential & Commercial | Ducted CEE Tier 1
214398579 | Central HP <5.4 tons | JOHNSON CONTROLS | HRCU-A-CB (Split System: Heat Pump with Remote Outdoor Unit-Air-Source) | HH836E2S11 |  |  | CTM48C5CFS1 | TM9V100C20MP12 | 34200 | 19 | 9 | 32600 | 25800 | 79.14% | 2 | 0 | 11 |  |  |  | No | R-454B | 2.85 | Residential & Commercial | Ducted CEE Tier 1
210600078 | Central HP <5.4 tons | TEMPSTAR | HRCU-A-CB (Split System: Heat Pump with Remote Outdoor Unit-Air-Source) | TVH837GKA** |  |  | EA*4X36L21A*+WALLCON | *95CSU1002122A* | 31600 | 17.5 | 8.1 | 33000 | 24200 | 73.33% | 1.86 | 0 | 11 |  |  |  | No | R-410A | 2.6333 | Residential & Commercial | Ducted CEE Tier 1
210600152 | Central HP <5.4 tons | TEMPSTAR | HRCU-A-CB (Split System: Heat Pump with Remote Outdoor Unit-Air-Source) | TVH837GKA** |  |  | EN(A,D)4X48L24**+WALLCON | *95CSU0802120A* | 32400 | 17.5 | 8.1 | 32800 | 24800 | 75.61% | 1.96 | 0 | 11.7 |  |  |  | No | R-410A | 2.7 | Residential & Commercial | Ducted CEE Tier 1
210600170 | Central HP <5.4 tons | TEMPSTAR | HRCU-A-CB (Split System: Heat Pump with Remote Outdoor Unit-Air-Source) | TVH837GKA** |  |  | EN(A,D,W)4X60L24**+WALLCON | *97CMN1002122A* | 32800 | 18 | 8.1 | 32200 | 24600 | 76.4% | 1.98 | 0 | 12 |  |  |  | No | R-410A | 2.7333 | Residential & Commercial | Ducted CEE Tier 1
213770496 | Central HP <5.4 tons | BRYANT HEATING AND COOLING SYSTEMS | HRCU-A-CB (Split System: Heat Pump with Remote Outdoor Unit-Air-Source) | 288BNV025*0**B* |  |  | CAP**2417AL*+UI | 88*TB36070C14*** | 23400 | 16.5 | 8.1 | 22000 | 16800 | 76.36% | 1.9 | 0 | 10.5 |  |  |  | No | R-410A | 1.95 | Residential & Commercial | Ducted CEE Tier 1
210597840 | Central HP <5.4 tons | HEIL | HRCU-A-CB (Split System: Heat Pump with Remote Outdoor Unit-Air-Source) | HVH825GKA2* |  |  | EA*4X42L21A*+WALLCON | *80CSU1002120A* | 23800 | 16.5 | 8.1 | 21400 | 16700 | 78.04% | 1.96 | 0 | 10.5 |  |  |  | No | R-410A | 1.9833 | Residential & Commercial | Ducted CEE Tier 1
210597876 | Central HP <5.4 tons | HEIL | HRCU-A-CB (Split System: Heat Pump with Remote Outdoor Unit-Air-Source) | HVH825GKA2* |  |  | EA*4X42L21A*+WALLCON | *96CTN1002122A* | 23800 | 16.5 | 8.1 | 21400 | 16600 | 77.57% | 1.96 | 0 | 11 |  |  |  | No | R-410A | 1.9833 | Residential & Commercial | Ducted CEE Tier 1
210597944 | Central HP <5.4 tons | HEIL | HRCU-A-CB (Split System: Heat Pump with Remote Outdoor Unit-Air-Source) | HVH825GKA2* |  |  | EA*4X43L21A*+WALLCON | *80CTL0451712A* | 24200 | 16.5 | 8.1 | 21600 | 16800 | 77.78% | 2 | 0 | 11 |  |  |  | No | R-410A | 2.0167 | Residential & Commercial | Ducted CEE Tier 1
210599250 | Central HP <5.4 tons | HEIL | HRCU-A-CB (Split System: Heat Pump with Remote Outdoor Unit-Air-Source) | HVH837GKA** |  |  | EA*4X61L21A*+WALLCON | *95CSU1002122A* | 33200 | 18 | 8.5 | 32000 | 24800 | 77.5% | 2 | 0 | 11.5 |  |  |  | No | R-410A | 2.7667 | Residential & Commercial | Ducted CEE Tier 1
210599266 | Central HP <5.4 tons | HEIL | HRCU-A-CB (Split System: Heat Pump with Remote Outdoor Unit-Air-Source) | HVH837GKA** |  |  | EA*4X61L21A*+WALLCON | *97CMN1002122A* | 33200 | 17.5 | 8.5 | 32000 | 24800 | 77.5% | 2 | 0 | 12 |  |  |  | No | R-410A | 2.7667 | Residential & Commercial | Ducted CEE Tier 1
210599600 | Central HP <5.4 tons | HEIL | HRCU-A-CB (Split System: Heat Pump with Remote Outdoor Unit-Air-Source) | HVH837GKA** |  |  | EN(A,D,W)4X60L24**+WALLCON | *96CTN1002122A* | 32800 | 18 | 8.1 | 32200 | 24600 | 76.4% | 1.98 | 0 | 12 |  |  |  | No | R-410A | 2.7333 | Residential & Commercial | Ducted CEE Tier 1
215679678 | Central HP <5.4 tons | COMFORTMAKER | HRCU-A-CB (Split System: Heat Pump with Remote Outdoor Unit-Air-Source) | C5H0V36*K*AAA* |  |  | EA*5X61M24A*+WALLCON | *97CTN0802120A* | 34800 | 18 | 9 | 34400 | 24800 | 72.09% | 1.92 | 0 | 10.5 |  |  |  | No | R-454B | 2.9 | Residential & Commercial | Ducted CEE Tier 1
215675648 | Central HP <5.4 tons | COMFORTMAKER | HRCU-A-CB (Split System: Heat Pump with Remote Outdoor Unit-Air-Source) | C5H0V48*K*AAA* |  |  | EVM5X49M21A*+WALLCON | *96CTN0801714B* | 48000 | 18.5 | 9 | 50000 | 36200 | 72.4% | 2.02 | 0 | 10 |  |  |  | No | R-454B | 4 | Residential & Commercial | Ducted CEE Tier 1
215941589 | Central HP <5.4 tons | COMFORTMAKER | HRCU-A-CB (Split System: Heat Pump with Remote Outdoor Unit-Air-Source) | C5H3V48*K*AAA* |  |  | EVD5X48M24A*+WALLCON | *96CTN0802120B* | 44500 | 20 | 8.1 | 52000 | 38000 | 73.08% | 1.9 | 0 | 11 |  |  |  | No | R-454B | 3.7083 | Residential & Commercial | Ducted CEE Tier 1
215941009 | Central HP <5.4 tons | COMFORTMAKER | HRCU-A-CB (Split System: Heat Pump with Remote Outdoor Unit-Air-Source) | C5H3V48*K*AAA* |  |  | EA*5X60M24A*+WALLCON | *97CTN0802120A* | 44500 | 21 | 9.5 | 48500 | 36600 | 75.46% | 2 | 0 | 11 |  |  |  | No | R-454B | 3.7083 | Residential & Commercial | Ducted CEE Tier 1
214397693 | Central HP <5.4 tons | JOHNSON CONTROLS | HRCU-A-CB (Split System: Heat Pump with Remote Outdoor Unit-Air-Source) | HH836E2S11 |  |  | CTF36C5CDS1 | TMLE120C20MP11 | 34600 | 17 | 8.5 | 32600 | 26600 | 81.6% | 2 | 0 | 11 |  |  |  | No | R-454B | 2.8833 | Residential & Commercial | Ducted CEE Tier 1
214398480 | Central HP <5.4 tons | JOHNSON CONTROLS | HRCU-A-CB (Split System: Heat Pump with Remote Outdoor Unit-Air-Source) | HH836E2S11 |  |  | CTM48C5CFS1 | TM8E100C16MP11 | 33600 | 19 | 9 | 31400 | 25400 | 80.89% | 2 | 0 | 11 |  |  |  | No | R-454B | 2.8 | Residential & Commercial | Ducted CEE Tier 1
204456531 | Central HP <5.4 tons | DAY & NIGHT | HRCU-A-CB (Split System: Heat Pump with Remote Outdoor Unit-Air-Source) | CVH825GKA2* |  |  | EA*4X30L17A*+WALLCON | *80CTL0701716A* | 23400 | 16.5 | 8.1 | 21600 | 16700 | 77.31% | 1.92 | 11 | 11 |  |  |  | No | R-410A | 1.95 | Residential & Commercial | Ducted CEE Tier 1
204456567 | Central HP <5.4 tons | DAY & NIGHT | HRCU-A-CB (Split System: Heat Pump with Remote Outdoor Unit-Air-Source) | CVH825GKA2* |  |  | EA*4X30L17A*+WALLCON | *97CMN0801714A* | 23400 | 16 | 8.1 | 21600 | 16800 | 77.78% | 1.9 | 11 | 10.5 |  |  |  | No | R-410A | 1.95 | Residential & Commercial | Ducted CEE Tier 1
215675738 | Central HP <5.4 tons | COMFORTMAKER | HRCU-A-CB (Split System: Heat Pump with Remote Outdoor Unit-Air-Source) | C5H0V48*K*AAA* |  |  | EVM5X60M21A*+WALLCON | *80CTL0902120B* | 48000 | 19 | 9.5 | 50000 | 36600 | 73.2% | 2.1 | 0 | 10.5 |  |  |  | No | R-454B | 4 | Residential & Commercial | Ducted CEE Tier 1
215676188 | Central HP <5.4 tons | COMFORTMAKER | HRCU-A-CB (Split System: Heat Pump with Remote Outdoor Unit-Air-Source) | C5H0V48*K*AAA* |  |  | EVD5X48M24A*+WALLCON | *80CSU1002120A* | 47000 | 18.5 | 9 | 50000 | 36600 | 73.2% | 2.02 | 0 | 10 |  |  |  | No | R-454B | 3.9167 | Residential & Commercial | Ducted CEE Tier 1
215676288 | Central HP <5.4 tons | COMFORTMAKER | HRCU-A-CB (Split System: Heat Pump with Remote Outdoor Unit-Air-Source) | C5H0V48*K*AAA* |  |  | EVD5X49M24A*+WALLCON | *80CSU0802120A* | 48000 | 19 | 9 | 50000 | 36400 | 72.8% | 2.12 | 0 | 10 |  |  |  | No | R-454B | 4 | Residential & Commercial | Ducted CEE Tier 1
215676488 | Central HP <5.4 tons | COMFORTMAKER | HRCU-A-CB (Split System: Heat Pump with Remote Outdoor Unit-Air-Source) | C5H0V48*K*AAA* |  |  | EVD5X60M21A*+WALLCON | *80CTL1102120B* | 48000 | 19 | 9.5 | 50000 | 36600 | 73.2% | 2.1 | 0 | 10.5 |  |  |  | No | R-454B | 4 | Residential & Commercial | Ducted CEE Tier 1
215676018 | Central HP <5.4 tons | COMFORTMAKER | HRCU-A-CB (Split System: Heat Pump with Remote Outdoor Unit-Air-Source) | C5H0V48*K*AAA* |  |  | EVM5X61M24A*+WALLCON | *95CSU0802120B* | 48500 | 19 | 9 | 50000 | 36800 | 73.6% | 2 | 0 | 10 |  |  |  | No | R-454B | 4.0417 | Residential & Commercial | Ducted CEE Tier 1
215676268 | Central HP <5.4 tons | COMFORTMAKER | HRCU-A-CB (Split System: Heat Pump with Remote Outdoor Unit-Air-Source) | C5H0V48*K*AAA* |  |  | EVD5X48M24A*+WALLCON | *97CMN1202422B* | 47000 | 18.5 | 9 | 50000 | 36400 | 72.8% | 2 | 0 | 10 |  |  |  | No | R-454B | 3.9167 | Residential & Commercial | Ducted CEE Tier 1
215676368 | Central HP <5.4 tons | COMFORTMAKER | HRCU-A-CB (Split System: Heat Pump with Remote Outdoor Unit-Air-Source) | C5H0V48*K*AAA* |  |  | EVD5X49M24A*+WALLCON | *97CMN1002122B* | 48000 | 19 | 9 | 50000 | 36600 | 73.2% | 2 | 0 | 10 |  |  |  | No | R-454B | 4 | Residential & Commercial | Ducted CEE Tier 1
214609031 | Central HP <5.4 tons | YORK | HRCU-A-CB (Split System: Heat Pump with Remote Outdoor Unit-Air-Source) | HH836E2S11 |  |  | CTM48C5CFS1 | Y91E080C16SMPS1 | 34400 | 19 | 9 | 32600 | 25800 | 79.14% | 2 | 0 | 11 |  |  |  | No | R-454B | 2.8667 | Residential & Commercial | Ducted CEE Tier 1
214397801 | Central HP <5.4 tons | JOHNSON CONTROLS | HRCU-A-CB (Split System: Heat Pump with Remote Outdoor Unit-Air-Source) | HH836E2S11 |  |  | CTM48C5CFS1 | TM9Y100C20MP11 | 34200 | 17 | 8.5 | 32800 | 26000 | 79.27% | 2 | 0 | 10 |  |  |  | No | R-454B | 2.85 | Residential & Commercial | Ducted CEE Tier 1
214398569 | Central HP <5.4 tons | JOHNSON CONTROLS | HRCU-A-CB (Split System: Heat Pump with Remote Outdoor Unit-Air-Source) | HH836E2S11 |  |  | CTM36C5CDS1 | TL9E100C20UH11 | 34200 | 17 | 8.5 | 32000 | 26200 | 81.88% | 2 | 0 | 11 |  |  |  | No | R-454B | 2.85 | Residential & Commercial | Ducted CEE Tier 1
215940839 | Central HP <5.4 tons | COMFORTMAKER | HRCU-A-CB (Split System: Heat Pump with Remote Outdoor Unit-Air-Source) | C5H3V36*K*AAA* |  |  | EVD5X60M21A*+WALLCON | *97CTN0601716A* | 35200 | 21 | 8.5 | 38500 | 29200 | 75.84% | 2 | 0 | 11.7 |  |  |  | No | R-454B | 2.9333 | Residential & Commercial | Ducted CEE Tier 1
215942375 | Central HP <5.4 tons | COMFORTMAKER | HRCU-A-CB (Split System: Heat Pump with Remote Outdoor Unit-Air-Source) | C5H3V36*K*AAA* |  |  | EVM5X44M21A*+WALLCON | *96CTN0601714B* | 35200 | 21 | 8.5 | 37400 | 28000 | 74.87% | 2.06 | 0 | 11.7 |  |  |  | No | R-454B | 2.9333 | Residential & Commercial | Ducted CEE Tier 1
215942425 | Central HP <5.4 tons | COMFORTMAKER | HRCU-A-CB (Split System: Heat Pump with Remote Outdoor Unit-Air-Source) | C5H3V36*K*AAA* |  |  | EVM5X61M24A*+WALLCON | *80CSU1002120A* | 36000 | 22 | 8.5 | 37400 | 28200 | 75.4% | 2.04 | 0 | 12.5 |  |  |  | No | R-454B | 3 | Residential & Commercial | Ducted CEE Tier 1
204456597 | Central HP <5.4 tons | TEMPSTAR | HRCU-A-CB (Split System: Heat Pump with Remote Outdoor Unit-Air-Source) | TVH825GKA2* |  |  | EA*4X36L17A*+WALLCON | *80CTL0451712A* | 23400 | 16 | 8.1 | 21600 | 16800 | 77.78% | 1.92 | 11 | 10.5 |  |  |  | No | R-410A | 1.95 | Residential & Commercial | Ducted CEE Tier 1
213075937 | Central HP <5.4 tons | AIRQUEST | HRCU-A-CB (Split System: Heat Pump with Remote Outdoor Unit-Air-Source) | DLCURAH36ABK |  |  | EA*4X48L21A* | *95MSU1002120A* | 36000 | 16 | 8.5 | 38000 | 34800 | 91.58% | 2.04 | 0 | 10 |  |  |  | No | R-410A | 3 | Residential & Commercial | Ducted CEE Tier 1
213770546 | Central HP <5.4 tons | BRYANT HEATING AND COOLING SYSTEMS | HRCU-A-CB (Split System: Heat Pump with Remote Outdoor Unit-Air-Source) | 288BNV025*0**B* |  |  | CAP**2417AL*+UI | 987MC42080C17*** | 23200 | 16 | 8.1 | 22000 | 16800 | 76.36% | 1.9 | 0 | 10.5 |  |  |  | No | R-410A | 1.9333 | Residential & Commercial | Ducted CEE Tier 1
216571255 | Central HP <5.4 tons | AMERICAN STANDARD | HRCU-A-CB (Split System: Heat Pump with Remote Outdoor Unit-Air-Source) | 5A6V8X36A1 |  |  | 5PX*B006AS3 | S8V2A040M3PCB | 32200 | 18.1 | 8.5 | 33200 | 25600 | 77.11% | 2 | 0 | 10 |  |  |  | No | R-454B | 2.6833 | Residential & Commercial | Ducted CEE Tier 1
216571285 | Central HP <5.4 tons | AMERICAN STANDARD | HRCU-A-CB (Split System: Heat Pump with Remote Outdoor Unit-Air-Source) | 5A6V8X36A1 |  |  | 5PX*D008AS3 | S8V2D120M5PCB | 33400 | 18.1 | 8.5 | 33400 | 25600 | 76.65% | 2.1 | 0 | 10.5 |  |  |  | No | R-454B | 2.7833 | Residential & Commercial | Ducted CEE Tier 1
213771616 | Central HP <5.4 tons | BRYANT HEATING AND COOLING SYSTEMS | HRCU-A-CB (Split System: Heat Pump with Remote Outdoor Unit-Air-Source) | 288BNV025*0**B* |  |  | CAP**4821AL*+UI | 987MC42060C17*** | 24000 | 16.5 | 8.1 | 21000 | 16600 | 79.05% | 2 | 0 | 10.5 |  |  |  | No | R-410A | 2 | Residential & Commercial | Ducted CEE Tier 1
213771716 | Central HP <5.4 tons | BRYANT HEATING AND COOLING SYSTEMS | HRCU-A-CB (Split System: Heat Pump with Remote Outdoor Unit-Air-Source) | 288BNV025*0**B* |  |  | CAP**4824AL*+UI | 987MC66120C24*** | 24000 | 16.5 | 8.1 | 21000 | 16500 | 78.57% | 2.02 | 0 | 11 |  |  |  | No | R-410A | 2 | Residential & Commercial | Ducted CEE Tier 1
214229288 | Central HP <5.4 tons | BRYANT HEATING AND COOLING SYSTEMS | HRCU-A-CB (Split System: Heat Pump with Remote Outdoor Unit-Air-Source) | 38MURAQ36AB3* |  |  | CAP**3717AL* | 83*SB48060M17*** | 36000 | 16 | 8.5 | 38500 | 34800 | 90.39% | 2.02 | 0 | 10 |  |  |  | No | R-410A | 3 | Residential & Commercial | Ducted CEE Tier 1
216020999 | Central HP <5.4 tons | GE Appliances | HRCU-A-C (Split System: Heat Pump with Remote Outdoor Unit with No Indoor Fan --Air Source) | NS18H36HA5*** |  |  | NCUC36BT5****+TDR |  | 34000 | 15.2 | 8.5 | 34000 | 28800 | 84.71% | 1.75 | 0 | 10.6 |  |  |  | No | R-454B | 2.8333 | Residential & Commercial | Ducted CEE Tier 1
211230926 | Central HP <5.4 tons | BRYANT HEATING AND COOLING SYSTEMS | HRCU-A-CB (Split System: Heat Pump with Remote Outdoor Unit-Air-Source) | 38MURAQ36AB3* |  |  | FX4DN(B,F)049L |  | 36800 | 16 | 8.5 | 38500 | 34600 | 89.87% | 2.08 | 0 | 10 |  |  |  | No | R-410A | 3.0667 | Residential & Commercial | Ducted CEE Tier 1
211230649 | Central HP <5.4 tons | BRYANT HEATING AND COOLING SYSTEMS | HRCU-A-CB (Split System: Heat Pump with Remote Outdoor Unit-Air-Source) | 38MURAQ36AB3* |  |  | CNPV*4824AL* | 915SB60100E21*** | 36800 | 16 | 8.1 | 39500 | 35000 | 88.61% | 2.06 | 0 | 10.5 |  |  |  | No | R-410A | 3.0667 | Residential & Commercial | Ducted CEE Tier 1
211230778 | Central HP <5.4 tons | BRYANT HEATING AND COOLING SYSTEMS | HRCU-A-CB (Split System: Heat Pump with Remote Outdoor Unit-Air-Source) | 38MURAQ36AB3* |  |  | CNPV*4824AL* | 926TB66120V24*** | 36200 | 16 | 8.1 | 38500 | 34800 | 90.39% | 2.02 | 0 | 10 |  |  |  | No | R-410A | 3.0167 | Residential & Commercial | Ducted CEE Tier 1
210600117 | Central HP <5.4 tons | TEMPSTAR | HRCU-A-CB (Split System: Heat Pump with Remote Outdoor Unit-Air-Source) | TVH837GKA** |  |  | EA*4X61L24A*+WALLCON | *97CMN0602120A* | 33000 | 17.5 | 8.5 | 32400 | 25200 | 77.78% | 1.98 | 0 | 11.7 |  |  |  | No | R-410A | 2.75 | Residential & Commercial | Ducted CEE Tier 1
210600134 | Central HP <5.4 tons | TEMPSTAR | HRCU-A-CB (Split System: Heat Pump with Remote Outdoor Unit-Air-Source) | TVH837GKA** |  |  | EHD4X60AAL+WALLCON | *95CSU0802120A* | 33000 | 17 | 8.1 | 32200 | 24800 | 77.02% | 2.02 | 0 | 11.5 |  |  |  | No | R-410A | 2.75 | Residential & Commercial | Ducted CEE Tier 1
210600135 | Central HP <5.4 tons | TEMPSTAR | HRCU-A-CB (Split System: Heat Pump with Remote Outdoor Unit-Air-Source) | TVH837GKA** |  |  | EHD4X60AAL+WALLCON | *95CSU1002122A* | 33000 | 17 | 8.1 | 32200 | 24800 | 77.02% | 2.02 | 0 | 11.5 |  |  |  | No | R-410A | 2.75 | Residential & Commercial | Ducted CEE Tier 1
210600171 | Central HP <5.4 tons | TEMPSTAR | HRCU-A-CB (Split System: Heat Pump with Remote Outdoor Unit-Air-Source) | TVH837GKA** |  |  | EN(A,D,W)4X60L24**+WALLCON | *97CMN1202422A* | 32800 | 17.5 | 8.1 | 32200 | 24800 | 77.02% | 1.96 | 0 | 11.7 |  |  |  | No | R-410A | 2.7333 | Residential & Commercial | Ducted CEE Tier 1
210600112 | Central HP <5.4 tons | TEMPSTAR | HRCU-A-CB (Split System: Heat Pump with Remote Outdoor Unit-Air-Source) | TVH837GKA** |  |  | EA*4X61L24A*+WALLCON | *95CSU0802120A* | 33200 | 18 | 8.5 | 32000 | 24800 | 77.5% | 2 | 0 | 11.5 |  |  |  | No | R-410A | 2.7667 | Residential & Commercial | Ducted CEE Tier 1
216453202 | Central HP <5.4 tons | AMERICAN STANDARD | HRCU-A-CB (Split System: Heat Pump with Remote Outdoor Unit-Air-Source) | 5A6V0X48A1 |  |  | 5TXCD008AS3 | S8V2D120M5PCB | 45000 | 20.2 | 10 | 47500 | 34000 | 71.58% | 2.1 | 0 | 12 |  |  |  | No | R-454B | 3.75 | Residential & Commercial | Ducted CEE Tier 1
206772753 | Central HP <5.4 tons | DAY & NIGHT | HRCU-A-CB (Split System: Heat Pump with Remote Outdoor Unit-Air-Source) | CVH837GKA2* |  |  | EHD4X42AAL+WALLCON | *96CTN1202422A* | 32600 | 17 | 8.1 | 33000 | 24800 | 75.15% | 1.96 | 11 | 11 |  |  |  | No | R-410A | 2.7167 | Residential & Commercial | Ducted CEE Tier 1
210470274 | Central HP <5.4 tons | TEMPSTAR | HRCU-A-CB (Split System: Heat Pump with Remote Outdoor Unit-Air-Source) | TVH837GKA2* |  |  | EA*4X60L24A*+WALLCON | *80CTL0902120A* | 32800 | 17.5 | 8.5 | 31800 | 24800 | 77.99% | 1.98 | 0 | 11.7 |  |  |  | No | R-410A | 2.7333 | Residential & Commercial | Ducted CEE Tier 1
216453242 | Central HP <5.4 tons | AMERICAN STANDARD | HRCU-A-CB (Split System: Heat Pump with Remote Outdoor Unit-Air-Source) | 5A6V0X60A1 |  |  | 5PX*D010AS3 | S8V2C100M5PCB | 52500 | 18.4 | 9 | 54000 | 38000 | 70.37% | 2 | 0 | 10.5 |  |  |  | No | R-454B | 4.375 | Residential & Commercial | Ducted CEE Tier 1
216453256 | Central HP <5.4 tons | AMERICAN STANDARD | HRCU-A-CB (Split System: Heat Pump with Remote Outdoor Unit-Air-Source) | 5A6V0X60A1 |  |  | 5TXCC007AS3 | S8V2C100M5PDB | 51500 | 18.2 | 9 | 54500 | 38500 | 70.64% | 2 | 0 | 10 |  |  |  | No | R-454B | 4.2917 | Residential & Commercial | Ducted CEE Tier 1
216453272 | Central HP <5.4 tons | AMERICAN STANDARD | HRCU-A-CB (Split System: Heat Pump with Remote Outdoor Unit-Air-Source) | 5A6V0X60A1 |  |  | 5TXCD010AS3 | S8V2D120M5PDB | 53000 | 18.8 | 9.4 | 54000 | 38000 | 70.37% | 2 | 0 | 10.5 |  |  |  | No | R-454B | 4.4167 | Residential & Commercial | Ducted CEE Tier 1
204456360 | Central HP <5.4 tons | DAY & NIGHT | HRCU-A-CB (Split System: Heat Pump with Remote Outdoor Unit-Air-Source) | CVH825GKA2* |  |  | EA*4X24L14A*+WALLCON | *80CTL0701412A* | 23400 | 17 | 8.1 | 22000 | 16800 | 76.36% | 1.9 | 11 | 10.5 |  |  |  | No | R-410A | 1.95 | Residential & Commercial | Ducted CEE Tier 1
204456621 | Central HP <5.4 tons | DAY & NIGHT | HRCU-A-CB (Split System: Heat Pump with Remote Outdoor Unit-Air-Source) | CVH825GKA2* |  |  | EA*4X36L17A*+WALLCON | *96CTN0801714A* | 23600 | 16.5 | 8.1 | 21600 | 16700 | 77.31% | 1.92 | 11.5 | 10.5 |  |  |  | No | R-410A | 1.9667 | Residential & Commercial | Ducted CEE Tier 1
214397893 | Central HP <5.4 tons | JOHNSON CONTROLS | HRCU-A-CB (Split System: Heat Pump with Remote Outdoor Unit-Air-Source) | HH860E2S11 |  |  | CTM60C5CGS1 | TMLV120C20MP12 | 44000 | 18 | 9 | 44500 | 33600 | 75.51% | 2 | 0 | 11.7 |  |  |  | No | R-454B | 3.6667 | Residential & Commercial | Ducted CEE Tier 1
214397912 | Central HP <5.4 tons | JOHNSON CONTROLS | HRCU-A-CB (Split System: Heat Pump with Remote Outdoor Unit-Air-Source) | HH860E2S11 |  |  | CTM60C5CGS1+JMVT17CC2N1 |  | 45000 | 19 | 9.5 | 45000 | 33800 | 75.11% | 2 | 0 | 12 |  |  |  | No | R-454B | 3.75 | Residential & Commercial | Ducted CEE Tier 1
214398245 | Central HP <5.4 tons | JOHNSON CONTROLS | HRCU-A-CB (Split System: Heat Pump with Remote Outdoor Unit-Air-Source) | HH860E2S11 |  |  | CTM60C5CGS1 | TM8Y120C20MP11 | 44500 | 18 | 9 | 45000 | 33800 | 75.11% | 2 | 0 | 11.7 |  |  |  | No | R-454B | 3.7083 | Residential & Commercial | Ducted CEE Tier 1
214398460 | Central HP <5.4 tons | JOHNSON CONTROLS | HRCU-A-CB (Split System: Heat Pump with Remote Outdoor Unit-Air-Source) | HH860E2S11 |  |  | JHE60D5CJ2SS1 |  | 53500 | 19 | 9 | 54000 | 39000 | 72.22% | 2 | 0 | 11 |  |  |  | No | R-454B | 4.4583 | Residential & Commercial | Ducted CEE Tier 1
210473368 | Central HP <5.4 tons | TEMPSTAR | HRCU-A-CB (Split System: Heat Pump with Remote Outdoor Unit-Air-Source) | TVH825GKA3* |  |  | EA*4X48L21A*+WALLCON | *96CTN0801714A* | 24000 | 16.5 | 8.1 | 21000 | 16600 | 79.05% | 2 | 0 | 11 |  |  |  | No | R-410A | 2 | Residential & Commercial | Ducted CEE Tier 1
210473434 | Central HP <5.4 tons | TEMPSTAR | HRCU-A-CB (Split System: Heat Pump with Remote Outdoor Unit-Air-Source) | TVH825GKA3* |  |  | EA*4X48L21A*+WALLCON | *97CMN0602120A* | 24000 | 16.5 | 8.1 | 21000 | 16600 | 79.05% | 2 | 0 | 11 |  |  |  | No | R-410A | 2 | Residential & Commercial | Ducted CEE Tier 1
210474079 | Central HP <5.4 tons | TEMPSTAR | HRCU-A-CB (Split System: Heat Pump with Remote Outdoor Unit-Air-Source) | TVH825GKA3* |  |  | EN(A,D)4X48L24**+WALLCON | *95CSU1002122A* | 24200 | 17 | 8.1 | 21200 | 16600 | 78.3% | 2.02 | 0 | 11.5 |  |  |  | No | R-410A | 2.0167 | Residential & Commercial | Ducted CEE Tier 1
211387629 | Central HP <5.4 tons | JOHNSON CONTROLS | HRCU-A-CB (Split System: Heat Pump with Remote Outdoor Unit-Air-Source) | HMH72B341 |  |  | XAFC36DXXN1+TXV | TM9V080C16MP12 | 34000 | 17.5 | 8.1 | 33800 | 23800 | 70.41% | 2.08 | 0 | 10 |  |  |  | No | R-410A | 2.8333 | Residential & Commercial | Ducted CEE Tier 1
214397646 | Central HP <5.4 tons | JOHNSON CONTROLS | HRCU-A-CB (Split System: Heat Pump with Remote Outdoor Unit-Air-Source) | HH836E2S11 |  |  | CTF48C5CFS1+JMET12CS2N1 |  | 34000 | 19 | 9 | 31800 | 25200 | 79.25% | 2 | 0 | 11.7 |  |  |  | No | R-454B | 2.8333 | Residential & Commercial | Ducted CEE Tier 1
216508769 | Central HP <5.4 tons | JOHNSON CONTROLS | HRCU-A-CB (Split System: Heat Pump with Remote Outdoor Unit-Air-Source) | HH836E2S11 |  |  | CTF30A5ADS1 | TM8Y060A12MP11 | 32600 | 18 | 8.5 | 30600 | 25200 | 82.35% | 2 | 0 | 11 |  |  |  | No | R-454B | 2.7167 | Residential & Commercial | Ducted CEE Tier 1
214875947 | Central HP <5.4 tons | JOHNSON CONTROLS | HRCU-A-CB (Split System: Heat Pump with Remote Outdoor Unit-Air-Source) | HMH72B341 |  |  | XAFC36DBCN1+JMC17C2SN1 |  | 34000 | 18 | 8.5 | 34000 | 23800 | 70% | 2 | 0 | 10 |  |  |  | No | R-410A | 2.8333 | Residential & Commercial | Ducted CEE Tier 1
214876045 | Central HP <5.4 tons | JOHNSON CONTROLS | HRCU-A-CB (Split System: Heat Pump with Remote Outdoor Unit-Air-Source) | HMH72B341 |  |  | XAHC36DBCN1+JMC16C2SN1 |  | 34000 | 18.5 | 8.5 | 34000 | 23800 | 70% | 2 | 0 | 10 |  |  |  | No | R-410A | 2.8333 | Residential & Commercial | Ducted CEE Tier 1
214395713 | Central HP <5.4 tons | YORK | HRCU-A-CB (Split System: Heat Pump with Remote Outdoor Unit-Air-Source) | HH836E2S11 |  |  | CTM36C5CDS1 | TM8E120C20MP11 | 34600 | 16 | 8.5 | 32600 | 26800 | 82.21% | 2 | 0 | 11 |  |  |  | No | R-454B | 2.8833 | Residential & Commercial | Ducted CEE Tier 1
214395714 | Central HP <5.4 tons | YORK | HRCU-A-CB (Split System: Heat Pump with Remote Outdoor Unit-Air-Source) | HH836E2S11 |  |  | CTM36C5CDS1 | TMLE120C20MP11 | 34600 | 16 | 8.5 | 32600 | 26800 | 82.21% | 2 | 0 | 11 |  |  |  | No | R-454B | 2.8833 | Residential & Commercial | Ducted CEE Tier 1
214395731 | Central HP <5.4 tons | YORK | HRCU-A-CB (Split System: Heat Pump with Remote Outdoor Unit-Air-Source) | HH836E2S11 |  |  | CTF48C5CFS1 | TM8E080C20MP11 | 34600 | 17 | 8.5 | 32800 | 25800 | 78.66% | 2 | 0 | 11 |  |  |  | No | R-454B | 2.8833 | Residential & Commercial | Ducted CEE Tier 1
214395829 | Central HP <5.4 tons | YORK | HRCU-A-CB (Split System: Heat Pump with Remote Outdoor Unit-Air-Source) | HH836E2S11 |  |  | CTF48C5CFS1 | TM8E100C16MP11 | 33400 | 19 | 9 | 31400 | 25400 | 80.89% | 2 | 0 | 11 |  |  |  | No | R-454B | 2.7833 | Residential & Commercial | Ducted CEE Tier 1
214395931 | Central HP <5.4 tons | YORK | HRCU-A-CB (Split System: Heat Pump with Remote Outdoor Unit-Air-Source) | HH836E2S11 |  |  | CTF48C5CFS1 | TM8Y100C16MP11 | 33200 | 19 | 9 | 31400 | 25000 | 79.62% | 2 | 0 | 11 |  |  |  | No | R-454B | 2.7667 | Residential & Commercial | Ducted CEE Tier 1
214395906 | Central HP <5.4 tons | YORK | HRCU-A-CB (Split System: Heat Pump with Remote Outdoor Unit-Air-Source) | HH836E2S11 |  |  | CTM36B5CDS1 | YP9C080B12MP13 | 33000 | 17 | 8.5 | 30600 | 25000 | 81.7% | 2 | 0 | 11 |  |  |  | No | R-454B | 2.75 | Residential & Commercial | Ducted CEE Tier 1
214395920 | Central HP <5.4 tons | YORK | HRCU-A-CB (Split System: Heat Pump with Remote Outdoor Unit-Air-Source) | HH836E2S11 |  |  | CTF48C5CFS1+JMVT17CC2N1 |  | 34400 | 19 | 9 | 32000 | 25200 | 78.75% | 2 | 0 | 11.7 |  |  |  | No | R-454B | 2.8667 | Residential & Commercial | Ducted CEE Tier 1
215676418 | Central HP <5.4 tons | COMFORTMAKER | HRCU-A-CB (Split System: Heat Pump with Remote Outdoor Unit-Air-Source) | C5H0V48*K*AAA* |  |  | EVD5X60M21A*+WALLCON | *80CSU0802120A* | 48000 | 19 | 9 | 50000 | 36600 | 73.2% | 2.12 | 0 | 10 |  |  |  | No | R-454B | 4 | Residential & Commercial | Ducted CEE Tier 1
215668949 | Central HP <5.4 tons | AIRQUEST | HRCU-A-CB (Split System: Heat Pump with Remote Outdoor Unit-Air-Source) | H5H0V36*K*AAA* |  |  | EA*5X43M21A*+WALLCON | *80CSU0401712A* | 34400 | 18 | 9 | 35200 | 25200 | 71.59% | 1.88 | 0 | 10 |  |  |  | No | R-454B | 2.8667 | Residential & Commercial | Ducted CEE Tier 1
215681778 | Central HP <5.4 tons | COMFORTMAKER | HRCU-A-CB (Split System: Heat Pump with Remote Outdoor Unit-Air-Source) | C5H0V48*K*AAA* |  |  | EVM5X48M21A*+WALLCON | *80CSU0802120B* | 47000 | 18.5 | 9 | 50000 | 36200 | 72.4% | 2 | 0 | 10 |  |  |  | No | R-454B | 3.9167 | Residential & Commercial | Ducted CEE Tier 1
215681878 | Central HP <5.4 tons | COMFORTMAKER | HRCU-A-CB (Split System: Heat Pump with Remote Outdoor Unit-Air-Source) | C5H0V48*K*AAA* |  |  | EVM5X49M21A*+WALLCON | *97CTN0802120A* | 48000 | 19 | 9 | 50000 | 36800 | 73.6% | 2 | 0 | 10 |  |  |  | No | R-454B | 4 | Residential & Commercial | Ducted CEE Tier 1
214397522 | Central HP <5.4 tons | JOHNSON CONTROLS | HRCU-A-CB (Split System: Heat Pump with Remote Outdoor Unit-Air-Source) | HH824E2S11 |  |  | CTF30A5ADS1 | TM9E040A10MP12 | 23000 | 17 | 9 | 23000 | 18000 | 78.26% | 2 | 0 | 12 |  |  |  | No | R-454B | 1.9167 | Residential & Commercial | Ducted CEE Tier 1
210474447 | Central HP <5.4 tons | TEMPSTAR | HRCU-A-CB (Split System: Heat Pump with Remote Outdoor Unit-Air-Source) | TVH825GKA3* |  |  | EHD4X48AAL+WALLCON | *95CSU0601716A* | 24200 | 16 | 8.1 | 21400 | 16700 | 78.04% | 2 | 0 | 10.5 |  |  |  | No | R-410A | 2.0167 | Residential & Commercial | Ducted CEE Tier 1
214395652 | Central HP <5.4 tons | YORK | HRCU-A-CB (Split System: Heat Pump with Remote Outdoor Unit-Air-Source) | HH860E2S11 |  |  | CTM60C5CGS1 | TM9E080C20MP12 | 44500 | 17 | 9 | 45000 | 33800 | 75.11% | 2 | 0 | 11.7 |  |  |  | No | R-454B | 3.7083 | Residential & Commercial | Ducted CEE Tier 1
214395687 | Central HP <5.4 tons | YORK | HRCU-A-CB (Split System: Heat Pump with Remote Outdoor Unit-Air-Source) | HH860E2S11 |  |  | CTF60C5CHS1 | Y81E080C20SMPS1 | 54000 | 19 | 9 | 54000 | 39000 | 72.22% | 2 | 0 | 11.7 |  |  |  | No | R-454B | 4.5 | Residential & Commercial | Ducted CEE Tier 1
214395853 | Central HP <5.4 tons | YORK | HRCU-A-CB (Split System: Heat Pump with Remote Outdoor Unit-Air-Source) | HH860E2S11 |  |  | CTF60C5CGS1+JME16C2SN1 |  | 45000 | 19 | 9 | 45000 | 33000 | 73.33% | 2 | 0 | 12 |  |  |  | No | R-454B | 3.75 | Residential & Commercial | Ducted CEE Tier 1
210472972 | Central HP <5.4 tons | TEMPSTAR | HRCU-A-CB (Split System: Heat Pump with Remote Outdoor Unit-Air-Source) | TVH825GKA3* |  |  | EA*4X42L21A*+WALLCON | *80CTL0901716A* | 23800 | 17.5 | 8.1 | 21400 | 16500 | 77.1% | 1.98 | 0 | 11 |  |  |  | No | R-410A | 1.9833 | Residential & Commercial | Ducted CEE Tier 1
210474502 | Central HP <5.4 tons | TEMPSTAR | HRCU-A-CB (Split System: Heat Pump with Remote Outdoor Unit-Air-Source) | TVH825GKA3* |  |  | EHD4X48AAL+WALLCON | *80CSU1002120A* | 24200 | 16 | 8.1 | 21200 | 16600 | 78.3% | 2 | 0 | 10.5 |  |  |  | No | R-410A | 2.0167 | Residential & Commercial | Ducted CEE Tier 1
214395648 | Central HP <5.4 tons | YORK | HRCU-A-CB (Split System: Heat Pump with Remote Outdoor Unit-Air-Source) | HH860E2S11 |  |  | CTM60C5CGS1 | TM9V100C20MP12 | 44000 | 18 | 9 | 44500 | 33600 | 75.51% | 2 | 0 | 11.7 |  |  |  | No | R-454B | 3.6667 | Residential & Commercial | Ducted CEE Tier 1
214395650 | Central HP <5.4 tons | YORK | HRCU-A-CB (Split System: Heat Pump with Remote Outdoor Unit-Air-Source) | HH860E2S11 |  |  | CTM60C5CGS1 | YP9C100C20MP13 | 44000 | 18 | 9 | 44500 | 33600 | 75.51% | 2 | 0 | 11.7 |  |  |  | No | R-454B | 3.6667 | Residential & Commercial | Ducted CEE Tier 1
214609041 | Central HP <5.4 tons | YORK | HRCU-A-CB (Split System: Heat Pump with Remote Outdoor Unit-Air-Source) | HH824E2S11 |  |  | CTF30A5ADS1 | Y91E026A08SMPS1 | 23000 | 18 | 9 | 23000 | 18100 | 78.7% | 2 | 0 | 12 |  |  |  | No | R-454B | 1.9167 | Residential & Commercial | Ducted CEE Tier 1
214395768 | Central HP <5.4 tons | YORK | HRCU-A-CB (Split System: Heat Pump with Remote Outdoor Unit-Air-Source) | HH824E2S11 |  |  | CTF36B5ADS1 | TM9V060B12MP12 | 23000 | 18 | 9.5 | 23000 | 18800 | 81.74% | 2 | 0 | 12 |  |  |  | No | R-454B | 1.9167 | Residential & Commercial | Ducted CEE Tier 1
210600143 | Central HP <5.4 tons | TEMPSTAR | HRCU-A-CB (Split System: Heat Pump with Remote Outdoor Unit-Air-Source) | TVH837GKA** |  |  | EHD4X60AAL+WALLCON | *97CMN1002122A* | 33000 | 17 | 8.1 | 32200 | 24800 | 77.02% | 2.02 | 0 | 11.5 |  |  |  | No | R-410A | 2.75 | Residential & Commercial | Ducted CEE Tier 1
204456441 | Central HP <5.4 tons | DAY & NIGHT | HRCU-A-CB (Split System: Heat Pump with Remote Outdoor Unit-Air-Source) | CVH825GKA2* |  |  | EA*4X25L17A*+WALLCON | *80CTL0451712A* | 24200 | 16.5 | 8.1 | 21400 | 16800 | 78.5% | 2 | 11 | 11 |  |  |  | No | R-410A | 2.0167 | Residential & Commercial | Ducted CEE Tier 1
216453218 | Central HP <5.4 tons | AMERICAN STANDARD | HRCU-A-CB (Split System: Heat Pump with Remote Outdoor Unit-Air-Source) | 5A6V0X60A1 |  |  | 5PX*C007AS3 | S8V2C100M5PDB | 51500 | 18.2 | 9 | 54500 | 38500 | 70.64% | 2 | 0 | 10 |  |  |  | No | R-454B | 4.2917 | Residential & Commercial | Ducted CEE Tier 1
216453234 | Central HP <5.4 tons | AMERICAN STANDARD | HRCU-A-CB (Split System: Heat Pump with Remote Outdoor Unit-Air-Source) | 5A6V0X60A1 |  |  | 5PX*D008AS3 | S8V2C100M5PDB | 51500 | 18.4 | 9 | 54500 | 38500 | 70.64% | 2 | 0 | 10 |  |  |  | No | R-454B | 4.2917 | Residential & Commercial | Ducted CEE Tier 1
216453252 | Central HP <5.4 tons | AMERICAN STANDARD | HRCU-A-CB (Split System: Heat Pump with Remote Outdoor Unit-Air-Source) | 5A6V0X60A1 |  |  | 5PX*DD10AS3 | S8V2D120M5PDB | 52000 | 18.2 | 9 | 54000 | 38000 | 70.37% | 2 | 0 | 10 |  |  |  | No | R-454B | 4.3333 | Residential & Commercial | Ducted CEE Tier 1
204299931 | Central HP <5.4 tons | DAY & NIGHT | HRCU-A-CB (Split System: Heat Pump with Remote Outdoor Unit-Air-Source) | CVH837GKA** |  |  | EN(A,D)4X48L24**+WALLCON | *97CMN1202422A* | 32400 | 17.5 | 8.1 | 33000 | 24800 | 75.15% | 1.96 | 12 | 11.5 |  |  |  | No | R-410A | 2.7 | Residential & Commercial | Ducted CEE Tier 1
211245822 | Central HP <5.4 tons | HEIL | HRCU-A-CB (Split System: Heat Pump with Remote Outdoor Unit-Air-Source) | DLCURAH24ABK |  |  | FEM4X30**BL |  | 24000 | 17 | 8.5 | 26200 | 23400 | 89.31% | 1.94 | 0 | 10 |  |  |  | No | R-410A | 2 | Residential & Commercial | Ducted CEE Tier 1
204300205 | Central HP <5.4 tons | DAY & NIGHT | HRCU-A-CB (Split System: Heat Pump with Remote Outdoor Unit-Air-Source) | CVH837GKA** |  |  | EHD4X36AAL+WALLCON | *80CTL0901716A* | 32400 | 17 | 8.1 | 33200 | 24600 | 74.1% | 1.94 | 12 | 11 |  |  |  | No | R-410A | 2.7 | Residential & Commercial | Ducted CEE Tier 1
212987402 | Central HP <5.4 tons | AIRQUEST | HRCU-A-CB (Split System: Heat Pump with Remote Outdoor Unit-Air-Source) | DLCURAH24ABK |  |  | EA*4X36L17A* | *96MSN0801716A* | 23800 | 17 | 8.5 | 26400 | 23600 | 89.39% | 1.96 | 0 | 10 |  |  |  | No | R-410A | 1.9833 | Residential & Commercial | Ducted CEE Tier 1
214395798 | Central HP <5.4 tons | YORK | HRCU-A-CB (Split System: Heat Pump with Remote Outdoor Unit-Air-Source) | HH836E2S11 |  |  | CTM48C5CFS1 | TM9E100C16MP12 | 33400 | 19 | 9 | 31400 | 25400 | 80.89% | 2 | 0 | 11 |  |  |  | No | R-454B | 2.7833 | Residential & Commercial | Ducted CEE Tier 1
214395800 | Central HP <5.4 tons | YORK | HRCU-A-CB (Split System: Heat Pump with Remote Outdoor Unit-Air-Source) | HH836E2S11 |  |  | CTM48C5CFS1 | TP9C100C16MP13 | 33200 | 19 | 9 | 31200 | 25200 | 80.77% | 2 | 0 | 11 |  |  |  | No | R-454B | 2.7667 | Residential & Commercial | Ducted CEE Tier 1
214395802 | Central HP <5.4 tons | YORK | HRCU-A-CB (Split System: Heat Pump with Remote Outdoor Unit-Air-Source) | HH836E2S11 |  |  | CTM36B5CDS1 | TM9V060B12MP12 | 33000 | 17 | 8.5 | 31000 | 25400 | 81.94% | 2 | 0 | 11 |  |  |  | No | R-454B | 2.75 | Residential & Commercial | Ducted CEE Tier 1
214395807 | Central HP <5.4 tons | YORK | HRCU-A-CB (Split System: Heat Pump with Remote Outdoor Unit-Air-Source) | HH836E2S11 |  |  | CTF36C5CDS1 | Y81E120C16SMPS1 | 34400 | 18 | 8.5 | 31600 | 25800 | 81.65% | 2 | 0 | 11.7 |  |  |  | No | R-454B | 2.8667 | Residential & Commercial | Ducted CEE Tier 1
211387557 | Central HP <5.4 tons | JOHNSON CONTROLS | HRCU-A-CB (Split System: Heat Pump with Remote Outdoor Unit-Air-Source) | HMH72B341 |  |  | XAFC30CXXN1+TXV | TP9C100C16MP13 | 33200 | 17.5 | 8.5 | 33000 | 23200 | 70.3% | 2.06 | 0 | 10 |  |  |  | No | R-410A | 2.7667 | Residential & Commercial | Ducted CEE Tier 1
213076766 | Central HP <5.4 tons | AIRQUEST | HRCU-A-CB (Split System: Heat Pump with Remote Outdoor Unit-Air-Source) | DLCURAH36ABK |  |  | EA*4X42L24A* | *80VTL1102122B* | 35800 | 16 | 8.1 | 38500 | 35200 | 91.43% | 1.9 | 0 | 10 |  |  |  | No | R-410A | 2.9833 | Residential & Commercial | Ducted CEE Tier 1
213077167 | Central HP <5.4 tons | AIRQUEST | HRCU-A-CB (Split System: Heat Pump with Remote Outdoor Unit-Air-Source) | DLCURAH36ABK |  |  | EA*4X42L24A* | *96VSN1002120B* | 35400 | 16 | 8.1 | 38500 | 35200 | 91.43% | 1.88 | 0 | 10 |  |  |  | No | R-410A | 2.95 | Residential & Commercial | Ducted CEE Tier 1
213077783 | Central HP <5.4 tons | AIRQUEST | HRCU-A-CB (Split System: Heat Pump with Remote Outdoor Unit-Air-Source) | DLCURAH36ABK |  |  | EN(A,D)4X48L24** | *96VTN1002122B* | 36000 | 17 | 8.1 | 38500 | 34800 | 90.39% | 2 | 0 | 10.5 |  |  |  | No | R-410A | 3 | Residential & Commercial | Ducted CEE Tier 1
213078988 | Central HP <5.4 tons | AIRQUEST | HRCU-A-CB (Split System: Heat Pump with Remote Outdoor Unit-Air-Source) | DLCURAH36ABK |  |  | EA*4X37L21A* | *80MSU0401712A* | 36600 | 16 | 8.5 | 38500 | 34800 | 90.39% | 2.08 | 0 | 10 |  |  |  | No | R-410A | 3.05 | Residential & Commercial | Ducted CEE Tier 1
213078318 | Central HP <5.4 tons | AIRQUEST | HRCU-A-CB (Split System: Heat Pump with Remote Outdoor Unit-Air-Source) | DLCURAH36ABK |  |  | EA*4X43L21A* | *80MS(N,L)0901714A* | 36200 | 16.5 | 8.5 | 38000 | 34800 | 91.58% | 2.04 | 0 | 10 |  |  |  | No | R-410A | 3.0167 | Residential & Commercial | Ducted CEE Tier 1
213078587 | Central HP <5.4 tons | AIRQUEST | HRCU-A-CB (Split System: Heat Pump with Remote Outdoor Unit-Air-Source) | DLCURAH36ABK |  |  | EA*4X42L24A* | *80MS(N,L)0902420A* | 35400 | 16.5 | 8.1 | 38500 | 35000 | 90.91% | 1.9 | 0 | 10 |  |  |  | No | R-410A | 2.95 | Residential & Commercial | Ducted CEE Tier 1
213079120 | Central HP <5.4 tons | AIRQUEST | HRCU-A-CB (Split System: Heat Pump with Remote Outdoor Unit-Air-Source) | DLCURAH36ABK |  |  | EA*4X42L24A* | *80MSU0601716A* | 35200 | 16.5 | 8.1 | 38500 | 35000 | 90.91% | 1.88 | 0 | 10 |  |  |  | No | R-410A | 2.9333 | Residential & Commercial | Ducted CEE Tier 1
213079672 | Central HP <5.4 tons | AIRQUEST | HRCU-A-CB (Split System: Heat Pump with Remote Outdoor Unit-Air-Source) | DLCURAH36ABK |  |  | EA*4X42L24A* | *92MSN0802120A* | 35200 | 16.5 | 8.1 | 38500 | 35000 | 90.91% | 1.88 | 0 | 10 |  |  |  | No | R-410A | 2.9333 | Residential & Commercial | Ducted CEE Tier 1
213079857 | Central HP <5.4 tons | AIRQUEST | HRCU-A-CB (Split System: Heat Pump with Remote Outdoor Unit-Air-Source) | DLCURAH36ABK |  |  | EA*4X42L21A* | *92MSN1002122A* | 35400 | 16.5 | 8.1 | 38500 | 35000 | 90.91% | 1.88 | 0 | 10 |  |  |  | No | R-410A | 2.95 | Residential & Commercial | Ducted CEE Tier 1
213080306 | Central HP <5.4 tons | AIRQUEST | HRCU-A-CB (Split System: Heat Pump with Remote Outdoor Unit-Air-Source) | DLCURAH36ABK |  |  | EA*4X42L24A* | *96MSN1002120A* | 35400 | 16 | 8.1 | 38500 | 35000 | 90.91% | 1.88 | 0 | 10 |  |  |  | No | R-410A | 2.95 | Residential & Commercial | Ducted CEE Tier 1
213080791 | Central HP <5.4 tons | AIRQUEST | HRCU-A-CB (Split System: Heat Pump with Remote Outdoor Unit-Air-Source) | DLCURAH36ABK |  |  | EA*4X37L21A* | *95MSU0802120A* | 36600 | 16 | 8.5 | 38500 | 35000 | 90.91% | 2.06 | 0 | 10 |  |  |  | No | R-410A | 3.05 | Residential & Commercial | Ducted CEE Tier 1
212988688 | Central HP <5.4 tons | AIRQUEST | HRCU-A-CB (Split System: Heat Pump with Remote Outdoor Unit-Air-Source) | DLCURAH24ABK |  |  | EA*4X36L21A* | *95MSU0401712A* | 23400 | 17 | 8.5 | 26000 | 24400 | 93.85% | 2.02 | 0 | 10 |  |  |  | No | R-410A | 1.95 | Residential & Commercial | Ducted CEE Tier 1
212989624 | Central HP <5.4 tons | AIRQUEST | HRCU-A-CB (Split System: Heat Pump with Remote Outdoor Unit-Air-Source) | DLCURAH24ABK |  |  | EN(A,D)4X36L21** | *95MSU0802120A* | 23400 | 17 | 8.5 | 26200 | 24600 | 93.89% | 2.04 | 0 | 10.5 |  |  |  | No | R-410A | 1.95 | Residential & Commercial | Ducted CEE Tier 1
213076362 | Central HP <5.4 tons | AIRQUEST | HRCU-A-CB (Split System: Heat Pump with Remote Outdoor Unit-Air-Source) | DLCURAH24ABK |  |  | EN(A,D)4X36L21** | *95MSU1002122A* | 23400 | 17 | 8.5 | 26200 | 24600 | 93.89% | 2.06 | 0 | 10.5 |  |  |  | No | R-410A | 1.95 | Residential & Commercial | Ducted CEE Tier 1
211243508 | Central HP <5.4 tons | COMFORTMAKER | HRCU-A-CB (Split System: Heat Pump with Remote Outdoor Unit-Air-Source) | DLCURAH24ABK |  |  | EA*4X37L21A* | *80ES(N,L)0701712A* | 25000 | 16.5 | 8.5 | 25600 | 20800 | 81.25% | 1.76 | 0 | 10.5 |  |  |  | No | R-410A | 2.0833 | Residential & Commercial | Ducted CEE Tier 1
211243943 | Central HP <5.4 tons | COMFORTMAKER | HRCU-A-CB (Split System: Heat Pump with Remote Outdoor Unit-Air-Source) | DLCURAH24ABK |  |  | EN(A,D)4X24L17** | *80VSL0451716A* | 23800 | 16 | 8.5 | 26800 | 23400 | 87.31% | 1.92 | 0 | 10 |  |  |  | No | R-410A | 1.9833 | Residential & Commercial | Ducted CEE Tier 1
211243973 | Central HP <5.4 tons | COMFORTMAKER | HRCU-A-CB (Split System: Heat Pump with Remote Outdoor Unit-Air-Source) | DLCURAH24ABK |  |  | EN(A,D)4X24L17** | *80ESU0401712A* | 23600 | 17 | 8.5 | 26400 | 23800 | 90.15% | 1.98 | 0 | 10 |  |  |  | No | R-410A | 1.9667 | Residential & Commercial | Ducted CEE Tier 1
211244126 | Central HP <5.4 tons | COMFORTMAKER | HRCU-A-CB (Split System: Heat Pump with Remote Outdoor Unit-Air-Source) | DLCURAH24ABK |  |  | EN(A,D)4X24L17** | *80ES(N,L)0701712A* | 23800 | 16 | 8.5 | 27000 | 23200 | 85.93% | 1.9 | 0 | 10 |  |  |  | No | R-410A | 1.9833 | Residential & Commercial | Ducted CEE Tier 1
211387918 | Central HP <5.4 tons | JOHNSON CONTROLS | HRCU-A-CB (Split System: Heat Pump with Remote Outdoor Unit-Air-Source) | HMH72B341 |  |  | XAFB36DBCN1 | TM9V080B12MP12 | 33600 | 17.5 | 8.5 | 33400 | 23400 | 70.06% | 2.04 | 0 | 10 |  |  |  | No | R-410A | 2.8 | Residential & Commercial | Ducted CEE Tier 1
214395825 | Central HP <5.4 tons | YORK | HRCU-A-CB (Split System: Heat Pump with Remote Outdoor Unit-Air-Source) | HH836E2S11 |  |  | CTF36C5CDS1 | Y81E080C20SMPS1 | 35000 | 19 | 8.5 | 32800 | 27000 | 82.32% | 2 | 0 | 11 |  |  |  | No | R-454B | 2.9167 | Residential & Commercial | Ducted CEE Tier 1
214396025 | Central HP <5.4 tons | YORK | HRCU-A-CB (Split System: Heat Pump with Remote Outdoor Unit-Air-Source) | HH836E2S11 |  |  | CTM48C5CFS1+JME16C2SN1 |  | 34400 | 19 | 9 | 31600 | 25200 | 79.75% | 2 | 0 | 11.7 |  |  |  | No | R-454B | 2.8667 | Residential & Commercial | Ducted CEE Tier 1
214396032 | Central HP <5.4 tons | YORK | HRCU-A-CB (Split System: Heat Pump with Remote Outdoor Unit-Air-Source) | HH836E2S11 |  |  | CTM48C5CFS1 | TMLV100C16MP12 | 33000 | 19 | 9 | 31200 | 25200 | 80.77% | 2 | 0 | 11 |  |  |  | No | R-454B | 2.75 | Residential & Commercial | Ducted CEE Tier 1
204456639 | Central HP <5.4 tons | DAY & NIGHT | HRCU-A-CB (Split System: Heat Pump with Remote Outdoor Unit-Air-Source) | CVH825GKA2* |  |  | EA*4X36L17A*+WALLCON | *97CMN0801714A* | 23400 | 16.5 | 8.1 | 21600 | 16700 | 77.31% | 1.92 | 11 | 10.5 |  |  |  | No | R-410A | 1.95 | Residential & Commercial | Ducted CEE Tier 1
210450200 | Central HP <5.4 tons | CARRIER | HRCU-A-CB (Split System: Heat Pump with Remote Outdoor Unit-Air-Source) | 38MURAQ36AB3* |  |  | CNPV*4217AL* | 59TP6B080V17**16 | 35400 | 15.5 | 8.5 | 38500 | 35000 | 90.91% | 1.94 | 0 | 10 |  |  |  | No | R-410A | 2.95 | Residential & Commercial | Ducted CEE Tier 1
210450250 | Central HP <5.4 tons | CARRIER | HRCU-A-CB (Split System: Heat Pump with Remote Outdoor Unit-Air-Source) | 38MURAQ36AB3* |  |  | CAP**4821AL* | GG96VTAA48080B | 35600 | 16 | 9 | 38500 | 34800 | 90.39% | 2.04 | 0 | 10 |  |  |  | No | R-410A | 2.9667 | Residential & Commercial | Ducted CEE Tier 1
216453172 | Central HP <5.4 tons | AMERICAN STANDARD | HRCU-A-CB (Split System: Heat Pump with Remote Outdoor Unit-Air-Source) | 5A6V0X48A1 |  |  | 5PX*D010AS3 | S8V2D120M5PCB | 46000 | 20.4 | 10 | 47000 | 33600 | 71.49% | 2.1 | 0 | 12 |  |  |  | No | R-454B | 3.8333 | Residential & Commercial | Ducted CEE Tier 1
216453188 | Central HP <5.4 tons | AMERICAN STANDARD | HRCU-A-CB (Split System: Heat Pump with Remote Outdoor Unit-Air-Source) | 5A6V0X48A1 |  |  | 5TXCB006AS3 | S8V2B060M4PCB | 43500 | 19.2 | 9.7 | 47000 | 33600 | 71.49% | 2.1 | 0 | 11.7 |  |  |  | No | R-454B | 3.625 | Residential & Commercial | Ducted CEE Tier 1
216453206 | Central HP <5.4 tons | AMERICAN STANDARD | HRCU-A-CB (Split System: Heat Pump with Remote Outdoor Unit-Air-Source) | 5A6V0X48A1 |  |  | 5TXCD008AS3 | S8V2C100M5PDB | 45000 | 20 | 9.7 | 47500 | 34000 | 71.58% | 2.1 | 0 | 11.7 |  |  |  | No | R-454B | 3.75 | Residential & Commercial | Ducted CEE Tier 1
207590064 | Central HP <5.4 tons | AMERICAN STANDARD | HRCU-A-CB (Split System: Heat Pump with Remote Outdoor Unit-Air-Source) | 4A6V0X60A1 |  |  | TEM8A0D60V51+TDR |  | 51500 | 18.5 | 8.7 | 50500 | 38500 | 76.24% | 1.85 | 12.25 | 11.5 |  |  |  | No | R-410A | 4.2917 | Residential & Commercial | Ducted CEE Tier 1
210532912 | Central HP <5.4 tons | CARRIER | HRCU-A-CB (Split System: Heat Pump with Remote Outdoor Unit-Air-Source) | 25VNA448A*031* |  |  | CNPV*4824AL*+UI | 59TN6B100C21**22 | 44000 | 21 | 8.5 | 46500 | 36400 | 78.28% | 2.18 | 0 | 12 |  |  |  | No | R-410A | 3.6667 | Residential & Commercial | Ducted CEE Tier 1
214396097 | Central HP <5.4 tons | YORK | HRCU-A-CB (Split System: Heat Pump with Remote Outdoor Unit-Air-Source) | HH836E2S11 |  |  | CTM36B5CDS1 | TM8E080B12MP11 | 33400 | 18 | 8.5 | 31600 | 26000 | 82.28% | 2 | 0 | 11 |  |  |  | No | R-454B | 2.7833 | Residential & Commercial | Ducted CEE Tier 1
214396114 | Central HP <5.4 tons | YORK | HRCU-A-CB (Split System: Heat Pump with Remote Outdoor Unit-Air-Source) | HH836E2S11 |  |  | CTM36C5CDS1 | TPLC080C16MP13 | 34000 | 18 | 8.5 | 32000 | 26200 | 81.88% | 2 | 0 | 11 |  |  |  | No | R-454B | 2.8333 | Residential & Commercial | Ducted CEE Tier 1
214396115 | Central HP <5.4 tons | YORK | HRCU-A-CB (Split System: Heat Pump with Remote Outdoor Unit-Air-Source) | HH836E2S11 |  |  | CTM36C5CDS1 | TPLC100C16MP13 | 34000 | 18 | 8.5 | 32000 | 26200 | 81.88% | 2 | 0 | 11 |  |  |  | No | R-454B | 2.8333 | Residential & Commercial | Ducted CEE Tier 1
214396195 | Central HP <5.4 tons | YORK | HRCU-A-CB (Split System: Heat Pump with Remote Outdoor Unit-Air-Source) | HH836E2S11 |  |  | CTM36C5CDS1 | TM8Y100C20MP11 | 33400 | 17 | 8.5 | 30800 | 25200 | 81.82% | 2 | 0 | 11.7 |  |  |  | No | R-454B | 2.7833 | Residential & Commercial | Ducted CEE Tier 1
214396017 | Central HP <5.4 tons | YORK | HRCU-A-CB (Split System: Heat Pump with Remote Outdoor Unit-Air-Source) | HH836E2S11 |  |  | CTF36C5CDS1 | TMLE120C16MP11 | 33200 | 18 | 8.5 | 30600 | 25000 | 81.7% | 2 | 0 | 11.7 |  |  |  | No | R-454B | 2.7667 | Residential & Commercial | Ducted CEE Tier 1
211228314 | Central HP <5.4 tons | AIRQUEST | HRCU-A-CB (Split System: Heat Pump with Remote Outdoor Unit-Air-Source) | DLCURAH36ABK |  |  | EA*4X43L21A* | *80VSL0702120A* | 36200 | 16 | 8.5 | 38500 | 34800 | 90.39% | 2.06 | 0 | 10 |  |  |  | No | R-410A | 3.0167 | Residential & Commercial | Ducted CEE Tier 1
211228366 | Central HP <5.4 tons | AIRQUEST | HRCU-A-CB (Split System: Heat Pump with Remote Outdoor Unit-Air-Source) | DLCURAH36ABK |  |  | EA*4X43L21A* | *80ESU1002120A* | 36400 | 16 | 8.5 | 38500 | 34800 | 90.39% | 2.08 | 0 | 10 |  |  |  | No | R-410A | 3.0333 | Residential & Commercial | Ducted CEE Tier 1
211228399 | Central HP <5.4 tons | AIRQUEST | HRCU-A-CB (Split System: Heat Pump with Remote Outdoor Unit-Air-Source) | DLCURAH36ABK |  |  | EA*4X43L21A* | *80VTL1102122A* | 37200 | 15.5 | 8.5 | 38500 | 34800 | 90.39% | 2.12 | 0 | 10 |  |  |  | No | R-410A | 3.1 | Residential & Commercial | Ducted CEE Tier 1
211228598 | Central HP <5.4 tons | AIRQUEST | HRCU-A-CB (Split System: Heat Pump with Remote Outdoor Unit-Air-Source) | DLCURAH36ABK |  |  | EA*4X43L21A* | *95ESU1002120A* | 36600 | 16 | 8.5 | 38500 | 34800 | 90.39% | 2.1 | 0 | 10 |  |  |  | No | R-410A | 3.05 | Residential & Commercial | Ducted CEE Tier 1
211228799 | Central HP <5.4 tons | AIRQUEST | HRCU-A-CB (Split System: Heat Pump with Remote Outdoor Unit-Air-Source) | DLCURAH36ABK |  |  | EA*4X48L21A* | *80ES(N,L)0902120A* | 36400 | 16 | 8.5 | 38500 | 34800 | 90.39% | 2.08 | 0 | 10 |  |  |  | No | R-410A | 3.0333 | Residential & Commercial | Ducted CEE Tier 1
211229085 | Central HP <5.4 tons | AIRQUEST | HRCU-A-CB (Split System: Heat Pump with Remote Outdoor Unit-Air-Source) | DLCURAH36ABK |  |  | EA*4X48L21A* | *96VSN0801716A* | 35600 | 16 | 8.1 | 38500 | 34600 | 89.87% | 2.04 | 0 | 10 |  |  |  | No | R-410A | 2.9667 | Residential & Commercial | Ducted CEE Tier 1
211265017 | Central HP <5.4 tons | DAY & NIGHT | HRCU-A-CB (Split System: Heat Pump with Remote Outdoor Unit-Air-Source) | DLCURAH18ABK |  |  | FM(C,U)4Z30**AL* |  | 18000 | 17.5 | 8.5 | 18500 | 18900 | 102.2% | 2.3 | 0 | 11 |  |  |  | No | R-410A | 1.5 | Residential & Commercial | Ducted CEE Tier 1
212988772 | Central HP <5.4 tons | AIRQUEST | HRCU-A-CB (Split System: Heat Pump with Remote Outdoor Unit-Air-Source) | DLCURAH18ABK |  |  | EA*4X19L17A* | *95MSU0401712A* | 17700 | 16.5 | 8.1 | 17700 | 17900 | 101.1% | 2.16 | 0 | 10.5 |  |  |  | No | R-410A | 1.475 | Residential & Commercial | Ducted CEE Tier 1
211259666 | Central HP <5.4 tons | AIRQUEST | HRCU-A-CB (Split System: Heat Pump with Remote Outdoor Unit-Air-Source) | DLCURAH18ABK |  |  | EA*4X19L17A* | *95ESU0401712A* | 18200 | 16.5 | 8.5 | 18100 | 17600 | 97.24% | 2.14 | 0 | 11 |  |  |  | No | R-410A | 1.5167 | Residential & Commercial | Ducted CEE Tier 1
211259967 | Central HP <5.4 tons | AIRQUEST | HRCU-A-CB (Split System: Heat Pump with Remote Outdoor Unit-Air-Source) | DLCURAH18ABK |  |  | EA*4X19L17A* | *92ESN0401410A* | 18400 | 15.5 | 8.5 | 18500 | 17600 | 95.14% | 2.12 | 0 | 10.5 |  |  |  | No | R-410A | 1.5333 | Residential & Commercial | Ducted CEE Tier 1
210532977 | Central HP <5.4 tons | BRYANT HEATING AND COOLING SYSTEMS | HRCU-A-CB (Split System: Heat Pump with Remote Outdoor Unit-Air-Source) | 284ANV024*0**B* |  |  | CAP**3017AL*+UI | 88*TA36045C17*** | 23000 | 19.5 | 10 | 26800 | 20200 | 75.37% | 2.34 | 0 | 12.5 |  |  |  | No | R-410A | 1.9167 | Residential & Commercial | Ducted CEE Tier 1
210533009 | Central HP <5.4 tons | BRYANT HEATING AND COOLING SYSTEMS | HRCU-A-CB (Split System: Heat Pump with Remote Outdoor Unit-Air-Source) | 284ANV024*0**B* |  |  | CAP**3721AL*+UI | 88*TA48090C17*** | 24200 | 21.5 | 11 | 26400 | 19600 | 74.24% | 2.58 | 0 | 14 |  |  |  | No | R-410A | 2.0167 | Residential & Commercial | Ducted CEE Tier 1
210533027 | Central HP <5.4 tons | BRYANT HEATING AND COOLING SYSTEMS | HRCU-A-CB (Split System: Heat Pump with Remote Outdoor Unit-Air-Source) | 284ANV024*0**B* |  |  | CAP**4321AL*+UI | 935CA48060C17*** | 24000 | 20 | 10.5 | 26400 | 19800 | 75% | 2.52 | 0 | 13 |  |  |  | No | R-410A | 2 | Residential & Commercial | Ducted CEE Tier 1
210533045 | Central HP <5.4 tons | BRYANT HEATING AND COOLING SYSTEMS | HRCU-A-CB (Split System: Heat Pump with Remote Outdoor Unit-Air-Source) | 284ANV024*0**B* |  |  | CAP**4321AL*+UI | 88*TA48090C17*** | 24200 | 21.5 | 11 | 26400 | 19600 | 74.24% | 2.58 | 0 | 14 |  |  |  | No | R-410A | 2.0167 | Residential & Commercial | Ducted CEE Tier 1
210470285 | Central HP <5.4 tons | TEMPSTAR | HRCU-A-CB (Split System: Heat Pump with Remote Outdoor Unit-Air-Source) | TVH837GKA2* |  |  | EA*4X60L24A*+WALLCON | *80CTL1352422A* | 32800 | 18 | 8.5 | 31800 | 24800 | 77.99% | 2 | 0 | 12 |  |  |  | No | R-410A | 2.7333 | Residential & Commercial | Ducted CEE Tier 1
210470428 | Central HP <5.4 tons | TEMPSTAR | HRCU-A-CB (Split System: Heat Pump with Remote Outdoor Unit-Air-Source) | TVH837GKA2* |  |  | EA*4X61L21A*+WALLCON | *80CSU1002120A* | 33200 | 17 | 8.1 | 32200 | 24800 | 77.02% | 1.98 | 0 | 11.5 |  |  |  | No | R-410A | 2.7667 | Residential & Commercial | Ducted CEE Tier 1
210471121 | Central HP <5.4 tons | TEMPSTAR | HRCU-A-CB (Split System: Heat Pump with Remote Outdoor Unit-Air-Source) | TVH837GKA2* |  |  | EHD4X60AAL+WALLCON | *95CSU0802120A* | 33000 | 17 | 8.1 | 32200 | 24800 | 77.02% | 2.02 | 0 | 11.5 |  |  |  | No | R-410A | 2.75 | Residential & Commercial | Ducted CEE Tier 1
214395852 | Central HP <5.4 tons | YORK | HRCU-A-CB (Split System: Heat Pump with Remote Outdoor Unit-Air-Source) | HH860E2S11 |  |  | CTM60C5CGS1+JMVT16CC2N1 |  | 45000 | 19 | 9 | 44500 | 33200 | 74.61% | 2 | 0 | 12 |  |  |  | No | R-454B | 3.75 | Residential & Commercial | Ducted CEE Tier 1
214396180 | Central HP <5.4 tons | YORK | HRCU-A-CB (Split System: Heat Pump with Remote Outdoor Unit-Air-Source) | HH860E2S11 |  |  | CTF60C5CHS1 | TM9Y100C20MP11 | 53000 | 19 | 8.5 | 54500 | 39000 | 71.56% | 2 | 0 | 11 |  |  |  | No | R-454B | 4.4167 | Residential & Commercial | Ducted CEE Tier 1
214395646 | Central HP <5.4 tons | YORK | HRCU-A-CB (Split System: Heat Pump with Remote Outdoor Unit-Air-Source) | HH860E2S11 |  |  | CTF60C5CGS1 | TM8E120C20MP11 | 44500 | 17 | 9 | 45000 | 33600 | 74.67% | 2 | 0 | 11.7 |  |  |  | No | R-454B | 3.7083 | Residential & Commercial | Ducted CEE Tier 1
214395746 | Central HP <5.4 tons | YORK | HRCU-A-CB (Split System: Heat Pump with Remote Outdoor Unit-Air-Source) | HH860E2S11 |  |  | CTM60C5CGS1 | TM8E120C16MP11 | 44500 | 18 | 9 | 45500 | 34200 | 75.16% | 2 | 0 | 11 |  |  |  | No | R-454B | 3.7083 | Residential & Commercial | Ducted CEE Tier 1
214395645 | Central HP <5.4 tons | YORK | HRCU-A-CB (Split System: Heat Pump with Remote Outdoor Unit-Air-Source) | HH860E2S11 |  |  | CTF60C5CGS1 | TM8Y100C20MP11 | 44500 | 18 | 9 | 45000 | 33800 | 75.11% | 2 | 0 | 11.7 |  |  |  | No | R-454B | 3.7083 | Residential & Commercial | Ducted CEE Tier 1
214395943 | Central HP <5.4 tons | YORK | HRCU-A-CB (Split System: Heat Pump with Remote Outdoor Unit-Air-Source) | HH860E2S11 |  |  | CTM60C5CGS1+JMC16C2SN1 |  | 45000 | 19 | 9 | 44500 | 33600 | 75.51% | 2 | 0 | 12 |  |  |  | No | R-454B | 3.75 | Residential & Commercial | Ducted CEE Tier 1
214395984 | Central HP <5.4 tons | YORK | HRCU-A-CB (Split System: Heat Pump with Remote Outdoor Unit-Air-Source) | HH860E2S11 |  |  | CTM60C5CHS1+JMC17C2SN1 |  | 53500 | 19 | 9 | 53000 | 38000 | 71.7% | 2 | 0 | 12 |  |  |  | No | R-454B | 4.4583 | Residential & Commercial | Ducted CEE Tier 1
214396059 | Central HP <5.4 tons | YORK | HRCU-A-CB (Split System: Heat Pump with Remote Outdoor Unit-Air-Source) | HH860E2S11 |  |  | CTM60C5CGS1 | TM8V080C16MP12 | 44000 | 18 | 9 | 44500 | 33600 | 75.51% | 2 | 0 | 11.7 |  |  |  | No | R-454B | 3.6667 | Residential & Commercial | Ducted CEE Tier 1
211229368 | Central HP <5.4 tons | AIRQUEST | HRCU-A-CB (Split System: Heat Pump with Remote Outdoor Unit-Air-Source) | DLCURAH36ABK |  |  | EA*4X48L24A* | *80VSL1102422A* | 35800 | 16.5 | 8.5 | 37800 | 34600 | 91.53% | 2.04 | 0 | 10 |  |  |  | No | R-410A | 2.9833 | Residential & Commercial | Ducted CEE Tier 1
211229503 | Central HP <5.4 tons | AIRQUEST | HRCU-A-CB (Split System: Heat Pump with Remote Outdoor Unit-Air-Source) | DLCURAH36ABK |  |  | EA*4X48L24A* | *95ESN1002122A* | 37400 | 15.5 | 8.5 | 38500 | 35000 | 90.91% | 2.14 | 0 | 10 |  |  |  | No | R-410A | 3.1167 | Residential & Commercial | Ducted CEE Tier 1
211229552 | Central HP <5.4 tons | AIRQUEST | HRCU-A-CB (Split System: Heat Pump with Remote Outdoor Unit-Air-Source) | DLCURAH36ABK |  |  | EA*4X48L24A* | *96VSN1202422A* | 35800 | 16 | 8.5 | 38500 | 34600 | 89.87% | 2.04 | 0 | 10 |  |  |  | No | R-410A | 2.9833 | Residential & Commercial | Ducted CEE Tier 1
211229603 | Central HP <5.4 tons | AIRQUEST | HRCU-A-CB (Split System: Heat Pump with Remote Outdoor Unit-Air-Source) | DLCURAH36ABK |  |  | EA*4X48L24A* | *96VTN1002120A* | 36400 | 15.5 | 8.5 | 38500 | 34800 | 90.39% | 2.08 | 0 | 10 |  |  |  | No | R-410A | 3.0333 | Residential & Commercial | Ducted CEE Tier 1
211230454 | Central HP <5.4 tons | AIRQUEST | HRCU-A-CB (Split System: Heat Pump with Remote Outdoor Unit-Air-Source) | DLCURAH36ABK |  |  | EN(A,D)4X48L24** | *80ES(N,L)1102120A* | 36200 | 16.5 | 8.1 | 38500 | 34800 | 90.39% | 2.02 | 0 | 10.5 |  |  |  | No | R-410A | 3.0167 | Residential & Commercial | Ducted CEE Tier 1
215682098 | Central HP <5.4 tons | COMFORTMAKER | HRCU-A-CB (Split System: Heat Pump with Remote Outdoor Unit-Air-Source) | C5H0V48*K*AAA* |  |  | EVD5X48M21A*+WALLCON | *96CTN0802120B* | 47000 | 18.5 | 9 | 50000 | 36600 | 73.2% | 1.98 | 0 | 10 |  |  |  | No | R-454B | 3.9167 | Residential & Commercial | Ducted CEE Tier 1
215682178 | Central HP <5.4 tons | COMFORTMAKER | HRCU-A-CB (Split System: Heat Pump with Remote Outdoor Unit-Air-Source) | C5H0V48*K*AAA* |  |  | EVD5X48M24A*+WALLCON | *96CTN0802120B* | 47000 | 18.5 | 9 | 50000 | 36400 | 72.8% | 2 | 0 | 10 |  |  |  | No | R-454B | 3.9167 | Residential & Commercial | Ducted CEE Tier 1
215681808 | Central HP <5.4 tons | COMFORTMAKER | HRCU-A-CB (Split System: Heat Pump with Remote Outdoor Unit-Air-Source) | C5H0V48*K*AAA* |  |  | EVM5X48M21A*+WALLCON | *97CTN1002122A* | 47000 | 18.5 | 9 | 50000 | 36400 | 72.8% | 2 | 0 | 10 |  |  |  | No | R-454B | 3.9167 | Residential & Commercial | Ducted CEE Tier 1
215682008 | Central HP <5.4 tons | COMFORTMAKER | HRCU-A-CB (Split System: Heat Pump with Remote Outdoor Unit-Air-Source) | C5H0V48*K*AAA* |  |  | EVM5X60M24A*+WALLCON | *97CTN0802120A* | 48000 | 19 | 9 | 50000 | 36600 | 73.2% | 2 | 0 | 10 |  |  |  | No | R-454B | 4 | Residential & Commercial | Ducted CEE Tier 1
215682158 | Central HP <5.4 tons | COMFORTMAKER | HRCU-A-CB (Split System: Heat Pump with Remote Outdoor Unit-Air-Source) | C5H0V48*K*AAA* |  |  | EVD5X48M21A*+WALLCON | *97CTN0802120A* | 47000 | 18.5 | 9 | 50000 | 36600 | 73.2% | 1.98 | 0 | 10 |  |  |  | No | R-454B | 3.9167 | Residential & Commercial | Ducted CEE Tier 1
215675748 | Central HP <5.4 tons | COMFORTMAKER | HRCU-A-CB (Split System: Heat Pump with Remote Outdoor Unit-Air-Source) | C5H0V48*K*AAA* |  |  | EVM5X60M21A*+WALLCON | *80CTL1102120B* | 48000 | 19 | 9 | 50000 | 36600 | 73.2% | 2 | 0 | 10.5 |  |  |  | No | R-454B | 4 | Residential & Commercial | Ducted CEE Tier 1
215675848 | Central HP <5.4 tons | COMFORTMAKER | HRCU-A-CB (Split System: Heat Pump with Remote Outdoor Unit-Air-Source) | C5H0V48*K*AAA* |  |  | EVM5X60M24A*+WALLCON | *80CSU0802120A* | 48000 | 19 | 9 | 50000 | 36400 | 72.8% | 2.12 | 0 | 10 |  |  |  | No | R-454B | 4 | Residential & Commercial | Ducted CEE Tier 1
215675898 | Central HP <5.4 tons | COMFORTMAKER | HRCU-A-CB (Split System: Heat Pump with Remote Outdoor Unit-Air-Source) | C5H0V48*K*AAA* |  |  | EVM5X60M24A*+WALLCON | *80CTL1352422B* | 48000 | 19 | 9 | 50000 | 36400 | 72.8% | 2 | 0 | 10.5 |  |  |  | No | R-454B | 4 | Residential & Commercial | Ducted CEE Tier 1
215675968 | Central HP <5.4 tons | COMFORTMAKER | HRCU-A-CB (Split System: Heat Pump with Remote Outdoor Unit-Air-Source) | C5H0V48*K*AAA* |  |  | EVM5X61M24A*+WALLCON | *80CSU1002120A* | 48500 | 19 | 9 | 50000 | 36800 | 73.6% | 2.1 | 0 | 10 |  |  |  | No | R-454B | 4.0417 | Residential & Commercial | Ducted CEE Tier 1
215682319 | Central HP <5.4 tons | DAY & NIGHT | HRCU-A-CB (Split System: Heat Pump with Remote Outdoor Unit-Air-Source) | C5H0V48*K*AAA* |  |  | EVD5X60M21A*+WALLCON | *80CSU0601716B* | 48000 | 18.5 | 9 | 50000 | 36800 | 73.6% | 2 | 0 | 10 |  |  |  | No | R-454B | 4 | Residential & Commercial | Ducted CEE Tier 1
213779996 | Central HP <5.4 tons | BRYANT HEATING AND COOLING SYSTEMS | HRCU-A-CB (Split System: Heat Pump with Remote Outdoor Unit-Air-Source) | 288BNV037*0**A* |  |  | CSPH*4212AL*+UI | 88*TB48070C17*** | 32400 | 16 | 8.1 | 33200 | 24800 | 74.7% | 1.92 | 0 | 11 |  |  |  | No | R-410A | 2.7 | Residential & Commercial | Ducted CEE Tier 1
213780146 | Central HP <5.4 tons | BRYANT HEATING AND COOLING SYSTEMS | HRCU-A-CB (Split System: Heat Pump with Remote Outdoor Unit-Air-Source) | 288BNV037*0**A* |  |  | CSPH*4812AL*+UI | 88*TB36070C14*** | 32600 | 16.5 | 8.1 | 33200 | 25000 | 75.3% | 1.94 | 0 | 11 |  |  |  | No | R-410A | 2.7167 | Residential & Commercial | Ducted CEE Tier 1
215942575 | Central HP <5.4 tons | COMFORTMAKER | HRCU-A-CB (Split System: Heat Pump with Remote Outdoor Unit-Air-Source) | C5H3V36*K*AAA* |  |  | EVD5X61M24A*+WALLCON | *95CSU0802120B* | 36000 | 22 | 8.5 | 37400 | 28200 | 75.4% | 2.04 | 0 | 12.5 |  |  |  | No | R-454B | 3 | Residential & Commercial | Ducted CEE Tier 1
210599934 | Central HP <5.4 tons | TEMPSTAR | HRCU-A-CB (Split System: Heat Pump with Remote Outdoor Unit-Air-Source) | TVH825GKA2* |  |  | EHD4X42AAL+WALLCON | *96CTN1202422A* | 24200 | 16 | 8.1 | 21400 | 16600 | 77.57% | 2 | 0 | 10.5 |  |  |  | No | R-410A | 2.0167 | Residential & Commercial | Ducted CEE Tier 1
210599987 | Central HP <5.4 tons | TEMPSTAR | HRCU-A-CB (Split System: Heat Pump with Remote Outdoor Unit-Air-Source) | TVH825GKA2* |  |  | EN(A,D,W)4X48L21**+WALLCON | *80CSU1002120A* | 24000 | 16.5 | 8.1 | 21400 | 16600 | 77.57% | 2 | 0 | 11 |  |  |  | No | R-410A | 2 | Residential & Commercial | Ducted CEE Tier 1
210599858 | Central HP <5.4 tons | TEMPSTAR | HRCU-A-CB (Split System: Heat Pump with Remote Outdoor Unit-Air-Source) | TVH825GKA2* |  |  | EA*4X42L21A*+WALLCON | *80CTL0701716A* | 23800 | 16.5 | 8.1 | 21400 | 16600 | 77.57% | 1.96 | 0 | 11 |  |  |  | No | R-410A | 1.9833 | Residential & Commercial | Ducted CEE Tier 1
210599876 | Central HP <5.4 tons | TEMPSTAR | HRCU-A-CB (Split System: Heat Pump with Remote Outdoor Unit-Air-Source) | TVH825GKA2* |  |  | EA*4X42L24A*+WALLCON | *97CMN0602120A* | 23600 | 16.5 | 8.1 | 21400 | 16700 | 78.04% | 1.96 | 0 | 11 |  |  |  | No | R-410A | 1.9667 | Residential & Commercial | Ducted CEE Tier 1
214395868 | Central HP <5.4 tons | YORK | HRCU-A-CB (Split System: Heat Pump with Remote Outdoor Unit-Air-Source) | HH824E2S11 |  |  | CTF36B5ADS1 | Y82E080B12LMPS1 | 23000 | 19 | 9.5 | 23000 | 18600 | 80.87% | 2 | 0 | 12 |  |  |  | No | R-454B | 1.9167 | Residential & Commercial | Ducted CEE Tier 1
214395877 | Central HP <5.4 tons | YORK | HRCU-A-CB (Split System: Heat Pump with Remote Outdoor Unit-Air-Source) | HH824E2S11 |  |  | CTM30B5ACS1 | TM9E060B12MP12 | 23000 | 17 | 9.5 | 23000 | 18800 | 81.74% | 2 | 0 | 11.7 |  |  |  | No | R-454B | 1.9167 | Residential & Commercial | Ducted CEE Tier 1
214395977 | Central HP <5.4 tons | YORK | HRCU-A-CB (Split System: Heat Pump with Remote Outdoor Unit-Air-Source) | HH824E2S11 |  |  | CTM30B5ACS1 | TL9E060B12UH11 | 23000 | 17 | 9.5 | 23000 | 18300 | 79.57% | 2 | 0 | 12 |  |  |  | No | R-454B | 1.9167 | Residential & Commercial | Ducted CEE Tier 1
214396066 | Central HP <5.4 tons | YORK | HRCU-A-CB (Split System: Heat Pump with Remote Outdoor Unit-Air-Source) | HH824E2S11 |  |  | JHC36B5AD2SS1 |  | 23000 | 19 | 9.5 | 23000 | 18700 | 81.3% | 2 | 0 | 12 |  |  |  | No | R-454B | 1.9167 | Residential & Commercial | Ducted CEE Tier 1
214396075 | Central HP <5.4 tons | YORK | HRCU-A-CB (Split System: Heat Pump with Remote Outdoor Unit-Air-Source) | HH824E2S11 |  |  | CTF30B5ACS1 | TM9Y080B12MP11 | 23000 | 17 | 9.5 | 23000 | 18500 | 80.43% | 2 | 0 | 11.7 |  |  |  | No | R-454B | 1.9167 | Residential & Commercial | Ducted CEE Tier 1
210597960 | Central HP <5.4 tons | HEIL | HRCU-A-CB (Split System: Heat Pump with Remote Outdoor Unit-Air-Source) | HVH825GKA2* |  |  | EA*4X43L21A*+WALLCON | *95CSU0802120A* | 24400 | 17 | 8.5 | 21200 | 16600 | 78.3% | 2.04 | 0 | 11 |  |  |  | No | R-410A | 2.0333 | Residential & Commercial | Ducted CEE Tier 1
210597976 | Central HP <5.4 tons | HEIL | HRCU-A-CB (Split System: Heat Pump with Remote Outdoor Unit-Air-Source) | HVH825GKA2* |  |  | EA*4X43L21A*+WALLCON | *96CTN1002122A* | 24400 | 16.5 | 8.5 | 21200 | 16600 | 78.3% | 2.04 | 0 | 11 |  |  |  | No | R-410A | 2.0333 | Residential & Commercial | Ducted CEE Tier 1
210598008 | Central HP <5.4 tons | HEIL | HRCU-A-CB (Split System: Heat Pump with Remote Outdoor Unit-Air-Source) | HVH825GKA2* |  |  | EA*4X48L21A*+WALLCON | *80CTL0451712A* | 24000 | 16.5 | 8.1 | 21000 | 16700 | 79.52% | 2 | 0 | 11 |  |  |  | No | R-410A | 2 | Residential & Commercial | Ducted CEE Tier 1
210598044 | Central HP <5.4 tons | HEIL | HRCU-A-CB (Split System: Heat Pump with Remote Outdoor Unit-Air-Source) | HVH825GKA2* |  |  | EA*4X48L21A*+WALLCON | *97CMN0601714A* | 24000 | 16.5 | 8.1 | 21000 | 16700 | 79.52% | 2 | 0 | 11 |  |  |  | No | R-410A | 2 | Residential & Commercial | Ducted CEE Tier 1
210598060 | Central HP <5.4 tons | HEIL | HRCU-A-CB (Split System: Heat Pump with Remote Outdoor Unit-Air-Source) | HVH825GKA2* |  |  | EA*4X48L24A*+WALLCON | *80CSU1002120A* | 24000 | 16.5 | 8.1 | 21000 | 16600 | 79.05% | 2.02 | 0 | 11 |  |  |  | No | R-410A | 2 | Residential & Commercial | Ducted CEE Tier 1
210598076 | Central HP <5.4 tons | HEIL | HRCU-A-CB (Split System: Heat Pump with Remote Outdoor Unit-Air-Source) | HVH825GKA2* |  |  | EA*4X48L24A*+WALLCON | *96CTN1002122A* | 24200 | 16.5 | 8.1 | 21000 | 16500 | 78.57% | 2.02 | 0 | 11 |  |  |  | No | R-410A | 2.0167 | Residential & Commercial | Ducted CEE Tier 1
210598092 | Central HP <5.4 tons | HEIL | HRCU-A-CB (Split System: Heat Pump with Remote Outdoor Unit-Air-Source) | HVH825GKA2* |  |  | EA*4X48L24A*+WALLCON | *97CMN1202422A* | 24000 | 16.5 | 8.1 | 21000 | 16600 | 79.05% | 2.02 | 0 | 11 |  |  |  | No | R-410A | 2 | Residential & Commercial | Ducted CEE Tier 1
210598192 | Central HP <5.4 tons | HEIL | HRCU-A-CB (Split System: Heat Pump with Remote Outdoor Unit-Air-Source) | HVH825GKA2* |  |  | EHD4X42AAL+WALLCON | *95CSU0802120A* | 24200 | 16 | 8.1 | 21400 | 16600 | 77.57% | 2 | 0 | 11 |  |  |  | No | R-410A | 2.0167 | Residential & Commercial | Ducted CEE Tier 1
214395872 | Central HP <5.4 tons | YORK | HRCU-A-CB (Split System: Heat Pump with Remote Outdoor Unit-Air-Source) | HH824E2S11 |  |  | CTF36B5ADS1 | YP9C080B12MP13 | 23000 | 18 | 9.5 | 23000 | 18400 | 80% | 2 | 0 | 12 |  |  |  | No | R-454B | 1.9167 | Residential & Commercial | Ducted CEE Tier 1
214396071 | Central HP <5.4 tons | YORK | HRCU-A-CB (Split System: Heat Pump with Remote Outdoor Unit-Air-Source) | HH824E2S11 |  |  | CTF36B5ADS1 | TM9E060B12MP12 | 23000 | 18 | 9.5 | 23000 | 19200 | 83.48% | 2 | 0 | 12 |  |  |  | No | R-454B | 1.9167 | Residential & Commercial | Ducted CEE Tier 1
211260319 | Central HP <5.4 tons | AIRQUEST | HRCU-A-CB (Split System: Heat Pump with Remote Outdoor Unit-Air-Source) | DLCURAH18ABK |  |  | EA*4X24L17A* | *95ESU0401712A* | 17600 | 16 | 8.5 | 18500 | 19100 | 103.2% | 2.3 | 0 | 10.5 |  |  |  | No | R-410A | 1.4667 | Residential & Commercial | Ducted CEE Tier 1
211260419 | Central HP <5.4 tons | AIRQUEST | HRCU-A-CB (Split System: Heat Pump with Remote Outdoor Unit-Air-Source) | DLCURAH18ABK |  |  | EA*4X24L17A* | *96VTN0801716A* | 17400 | 16 | 8.5 | 18300 | 19200 | 104.9% | 2.3 | 0 | 10.5 |  |  |  | No | R-410A | 1.45 | Residential & Commercial | Ducted CEE Tier 1
211261890 | Central HP <5.4 tons | AIRQUEST | HRCU-A-CB (Split System: Heat Pump with Remote Outdoor Unit-Air-Source) | DLCURAH18ABK |  |  | EA*4X30L17A* | *95ESN0601412A* | 18000 | 16 | 8.5 | 18500 | 18500 | 100% | 2.22 | 0 | 10.5 |  |  |  | No | R-410A | 1.5 | Residential & Commercial | Ducted CEE Tier 1
211260939 | Central HP <5.4 tons | AIRQUEST | HRCU-A-CB (Split System: Heat Pump with Remote Outdoor Unit-Air-Source) | DLCURAH18ABK |  |  | EA*4X25L17A* | *96VTN0601412A* | 18500 | 16 | 8.5 | 18300 | 17400 | 95.08% | 2.12 | 0 | 11 |  |  |  | No | R-410A | 1.5417 | Residential & Commercial | Ducted CEE Tier 1
211261007 | Central HP <5.4 tons | AIRQUEST | HRCU-A-CB (Split System: Heat Pump with Remote Outdoor Unit-Air-Source) | DLCURAH18ABK |  |  | EA*4X25L17A* | *80ES(N,L)0701712A* | 18600 | 16.5 | 8.5 | 18400 | 17400 | 94.57% | 2.12 | 0 | 11 |  |  |  | No | R-410A | 1.55 | Residential & Commercial | Ducted CEE Tier 1
212986868 | Central HP <5.4 tons | BRYANT HEATING AND COOLING SYSTEMS | HRCU-A-CB (Split System: Heat Pump with Remote Outdoor Unit-Air-Source) | 38MURAQ24AB3* |  |  | CAP**2417AL* | 916SA36060M14*** | 23400 | 16.5 | 8.5 | 27000 | 26400 | 97.78% | 2.22 | 0 | 10 |  |  |  | No | R-410A | 1.95 | Residential & Commercial | Ducted CEE Tier 1
206770982 | Central HP <5.4 tons | TEMPSTAR | HRCU-A-CB (Split System: Heat Pump with Remote Outdoor Unit-Air-Source) | TVH837GKA2* |  |  | EA*4X36L17A*+WALLCON | *80CTL0701716A* | 31400 | 17 | 8.1 | 33400 | 24400 | 73.05% | 1.84 | 11 | 11 |  |  |  | No | R-410A | 2.6167 | Residential & Commercial | Ducted CEE Tier 1
206771486 | Central HP <5.4 tons | TEMPSTAR | HRCU-A-CB (Split System: Heat Pump with Remote Outdoor Unit-Air-Source) | TVH837GKA2* |  |  | EA*4X42L21A*+WALLCON | *96CTN1002122A* | 31800 | 17 | 8.1 | 33000 | 24400 | 73.94% | 1.9 | 11 | 11.5 |  |  |  | No | R-410A | 2.65 | Residential & Commercial | Ducted CEE Tier 1
214395813 | Central HP <5.4 tons | YORK | HRCU-A-CB (Split System: Heat Pump with Remote Outdoor Unit-Air-Source) | HH836E2S11 |  |  | CTF36C5CDS1 | TM8Y080C16MP11 | 33600 | 18 | 8.5 | 30800 | 25200 | 81.82% | 2 | 0 | 11.7 |  |  |  | No | R-454B | 2.8 | Residential & Commercial | Ducted CEE Tier 1
216508745 | Central HP <5.4 tons | JOHNSON CONTROLS | HRCU-A-CB (Split System: Heat Pump with Remote Outdoor Unit-Air-Source) | HH836E2S11 |  |  | CTF30A5ADS1 | TMLV060A12MP12 | 32800 | 17 | 8.5 | 30600 | 25200 | 82.35% | 2 | 0 | 11 |  |  |  | No | R-454B | 2.7333 | Residential & Commercial | Ducted CEE Tier 1
210470064 | Central HP <5.4 tons | TEMPSTAR | HRCU-A-CB (Split System: Heat Pump with Remote Outdoor Unit-Air-Source) | TVH837GKA2* |  |  | EA*4X36L21A*+WALLCON | *95CSU0802120A* | 31600 | 17 | 8.1 | 33200 | 24200 | 72.89% | 1.86 | 0 | 11 |  |  |  | No | R-410A | 2.6333 | Residential & Commercial | Ducted CEE Tier 1
210470864 | Central HP <5.4 tons | TEMPSTAR | HRCU-A-CB (Split System: Heat Pump with Remote Outdoor Unit-Air-Source) | TVH837GKA2* |  |  | EN(A,D)4X48L24**+WALLCON | *80CSU1002120A* | 32400 | 17 | 8.1 | 33000 | 24800 | 75.15% | 1.94 | 0 | 11.5 |  |  |  | No | R-410A | 2.7 | Residential & Commercial | Ducted CEE Tier 1
210471264 | Central HP <5.4 tons | TEMPSTAR | HRCU-A-CB (Split System: Heat Pump with Remote Outdoor Unit-Air-Source) | TVH837GKA2* |  |  | EHD4X60AAL+WALLCON | *97CMN1202422A* | 33000 | 17 | 8.1 | 32200 | 25000 | 77.64% | 2 | 0 | 11 |  |  |  | No | R-410A | 2.75 | Residential & Commercial | Ducted CEE Tier 1
206133802 | Central HP <5.4 tons | DAY & NIGHT | HRCU-A-CB (Split System: Heat Pump with Remote Outdoor Unit-Air-Source) | CVH825GKA2* |  |  | EA*4X37L17A*+WALLCON | *95CSU0601716A* | 24200 | 16.5 | 8.1 | 21400 | 16800 | 78.5% | 1.98 | 11 | 10.5 |  |  |  | No | R-410A | 2.0167 | Residential & Commercial | Ducted CEE Tier 1
206133988 | Central HP <5.4 tons | DAY & NIGHT | HRCU-A-CB (Split System: Heat Pump with Remote Outdoor Unit-Air-Source) | CVH825GKA2* |  |  | EHD4X36AAL+WALLCON | *95CSU0802120A* | 24000 | 16 | 8.1 | 21400 | 16600 | 77.57% | 1.98 | 11 | 10.5 |  |  |  | No | R-410A | 2 | Residential & Commercial | Ducted CEE Tier 1
204456423 | Central HP <5.4 tons | DAY & NIGHT | HRCU-A-CB (Split System: Heat Pump with Remote Outdoor Unit-Air-Source) | CVH825GKA2* |  |  | EA*4X24L17A*+WALLCON | *80CTL0701412A* | 23400 | 17 | 8.1 | 22000 | 16700 | 75.91% | 1.9 | 11 | 11 |  |  |  | No | R-410A | 1.95 | Residential & Commercial | Ducted CEE Tier 1
216453165 | Central HP <5.4 tons | TRANE | HRCU-A-CB (Split System: Heat Pump with Remote Outdoor Unit-Air-Source) | 5TWV0X48A1 |  |  | 5PX*D008AS3 | S8V2C100M5PCB | 45000 | 20 | 9.7 | 47500 | 34000 | 71.58% | 2.1 | 0 | 11.7 |  |  |  | No | R-454B | 3.75 | Residential & Commercial | Ducted CEE Tier 1
216571129 | Central HP <5.4 tons | AMERICAN STANDARD | HRCU-A-CB (Split System: Heat Pump with Remote Outdoor Unit-Air-Source) | 5A6V0X48A1 |  |  | 5TXCC009AS3 | *UHMC100CCV4+LRP | 45000 | 20 | 9.7 | 46500 | 33600 | 72.26% | 2.1 | 0 | 12 |  |  |  | No | R-454B | 3.75 | Residential & Commercial | Ducted CEE Tier 1
216571145 | Central HP <5.4 tons | AMERICAN STANDARD | HRCU-A-CB (Split System: Heat Pump with Remote Outdoor Unit-Air-Source) | 5A6V0X48A1 |  |  | 5TXCD010AS3 | *UHMD120CCV5+LRP | 45000 | 20 | 9.7 | 46500 | 33400 | 71.83% | 2.1 | 0 | 12 |  |  |  | No | R-454B | 3.75 | Residential & Commercial | Ducted CEE Tier 1
216453189 | Central HP <5.4 tons | TRANE | HRCU-A-CB (Split System: Heat Pump with Remote Outdoor Unit-Air-Source) | 5TWV0X48A1 |  |  | 5TXCB006AS3 | S8V2B060M4PDB | 43500 | 19.2 | 9.7 | 47000 | 33600 | 71.49% | 2.1 | 0 | 11.7 |  |  |  | No | R-454B | 3.625 | Residential & Commercial | Ducted CEE Tier 1
216453203 | Central HP <5.4 tons | TRANE | HRCU-A-CB (Split System: Heat Pump with Remote Outdoor Unit-Air-Source) | 5TWV0X48A1 |  |  | 5TXCD008AS3 | S8V2C100M5PCB | 45000 | 20 | 9.7 | 47500 | 34000 | 71.58% | 2.1 | 0 | 11.7 |  |  |  | No | R-454B | 3.75 | Residential & Commercial | Ducted CEE Tier 1
212384796 | Central HP <5.4 tons | TEMPSTAR | HRCU-A-CB (Split System: Heat Pump with Remote Outdoor Unit-Air-Source) | DLCURAH36ABK |  |  | EN(A,D,W)4X48L21** | *92ESN0801716A* | 36200 | 16.5 | 8.1 | 39000 | 34800 | 89.23% | 2.02 | 0 | 10.5 |  |  |  | No | R-410A | 3.0167 | Residential & Commercial | Ducted CEE Tier 1
212383308 | Central HP <5.4 tons | HEIL | HRCU-A-CB (Split System: Heat Pump with Remote Outdoor Unit-Air-Source) | DLCURAH36ABK |  |  | EA*4X36L21A* | *80ES(N,L)0902116A* | 35600 | 16 | 8.1 | 39500 | 35200 | 89.11% | 1.84 | 0 | 10 |  |  |  | No | R-410A | 2.9667 | Residential & Commercial | Ducted CEE Tier 1
212383394 | Central HP <5.4 tons | HEIL | HRCU-A-CB (Split System: Heat Pump with Remote Outdoor Unit-Air-Source) | DLCURAH36ABK |  |  | EA*4X37L17A* | *80ESU0601716A | 36600 | 15.5 | 8.5 | 39500 | 35000 | 88.61% | 2.04 | 0 | 10 |  |  |  | No | R-410A | 3.05 | Residential & Commercial | Ducted CEE Tier 1
214396150 | Central HP <5.4 tons | YORK | HRCU-A-CB (Split System: Heat Pump with Remote Outdoor Unit-Air-Source) | HH860E2S11 |  |  | CTF60C5CGS1+JMVT16CC2N1 |  | 45000 | 19 | 9 | 45000 | 33600 | 74.67% | 2 | 0 | 12 |  |  |  | No | R-454B | 3.75 | Residential & Commercial | Ducted CEE Tier 1
214395956 | Central HP <5.4 tons | YORK | HRCU-A-CB (Split System: Heat Pump with Remote Outdoor Unit-Air-Source) | HH860E2S11 |  |  | CTM60D5CGS1 | TM9V120D20MP12 | 44000 | 18 | 9 | 44000 | 33400 | 75.91% | 2 | 0 | 11.7 |  |  |  | No | R-454B | 3.6667 | Residential & Commercial | Ducted CEE Tier 1
214396154 | Central HP <5.4 tons | YORK | HRCU-A-CB (Split System: Heat Pump with Remote Outdoor Unit-Air-Source) | HH860E2S11 |  |  | CTF60C5CGS1 | TM9E100C20MP12 | 44500 | 17 | 9 | 45000 | 33800 | 75.11% | 2 | 0 | 11.7 |  |  |  | No | R-454B | 3.7083 | Residential & Commercial | Ducted CEE Tier 1
214395787 | Central HP <5.4 tons | YORK | HRCU-A-CB (Split System: Heat Pump with Remote Outdoor Unit-Air-Source) | HH860E2S11 |  |  | CTM60C5CHS1 | TM8V120C20MP12 | 53500 | 19 | 9 | 54000 | 39000 | 72.22% | 2 | 0 | 11 |  |  |  | No | R-454B | 4.4583 | Residential & Commercial | Ducted CEE Tier 1
210473489 | Central HP <5.4 tons | TEMPSTAR | HRCU-A-CB (Split System: Heat Pump with Remote Outdoor Unit-Air-Source) | TVH825GKA3* |  |  | EA*4X48L24A*+WALLCON | *96CTN1202422A* | 24200 | 17 | 8.1 | 21000 | 16500 | 78.57% | 2.02 | 0 | 11 |  |  |  | No | R-410A | 2.0167 | Residential & Commercial | Ducted CEE Tier 1
210473522 | Central HP <5.4 tons | TEMPSTAR | HRCU-A-CB (Split System: Heat Pump with Remote Outdoor Unit-Air-Source) | TVH825GKA3* |  |  | EA*4X48L24A*+WALLCON | *96CTN1002122A* | 24200 | 16.5 | 8.1 | 21000 | 16500 | 78.57% | 2.02 | 0 | 11 |  |  |  | No | R-410A | 2.0167 | Residential & Commercial | Ducted CEE Tier 1
210473958 | Central HP <5.4 tons | TEMPSTAR | HRCU-A-CB (Split System: Heat Pump with Remote Outdoor Unit-Air-Source) | TVH825GKA3* |  |  | EN(A,D,W)4X48L21**+WALLCON | *80CTL0451712A* | 24000 | 16.5 | 8.1 | 21400 | 16700 | 78.04% | 2 | 0 | 11 |  |  |  | No | R-410A | 2 | Residential & Commercial | Ducted CEE Tier 1
214395921 | Central HP <5.4 tons | YORK | HRCU-A-CB (Split System: Heat Pump with Remote Outdoor Unit-Air-Source) | HH836E2S11 |  |  | CTM48C5CFS1 | TM9V100C20MP12 | 34200 | 19 | 9 | 32600 | 25800 | 79.14% | 2 | 0 | 11 |  |  |  | No | R-454B | 2.85 | Residential & Commercial | Ducted CEE Tier 1
214396040 | Central HP <5.4 tons | YORK | HRCU-A-CB (Split System: Heat Pump with Remote Outdoor Unit-Air-Source) | HH836E2S11 |  |  | CTM48C5CFS1 | TL8E080C16UH11 | 33800 | 19 | 9 | 32000 | 25600 | 80% | 2 | 0 | 11 |  |  |  | No | R-454B | 2.8167 | Residential & Commercial | Ducted CEE Tier 1
214396107 | Central HP <5.4 tons | YORK | HRCU-A-CB (Split System: Heat Pump with Remote Outdoor Unit-Air-Source) | HH836E2S11 |  |  | CTF36B5CDS1 | TP9C060B12MP13 | 33000 | 17 | 8.5 | 31000 | 25200 | 81.29% | 2 | 0 | 11 |  |  |  | No | R-454B | 2.75 | Residential & Commercial | Ducted CEE Tier 1
214397713 | Central HP <5.4 tons | JOHNSON CONTROLS | HRCU-A-CB (Split System: Heat Pump with Remote Outdoor Unit-Air-Source) | HH836E2S11 |  |  | CTM36C5CDS1 | TMLE120C16MP11 | 33800 | 18 | 8.5 | 31600 | 25800 | 81.65% | 2 | 0 | 11 |  |  |  | No | R-454B | 2.8167 | Residential & Commercial | Ducted CEE Tier 1
214397663 | Central HP <5.4 tons | JOHNSON CONTROLS | HRCU-A-CB (Split System: Heat Pump with Remote Outdoor Unit-Air-Source) | HH836E2S11 |  |  | JHC36B5CD2SS1 |  | 34000 | 19 | 9 | 31600 | 26000 | 82.28% | 2 | 0 | 11 |  |  |  | No | R-454B | 2.8333 | Residential & Commercial | Ducted CEE Tier 1
214875991 | Central HP <5.4 tons | JOHNSON CONTROLS | HRCU-A-CB (Split System: Heat Pump with Remote Outdoor Unit-Air-Source) | HMH72B341 |  |  | XAFC36DBCN1+JMC16C2SN1 |  | 34000 | 18.5 | 8.5 | 34000 | 23800 | 70% | 2 | 0 | 10.5 |  |  |  | No | R-410A | 2.8333 | Residential & Commercial | Ducted CEE Tier 1
214395700 | Central HP <5.4 tons | YORK | HRCU-A-CB (Split System: Heat Pump with Remote Outdoor Unit-Air-Source) | HH836E2S11 |  |  | CTF36C5CDS1 | TMLE120C20MP11 | 34600 | 17 | 8.5 | 32600 | 26600 | 81.6% | 2 | 0 | 11 |  |  |  | No | R-454B | 2.8833 | Residential & Commercial | Ducted CEE Tier 1
214395898 | Central HP <5.4 tons | YORK | HRCU-A-CB (Split System: Heat Pump with Remote Outdoor Unit-Air-Source) | HH836E2S11 |  |  | CTM48C5CFS1 | TM8E100C16MP11 | 33600 | 19 | 9 | 31400 | 25400 | 80.89% | 2 | 0 | 11 |  |  |  | No | R-454B | 2.8 | Residential & Commercial | Ducted CEE Tier 1
216581389 | Central HP <5.4 tons | LENNOX | HRCU-A-CB (Split System: Heat Pump with Remote Outdoor Unit-Air-Source) | EL18KSLV-036-230A** |  |  | CBK45UHVT-036-230-** |  | 36000 | 18 | 9.5 | 36000 | 30000 | 83.33% | 1.8 | 0 | 11.7 |  |  |  | No | R-454B | 3 | Residential & Commercial | Ducted CEE Tier 1
212974413 | Central HP <5.4 tons | BRYANT HEATING AND COOLING SYSTEMS | HRCU-A-CB (Split System: Heat Pump with Remote Outdoor Unit-Air-Source) | 38MURAQ36AB3* |  |  | CAP**4821AL* | 926SB60100V21*** | 35800 | 16 | 8.5 | 37800 | 34800 | 92.06% | 2.02 | 0 | 10 |  |  |  | No | R-410A | 2.9833 | Residential & Commercial | Ducted CEE Tier 1
215676218 | Central HP <5.4 tons | COMFORTMAKER | HRCU-A-CB (Split System: Heat Pump with Remote Outdoor Unit-Air-Source) | C5H0V48*K*AAA* |  |  | EVD5X48M24A*+WALLCON | *80CTL1102120B* | 47000 | 19 | 9 | 50000 | 36200 | 72.4% | 2 | 0 | 10 |  |  |  | No | R-454B | 3.9167 | Residential & Commercial | Ducted CEE Tier 1
215676468 | Central HP <5.4 tons | COMFORTMAKER | HRCU-A-CB (Split System: Heat Pump with Remote Outdoor Unit-Air-Source) | C5H0V48*K*AAA* |  |  | EVD5X60M21A*+WALLCON | *80CTL0901716B* | 48000 | 19 | 9 | 50000 | 36800 | 73.6% | 1.98 | 0 | 10 |  |  |  | No | R-454B | 4 | Residential & Commercial | Ducted CEE Tier 1
215676568 | Central HP <5.4 tons | COMFORTMAKER | HRCU-A-CB (Split System: Heat Pump with Remote Outdoor Unit-Air-Source) | C5H0V48*K*AAA* |  |  | EVD5X60M21A*+WALLCON | *96CTN0801714B* | 47500 | 18.5 | 9 | 50000 | 36200 | 72.4% | 2.02 | 0 | 10 |  |  |  | No | R-454B | 3.9583 | Residential & Commercial | Ducted CEE Tier 1
215681858 | Central HP <5.4 tons | COMFORTMAKER | HRCU-A-CB (Split System: Heat Pump with Remote Outdoor Unit-Air-Source) | C5H0V48*K*AAA* |  |  | EVM5X49M21A*+WALLCON | *80CSU1002120B* | 48000 | 18.5 | 9 | 50000 | 36600 | 73.2% | 2 | 0 | 10 |  |  |  | No | R-454B | 4 | Residential & Commercial | Ducted CEE Tier 1
215682058 | Central HP <5.4 tons | COMFORTMAKER | HRCU-A-CB (Split System: Heat Pump with Remote Outdoor Unit-Air-Source) | C5H0V48*K*AAA* |  |  | EVM5X61M24A*+WALLCON | *80CSU1002120B* | 48500 | 19 | 9 | 50000 | 36600 | 73.2% | 2.12 | 0 | 10 |  |  |  | No | R-454B | 4.0417 | Residential & Commercial | Ducted CEE Tier 1
215682258 | Central HP <5.4 tons | COMFORTMAKER | HRCU-A-CB (Split System: Heat Pump with Remote Outdoor Unit-Air-Source) | C5H0V48*K*AAA* |  |  | EVD5X49M24A*+WALLCON | *80CSU1002120B* | 48000 | 18.5 | 9 | 50000 | 36600 | 73.2% | 2 | 0 | 10 |  |  |  | No | R-454B | 4 | Residential & Commercial | Ducted CEE Tier 1
210473991 | Central HP <5.4 tons | TEMPSTAR | HRCU-A-CB (Split System: Heat Pump with Remote Outdoor Unit-Air-Source) | TVH825GKA3* |  |  | EN(A,D,W)4X48L21**+WALLCON | *96CTN0801714A* | 24000 | 16.5 | 8.1 | 21400 | 16600 | 77.57% | 2 | 0 | 11 |  |  |  | No | R-410A | 2 | Residential & Commercial | Ducted CEE Tier 1
210474057 | Central HP <5.4 tons | TEMPSTAR | HRCU-A-CB (Split System: Heat Pump with Remote Outdoor Unit-Air-Source) | TVH825GKA3* |  |  | EN(A,D,W)4X48L21**+WALLCON | *97CMN0602120A* | 24000 | 16.5 | 8.1 | 21400 | 16700 | 78.04% | 2 | 0 | 11 |  |  |  | No | R-410A | 2 | Residential & Commercial | Ducted CEE Tier 1
210474156 | Central HP <5.4 tons | TEMPSTAR | HRCU-A-CB (Split System: Heat Pump with Remote Outdoor Unit-Air-Source) | TVH825GKA3* |  |  | EN(A,D)4X48L24**+WALLCON | *97CMN0602120A* | 24000 | 16.5 | 8.1 | 21400 | 16700 | 78.04% | 2 | 0 | 11 |  |  |  | No | R-410A | 2 | Residential & Commercial | Ducted CEE Tier 1
210474425 | Central HP <5.4 tons | TEMPSTAR | HRCU-A-CB (Split System: Heat Pump with Remote Outdoor Unit-Air-Source) | TVH825GKA3* |  |  | EHD4X42AAL+WALLCON | *80CTL0901716A* | 24200 | 16.5 | 8.1 | 21200 | 16500 | 77.83% | 2.02 | 0 | 11 |  |  |  | No | R-410A | 2.0167 | Residential & Commercial | Ducted CEE Tier 1
210474524 | Central HP <5.4 tons | TEMPSTAR | HRCU-A-CB (Split System: Heat Pump with Remote Outdoor Unit-Air-Source) | TVH825GKA3* |  |  | EHD4X48AAL+WALLCON | *80CTL0701716A* | 24200 | 16.5 | 8.1 | 21200 | 16600 | 78.3% | 2.02 | 0 | 10.5 |  |  |  | No | R-410A | 2.0167 | Residential & Commercial | Ducted CEE Tier 1
214397888 | Central HP <5.4 tons | JOHNSON CONTROLS | HRCU-A-CB (Split System: Heat Pump with Remote Outdoor Unit-Air-Source) | HH860E2S11 |  |  | CTM60C5CGS1 | TM8V100C20MP12 | 44000 | 18 | 9 | 44500 | 33600 | 75.51% | 2 | 0 | 11.7 |  |  |  | No | R-454B | 3.6667 | Residential & Commercial | Ducted CEE Tier 1
214395675 | Central HP <5.4 tons | YORK | HRCU-A-CB (Split System: Heat Pump with Remote Outdoor Unit-Air-Source) | HH860E2S11 |  |  | CTF60C5CHS1 | TM8E120C20MP11 | 54000 | 19 | 8.5 | 54500 | 39500 | 72.48% | 2 | 0 | 11 |  |  |  | No | R-454B | 4.5 | Residential & Commercial | Ducted CEE Tier 1
210599894 | Central HP <5.4 tons | TEMPSTAR | HRCU-A-CB (Split System: Heat Pump with Remote Outdoor Unit-Air-Source) | TVH825GKA2* |  |  | EA*4X43L21A*+WALLCON | *97CMN1002122A* | 24400 | 16.5 | 8.5 | 21200 | 16600 | 78.3% | 2.04 | 0 | 11 |  |  |  | No | R-410A | 2.0333 | Residential & Commercial | Ducted CEE Tier 1
216453231 | Central HP <5.4 tons | TRANE | HRCU-A-CB (Split System: Heat Pump with Remote Outdoor Unit-Air-Source) | 5TWV0X60A1 |  |  | 5PX*D008AS3 | S8V2C100M5PCB | 51500 | 18.4 | 9 | 54500 | 38500 | 70.64% | 2 | 0 | 10 |  |  |  | No | R-454B | 4.2917 | Residential & Commercial | Ducted CEE Tier 1
216453265 | Central HP <5.4 tons | TRANE | HRCU-A-CB (Split System: Heat Pump with Remote Outdoor Unit-Air-Source) | 5TWV0X60A1 |  |  | 5TXCD008AS3 | S8V2C100M5PDB | 51500 | 18.4 | 9 | 54500 | 38500 | 70.64% | 2 | 0 | 10 |  |  |  | No | R-454B | 4.2917 | Residential & Commercial | Ducted CEE Tier 1
204456737 | Central HP <5.4 tons | DAY & NIGHT | HRCU-A-CB (Split System: Heat Pump with Remote Outdoor Unit-Air-Source) | CVH825GKA2* |  |  | EA*4X36L21A*+WALLCON | *97CMN0801714A* | 23600 | 16.5 | 8.1 | 21600 | 16700 | 77.31% | 1.92 | 11.5 | 11 |  |  |  | No | R-410A | 1.9667 | Residential & Commercial | Ducted CEE Tier 1
216453240 | Central HP <5.4 tons | AMERICAN STANDARD | HRCU-A-CB (Split System: Heat Pump with Remote Outdoor Unit-Air-Source) | 5A6V0X60A1 |  |  | 5PX*D010AS3 | S8V2D120M5PDB | 53000 | 18.8 | 9.4 | 54000 | 38000 | 70.37% | 2 | 0 | 10.5 |  |  |  | No | R-454B | 4.4167 | Residential & Commercial | Ducted CEE Tier 1
215679398 | Central HP <5.4 tons | COMFORTMAKER | HRCU-A-CB (Split System: Heat Pump with Remote Outdoor Unit-Air-Source) | C5H0V36*K*AAA* |  |  | EA*5X42M21A*+WALLCON | *97CTN0802120A* | 33200 | 17.5 | 9 | 35800 | 25600 | 71.51% | 1.86 | 0 | 10 |  |  |  | No | R-454B | 2.7667 | Residential & Commercial | Ducted CEE Tier 1
214395998 | Central HP <5.4 tons | YORK | HRCU-A-CB (Split System: Heat Pump with Remote Outdoor Unit-Air-Source) | HH836E2S11 |  |  | CTM48C5CFS1 | TM8Y100C16MP11 | 33800 | 19 | 9 | 31800 | 25400 | 79.87% | 2 | 0 | 11 |  |  |  | No | R-454B | 2.8167 | Residential & Commercial | Ducted CEE Tier 1
211387647 | Central HP <5.4 tons | JOHNSON CONTROLS | HRCU-A-CB (Split System: Heat Pump with Remote Outdoor Unit-Air-Source) | HMH72B341 |  |  | XAFC36DBCN1 | TM9V080C16MP12 | 34000 | 17.5 | 8.1 | 33800 | 23800 | 70.41% | 2.08 | 0 | 10 |  |  |  | No | R-410A | 2.8333 | Residential & Commercial | Ducted CEE Tier 1
214395809 | Central HP <5.4 tons | YORK | HRCU-A-CB (Split System: Heat Pump with Remote Outdoor Unit-Air-Source) | HH836E2S11 |  |  | CTM36B5CDS1 | TPLC080B12MP13 | 32800 | 17 | 8.5 | 30800 | 25200 | 81.82% | 2 | 0 | 11 |  |  |  | No | R-454B | 2.7333 | Residential & Commercial | Ducted CEE Tier 1
214395932 | Central HP <5.4 tons | YORK | HRCU-A-CB (Split System: Heat Pump with Remote Outdoor Unit-Air-Source) | HH836E2S11 |  |  | CTF48C5CFS1 | TM8Y080C16MP11 | 33200 | 19 | 9 | 31400 | 25000 | 79.62% | 2 | 0 | 11 |  |  |  | No | R-454B | 2.7667 | Residential & Commercial | Ducted CEE Tier 1
214396007 | Central HP <5.4 tons | YORK | HRCU-A-CB (Split System: Heat Pump with Remote Outdoor Unit-Air-Source) | HH836E2S11 |  |  | CTM36C5CDS1 | TMLE080C16MP11 | 33800 | 18 | 8.5 | 31400 | 25600 | 81.53% | 2 | 0 | 11 |  |  |  | No | R-454B | 2.8167 | Residential & Commercial | Ducted CEE Tier 1
214396036 | Central HP <5.4 tons | YORK | HRCU-A-CB (Split System: Heat Pump with Remote Outdoor Unit-Air-Source) | HH836E2S11 |  |  | CTM48C5CFS1 | YPLC100C16MP13 | 33000 | 19 | 9 | 31200 | 25200 | 80.77% | 2 | 0 | 11 |  |  |  | No | R-454B | 2.75 | Residential & Commercial | Ducted CEE Tier 1
214396100 | Central HP <5.4 tons | YORK | HRCU-A-CB (Split System: Heat Pump with Remote Outdoor Unit-Air-Source) | HH836E2S11 |  |  | CTF36C5CDS1+JMVT17CC2N1 |  | 34800 | 19 | 9 | 32200 | 25800 | 80.12% | 2 | 0 | 11.7 |  |  |  | No | R-454B | 2.9 | Residential & Commercial | Ducted CEE Tier 1
214396118 | Central HP <5.4 tons | YORK | HRCU-A-CB (Split System: Heat Pump with Remote Outdoor Unit-Air-Source) | HH836E2S11 |  |  | CTM36C5CDS1 | Y81E100C16SMPS1 | 34200 | 18 | 8.5 | 31600 | 26000 | 82.28% | 2 | 0 | 11.7 |  |  |  | No | R-454B | 2.85 | Residential & Commercial | Ducted CEE Tier 1
210470417 | Central HP <5.4 tons | TEMPSTAR | HRCU-A-CB (Split System: Heat Pump with Remote Outdoor Unit-Air-Source) | TVH837GKA2* |  |  | EA*4X61L21A*+WALLCON | *80CSU0601716A* | 33200 | 17.5 | 8.1 | 32200 | 25000 | 77.64% | 1.98 | 0 | 11.5 |  |  |  | No | R-410A | 2.7667 | Residential & Commercial | Ducted CEE Tier 1
210720692 | Central HP <5.4 tons | BRYANT HEATING AND COOLING SYSTEMS | HRCU-A-CB (Split System: Heat Pump with Remote Outdoor Unit-Air-Source) | 284ANV036*0**B* |  |  | CSPH*6012AL*+UI | 83*CA48060C17*** | 34400 | 19 | 9 | 34800 | 25400 | 72.99% | 2.02 | 0 | 12 |  |  |  | No | R-410A | 2.8667 | Residential & Commercial | Ducted CEE Tier 1
215678248 | Central HP <5.4 tons | COMFORTMAKER | HRCU-A-CB (Split System: Heat Pump with Remote Outdoor Unit-Air-Source) | C5H0V24*K*AAA* |  |  | EA*5X25M17A*+WALLCON | *97CTN0601716A* | 23800 | 17 | 9 | 23400 | 16500 | 70.51% | 2 | 0 | 10 |  |  |  | No | R-454B | 1.9833 | Residential & Commercial | Ducted CEE Tier 1
215679568 | Central HP <5.4 tons | COMFORTMAKER | HRCU-A-CB (Split System: Heat Pump with Remote Outdoor Unit-Air-Source) | C5H0V36*K*AAA* |  |  | EA*5X60M24A*+WALLCON | *97CTN0802120A* | 34400 | 18 | 9 | 34200 | 24800 | 72.51% | 1.9 | 0 | 10 |  |  |  | No | R-454B | 2.8667 | Residential & Commercial | Ducted CEE Tier 1
214229134 | Central HP <5.4 tons | BRYANT HEATING AND COOLING SYSTEMS | HRCU-A-CB (Split System: Heat Pump with Remote Outdoor Unit-Air-Source) | 38MURAQ24AB3* |  |  | CAP**2517AL* | 83*SB48060M17*** | 24200 | 17.5 | 8.5 | 25200 | 21200 | 84.13% | 1.8 | 0 | 10 |  |  |  | No | R-410A | 2.0167 | Residential & Commercial | Ducted CEE Tier 1
211262596 | Central HP <5.4 tons | DAY & NIGHT | HRCU-A-CB (Split System: Heat Pump with Remote Outdoor Unit-Air-Source) | DLCURAH18ABK |  |  | EN(A,D)4X24L14** | *95ESN0401410A* | 17800 | 15.5 | 8.5 | 18700 | 18800 | 100.5% | 2.26 | 0 | 10.5 |  |  |  | No | R-410A | 1.4833 | Residential & Commercial | Ducted CEE Tier 1
215935299 | Central HP <5.4 tons | COMFORTMAKER | HRCU-A-CB (Split System: Heat Pump with Remote Outdoor Unit-Air-Source) | C5H3V36*K*AAA* |  |  | EVM5X60M21A*+WALLCON | *97CMN1002122B* | 35600 | 22 | 8.5 | 38000 | 28600 | 75.26% | 2.02 | 0 | 12.5 |  |  |  | No | R-454B | 2.9667 | Residential & Commercial | Ducted CEE Tier 1
215939809 | Central HP <5.4 tons | COMFORTMAKER | HRCU-A-CB (Split System: Heat Pump with Remote Outdoor Unit-Air-Source) | C5H3V36*K*AAA* |  |  | EA*5X60M24A*+WALLCON | *97CTN1002122A* | 34000 | 20.5 | 9.5 | 34000 | 25800 | 75.88% | 2.06 | 0 | 12 |  |  |  | No | R-454B | 2.8333 | Residential & Commercial | Ducted CEE Tier 1
215940629 | Central HP <5.4 tons | COMFORTMAKER | HRCU-A-CB (Split System: Heat Pump with Remote Outdoor Unit-Air-Source) | C5H3V36*K*AAA* |  |  | EVD5X42M21A*+WALLCON | *80CSU0401712B* | 34600 | 21 | 8.5 | 38500 | 28000 | 72.73% | 2.04 | 0 | 12 |  |  |  | No | R-454B | 2.8833 | Residential & Commercial | Ducted CEE Tier 1
214395682 | Central HP <5.4 tons | YORK | HRCU-A-CB (Split System: Heat Pump with Remote Outdoor Unit-Air-Source) | HH860E2S11 |  |  | CTF60C5CHS1 | TM8Y120C20MP11 | 54000 | 19 | 9 | 55000 | 39500 | 71.82% | 2 | 0 | 11 |  |  |  | No | R-454B | 4.5 | Residential & Commercial | Ducted CEE Tier 1
210473159 | Central HP <5.4 tons | TEMPSTAR | HRCU-A-CB (Split System: Heat Pump with Remote Outdoor Unit-Air-Source) | TVH825GKA3* |  |  | EA*4X43L21A*+WALLCON | *80CTL0451712A* | 24200 | 16.5 | 8.1 | 21600 | 16800 | 77.78% | 2 | 0 | 11 |  |  |  | No | R-410A | 2.0167 | Residential & Commercial | Ducted CEE Tier 1
210473302 | Central HP <5.4 tons | TEMPSTAR | HRCU-A-CB (Split System: Heat Pump with Remote Outdoor Unit-Air-Source) | TVH825GKA3* |  |  | EA*4X48L21A*+WALLCON | *80CSU0401712A* | 24200 | 17 | 8.1 | 21000 | 16500 | 78.57% | 2.02 | 0 | 11 |  |  |  | No | R-410A | 2.0167 | Residential & Commercial | Ducted CEE Tier 1
210473357 | Central HP <5.4 tons | TEMPSTAR | HRCU-A-CB (Split System: Heat Pump with Remote Outdoor Unit-Air-Source) | TVH825GKA3* |  |  | EA*4X48L21A*+WALLCON | *96CTN0601714A* | 24000 | 16.5 | 8.1 | 21000 | 16600 | 79.05% | 2 | 0 | 11 |  |  |  | No | R-410A | 2 | Residential & Commercial | Ducted CEE Tier 1
210472950 | Central HP <5.4 tons | TEMPSTAR | HRCU-A-CB (Split System: Heat Pump with Remote Outdoor Unit-Air-Source) | TVH825GKA3* |  |  | EA*4X42L21A*+WALLCON | *97CMN1002122A* | 23800 | 16.5 | 8.1 | 21400 | 16600 | 77.57% | 1.96 | 0 | 11 |  |  |  | No | R-410A | 1.9833 | Residential & Commercial | Ducted CEE Tier 1
214395743 | Central HP <5.4 tons | YORK | HRCU-A-CB (Split System: Heat Pump with Remote Outdoor Unit-Air-Source) | HH860E2S11 |  |  | CTF60C5CGS1 | TM8E120C16MP11 | 44500 | 18 | 9 | 45500 | 34200 | 75.16% | 2 | 0 | 11 |  |  |  | No | R-454B | 3.7083 | Residential & Commercial | Ducted CEE Tier 1
214397596 | Central HP <5.4 tons | JOHNSON CONTROLS | HRCU-A-CB (Split System: Heat Pump with Remote Outdoor Unit-Air-Source) | HH860E2S11 |  |  | CTM60D5CHS1+JMVT20DC2N1 |  | 53500 | 19 | 9 | 53000 | 38000 | 71.7% | 2 | 0 | 12 |  |  |  | No | R-454B | 4.4583 | Residential & Commercial | Ducted CEE Tier 1
215940919 | Central HP <5.4 tons | COMFORTMAKER | HRCU-A-CB (Split System: Heat Pump with Remote Outdoor Unit-Air-Source) | C5H3V36*K*AAA* |  |  | EVD5X61M21A*+WALLCON | *97CTN0801716A* | 35600 | 21.5 | 8.5 | 38000 | 28800 | 75.79% | 2.04 | 0 | 12 |  |  |  | No | R-454B | 2.9667 | Residential & Commercial | Ducted CEE Tier 1
215942655 | Central HP <5.4 tons | COMFORTMAKER | HRCU-A-CB (Split System: Heat Pump with Remote Outdoor Unit-Air-Source) | C5H3V36*K*AAA* |  |  | EVD5X61M24A*+WALLCON | *96CTN0802120B* | 36000 | 22 | 8.5 | 37400 | 28200 | 75.4% | 2.04 | 0 | 12.5 |  |  |  | No | R-454B | 3 | Residential & Commercial | Ducted CEE Tier 1
214395619 | Central HP <5.4 tons | YORK | HRCU-A-CB (Split System: Heat Pump with Remote Outdoor Unit-Air-Source) | HH836E2S11 |  |  | CTM48C5CFS1 | TMLE080C20MP11 | 34600 | 18 | 8.5 | 32800 | 25800 | 78.66% | 2 | 0 | 11 |  |  |  | No | R-454B | 2.8833 | Residential & Commercial | Ducted CEE Tier 1
215682358 | Central HP <5.4 tons | COMFORTMAKER | HRCU-A-CB (Split System: Heat Pump with Remote Outdoor Unit-Air-Source) | C5H0V48*K*AAA* |  |  | EVD5X60M21A*+WALLCON | *97CTN0802120A* | 48000 | 19 | 9 | 50000 | 36800 | 73.6% | 2 | 0 | 10 |  |  |  | No | R-454B | 4 | Residential & Commercial | Ducted CEE Tier 1
215681868 | Central HP <5.4 tons | COMFORTMAKER | HRCU-A-CB (Split System: Heat Pump with Remote Outdoor Unit-Air-Source) | C5H0V48*K*AAA* |  |  | EVM5X49M21A*+WALLCON | *97CTN0801716A* | 47500 | 18.5 | 9 | 50000 | 37200 | 74.4% | 1.98 | 0 | 10 |  |  |  | No | R-454B | 3.9583 | Residential & Commercial | Ducted CEE Tier 1
215681898 | Central HP <5.4 tons | COMFORTMAKER | HRCU-A-CB (Split System: Heat Pump with Remote Outdoor Unit-Air-Source) | C5H0V48*K*AAA* |  |  | EVM5X60M21A*+WALLCON | *96CTN0802120B* | 48000 | 19 | 9 | 50000 | 36800 | 73.6% | 2 | 0 | 10 |  |  |  | No | R-454B | 4 | Residential & Commercial | Ducted CEE Tier 1
214228969 | Central HP <5.4 tons | BRYANT HEATING AND COOLING SYSTEMS | HRCU-A-CB (Split System: Heat Pump with Remote Outdoor Unit-Air-Source) | 38MURAQ18AB3* |  |  | CAP**1917AL* | 83*SB48060M17*** | 18100 | 16.5 | 8.5 | 18000 | 17700 | 98.33% | 2.14 | 0 | 11 |  |  |  | No | R-410A | 1.5083 | Residential & Commercial | Ducted CEE Tier 1
210600130 | Central HP <5.4 tons | TEMPSTAR | HRCU-A-CB (Split System: Heat Pump with Remote Outdoor Unit-Air-Source) | TVH837GKA** |  |  | EHD4X60AAL+WALLCON | *80CTL0901716A* | 33000 | 17.5 | 8.1 | 32200 | 24800 | 77.02% | 2.02 | 0 | 11.5 |  |  |  | No | R-410A | 2.75 | Residential & Commercial | Ducted CEE Tier 1
210599872 | Central HP <5.4 tons | TEMPSTAR | HRCU-A-CB (Split System: Heat Pump with Remote Outdoor Unit-Air-Source) | TVH825GKA2* |  |  | EA*4X42L24A*+WALLCON | *95CSU0802120A* | 23800 | 17 | 8.1 | 21400 | 16600 | 77.57% | 1.96 | 0 | 11 |  |  |  | No | R-410A | 1.9833 | Residential & Commercial | Ducted CEE Tier 1
210599913 | Central HP <5.4 tons | TEMPSTAR | HRCU-A-CB (Split System: Heat Pump with Remote Outdoor Unit-Air-Source) | TVH825GKA2* |  |  | EA*4X48L24A*+WALLCON | *95CSU0802120A* | 24200 | 17 | 8.1 | 21000 | 16500 | 78.57% | 2.02 | 0 | 11 |  |  |  | No | R-410A | 2.0167 | Residential & Commercial | Ducted CEE Tier 1
210599915 | Central HP <5.4 tons | TEMPSTAR | HRCU-A-CB (Split System: Heat Pump with Remote Outdoor Unit-Air-Source) | TVH825GKA2* |  |  | EA*4X48L24A*+WALLCON | *96CTN1002122A* | 24200 | 16.5 | 8.1 | 21000 | 16500 | 78.57% | 2.02 | 0 | 11 |  |  |  | No | R-410A | 2.0167 | Residential & Commercial | Ducted CEE Tier 1
210599924 | Central HP <5.4 tons | TEMPSTAR | HRCU-A-CB (Split System: Heat Pump with Remote Outdoor Unit-Air-Source) | TVH825GKA2* |  |  | EHD4X42AAL+WALLCON | *80CTL0701412A* | 24200 | 16.5 | 8.1 | 21200 | 16600 | 78.3% | 2.02 | 0 | 11 |  |  |  | No | R-410A | 2.0167 | Residential & Commercial | Ducted CEE Tier 1
210599938 | Central HP <5.4 tons | TEMPSTAR | HRCU-A-CB (Split System: Heat Pump with Remote Outdoor Unit-Air-Source) | TVH825GKA2* |  |  | EHD4X42AAL+WALLCON | *97CMN1002122A* | 24200 | 16 | 8.1 | 21400 | 16600 | 77.57% | 2 | 0 | 10.5 |  |  |  | No | R-410A | 2.0167 | Residential & Commercial | Ducted CEE Tier 1
214609017 | Central HP <5.4 tons | YORK | HRCU-A-CB (Split System: Heat Pump with Remote Outdoor Unit-Air-Source) | HH860E2S11 |  |  | CTF60C5CHS1 | Y91E100C20SMPS1 | 53000 | 19 | 8.5 | 54000 | 38500 | 71.3% | 2 | 0 | 11 |  |  |  | No | R-454B | 4.4167 | Residential & Commercial | Ducted CEE Tier 1
214609019 | Central HP <5.4 tons | YORK | HRCU-A-CB (Split System: Heat Pump with Remote Outdoor Unit-Air-Source) | HH860E2S11 |  |  | CTM60D5CHS1 | Y91E120D20SMPS1 | 53500 | 19 | 8.5 | 53500 | 38500 | 71.96% | 2 | 0 | 11.7 |  |  |  | No | R-454B | 4.4583 | Residential & Commercial | Ducted CEE Tier 1
214609026 | Central HP <5.4 tons | YORK | HRCU-A-CB (Split System: Heat Pump with Remote Outdoor Unit-Air-Source) | HH860E2S11 |  |  | CTM60C5CGS1 | Y91E080C16SMPS1 | 45000 | 18 | 9 | 46000 | 33800 | 73.48% | 2 | 0 | 11.7 |  |  |  | No | R-454B | 3.75 | Residential & Commercial | Ducted CEE Tier 1
214396086 | Central HP <5.4 tons | YORK | HRCU-A-CB (Split System: Heat Pump with Remote Outdoor Unit-Air-Source) | HH860E2S11 |  |  | CTF60D5CHS1 | TMLE130D20MP11 | 54000 | 19 | 8.5 | 55000 | 38500 | 70% | 2 | 0 | 11.7 |  |  |  | No | R-454B | 4.5 | Residential & Commercial | Ducted CEE Tier 1
214396093 | Central HP <5.4 tons | YORK | HRCU-A-CB (Split System: Heat Pump with Remote Outdoor Unit-Air-Source) | HH860E2S11 |  |  | CTF60D5CJS1 | TMLE130D20MP11 | 53500 | 18 | 9 | 55500 | 40000 | 72.07% | 2 | 0 | 11 |  |  |  | No | R-454B | 4.4583 | Residential & Commercial | Ducted CEE Tier 1
214396152 | Central HP <5.4 tons | YORK | HRCU-A-CB (Split System: Heat Pump with Remote Outdoor Unit-Air-Source) | HH860E2S11 |  |  | CTM60C5CGS1 | TM8Y100C16MP11 | 44000 | 18 | 9 | 44000 | 33400 | 75.91% | 2 | 0 | 11.7 |  |  |  | No | R-454B | 3.6667 | Residential & Commercial | Ducted CEE Tier 1
210474513 | Central HP <5.4 tons | TEMPSTAR | HRCU-A-CB (Split System: Heat Pump with Remote Outdoor Unit-Air-Source) | TVH825GKA3* |  |  | EHD4X48AAL+WALLCON | *80CTL0451712A* | 24200 | 16 | 8.1 | 21400 | 16700 | 78.04% | 2 | 0 | 10.5 |  |  |  | No | R-410A | 2.0167 | Residential & Commercial | Ducted CEE Tier 1
212384294 | Central HP <5.4 tons | HEIL | HRCU-A-CB (Split System: Heat Pump with Remote Outdoor Unit-Air-Source) | DLCURAH36ABK |  |  | END4X42L17** | *80ES(N,L)0901714A* | 36200 | 15.5 | 8.1 | 39500 | 35000 | 88.61% | 1.98 | 0 | 10 |  |  |  | No | R-410A | 3.0167 | Residential & Commercial | Ducted CEE Tier 1
211230807 | Central HP <5.4 tons | AIRQUEST | HRCU-A-CB (Split System: Heat Pump with Remote Outdoor Unit-Air-Source) | DLCURAH36ABK |  |  | EN(A,D)4X48L24** | OMV154L20A | 37000 | 16 | 8.1 | 39500 | 35000 | 88.61% | 2.06 | 0 | 10.5 |  |  |  | No | R-410A | 3.0833 | Residential & Commercial | Ducted CEE Tier 1
216453195 | Central HP <5.4 tons | TRANE | HRCU-A-CB (Split System: Heat Pump with Remote Outdoor Unit-Air-Source) | 5TWV0X48A1 |  |  | 5TXCC007AS3 | S8V2C100M5PDB | 44500 | 20 | 9.7 | 47500 | 34200 | 72% | 2.1 | 0 | 11.7 |  |  |  | No | R-454B | 3.7083 | Residential & Commercial | Ducted CEE Tier 1
216453213 | Central HP <5.4 tons | TRANE | HRCU-A-CB (Split System: Heat Pump with Remote Outdoor Unit-Air-Source) | 5TWV0X48A1 |  |  | 5TXCD010AS3 | S8V2C100M5PCB | 45500 | 20 | 9.7 | 47000 | 33800 | 71.91% | 2.1 | 0 | 12 |  |  |  | No | R-454B | 3.7917 | Residential & Commercial | Ducted CEE Tier 1
216571078 | Central HP <5.4 tons | TRANE | HRCU-A-CB (Split System: Heat Pump with Remote Outdoor Unit-Air-Source) | 5TWV0X48A1 |  |  | 5PX*C007AS3 | S8V2C080M5PDB | 44500 | 20 | 9.7 | 47500 | 34000 | 71.58% | 2.1 | 0 | 11.7 |  |  |  | No | R-454B | 3.7083 | Residential & Commercial | Ducted CEE Tier 1
210600141 | Central HP <5.4 tons | TEMPSTAR | HRCU-A-CB (Split System: Heat Pump with Remote Outdoor Unit-Air-Source) | TVH837GKA** |  |  | EHD4X60AAL+WALLCON | *97CMN0801714A* | 32800 | 16.5 | 8.1 | 32600 | 25200 | 77.3% | 1.98 | 0 | 11 |  |  |  | No | R-410A | 2.7333 | Residential & Commercial | Ducted CEE Tier 1
210600164 | Central HP <5.4 tons | TEMPSTAR | HRCU-A-CB (Split System: Heat Pump with Remote Outdoor Unit-Air-Source) | TVH837GKA** |  |  | EN(A,D,W)4X60L24**+WALLCON | *95CSU0802120A* | 32800 | 18 | 8.1 | 32200 | 24600 | 76.4% | 1.98 | 0 | 12 |  |  |  | No | R-410A | 2.7333 | Residential & Commercial | Ducted CEE Tier 1
216570994 | Central HP <5.4 tons | TRANE | HRCU-A-CB (Split System: Heat Pump with Remote Outdoor Unit-Air-Source) | 5TWV0X36A1 |  |  | 5PX*C009AS3 | S8V2C080M5PCB | 35600 | 20 | 9.4 | 31600 | 24600 | 77.85% | 2.2 | 0 | 12.7 |  |  |  | No | R-454B | 2.9667 | Residential & Commercial | Ducted CEE Tier 1
210600099 | Central HP <5.4 tons | TEMPSTAR | HRCU-A-CB (Split System: Heat Pump with Remote Outdoor Unit-Air-Source) | TVH837GKA** |  |  | EA*4X61L21A*+WALLCON | *80CTL0901716A* | 33200 | 18 | 8.5 | 32000 | 24800 | 77.5% | 2 | 0 | 12 |  |  |  | No | R-410A | 2.7667 | Residential & Commercial | Ducted CEE Tier 1
210600138 | Central HP <5.4 tons | TEMPSTAR | HRCU-A-CB (Split System: Heat Pump with Remote Outdoor Unit-Air-Source) | TVH837GKA** |  |  | EHD4X60AAL+WALLCON | *96CTN1002122A* | 33000 | 17 | 8.1 | 32200 | 24800 | 77.02% | 2.02 | 0 | 11.5 |  |  |  | No | R-410A | 2.75 | Residential & Commercial | Ducted CEE Tier 1
214396173 | Central HP <5.4 tons | YORK | HRCU-A-CB (Split System: Heat Pump with Remote Outdoor Unit-Air-Source) | HH824E2S11 |  |  | CTF30B5ACS1 | TM9Y060B12MP11 | 23000 | 17 | 9.5 | 23000 | 18400 | 80% | 2 | 0 | 11.7 |  |  |  | No | R-454B | 1.9167 | Residential & Commercial | Ducted CEE Tier 1
214395772 | Central HP <5.4 tons | YORK | HRCU-A-CB (Split System: Heat Pump with Remote Outdoor Unit-Air-Source) | HH824E2S11 |  |  | CTM30B5ACS1+JME12B2SN1 |  | 23000 | 19 | 9.5 | 23000 | 18600 | 80.87% | 2 | 0 | 12 |  |  |  | No | R-454B | 1.9167 | Residential & Commercial | Ducted CEE Tier 1
214395878 | Central HP <5.4 tons | YORK | HRCU-A-CB (Split System: Heat Pump with Remote Outdoor Unit-Air-Source) | HH824E2S11 |  |  | CTF30B5ACS1 | TM8E100B12MP11 | 23000 | 17 | 9.5 | 23000 | 18400 | 80% | 2 | 0 | 12 |  |  |  | No | R-454B | 1.9167 | Residential & Commercial | Ducted CEE Tier 1
214397991 | Central HP <5.4 tons | JOHNSON CONTROLS | HRCU-A-CB (Split System: Heat Pump with Remote Outdoor Unit-Air-Source) | HH824E2S11 |  |  | CTM30B5ACS1 | TM9E080B12MP12 | 23000 | 17 | 9.5 | 23000 | 18600 | 80.87% | 2 | 0 | 12 |  |  |  | No | R-454B | 1.9167 | Residential & Commercial | Ducted CEE Tier 1
214397996 | Central HP <5.4 tons | JOHNSON CONTROLS | HRCU-A-CB (Split System: Heat Pump with Remote Outdoor Unit-Air-Source) | HH824E2S11 |  |  | CTF30B5ACS1 | TL9E060B12UH11 | 23000 | 17 | 9.5 | 23000 | 18400 | 80% | 2 | 0 | 12 |  |  |  | No | R-454B | 1.9167 | Residential & Commercial | Ducted CEE Tier 1
215678196 | Central HP <5.4 tons | AIRQUEST | HRCU-A-CB (Split System: Heat Pump with Remote Outdoor Unit-Air-Source) | H5H0V24*K*AAA* |  |  | EA*5X24M17A*+WALLCON | *80CSU0601716B* | 22800 | 16.5 | 8.5 | 24000 | 16800 | 70% | 1.96 | 0 | 10 |  |  |  | No | R-454B | 1.9 | Residential & Commercial | Ducted CEE Tier 1
215678268 | Central HP <5.4 tons | COMFORTMAKER | HRCU-A-CB (Split System: Heat Pump with Remote Outdoor Unit-Air-Source) | C5H0V24*K*AAA* |  |  | EA*5X30M17A*+WALLCON | *80CSU0401712B* | 23200 | 17 | 8.5 | 23600 | 16600 | 70.34% | 1.98 | 0 | 10 |  |  |  | No | R-454B | 1.9333 | Residential & Commercial | Ducted CEE Tier 1
215678368 | Central HP <5.4 tons | COMFORTMAKER | HRCU-A-CB (Split System: Heat Pump with Remote Outdoor Unit-Air-Source) | C5H0V24*K*AAA* |  |  | EA*5X37M17A*+WALLCON | *97CTN0601716A* | 23600 | 16.5 | 9 | 23600 | 16600 | 70.34% | 1.98 | 0 | 10 |  |  |  | No | R-454B | 1.9667 | Residential & Commercial | Ducted CEE Tier 1
215667855 | Central HP <5.4 tons | COMFORTMAKER | HRCU-A-CB (Split System: Heat Pump with Remote Outdoor Unit-Air-Source) | C5H0V24*K*AAA* |  |  | EA*5X37M21A*+WALLCON | *80CTL0901716B* | 24000 | 17.5 | 9 | 23200 | 16300 | 70.26% | 2.02 | 0 | 10.5 |  |  |  | No | R-454B | 2 | Residential & Commercial | Ducted CEE Tier 1
215681508 | Central HP <5.4 tons | COMFORTMAKER | HRCU-A-CB (Split System: Heat Pump with Remote Outdoor Unit-Air-Source) | C5H0V48*K*AAA* |  |  | EA*5X61M21A*+WALLCON | *97CTN1002122A* | 46000 | 18 | 9 | 47500 | 33800 | 71.16% | 2.08 | 0 | 10 |  |  |  | No | R-454B | 3.8333 | Residential & Commercial | Ducted CEE Tier 1
215674509 | Central HP <5.4 tons | COMFORTMAKER | HRCU-A-CB (Split System: Heat Pump with Remote Outdoor Unit-Air-Source) | C5H0V48*K*AAA* |  |  | EA*5X61M24A*+WALLCON | *80CTL1352422B* | 46000 | 18.5 | 9 | 47500 | 33600 | 70.74% | 2.08 | 0 | 10 |  |  |  | No | R-454B | 3.8333 | Residential & Commercial | Ducted CEE Tier 1
215675978 | Central HP <5.4 tons | COMFORTMAKER | HRCU-A-CB (Split System: Heat Pump with Remote Outdoor Unit-Air-Source) | C5H0V48*K*AAA* |  |  | EVM5X61M24A*+WALLCON | *80CTL0702120B* | 48500 | 19 | 9.5 | 50000 | 36800 | 73.6% | 2.1 | 0 | 10.5 |  |  |  | No | R-454B | 4.0417 | Residential & Commercial | Ducted CEE Tier 1
206765551 | Central HP <5.4 tons | DAY & NIGHT | HRCU-A-CB (Split System: Heat Pump with Remote Outdoor Unit-Air-Source) | CVH825GKA3* |  |  | EA*4X25L17A*+WALLCON | *80CTL0701412A* | 24400 | 17.5 | 8.5 | 21200 | 16600 | 78.3% | 2.02 | 11 | 11.5 |  |  |  | No | R-410A | 2.0333 | Residential & Commercial | Ducted CEE Tier 1
206765668 | Central HP <5.4 tons | DAY & NIGHT | HRCU-A-CB (Split System: Heat Pump with Remote Outdoor Unit-Air-Source) | CVH825GKA3* |  |  | EA*4X36L17A*+WALLCON | *96CTN0601714A* | 23400 | 16 | 8.1 | 21600 | 16800 | 77.78% | 1.92 | 11 | 10.5 |  |  |  | No | R-410A | 1.95 | Residential & Commercial | Ducted CEE Tier 1
206766037 | Central HP <5.4 tons | DAY & NIGHT | HRCU-A-CB (Split System: Heat Pump with Remote Outdoor Unit-Air-Source) | CVH825GKA3* |  |  | EA*4X37L21A*+WALLCON | *80CTL0901716A* | 24600 | 17.5 | 8.5 | 21000 | 16500 | 78.57% | 2.04 | 12 | 11.7 |  |  |  | No | R-410A | 2.05 | Residential & Commercial | Ducted CEE Tier 1
214398611 | Central HP <5.4 tons | JOHNSON CONTROLS | HRCU-A-CB (Split System: Heat Pump with Remote Outdoor Unit-Air-Source) | HH836E2S11 |  |  | CTF48C5CFS1 | TL9E100C20UH11 | 34000 | 18 | 9 | 32000 | 25600 | 80% | 2 | 0 | 11 |  |  |  | No | R-454B | 2.8333 | Residential & Commercial | Ducted CEE Tier 1
207590789 | Central HP <5.4 tons | AMERICAN STANDARD | HRCU-A-CB (Split System: Heat Pump with Remote Outdoor Unit-Air-Source) | 4A6V8X24A1 |  |  | 4TXCB004DS3 | *UHMB060ACV3 | 23800 | 18 | 8.5 | 18100 | 12700 | 70.17% | 1.8 | 12.5 | 12.5 |  |  |  | No | R-410A | 1.9833 | Residential & Commercial | Ducted CEE Tier 1
210596248 | Central HP <5.4 tons | CARRIER | HRCU-A-CB (Split System: Heat Pump with Remote Outdoor Unit-Air-Source) | 25VNA837A*030* |  |  | CSPH*6012AL*+UI | 59CU5A100C21**22 | 33000 | 17 | 8.1 | 32200 | 24800 | 77.02% | 2.02 | 0 | 11.5 |  |  |  | No | R-410A | 2.75 | Residential & Commercial | Ducted CEE Tier 1
215678328 | Central HP <5.4 tons | COMFORTMAKER | HRCU-A-CB (Split System: Heat Pump with Remote Outdoor Unit-Air-Source) | C5H0V24*K*AAA* |  |  | EA*5X36M17A*+WALLCON | *97CTN0601716A* | 23000 | 16.5 | 9 | 23800 | 16700 | 70.17% | 1.98 | 0 | 10 |  |  |  | No | R-454B | 1.9167 | Residential & Commercial | Ducted CEE Tier 1
215667368 | Central HP <5.4 tons | COMFORTMAKER | HRCU-A-CB (Split System: Heat Pump with Remote Outdoor Unit-Air-Source) | C5H0V24*K*AAA* |  |  | EA*5X30M17A*+WALLCON | *80CSU0401712A* | 23000 | 17 | 9 | 23600 | 16600 | 70.34% | 1.98 | 0 | 10 |  |  |  | No | R-454B | 1.9167 | Residential & Commercial | Ducted CEE Tier 1
215667636 | Central HP <5.4 tons | COMFORTMAKER | HRCU-A-CB (Split System: Heat Pump with Remote Outdoor Unit-Air-Source) | C5H0V24*K*AAA* |  |  | EA*5X36M17A*+WALLCON | *80CTL0701716B* | 23200 | 17 | 9 | 23600 | 16600 | 70.34% | 1.98 | 0 | 10 |  |  |  | No | R-454B | 1.9333 | Residential & Commercial | Ducted CEE Tier 1
215675998 | Central HP <5.4 tons | COMFORTMAKER | HRCU-A-CB (Split System: Heat Pump with Remote Outdoor Unit-Air-Source) | C5H0V48*K*AAA* |  |  | EVM5X61M24A*+WALLCON | *80CTL1102120B* | 48500 | 19.5 | 9.5 | 50000 | 36600 | 73.2% | 2.1 | 0 | 10.5 |  |  |  | No | R-454B | 4.0417 | Residential & Commercial | Ducted CEE Tier 1
215676078 | Central HP <5.4 tons | COMFORTMAKER | HRCU-A-CB (Split System: Heat Pump with Remote Outdoor Unit-Air-Source) | C5H0V48*K*AAA* |  |  | EVM5X61M24A*+WALLCON | *96CTN1002122B* | 48500 | 19.5 | 9.5 | 50000 | 36600 | 73.2% | 2.12 | 0 | 10.5 |  |  |  | No | R-454B | 4.0417 | Residential & Commercial | Ducted CEE Tier 1
215676648 | Central HP <5.4 tons | COMFORTMAKER | HRCU-A-CB (Split System: Heat Pump with Remote Outdoor Unit-Air-Source) | C5H0V48*K*AAA* |  |  | EVD5X60M24A*+WALLCON | *95CSU1002122B* | 48000 | 19 | 9 | 50000 | 36400 | 72.8% | 2.02 | 0 | 10 |  |  |  | No | R-454B | 4 | Residential & Commercial | Ducted CEE Tier 1
212978321 | Central HP <5.4 tons | BRYANT HEATING AND COOLING SYSTEMS | HRCU-A-CB (Split System: Heat Pump with Remote Outdoor Unit-Air-Source) | 38MURAQ18AB3* |  |  | CNPV*2417AL* | 8(0,1)*SB36070M14*** | 17600 | 16.5 | 8.5 | 18500 | 19100 | 103.2% | 2.3 | 0 | 11 |  |  |  | No | R-410A | 1.4667 | Residential & Commercial | Ducted CEE Tier 1
215682028 | Central HP <5.4 tons | COMFORTMAKER | HRCU-A-CB (Split System: Heat Pump with Remote Outdoor Unit-Air-Source) | C5H0V48*K*AAA* |  |  | EVM5X60M24A*+WALLCON | *97CTN1202422A* | 48000 | 19 | 9 | 50000 | 36600 | 73.2% | 2 | 0 | 10.5 |  |  |  | No | R-454B | 4 | Residential & Commercial | Ducted CEE Tier 1
214396116 | Central HP <5.4 tons | YORK | HRCU-A-CB (Split System: Heat Pump with Remote Outdoor Unit-Air-Source) | HH836E2S11 |  |  | CTM36C5CDS1 | YPLC080C16MP13 | 34000 | 18 | 8.5 | 32000 | 26200 | 81.88% | 2 | 0 | 11 |  |  |  | No | R-454B | 2.8333 | Residential & Commercial | Ducted CEE Tier 1
214396134 | Central HP <5.4 tons | YORK | HRCU-A-CB (Split System: Heat Pump with Remote Outdoor Unit-Air-Source) | HH836E2S11 |  |  | CTM48C5CFS1 | TM8E120C16MP11 | 33600 | 19 | 9 | 31400 | 25400 | 80.89% | 2 | 0 | 11 |  |  |  | No | R-454B | 2.8 | Residential & Commercial | Ducted CEE Tier 1
216013473 | Central HP <5.4 tons | LENNOX | HRCU-A-CB (Split System: Heat Pump with Remote Outdoor Unit-Air-Source) | EL18KSLV-036-230** |  |  | CBK45UHVT-036-230-** |  | 36000 | 18 | 9.5 | 36000 | 30000 | 83.33% | 1.8 | 0 | 11.7 |  |  |  | No | R-454B | 3 | Residential & Commercial | Ducted CEE Tier 1
212384453 | Central HP <5.4 tons | CARRIER | HRCU-A-CB (Split System: Heat Pump with Remote Outdoor Unit-Air-Source) | 38MURAQ36AB3* |  |  | CNPV*4221AL* | 59SC5B100E21**22 | 36600 | 15.2 | 8.1 | 40000 | 35200 | 88% | 1.92 | 0 | 10 |  |  |  | No | R-410A | 3.05 | Residential & Commercial | Ducted CEE Tier 1
210599986 | Central HP <5.4 tons | TEMPSTAR | HRCU-A-CB (Split System: Heat Pump with Remote Outdoor Unit-Air-Source) | TVH825GKA2* |  |  | EN(A,D,W)4X48L21**+WALLCON | *80CSU0601716A* | 24200 | 17 | 8.1 | 21400 | 16600 | 77.57% | 2.02 | 0 | 11 |  |  |  | No | R-410A | 2.0167 | Residential & Commercial | Ducted CEE Tier 1
210600000 | Central HP <5.4 tons | TEMPSTAR | HRCU-A-CB (Split System: Heat Pump with Remote Outdoor Unit-Air-Source) | TVH825GKA2* |  |  | EN(A,D,W)4X48L21**+WALLCON | *97CMN1002122A* | 24200 | 17 | 8.1 | 21400 | 16600 | 77.57% | 2.02 | 0 | 11.5 |  |  |  | No | R-410A | 2.0167 | Residential & Commercial | Ducted CEE Tier 1
214609052 | Central HP <5.4 tons | JOHNSON CONTROLS | HRCU-A-CB (Split System: Heat Pump with Remote Outdoor Unit-Air-Source) | HH860E2S11 |  |  | CTF60D5CHS1 | Z9ES120D20SMPS1 | 53500 | 19 | 8.5 | 53500 | 38500 | 71.96% | 2 | 0 | 11.7 |  |  |  | No | R-454B | 4.4583 | Residential & Commercial | Ducted CEE Tier 1
214609086 | Central HP <5.4 tons | JOHNSON CONTROLS | HRCU-A-CB (Split System: Heat Pump with Remote Outdoor Unit-Air-Source) | HH860E2S11 |  |  | CTF60D5CGS1 | Z9ES120D20SMPS1 | 46000 | 18 | 9 | 47000 | 34200 | 72.77% | 2 | 0 | 11.7 |  |  |  | No | R-454B | 3.8333 | Residential & Commercial | Ducted CEE Tier 1
216571180 | Central HP <5.4 tons | TRANE | HRCU-A-CB (Split System: Heat Pump with Remote Outdoor Unit-Air-Source) | 5TWV8X24A1 |  |  | 5PX*B003AS3 | S8V2A040M3PCB | 21200 | 18.1 | 8.5 | 24400 | 18900 | 77.46% | 2.1 | 0 | 11.2 |  |  |  | No | R-454B | 1.7667 | Residential & Commercial | Ducted CEE Tier 1
214395649 | Central HP <5.4 tons | YORK | HRCU-A-CB (Split System: Heat Pump with Remote Outdoor Unit-Air-Source) | HH860E2S11 |  |  | CTM60C5CGS1 | TP9C100C20MP13 | 44000 | 18 | 9 | 44500 | 33600 | 75.51% | 2 | 0 | 11.7 |  |  |  | No | R-454B | 3.6667 | Residential & Commercial | Ducted CEE Tier 1
214395758 | Central HP <5.4 tons | YORK | HRCU-A-CB (Split System: Heat Pump with Remote Outdoor Unit-Air-Source) | HH860E2S11 |  |  | CTM60C5CGS1 | Y81E100C20SMPS1 | 44500 | 18 | 9 | 44500 | 33400 | 75.06% | 2 | 0 | 12 |  |  |  | No | R-454B | 3.7083 | Residential & Commercial | Ducted CEE Tier 1
214395640 | Central HP <5.4 tons | YORK | HRCU-A-CB (Split System: Heat Pump with Remote Outdoor Unit-Air-Source) | HH860E2S11 |  |  | CTM60C5CGS1 | TM8E080C16MP11 | 44500 | 18 | 9 | 45500 | 34200 | 75.16% | 2 | 0 | 11 |  |  |  | No | R-454B | 3.7083 | Residential & Commercial | Ducted CEE Tier 1
214395642 | Central HP <5.4 tons | YORK | HRCU-A-CB (Split System: Heat Pump with Remote Outdoor Unit-Air-Source) | HH860E2S11 |  |  | CTF60C5CGS1 | TM8E080C16MP11 | 44500 | 18 | 9 | 45500 | 34200 | 75.16% | 2 | 0 | 11 |  |  |  | No | R-454B | 3.7083 | Residential & Commercial | Ducted CEE Tier 1
214395683 | Central HP <5.4 tons | YORK | HRCU-A-CB (Split System: Heat Pump with Remote Outdoor Unit-Air-Source) | HH860E2S11 |  |  | CTF60C5CHS1 | TM8Y100C20MP11 | 54000 | 19 | 9 | 55000 | 39500 | 71.82% | 2 | 0 | 11 |  |  |  | No | R-454B | 4.5 | Residential & Commercial | Ducted CEE Tier 1
215679698 | Central HP <5.4 tons | COMFORTMAKER | HRCU-A-CB (Split System: Heat Pump with Remote Outdoor Unit-Air-Source) | C5H0V36*K*AAA* |  |  | EA*5X61M24A*+WALLCON | *97CTN1202422A* | 35000 | 18.5 | 9 | 34400 | 24800 | 72.09% | 1.92 | 0 | 10.5 |  |  |  | No | R-454B | 2.9167 | Residential & Commercial | Ducted CEE Tier 1
215668831 | Central HP <5.4 tons | COMFORTMAKER | HRCU-A-CB (Split System: Heat Pump with Remote Outdoor Unit-Air-Source) | C5H0V36*K*AAA* |  |  | EA*5X42M21A*+WALLCON | *80CTL0702120B* | 33000 | 17.5 | 9 | 35800 | 25600 | 71.51% | 1.86 | 0 | 10 |  |  |  | No | R-454B | 2.75 | Residential & Commercial | Ducted CEE Tier 1
214395724 | Central HP <5.4 tons | YORK | HRCU-A-CB (Split System: Heat Pump with Remote Outdoor Unit-Air-Source) | HH836E2S11 |  |  | CTF48C5CFS1 | TM9V080C16MP12 | 33200 | 18 | 9 | 31600 | 25400 | 80.38% | 2 | 0 | 11 |  |  |  | No | R-454B | 2.7667 | Residential & Commercial | Ducted CEE Tier 1
214395733 | Central HP <5.4 tons | YORK | HRCU-A-CB (Split System: Heat Pump with Remote Outdoor Unit-Air-Source) | HH836E2S11 |  |  | CTM48C5CFS1 | Y81E120C16SMPS1 | 34000 | 19 | 9 | 31400 | 25200 | 80.25% | 2 | 0 | 11.7 |  |  |  | No | R-454B | 2.8333 | Residential & Commercial | Ducted CEE Tier 1
214395799 | Central HP <5.4 tons | YORK | HRCU-A-CB (Split System: Heat Pump with Remote Outdoor Unit-Air-Source) | HH836E2S11 |  |  | CTM48C5CFS1 | TM9V100C16MP12 | 33200 | 19 | 9 | 31200 | 25200 | 80.77% | 2 | 0 | 11 |  |  |  | No | R-454B | 2.7667 | Residential & Commercial | Ducted CEE Tier 1
214397723 | Central HP <5.4 tons | JOHNSON CONTROLS | HRCU-A-CB (Split System: Heat Pump with Remote Outdoor Unit-Air-Source) | HH836E2S11 |  |  | CTF36C5CDS1 | TP9C100C16MP13 | 33800 | 18 | 8.5 | 31400 | 25600 | 81.53% | 2 | 0 | 11 |  |  |  | No | R-454B | 2.8167 | Residential & Commercial | Ducted CEE Tier 1
214397789 | Central HP <5.4 tons | JOHNSON CONTROLS | HRCU-A-CB (Split System: Heat Pump with Remote Outdoor Unit-Air-Source) | HH836E2S11 |  |  | CTF48C5CFS1 | TP9C080C16MP13 | 33200 | 18 | 9 | 31600 | 25400 | 80.38% | 2 | 0 | 11 |  |  |  | No | R-454B | 2.7667 | Residential & Commercial | Ducted CEE Tier 1
214397821 | Central HP <5.4 tons | JOHNSON CONTROLS | HRCU-A-CB (Split System: Heat Pump with Remote Outdoor Unit-Air-Source) | HH836E2S11 |  |  | CTF48C5CFS1 | TM9E080C20MP12 | 34000 | 17 | 9 | 32000 | 25400 | 79.38% | 2 | 0 | 11 |  |  |  | No | R-454B | 2.8333 | Residential & Commercial | Ducted CEE Tier 1
214395721 | Central HP <5.4 tons | YORK | HRCU-A-CB (Split System: Heat Pump with Remote Outdoor Unit-Air-Source) | HH836E2S11 |  |  | CTF36C5CDS1 | YPLC100C16MP13 | 34000 | 18 | 8.5 | 31600 | 26000 | 82.28% | 2 | 0 | 11 |  |  |  | No | R-454B | 2.8333 | Residential & Commercial | Ducted CEE Tier 1
214395722 | Central HP <5.4 tons | YORK | HRCU-A-CB (Split System: Heat Pump with Remote Outdoor Unit-Air-Source) | HH836E2S11 |  |  | CTM48C5CFS1 | TM8E100C20MP11 | 34400 | 17 | 8.5 | 32600 | 25800 | 79.14% | 2 | 0 | 11 |  |  |  | No | R-454B | 2.8667 | Residential & Commercial | Ducted CEE Tier 1
214396020 | Central HP <5.4 tons | YORK | HRCU-A-CB (Split System: Heat Pump with Remote Outdoor Unit-Air-Source) | HH836E2S11 |  |  | CTM36C5CDS1 | TM8E080C20MP11 | 34400 | 17 | 8.5 | 32400 | 26400 | 81.48% | 2 | 0 | 11 |  |  |  | No | R-454B | 2.8667 | Residential & Commercial | Ducted CEE Tier 1
204459420 | Central HP <5.4 tons | TEMPSTAR | HRCU-A-CB (Split System: Heat Pump with Remote Outdoor Unit-Air-Source) | TVH825GKA2* |  |  | EHD4X36AAL+WALLCON | *80CTL0901716A* | 24200 | 16.5 | 8.1 | 21400 | 16600 | 77.57% | 2 | 11 | 11 |  |  |  | No | R-410A | 2.0167 | Residential & Commercial | Ducted CEE Tier 1
210599857 | Central HP <5.4 tons | TEMPSTAR | HRCU-A-CB (Split System: Heat Pump with Remote Outdoor Unit-Air-Source) | TVH825GKA2* |  |  | EA*4X42L21A*+WALLCON | *80CTL0451712A* | 23600 | 16.5 | 8.1 | 21600 | 16800 | 77.78% | 1.94 | 0 | 10.5 |  |  |  | No | R-410A | 1.9667 | Residential & Commercial | Ducted CEE Tier 1
210599864 | Central HP <5.4 tons | TEMPSTAR | HRCU-A-CB (Split System: Heat Pump with Remote Outdoor Unit-Air-Source) | TVH825GKA2* |  |  | EA*4X42L21A*+WALLCON | *96CTN0801714A* | 23600 | 16.5 | 8.1 | 21400 | 16700 | 78.04% | 1.96 | 0 | 11 |  |  |  | No | R-410A | 1.9667 | Residential & Commercial | Ducted CEE Tier 1
210600001 | Central HP <5.4 tons | TEMPSTAR | HRCU-A-CB (Split System: Heat Pump with Remote Outdoor Unit-Air-Source) | TVH825GKA2* |  |  | END4X42L17**+WALLCON | *80CSU0401712A* | 24000 | 17 | 8.1 | 21400 | 16600 | 77.57% | 1.98 | 0 | 11 |  |  |  | No | R-410A | 2 | Residential & Commercial | Ducted CEE Tier 1
211387883 | Central HP <5.4 tons | JOHNSON CONTROLS | HRCU-A-CB (Split System: Heat Pump with Remote Outdoor Unit-Air-Source) | HMH72B341 |  |  | XAFB36DXXN1+TXV | TM9V080B12MP12 | 33600 | 17.5 | 8.5 | 33400 | 23400 | 70.06% | 2.04 | 0 | 10 |  |  |  | No | R-410A | 2.8 | Residential & Commercial | Ducted CEE Tier 1
212970397 | Central HP <5.4 tons | BRYANT HEATING AND COOLING SYSTEMS | HRCU-A-CB (Split System: Heat Pump with Remote Outdoor Unit-Air-Source) | 38MURAQ36AB3* |  |  | CAP**3721AL* | 82*SB48070V17*** | 36400 | 16 | 8.5 | 38500 | 35000 | 90.91% | 2.06 | 0 | 10 |  |  |  | No | R-410A | 3.0333 | Residential & Commercial | Ducted CEE Tier 1
212970647 | Central HP <5.4 tons | BRYANT HEATING AND COOLING SYSTEMS | HRCU-A-CB (Split System: Heat Pump with Remote Outdoor Unit-Air-Source) | 38MURAQ36AB3* |  |  | CAP**3721AL* | 82*SB60090V21*** | 36600 | 16 | 8.5 | 38500 | 35000 | 90.91% | 2.08 | 0 | 10 |  |  |  | No | R-410A | 3.05 | Residential & Commercial | Ducted CEE Tier 1
212974193 | Central HP <5.4 tons | BRYANT HEATING AND COOLING SYSTEMS | HRCU-A-CB (Split System: Heat Pump with Remote Outdoor Unit-Air-Source) | 38MURAQ36AB3* |  |  | CAP**4824AL* | 926SB60080V21*** | 35400 | 16.5 | 8.1 | 37800 | 34600 | 91.53% | 2 | 0 | 10 |  |  |  | No | R-410A | 2.95 | Residential & Commercial | Ducted CEE Tier 1
214395665 | Central HP <5.4 tons | YORK | HRCU-A-CB (Split System: Heat Pump with Remote Outdoor Unit-Air-Source) | HH824E2S11 |  |  | CTF30B5ACS1 | Y81E080B12SMPS1 | 23000 | 18 | 9.5 | 23000 | 19100 | 83.04% | 2 | 0 | 12 |  |  |  | No | R-454B | 1.9167 | Residential & Commercial | Ducted CEE Tier 1
214395774 | Central HP <5.4 tons | YORK | HRCU-A-CB (Split System: Heat Pump with Remote Outdoor Unit-Air-Source) | HH824E2S11 |  |  | CTF30B5ACS1 | TM9V080B12MP12 | 23000 | 17 | 9.5 | 23000 | 18200 | 79.13% | 2 | 0 | 12 |  |  |  | No | R-454B | 1.9167 | Residential & Commercial | Ducted CEE Tier 1
214395667 | Central HP <5.4 tons | YORK | HRCU-A-CB (Split System: Heat Pump with Remote Outdoor Unit-Air-Source) | HH824E2S11 |  |  | CTF30B5ACS1 | TM8Y080B12MP11 | 23000 | 18 | 9.5 | 23000 | 18800 | 81.74% | 2 | 0 | 12 |  |  |  | No | R-454B | 1.9167 | Residential & Commercial | Ducted CEE Tier 1
214395776 | Central HP <5.4 tons | YORK | HRCU-A-CB (Split System: Heat Pump with Remote Outdoor Unit-Air-Source) | HH824E2S11 |  |  | CTF30B5ACS1 | YP9C080B12MP13 | 23000 | 17 | 9.5 | 23000 | 18200 | 79.13% | 2 | 0 | 12 |  |  |  | No | R-454B | 1.9167 | Residential & Commercial | Ducted CEE Tier 1
214395867 | Central HP <5.4 tons | YORK | HRCU-A-CB (Split System: Heat Pump with Remote Outdoor Unit-Air-Source) | HH824E2S11 |  |  | CTF36B5ADS1+JMC12B2SN1 |  | 23000 | 19 | 9.5 | 23000 | 18500 | 80.43% | 2 | 0 | 12 |  |  |  | No | R-454B | 1.9167 | Residential & Commercial | Ducted CEE Tier 1
214396067 | Central HP <5.4 tons | YORK | HRCU-A-CB (Split System: Heat Pump with Remote Outdoor Unit-Air-Source) | HH824E2S11 |  |  | CTF36B5ADS1 | TL9E060B12UH11 | 23000 | 18 | 9.5 | 23000 | 18900 | 82.17% | 2 | 0 | 12 |  |  |  | No | R-454B | 1.9167 | Residential & Commercial | Ducted CEE Tier 1
206133366 | Central HP <5.4 tons | HEIL | HRCU-A-CB (Split System: Heat Pump with Remote Outdoor Unit-Air-Source) | HVH825GKA2* |  |  | EA*4X36L17A*+WALLCON | *80CSU0601716A* | 23600 | 16.5 | 8.1 | 21400 | 16700 | 78.04% | 1.94 | 11 | 10.5 |  |  |  | No | R-410A | 1.9667 | Residential & Commercial | Ducted CEE Tier 1
214395910 | Central HP <5.4 tons | YORK | HRCU-A-CB (Split System: Heat Pump with Remote Outdoor Unit-Air-Source) | HH836E2S11 |  |  | CTF36B5CDS1 | TM9V080B12MP12 | 33000 | 18 | 8.5 | 30800 | 25000 | 81.17% | 2 | 0 | 11 |  |  |  | No | R-454B | 2.75 | Residential & Commercial | Ducted CEE Tier 1
214395915 | Central HP <5.4 tons | YORK | HRCU-A-CB (Split System: Heat Pump with Remote Outdoor Unit-Air-Source) | HH836E2S11 |  |  | CTF36C5CDS1 | TM9Y080C16MP11 | 34200 | 18 | 8.5 | 31600 | 25800 | 81.65% | 2 | 0 | 11 |  |  |  | No | R-454B | 2.85 | Residential & Commercial | Ducted CEE Tier 1
214396008 | Central HP <5.4 tons | YORK | HRCU-A-CB (Split System: Heat Pump with Remote Outdoor Unit-Air-Source) | HH836E2S11 |  |  | CTM36B5CDS1 | TM9E060B12MP12 | 33000 | 17 | 8.5 | 31400 | 25400 | 80.89% | 2 | 0 | 11 |  |  |  | No | R-454B | 2.75 | Residential & Commercial | Ducted CEE Tier 1
214396094 | Central HP <5.4 tons | YORK | HRCU-A-CB (Split System: Heat Pump with Remote Outdoor Unit-Air-Source) | HH836E2S11 |  |  | CTF48C5CFS1 | TM9Y100C16MP11 | 33200 | 19 | 9 | 31400 | 25400 | 80.89% | 2 | 0 | 11 |  |  |  | No | R-454B | 2.7667 | Residential & Commercial | Ducted CEE Tier 1
211244676 | Central HP <5.4 tons | COMFORTMAKER | HRCU-A-CB (Split System: Heat Pump with Remote Outdoor Unit-Air-Source) | DLCURAH24ABK |  |  | EN(A,D)4X30L17** | *80ES(N,L)0451412A* | 24600 | 16 | 8.1 | 26600 | 22400 | 84.21% | 1.84 | 0 | 10.5 |  |  |  | No | R-410A | 2.05 | Residential & Commercial | Ducted CEE Tier 1
211244895 | Central HP <5.4 tons | COMFORTMAKER | HRCU-A-CB (Split System: Heat Pump with Remote Outdoor Unit-Air-Source) | DLCURAH24ABK |  |  | EN(A,D,W)4X36L17** | *96VSN0601412A* | 23600 | 16.5 | 8.1 | 25800 | 23800 | 92.25% | 1.98 | 0 | 10 |  |  |  | No | R-410A | 1.9667 | Residential & Commercial | Ducted CEE Tier 1
211245028 | Central HP <5.4 tons | COMFORTMAKER | HRCU-A-CB (Split System: Heat Pump with Remote Outdoor Unit-Air-Source) | DLCURAH24ABK |  |  | EN(A,D,W)4X36L17** | *80VTL0701716A* | 24200 | 17 | 8.1 | 26200 | 23000 | 87.79% | 1.9 | 0 | 10.5 |  |  |  | No | R-410A | 2.0167 | Residential & Commercial | Ducted CEE Tier 1
211245060 | Central HP <5.4 tons | COMFORTMAKER | HRCU-A-CB (Split System: Heat Pump with Remote Outdoor Unit-Air-Source) | DLCURAH24ABK |  |  | EN(A,D,W)4X36L17** | *95ESN0601412A* | 24400 | 15.5 | 8.1 | 26600 | 22600 | 84.96% | 1.86 | 0 | 10 |  |  |  | No | R-410A | 2.0333 | Residential & Commercial | Ducted CEE Tier 1
204300085 | Central HP <5.4 tons | DAY & NIGHT | HRCU-A-CB (Split System: Heat Pump with Remote Outdoor Unit-Air-Source) | CVH837GKA** |  |  | EHD4X36AAL+WALLCON | *80CTL1352422A* | 32200 | 16.5 | 8.1 | 33200 | 24600 | 74.1% | 1.94 | 11 | 11 |  |  |  | No | R-410A | 2.6833 | Residential & Commercial | Ducted CEE Tier 1
204300115 | Central HP <5.4 tons | DAY & NIGHT | HRCU-A-CB (Split System: Heat Pump with Remote Outdoor Unit-Air-Source) | CVH837GKA** |  |  | EHD4X36AAL+WALLCON | *96CTN1202422A* | 32200 | 16.5 | 8.1 | 33200 | 24600 | 74.1% | 1.94 | 11 | 11 |  |  |  | No | R-410A | 2.6833 | Residential & Commercial | Ducted CEE Tier 1
204300535 | Central HP <5.4 tons | DAY & NIGHT | HRCU-A-CB (Split System: Heat Pump with Remote Outdoor Unit-Air-Source) | CVH837GKA** |  |  | EHD4X48AAL+WALLCON | *97CMN1002122A* | 32600 | 17 | 8.1 | 33000 | 24800 | 75.15% | 1.98 | 12 | 11 |  |  |  | No | R-410A | 2.7167 | Residential & Commercial | Ducted CEE Tier 1
216374548 | Central HP <5.4 tons | JOHNSON CONTROLS | HRCU-A-CB (Split System: Heat Pump with Remote Outdoor Unit-Air-Source) | HH836E2S11 |  |  | CTM36B5CDS1 | Z9ET080B12SMPS1 | 33200 | 18 | 8.5 | 31200 | 24000 | 76.92% | 2 | 0 | 11 |  |  |  | No | R-454B | 2.7667 | Residential & Commercial | Ducted CEE Tier 1
214875942 | Central HP <5.4 tons | JOHNSON CONTROLS | HRCU-A-CB (Split System: Heat Pump with Remote Outdoor Unit-Air-Source) | HMH72B341 |  |  | XAFC36DBCN1+JME12C2SN1 |  | 34000 | 18.5 | 8.5 | 33600 | 23600 | 70.24% | 2 | 0 | 10.5 |  |  |  | No | R-410A | 2.8333 | Residential & Commercial | Ducted CEE Tier 1
216453258 | Central HP <5.4 tons | AMERICAN STANDARD | HRCU-A-CB (Split System: Heat Pump with Remote Outdoor Unit-Air-Source) | 5A6V0X60A1 |  |  | 5TXCC009AS3 | S8V2C100M5PCB | 52500 | 18.4 | 9 | 54000 | 38000 | 70.37% | 2 | 0 | 10 |  |  |  | No | R-454B | 4.375 | Residential & Commercial | Ducted CEE Tier 1
214395631 | Central HP <5.4 tons | YORK | HRCU-A-CB (Split System: Heat Pump with Remote Outdoor Unit-Air-Source) | HH836E2S11 |  |  | CTF48C5CFS1 | TL8E100C20UH11 | 33400 | 18 | 9 | 31400 | 25200 | 80.25% | 2 | 0 | 11 |  |  |  | No | R-454B | 2.7833 | Residential & Commercial | Ducted CEE Tier 1
214395732 | Central HP <5.4 tons | YORK | HRCU-A-CB (Split System: Heat Pump with Remote Outdoor Unit-Air-Source) | HH836E2S11 |  |  | CTF48C5CFS1 | TMLE080C20MP11 | 34600 | 17 | 8.5 | 32800 | 25800 | 78.66% | 2 | 0 | 11 |  |  |  | No | R-454B | 2.8833 | Residential & Commercial | Ducted CEE Tier 1
214396192 | Central HP <5.4 tons | YORK | HRCU-A-CB (Split System: Heat Pump with Remote Outdoor Unit-Air-Source) | HH836E2S11 |  |  | CTF48C5CFS1+JME12C2SN1 |  | 34000 | 19 | 9 | 31400 | 25200 | 80.25% | 2 | 0 | 11.7 |  |  |  | No | R-454B | 2.8333 | Residential & Commercial | Ducted CEE Tier 1
214395785 | Central HP <5.4 tons | YORK | HRCU-A-CB (Split System: Heat Pump with Remote Outdoor Unit-Air-Source) | HH860E2S11 |  |  | CTM60C5CHS1 | TM8E080C20MP11 | 53500 | 19 | 8.5 | 54000 | 39000 | 72.22% | 2 | 0 | 11 |  |  |  | No | R-454B | 4.4583 | Residential & Commercial | Ducted CEE Tier 1
214395842 | Central HP <5.4 tons | YORK | HRCU-A-CB (Split System: Heat Pump with Remote Outdoor Unit-Air-Source) | HH860E2S11 |  |  | CTM60C5CGS1 | TM8Y120C20MP11 | 44500 | 18 | 9 | 45000 | 33800 | 75.11% | 2 | 0 | 11.7 |  |  |  | No | R-454B | 3.7083 | Residential & Commercial | Ducted CEE Tier 1
214395983 | Central HP <5.4 tons | YORK | HRCU-A-CB (Split System: Heat Pump with Remote Outdoor Unit-Air-Source) | HH860E2S11 |  |  | CTM60C5CHS1+JME16C2SN1 |  | 54000 | 19 | 9 | 53500 | 38500 | 71.96% | 2 | 0 | 12 |  |  |  | No | R-454B | 4.5 | Residential & Commercial | Ducted CEE Tier 1
214395985 | Central HP <5.4 tons | YORK | HRCU-A-CB (Split System: Heat Pump with Remote Outdoor Unit-Air-Source) | HH860E2S11 |  |  | CTM60C5CHS1 | Y81E120C20SMPS1 | 53500 | 19 | 9 | 53500 | 38000 | 71.03% | 2 | 0 | 11.7 |  |  |  | No | R-454B | 4.4583 | Residential & Commercial | Ducted CEE Tier 1
214395994 | Central HP <5.4 tons | YORK | HRCU-A-CB (Split System: Heat Pump with Remote Outdoor Unit-Air-Source) | HH860E2S11 |  |  | CTF60D5CJS1 | TM9V120D20MP12 | 53000 | 19 | 9 | 55000 | 39500 | 71.82% | 2 | 0 | 11 |  |  |  | No | R-454B | 4.4167 | Residential & Commercial | Ducted CEE Tier 1
214396044 | Central HP <5.4 tons | YORK | HRCU-A-CB (Split System: Heat Pump with Remote Outdoor Unit-Air-Source) | HH860E2S11 |  |  | CTF60C5CGS1 | TP9C100C16MP13 | 43500 | 18 | 9 | 44000 | 33200 | 75.45% | 2 | 0 | 11.7 |  |  |  | No | R-454B | 3.625 | Residential & Commercial | Ducted CEE Tier 1
214396058 | Central HP <5.4 tons | YORK | HRCU-A-CB (Split System: Heat Pump with Remote Outdoor Unit-Air-Source) | HH860E2S11 |  |  | CTM60C5CGS1 | TM8V100C16MP12 | 44000 | 18 | 9 | 44500 | 33600 | 75.51% | 2 | 0 | 11.7 |  |  |  | No | R-454B | 3.6667 | Residential & Commercial | Ducted CEE Tier 1
211387958 | Central HP <5.4 tons | JOHNSON CONTROLS | HRCU-A-CB (Split System: Heat Pump with Remote Outdoor Unit-Air-Source) | HMH72B341 |  |  | XAUB36DXXN1+TXV | TP9C080B12MP13 | 33600 | 17.5 | 8.5 | 33400 | 23400 | 70.06% | 2.04 | 0 | 10 |  |  |  | No | R-410A | 2.8 | Residential & Commercial | Ducted CEE Tier 1
214609033 | Central HP <5.4 tons | YORK | HRCU-A-CB (Split System: Heat Pump with Remote Outdoor Unit-Air-Source) | HH836E2S11 |  |  | CTM48C5CFS1 | Y91E080C20SMPS1 | 34000 | 19 | 9 | 32000 | 25600 | 80% | 2 | 0 | 11 |  |  |  | No | R-454B | 2.8333 | Residential & Commercial | Ducted CEE Tier 1
214395701 | Central HP <5.4 tons | YORK | HRCU-A-CB (Split System: Heat Pump with Remote Outdoor Unit-Air-Source) | HH836E2S11 |  |  | CTM36C5CDS1 | Y81E120C20SMPS1 | 34400 | 18 | 8.5 | 32000 | 26200 | 81.88% | 2 | 0 | 11 |  |  |  | No | R-454B | 2.8667 | Residential & Commercial | Ducted CEE Tier 1
215667727 | Central HP <5.4 tons | COMFORTMAKER | HRCU-A-CB (Split System: Heat Pump with Remote Outdoor Unit-Air-Source) | C5H0V24*K*AAA* |  |  | EA*5X37M17A*+WALLCON | *80CSU0401712A* | 23800 | 17 | 9 | 23400 | 16500 | 70.51% | 2 | 0 | 10.5 |  |  |  | No | R-454B | 1.9833 | Residential & Commercial | Ducted CEE Tier 1
215667927 | Central HP <5.4 tons | COMFORTMAKER | HRCU-A-CB (Split System: Heat Pump with Remote Outdoor Unit-Air-Source) | C5H0V24*K*AAA* |  |  | EA*5X37M21A*+WALLCON | *96CTN0801714B* | 24000 | 17.5 | 9 | 23200 | 16300 | 70.26% | 2.02 | 0 | 10.5 |  |  |  | No | R-454B | 2 | Residential & Commercial | Ducted CEE Tier 1
210595953 | Central HP <5.4 tons | CARRIER | HRCU-A-CB (Split System: Heat Pump with Remote Outdoor Unit-Air-Source) | 25VNA825A*031* |  |  | CAP**4224AL*+UI | 59CU5A080C21**20 | 23800 | 17 | 8.1 | 21400 | 16600 | 77.57% | 1.96 | 0 | 11 |  |  |  | No | R-410A | 1.9833 | Residential & Commercial | Ducted CEE Tier 1
210596030 | Central HP <5.4 tons | CARRIER | HRCU-A-CB (Split System: Heat Pump with Remote Outdoor Unit-Air-Source) | 25VNA825A*031* |  |  | CNPV*4821AL*+UI | 58CU*A100C21**20 | 24000 | 16.5 | 8.1 | 21400 | 16600 | 77.57% | 2 | 0 | 11 |  |  |  | No | R-410A | 2 | Residential & Commercial | Ducted CEE Tier 1
210596055 | Central HP <5.4 tons | CARRIER | HRCU-A-CB (Split System: Heat Pump with Remote Outdoor Unit-Air-Source) | 25VNA825A*031* |  |  | CSPH*4212AL*+UI | 58CU*A100C21**20 | 24200 | 16 | 8.1 | 21400 | 16700 | 78.04% | 2 | 0 | 10.5 |  |  |  | No | R-410A | 2.0167 | Residential & Commercial | Ducted CEE Tier 1
215678316 | Central HP <5.4 tons | AIRQUEST | HRCU-A-CB (Split System: Heat Pump with Remote Outdoor Unit-Air-Source) | H5H0V24*K*AAA* |  |  | EA*5X36M17A*+WALLCON | *80CSU0601716B* | 23200 | 17 | 8.5 | 23400 | 16500 | 70.51% | 1.98 | 0 | 10 |  |  |  | No | R-454B | 1.9333 | Residential & Commercial | Ducted CEE Tier 1
210596071 | Central HP <5.4 tons | CARRIER | HRCU-A-CB (Split System: Heat Pump with Remote Outdoor Unit-Air-Source) | 25VNA825A*031* |  |  | CSPH*4212AL*+UI | 59TN6B100C21**22 | 24200 | 16 | 8.1 | 21400 | 16600 | 77.57% | 2 | 0 | 10.5 |  |  |  | No | R-410A | 2.0167 | Residential & Commercial | Ducted CEE Tier 1
210596078 | Central HP <5.4 tons | CARRIER | HRCU-A-CB (Split System: Heat Pump with Remote Outdoor Unit-Air-Source) | 25VNA825A*031* |  |  | CSPH*4812AL*+UI | 58TN*A070C17**16 | 24200 | 16.5 | 8.1 | 21200 | 16600 | 78.3% | 2.02 | 0 | 10.5 |  |  |  | No | R-410A | 2.0167 | Residential & Commercial | Ducted CEE Tier 1
210596080 | Central HP <5.4 tons | CARRIER | HRCU-A-CB (Split System: Heat Pump with Remote Outdoor Unit-Air-Source) | 25VNA825A*031* |  |  | CSPH*4812AL*+UI | 58TN*A135C24**22 | 24200 | 16 | 8.1 | 21200 | 16600 | 78.3% | 2.02 | 0 | 11 |  |  |  | No | R-410A | 2.0167 | Residential & Commercial | Ducted CEE Tier 1
210596085 | Central HP <5.4 tons | CARRIER | HRCU-A-CB (Split System: Heat Pump with Remote Outdoor Unit-Air-Source) | 25VNA825A*031* |  |  | CSPH*4812AL*+UI | 59MN7B060C21**20 | 24200 | 16 | 8.1 | 21400 | 16700 | 78.04% | 2 | 0 | 10.5 |  |  |  | No | R-410A | 2.0167 | Residential & Commercial | Ducted CEE Tier 1
210596089 | Central HP <5.4 tons | CARRIER | HRCU-A-CB (Split System: Heat Pump with Remote Outdoor Unit-Air-Source) | 25VNA825A*031* |  |  | CSPH*4812AL*+UI | 59TN6B060C17**14 | 24200 | 16 | 8.1 | 21400 | 16700 | 78.04% | 2 | 0 | 10.5 |  |  |  | No | R-410A | 2.0167 | Residential & Commercial | Ducted CEE Tier 1
210596244 | Central HP <5.4 tons | CARRIER | HRCU-A-CB (Split System: Heat Pump with Remote Outdoor Unit-Air-Source) | 25VNA837A*030* |  |  | CSPH*6012AL*+UI | 58TN*A090C21**20 | 33000 | 17 | 8.1 | 32200 | 25000 | 77.64% | 2 | 0 | 11.5 |  |  |  | No | R-410A | 2.75 | Residential & Commercial | Ducted CEE Tier 1
215679478 | Central HP <5.4 tons | COMFORTMAKER | HRCU-A-CB (Split System: Heat Pump with Remote Outdoor Unit-Air-Source) | C5H0V36*K*AAA* |  |  | EA*5X43M21A*+WALLCON | *97CTN1002122A* | 34600 | 18 | 9 | 35200 | 25000 | 71.02% | 1.9 | 0 | 10 |  |  |  | No | R-454B | 2.8833 | Residential & Commercial | Ducted CEE Tier 1
214395808 | Central HP <5.4 tons | YORK | HRCU-A-CB (Split System: Heat Pump with Remote Outdoor Unit-Air-Source) | HH836E2S11 |  |  | CTM36B5CDS1 | TM8V080B12MP12 | 32800 | 17 | 8.5 | 30800 | 25200 | 81.82% | 2 | 0 | 11 |  |  |  | No | R-454B | 2.7333 | Residential & Commercial | Ducted CEE Tier 1
214395924 | Central HP <5.4 tons | YORK | HRCU-A-CB (Split System: Heat Pump with Remote Outdoor Unit-Air-Source) | HH836E2S11 |  |  | CTM48C5CFS1 | TM9Y080C16MP11 | 32800 | 19 | 9 | 31200 | 25200 | 80.77% | 2 | 0 | 11 |  |  |  | No | R-454B | 2.7333 | Residential & Commercial | Ducted CEE Tier 1
214396001 | Central HP <5.4 tons | YORK | HRCU-A-CB (Split System: Heat Pump with Remote Outdoor Unit-Air-Source) | HH836E2S11 |  |  | CTF36B5CDS1+JMVT12BC2N1 |  | 34000 | 19 | 9 | 31400 | 25600 | 81.53% | 2 | 0 | 11.7 |  |  |  | No | R-454B | 2.8333 | Residential & Commercial | Ducted CEE Tier 1
214395835 | Central HP <5.4 tons | YORK | HRCU-A-CB (Split System: Heat Pump with Remote Outdoor Unit-Air-Source) | HH836E2S11 |  |  | CTF48C5CFS1 | TM8E120C16MP11 | 33600 | 19 | 9 | 31400 | 25400 | 80.89% | 2 | 0 | 11 |  |  |  | No | R-454B | 2.8 | Residential & Commercial | Ducted CEE Tier 1
214395899 | Central HP <5.4 tons | YORK | HRCU-A-CB (Split System: Heat Pump with Remote Outdoor Unit-Air-Source) | HH836E2S11 |  |  | CTM48C5CFS1 | TMLE100C16MP11 | 33600 | 19 | 9 | 31400 | 25400 | 80.89% | 2 | 0 | 11 |  |  |  | No | R-454B | 2.8 | Residential & Commercial | Ducted CEE Tier 1
210470896 | Central HP <5.4 tons | TEMPSTAR | HRCU-A-CB (Split System: Heat Pump with Remote Outdoor Unit-Air-Source) | TVH837GKA2* |  |  | EN(A,D,W)4X60L24**+WALLCON | *95CSU1002122A* | 32800 | 18 | 8.1 | 32200 | 24600 | 76.4% | 1.98 | 0 | 12 |  |  |  | No | R-410A | 2.7333 | Residential & Commercial | Ducted CEE Tier 1
216570927 | Central HP <5.4 tons | AMERICAN STANDARD | HRCU-A-CB (Split System: Heat Pump with Remote Outdoor Unit-Air-Source) | 5A6V0X24A1 |  |  | 5TXCB003AS3 | *DHMB060CCV3+LRP | 20000 | 18.2 | 9.4 | 23000 | 17800 | 77.39% | 2 | 0 | 10.5 |  |  |  | No | R-454B | 1.6667 | Residential & Commercial | Ducted CEE Tier 1
211387930 | Central HP <5.4 tons | JOHNSON CONTROLS | HRCU-A-CB (Split System: Heat Pump with Remote Outdoor Unit-Air-Source) | HMH72B341 |  |  | XAUB36DXXN1+TXV | TM9V080B12MP12 | 33600 | 17.5 | 8.5 | 33400 | 23400 | 70.06% | 2.04 | 0 | 10 |  |  |  | No | R-410A | 2.8 | Residential & Commercial | Ducted CEE Tier 1
214396019 | Central HP <5.4 tons | YORK | HRCU-A-CB (Split System: Heat Pump with Remote Outdoor Unit-Air-Source) | HH836E2S11 |  |  | CTF36C5CDS1 | TM8Y100C20MP11 | 33600 | 18 | 8.5 | 31000 | 25200 | 81.29% | 2 | 0 | 11.7 |  |  |  | No | R-454B | 2.8 | Residential & Commercial | Ducted CEE Tier 1
214396124 | Central HP <5.4 tons | YORK | HRCU-A-CB (Split System: Heat Pump with Remote Outdoor Unit-Air-Source) | HH836E2S11 |  |  | CTF36C5CDS1 | TM8E080C20MP11 | 34800 | 17 | 8.5 | 32800 | 27000 | 82.32% | 2 | 0 | 11 |  |  |  | No | R-454B | 2.9 | Residential & Commercial | Ducted CEE Tier 1
210471278 | Central HP <5.4 tons | HEIL | HRCU-A-CB (Split System: Heat Pump with Remote Outdoor Unit-Air-Source) | HVH837GKA2* |  |  | EHD4X60AAL+WALLCON | *96CTN1002122A* | 33000 | 17 | 8.1 | 32200 | 24800 | 77.02% | 2.02 | 0 | 11.5 |  |  |  | No | R-410A | 2.75 | Residential & Commercial | Ducted CEE Tier 1
216570971 | Central HP <5.4 tons | AMERICAN STANDARD | HRCU-A-CB (Split System: Heat Pump with Remote Outdoor Unit-Air-Source) | 5A6V0X36A1 |  |  | 5PX*C005AS3 | S8V2C100M5PCB | 34200 | 19.2 | 9.4 | 31400 | 25000 | 79.62% | 2.1 | 0 | 12 |  |  |  | No | R-454B | 2.85 | Residential & Commercial | Ducted CEE Tier 1
216571035 | Central HP <5.4 tons | AMERICAN STANDARD | HRCU-A-CB (Split System: Heat Pump with Remote Outdoor Unit-Air-Source) | 5A6V0X36A1 |  |  | 5TXCB006AS3 | S8V2A040M3PDB | 34800 | 20 | 9.4 | 32400 | 25000 | 77.16% | 2.1 | 0 | 12 |  |  |  | No | R-454B | 2.9 | Residential & Commercial | Ducted CEE Tier 1
204299401 | Central HP <5.4 tons | DAY & NIGHT | HRCU-A-CB (Split System: Heat Pump with Remote Outdoor Unit-Air-Source) | CVH837GKA** |  |  | EA*4X48L24A*+WALLCON | *97CMN1002122A* | 32400 | 17.5 | 8.5 | 32600 | 24800 | 76.07% | 2 | 12 | 11.7 |  |  |  | No | R-410A | 2.7 | Residential & Commercial | Ducted CEE Tier 1
216570981 | Central HP <5.4 tons | AMERICAN STANDARD | HRCU-A-CB (Split System: Heat Pump with Remote Outdoor Unit-Air-Source) | 5A6V0X36A1 |  |  | 5PX*C007AS3 | *UHMC100CCV4+LRP | 35200 | 20.4 | 9.7 | 32600 | 24800 | 76.07% | 2.2 | 0 | 12.7 |  |  |  | No | R-454B | 2.9333 | Residential & Commercial | Ducted CEE Tier 1
216571033 | Central HP <5.4 tons | AMERICAN STANDARD | HRCU-A-CB (Split System: Heat Pump with Remote Outdoor Unit-Air-Source) | 5A6V0X36A1 |  |  | 5TXCB006AS3 | *DHMB060CCV3+LRP | 33200 | 18 | 9.4 | 31600 | 24800 | 78.48% | 2.1 | 0 | 11.5 |  |  |  | No | R-454B | 2.7667 | Residential & Commercial | Ducted CEE Tier 1
214396026 | Central HP <5.4 tons | YORK | HRCU-A-CB (Split System: Heat Pump with Remote Outdoor Unit-Air-Source) | HH836E2S11 |  |  | CTF48C5CFS1 | TM8E100C20MP11 | 34400 | 17 | 8.5 | 32600 | 25800 | 79.14% | 2 | 0 | 11 |  |  |  | No | R-454B | 2.8667 | Residential & Commercial | Ducted CEE Tier 1
214396035 | Central HP <5.4 tons | YORK | HRCU-A-CB (Split System: Heat Pump with Remote Outdoor Unit-Air-Source) | HH836E2S11 |  |  | CTM48C5CFS1 | YPLC080C16MP13 | 33000 | 19 | 9 | 31200 | 25200 | 80.77% | 2 | 0 | 11 |  |  |  | No | R-454B | 2.75 | Residential & Commercial | Ducted CEE Tier 1
211387638 | Central HP <5.4 tons | JOHNSON CONTROLS | HRCU-A-CB (Split System: Heat Pump with Remote Outdoor Unit-Air-Source) | HMH72B341 |  |  | XAFC36DXXN1+TXV | TP9C080C16MP13 | 34000 | 17.5 | 8.1 | 33800 | 23800 | 70.41% | 2.08 | 0 | 10 |  |  |  | No | R-410A | 2.8333 | Residential & Commercial | Ducted CEE Tier 1
214395874 | Central HP <5.4 tons | YORK | HRCU-A-CB (Split System: Heat Pump with Remote Outdoor Unit-Air-Source) | HH824E2S11 |  |  | CTM30B5ACS1+JME08B2SN1 |  | 23000 | 19 | 9.5 | 23000 | 18400 | 80% | 2 | 0 | 12 |  |  |  | No | R-454B | 1.9167 | Residential & Commercial | Ducted CEE Tier 1
214395960 | Central HP <5.4 tons | YORK | HRCU-A-CB (Split System: Heat Pump with Remote Outdoor Unit-Air-Source) | HH824E2S11 |  |  | JHE30B5AD2SS1 |  | 23000 | 19 | 9.5 | 23000 | 18100 | 78.7% | 2 | 0 | 12 |  |  |  | No | R-454B | 1.9167 | Residential & Commercial | Ducted CEE Tier 1
214395976 | Central HP <5.4 tons | YORK | HRCU-A-CB (Split System: Heat Pump with Remote Outdoor Unit-Air-Source) | HH824E2S11 |  |  | CTM30B5ACS1 | TMLE100B12MP11 | 23000 | 17 | 9.5 | 23000 | 18300 | 79.57% | 2 | 0 | 12 |  |  |  | No | R-454B | 1.9167 | Residential & Commercial | Ducted CEE Tier 1
214396167 | Central HP <5.4 tons | YORK | HRCU-A-CB (Split System: Heat Pump with Remote Outdoor Unit-Air-Source) | HH824E2S11 |  |  | CTF36B5ADS1 | TM8Y080B12MP11 | 23000 | 18 | 9.5 | 23000 | 18300 | 79.57% | 2 | 0 | 12 |  |  |  | No | R-454B | 1.9167 | Residential & Commercial | Ducted CEE Tier 1
214395962 | Central HP <5.4 tons | YORK | HRCU-A-CB (Split System: Heat Pump with Remote Outdoor Unit-Air-Source) | HH824E2S11 |  |  | CTF36B5ADS1 | TPLC080B12MP13 | 23000 | 18 | 9 | 23000 | 18500 | 80.43% | 2 | 0 | 12 |  |  |  | No | R-454B | 1.9167 | Residential & Commercial | Ducted CEE Tier 1
214395661 | Central HP <5.4 tons | YORK | HRCU-A-CB (Split System: Heat Pump with Remote Outdoor Unit-Air-Source) | HH824E2S11 |  |  | CTF36B5ADS1 | TM8E080B12MP11 | 23000 | 18 | 9.5 | 23000 | 18700 | 81.3% | 2 | 0 | 12 |  |  |  | No | R-454B | 1.9167 | Residential & Commercial | Ducted CEE Tier 1
204456725 | Central HP <5.4 tons | HEIL | HRCU-A-CB (Split System: Heat Pump with Remote Outdoor Unit-Air-Source) | HVH825GKA2* |  |  | EA*4X36L21A*+WALLCON | *97CMN0801714A* | 23600 | 16.5 | 8.1 | 21600 | 16700 | 77.31% | 1.92 | 11.5 | 11 |  |  |  | No | R-410A | 1.9667 | Residential & Commercial | Ducted CEE Tier 1
204456825 | Central HP <5.4 tons | HEIL | HRCU-A-CB (Split System: Heat Pump with Remote Outdoor Unit-Air-Source) | HVH825GKA2* |  |  | EA*4X37L17A*+WALLCON | *80CTL0701716A* | 24200 | 16.5 | 8.1 | 21400 | 16700 | 78.04% | 2 | 11 | 11 |  |  |  | No | R-410A | 2.0167 | Residential & Commercial | Ducted CEE Tier 1
211387549 | Central HP <5.4 tons | JOHNSON CONTROLS | HRCU-A-CB (Split System: Heat Pump with Remote Outdoor Unit-Air-Source) | HMH72B341 |  |  | XAFC30CXXN1+TXV | TM9V100C16MP12 | 33200 | 17.5 | 8.5 | 33000 | 23200 | 70.3% | 2.06 | 0 | 10 |  |  |  | No | R-410A | 2.7667 | Residential & Commercial | Ducted CEE Tier 1
214395740 | Central HP <5.4 tons | YORK | HRCU-A-CB (Split System: Heat Pump with Remote Outdoor Unit-Air-Source) | HH860E2S11 |  |  | CTM60C5CGS1 | YP9C080C16MP13 | 43500 | 18 | 9 | 44000 | 34000 | 77.27% | 2 | 0 | 11 |  |  |  | No | R-454B | 3.625 | Residential & Commercial | Ducted CEE Tier 1
214395749 | Central HP <5.4 tons | YORK | HRCU-A-CB (Split System: Heat Pump with Remote Outdoor Unit-Air-Source) | HH860E2S11 |  |  | CTM60C5CGS1 | TL8E080C16UH11 | 44000 | 18 | 9 | 44500 | 33600 | 75.51% | 2 | 0 | 11.7 |  |  |  | No | R-454B | 3.6667 | Residential & Commercial | Ducted CEE Tier 1
214395935 | Central HP <5.4 tons | YORK | HRCU-A-CB (Split System: Heat Pump with Remote Outdoor Unit-Air-Source) | HH860E2S11 |  |  | CTF60C5CGS1 | TM8V100C16MP12 | 43500 | 18 | 9 | 44000 | 33400 | 75.91% | 2 | 0 | 11.7 |  |  |  | No | R-454B | 3.625 | Residential & Commercial | Ducted CEE Tier 1
214395951 | Central HP <5.4 tons | YORK | HRCU-A-CB (Split System: Heat Pump with Remote Outdoor Unit-Air-Source) | HH860E2S11 |  |  | CTF60C5CGS1 | TM9V100C20MP12 | 44000 | 18 | 9 | 45000 | 33800 | 75.11% | 2 | 0 | 11 |  |  |  | No | R-454B | 3.6667 | Residential & Commercial | Ducted CEE Tier 1
214395992 | Central HP <5.4 tons | YORK | HRCU-A-CB (Split System: Heat Pump with Remote Outdoor Unit-Air-Source) | HH860E2S11 |  |  | JHC60D5CJ2SS1 |  | 54500 | 19 | 9 | 56500 | 40000 | 70.8% | 2 | 0 | 11 |  |  |  | No | R-454B | 4.5417 | Residential & Commercial | Ducted CEE Tier 1
214396042 | Central HP <5.4 tons | YORK | HRCU-A-CB (Split System: Heat Pump with Remote Outdoor Unit-Air-Source) | HH860E2S11 |  |  | CTF60C5CGS1 | TL8E100C20UH11 | 45000 | 18 | 9 | 45000 | 33400 | 74.22% | 2 | 0 | 11.7 |  |  |  | No | R-454B | 3.75 | Residential & Commercial | Ducted CEE Tier 1
214397873 | Central HP <5.4 tons | JOHNSON CONTROLS | HRCU-A-CB (Split System: Heat Pump with Remote Outdoor Unit-Air-Source) | HH860E2S11 |  |  | CTF60C5CGS1 | TM9E080C20MP12 | 44500 | 17 | 9 | 45000 | 33800 | 75.11% | 2 | 0 | 11.7 |  |  |  | No | R-454B | 3.7083 | Residential & Commercial | Ducted CEE Tier 1
216571060 | Central HP <5.4 tons | TRANE | HRCU-A-CB (Split System: Heat Pump with Remote Outdoor Unit-Air-Source) | 5TWV0X36A1 |  |  | 5TXCC007AS3 | S8V2C100M5PDB | 35400 | 20 | 10 | 32200 | 25000 | 77.64% | 2.1 | 0 | 12.5 |  |  |  | No | R-454B | 2.95 | Residential & Commercial | Ducted CEE Tier 1
216571246 | Central HP <5.4 tons | TRANE | HRCU-A-CB (Split System: Heat Pump with Remote Outdoor Unit-Air-Source) | 5TWV8X36A1 |  |  | 5PX*B006AS3 | S8V2B080M4PCB | 32800 | 18.1 | 8.5 | 33400 | 25800 | 77.25% | 2.1 | 0 | 10 |  |  |  | No | R-454B | 2.7333 | Residential & Commercial | Ducted CEE Tier 1
216571310 | Central HP <5.4 tons | TRANE | HRCU-A-CB (Split System: Heat Pump with Remote Outdoor Unit-Air-Source) | 5TWV8X36A1 |  |  | 5TXCC009AS3 | S8V2C100M5PCB | 33200 | 18.1 | 8.5 | 33200 | 25400 | 76.51% | 2.1 | 0 | 10.5 |  |  |  | No | R-454B | 2.7667 | Residential & Commercial | Ducted CEE Tier 1
216570976 | Central HP <5.4 tons | TRANE | HRCU-A-CB (Split System: Heat Pump with Remote Outdoor Unit-Air-Source) | 5TWV0X36A1 |  |  | 5PX*C005AS3 | *UHMC100CCV4+LRP | 34000 | 19.4 | 10 | 31800 | 24600 | 77.36% | 2.1 | 0 | 12 |  |  |  | No | R-454B | 2.8333 | Residential & Commercial | Ducted CEE Tier 1
210600165 | Central HP <5.4 tons | TEMPSTAR | HRCU-A-CB (Split System: Heat Pump with Remote Outdoor Unit-Air-Source) | TVH837GKA** |  |  | EN(A,D,W)4X60L24**+WALLCON | *95CSU1002122A* | 32800 | 18 | 8.1 | 32200 | 24600 | 76.4% | 1.98 | 0 | 12 |  |  |  | No | R-410A | 2.7333 | Residential & Commercial | Ducted CEE Tier 1
205751225 | Central HP <5.4 tons | TEMPSTAR | HRCU-A-CB (Split System: Heat Pump with Remote Outdoor Unit-Air-Source) | TVH837GKA** |  |  | EA*4X43L21A*+WALLCON | *80CTL0901716A* | 33000 | 18 | 8.5 | 32800 | 25000 | 76.22% | 2 | 12 | 11.7 |  |  |  | No | R-410A | 2.75 | Residential & Commercial | Ducted CEE Tier 1
216571002 | Central HP <5.4 tons | TRANE | HRCU-A-CB (Split System: Heat Pump with Remote Outdoor Unit-Air-Source) | 5TWV0X36A1 |  |  | 5PX*CD07AS3 | *DHMC100CCV4+LRP | 35000 | 19.4 | 10 | 33800 | 25000 | 73.96% | 2.1 | 0 | 12.5 |  |  |  | No | R-454B | 2.9167 | Residential & Commercial | Ducted CEE Tier 1
211386663 | Central HP <5.4 tons | JOHNSON CONTROLS | HRCU-A-CB (Split System: Heat Pump with Remote Outdoor Unit-Air-Source) | HMH72B341 |  |  | JHVTC42FBCC2N1 |  | 34000 | 17.5 | 8.5 | 32400 | 23400 | 72.22% | 2.12 | 0 | 10 |  |  |  | No | R-410A | 2.8333 | Residential & Commercial | Ducted CEE Tier 1
215668631 | Central HP <5.4 tons | COMFORTMAKER | HRCU-A-CB (Split System: Heat Pump with Remote Outdoor Unit-Air-Source) | C5H0V36*K*AAA* |  |  | EA*5X37M21A*+WALLCON | *80CSU0401712A* | 34400 | 18 | 9 | 35200 | 25200 | 71.59% | 1.88 | 0 | 10 |  |  |  | No | R-454B | 2.8667 | Residential & Commercial | Ducted CEE Tier 1
215668679 | Central HP <5.4 tons | COMFORTMAKER | HRCU-A-CB (Split System: Heat Pump with Remote Outdoor Unit-Air-Source) | C5H0V36*K*AAA* |  |  | EA*5X37M21A*+WALLCON | *80CTL0901716B* | 34400 | 18 | 9 | 35400 | 25200 | 71.19% | 1.88 | 0 | 10 |  |  |  | No | R-454B | 2.8667 | Residential & Commercial | Ducted CEE Tier 1
210599387 | Central HP <5.4 tons | HEIL | HRCU-A-CB (Split System: Heat Pump with Remote Outdoor Unit-Air-Source) | HVH837GKA** |  |  | EHD4X60AAL+WALLCON | *80CSU0401712A* | 33000 | 17 | 8.1 | 32200 | 24800 | 77.02% | 1.98 | 0 | 11 |  |  |  | No | R-410A | 2.75 | Residential & Commercial | Ducted CEE Tier 1
210599403 | Central HP <5.4 tons | HEIL | HRCU-A-CB (Split System: Heat Pump with Remote Outdoor Unit-Air-Source) | HVH837GKA** |  |  | EHD4X60AAL+WALLCON | *80CTL0701716A* | 32800 | 17 | 8.1 | 32400 | 25000 | 77.16% | 2 | 0 | 11 |  |  |  | No | R-410A | 2.7333 | Residential & Commercial | Ducted CEE Tier 1
210599505 | Central HP <5.4 tons | HEIL | HRCU-A-CB (Split System: Heat Pump with Remote Outdoor Unit-Air-Source) | HVH837GKA** |  |  | EN(A,D)4X48L24**+WALLCON | *95CSU0802120A* | 32400 | 17.5 | 8.1 | 32800 | 24800 | 75.61% | 1.96 | 0 | 11.7 |  |  |  | No | R-410A | 2.7 | Residential & Commercial | Ducted CEE Tier 1
216571187 | Central HP <5.4 tons | AMERICAN STANDARD | HRCU-A-CB (Split System: Heat Pump with Remote Outdoor Unit-Air-Source) | 5A6V8X24A1 |  |  | 5PX*B003AS3 | S8V2B080M4PCB | 21400 | 18.1 | 8.5 | 24400 | 18900 | 77.46% | 2.1 | 0 | 11.2 |  |  |  | No | R-454B | 1.7833 | Residential & Commercial | Ducted CEE Tier 1
212988758 | Central HP <5.4 tons | BRYANT HEATING AND COOLING SYSTEMS | HRCU-A-CB (Split System: Heat Pump with Remote Outdoor Unit-Air-Source) | 38MURAQ24AB3* |  |  | CNPV*3621AL* | 935SB36040M17*** | 23600 | 16.5 | 8.5 | 26400 | 24200 | 91.67% | 2 | 0 | 10 |  |  |  | No | R-410A | 1.9667 | Residential & Commercial | Ducted CEE Tier 1
214229002 | Central HP <5.4 tons | BRYANT HEATING AND COOLING SYSTEMS | HRCU-A-CB (Split System: Heat Pump with Remote Outdoor Unit-Air-Source) | 38MURAQ18AB3* |  |  | CAP**3017AL* | 83*SB48060M17*** | 17800 | 16.5 | 8.5 | 18400 | 18500 | 100.5% | 2.24 | 0 | 10.5 |  |  |  | No | R-410A | 1.4833 | Residential & Commercial | Ducted CEE Tier 1
212984746 | Central HP <5.4 tons | BRYANT HEATING AND COOLING SYSTEMS | HRCU-A-CB (Split System: Heat Pump with Remote Outdoor Unit-Air-Source) | 38MURAQ18AB3* |  |  | CNPV*2417AL* | 912SE48080M17*** | 17700 | 16.5 | 8.5 | 18700 | 19100 | 102.1% | 2.3 | 0 | 11 |  |  |  | No | R-410A | 1.475 | Residential & Commercial | Ducted CEE Tier 1
212987520 | Central HP <5.4 tons | BRYANT HEATING AND COOLING SYSTEMS | HRCU-A-CB (Split System: Heat Pump with Remote Outdoor Unit-Air-Source) | 38MURAQ18AB3* |  |  | CAP**2517AL* | 916SA48080M17*** | 18200 | 16.5 | 8.5 | 18100 | 17600 | 97.24% | 2.14 | 0 | 11 |  |  |  | No | R-410A | 1.5167 | Residential & Commercial | Ducted CEE Tier 1
212987068 | Central HP <5.4 tons | BRYANT HEATING AND COOLING SYSTEMS | HRCU-A-CB (Split System: Heat Pump with Remote Outdoor Unit-Air-Source) | 38MURAQ18AB3* |  |  | CNPV*3014AL* | 916SA36060M14*** | 17500 | 16 | 8.1 | 18000 | 18600 | 103.3% | 2.24 | 0 | 11 |  |  |  | No | R-410A | 1.4583 | Residential & Commercial | Ducted CEE Tier 1
216571096 | Central HP <5.4 tons | TRANE | HRCU-A-CB (Split System: Heat Pump with Remote Outdoor Unit-Air-Source) | 5TWV0X48A1 |  |  | 5PX*D008AS3 | S8V2C080M5PCB | 44500 | 20 | 9.7 | 47000 | 34000 | 72.34% | 2.1 | 0 | 12 |  |  |  | No | R-454B | 3.7083 | Residential & Commercial | Ducted CEE Tier 1
216571085 | Central HP <5.4 tons | AMERICAN STANDARD | HRCU-A-CB (Split System: Heat Pump with Remote Outdoor Unit-Air-Source) | 5A6V0X48A1 |  |  | 5PX*C009AS3 | S8V2C080M5PDB | 45000 | 20 | 9.7 | 47000 | 33600 | 71.49% | 2.1 | 0 | 12 |  |  |  | No | R-454B | 3.75 | Residential & Commercial | Ducted CEE Tier 1
216571119 | Central HP <5.4 tons | AMERICAN STANDARD | HRCU-A-CB (Split System: Heat Pump with Remote Outdoor Unit-Air-Source) | 5A6V0X48A1 |  |  | 5TXCC007AS3 | S8V2C080M5PCB | 44500 | 20 | 9.7 | 47500 | 34000 | 71.58% | 2.1 | 0 | 11.7 |  |  |  | No | R-454B | 3.7083 | Residential & Commercial | Ducted CEE Tier 1
216571137 | Central HP <5.4 tons | AMERICAN STANDARD | HRCU-A-CB (Split System: Heat Pump with Remote Outdoor Unit-Air-Source) | 5A6V0X48A1 |  |  | 5TXCD008AS3 | *UHMC100CCV4+LRP | 44500 | 20 | 9.7 | 47000 | 34000 | 72.34% | 2.1 | 0 | 12 |  |  |  | No | R-454B | 3.7083 | Residential & Commercial | Ducted CEE Tier 1
216453205 | Central HP <5.4 tons | TRANE | HRCU-A-CB (Split System: Heat Pump with Remote Outdoor Unit-Air-Source) | 5TWV0X48A1 |  |  | 5TXCD008AS3 | S8V2C100M5PDB | 45000 | 20 | 9.7 | 47500 | 34000 | 71.58% | 2.1 | 0 | 11.7 |  |  |  | No | R-454B | 3.75 | Residential & Commercial | Ducted CEE Tier 1
216453207 | Central HP <5.4 tons | TRANE | HRCU-A-CB (Split System: Heat Pump with Remote Outdoor Unit-Air-Source) | 5TWV0X48A1 |  |  | 5TXCD008AS3 | S8V2D120M5PDB | 45000 | 20.2 | 10 | 47500 | 34000 | 71.58% | 2.1 | 0 | 12 |  |  |  | No | R-454B | 3.75 | Residential & Commercial | Ducted CEE Tier 1
216571086 | Central HP <5.4 tons | TRANE | HRCU-A-CB (Split System: Heat Pump with Remote Outdoor Unit-Air-Source) | 5TWV0X48A1 |  |  | 5PX*C009AS3 | S8V2C080M5PCB | 45000 | 20 | 9.7 | 47000 | 33600 | 71.49% | 2.1 | 0 | 12 |  |  |  | No | R-454B | 3.75 | Residential & Commercial | Ducted CEE Tier 1
204456414 | Central HP <5.4 tons | DAY & NIGHT | HRCU-A-CB (Split System: Heat Pump with Remote Outdoor Unit-Air-Source) | CVH825GKA2* |  |  | EA*4X24L17A*+WALLCON | *97CMN0801714A* | 23200 | 16 | 8.1 | 22000 | 16900 | 76.82% | 1.88 | 11 | 10.5 |  |  |  | No | R-410A | 1.9333 | Residential & Commercial | Ducted CEE Tier 1
204456666 | Central HP <5.4 tons | DAY & NIGHT | HRCU-A-CB (Split System: Heat Pump with Remote Outdoor Unit-Air-Source) | CVH825GKA2* |  |  | EA*4X36L21A*+WALLCON | *80CTL0451712A* | 23400 | 16 | 8.1 | 21600 | 16800 | 77.78% | 1.92 | 11 | 10.5 |  |  |  | No | R-410A | 1.95 | Residential & Commercial | Ducted CEE Tier 1
207820953 | Central HP <5.4 tons | TRANE | HRCU-A-CB (Split System: Heat Pump with Remote Outdoor Unit-Air-Source) | 4TWV8060A1 |  |  | TEM8B0C60V51+TDR |  | 54000 | 18 | 8.5 | 52000 | 38000 | 73.08% | 1.8 | 12.5 | 12 |  |  |  | No | R-410A | 4.5 | Residential & Commercial | Ducted CEE Tier 1
210532886 | Central HP <5.4 tons | CARRIER | HRCU-A-CB (Split System: Heat Pump with Remote Outdoor Unit-Air-Source) | 25VNA448A*031* |  |  | CNPV*4821AL*+UI | 59CU5A080C21**20 | 44000 | 21 | 8.5 | 46500 | 36400 | 78.28% | 2.18 | 0 | 12 |  |  |  | No | R-410A | 3.6667 | Residential & Commercial | Ducted CEE Tier 1
210532902 | Central HP <5.4 tons | CARRIER | HRCU-A-CB (Split System: Heat Pump with Remote Outdoor Unit-Air-Source) | 25VNA448A*031* |  |  | CNPV*4824AL*+UI | 58TN*A090C21**20 | 44000 | 21 | 8.5 | 46500 | 36400 | 78.28% | 2.18 | 0 | 12 |  |  |  | No | R-410A | 3.6667 | Residential & Commercial | Ducted CEE Tier 1
210532920 | Central HP <5.4 tons | CARRIER | HRCU-A-CB (Split System: Heat Pump with Remote Outdoor Unit-Air-Source) | 25VNA448A*031* |  |  | CSPH*4812AL*+UI | 58TN*A090C21**20 | 44500 | 20.5 | 9 | 46500 | 36600 | 78.71% | 2.22 | 0 | 11.7 |  |  |  | No | R-410A | 3.7083 | Residential & Commercial | Ducted CEE Tier 1
215935599 | Central HP <5.4 tons | COMFORTMAKER | HRCU-A-CB (Split System: Heat Pump with Remote Outdoor Unit-Air-Source) | C5H3V36*K*AAA* |  |  | EVD5X36M21A*+WALLCON | *80CSU0601716A* | 34400 | 21 | 8.5 | 38500 | 28200 | 73.25% | 2.04 | 0 | 11.7 |  |  |  | No | R-454B | 2.8667 | Residential & Commercial | Ducted CEE Tier 1
215936069 | Central HP <5.4 tons | COMFORTMAKER | HRCU-A-CB (Split System: Heat Pump with Remote Outdoor Unit-Air-Source) | C5H3V36*K*AAA* |  |  | EVD5X42M21A*+WALLCON | *97CMN0601714B* | 34000 | 20 | 8.1 | 38000 | 27000 | 71.05% | 2 | 0 | 11 |  |  |  | No | R-454B | 2.8333 | Residential & Commercial | Ducted CEE Tier 1
215936099 | Central HP <5.4 tons | COMFORTMAKER | HRCU-A-CB (Split System: Heat Pump with Remote Outdoor Unit-Air-Source) | C5H3V36*K*AAA* |  |  | EVD5X42M21A*+WALLCON | *97CMN0802120B* | 34400 | 20.5 | 8.5 | 38500 | 28200 | 73.25% | 2.04 | 0 | 11.7 |  |  |  | No | R-454B | 2.8667 | Residential & Commercial | Ducted CEE Tier 1
215936119 | Central HP <5.4 tons | COMFORTMAKER | HRCU-A-CB (Split System: Heat Pump with Remote Outdoor Unit-Air-Source) | C5H3V36*K*AAA* |  |  | EVD5X42M21A*+WALLCON | *96CTN0601714B* | 34200 | 20.5 | 8.1 | 38000 | 27000 | 71.05% | 2 | 0 | 11 |  |  |  | No | R-454B | 2.85 | Residential & Commercial | Ducted CEE Tier 1
215678408 | Central HP <5.4 tons | COMFORTMAKER | HRCU-A-CB (Split System: Heat Pump with Remote Outdoor Unit-Air-Source) | C5H0V24*K*AAA* |  |  | EA*5X37M21A*+WALLCON | *97CTN0601716A* | 24000 | 17 | 9 | 23400 | 16400 | 70.09% | 2.02 | 0 | 10.5 |  |  |  | No | R-454B | 2 | Residential & Commercial | Ducted CEE Tier 1
212988722 | Central HP <5.4 tons | BRYANT HEATING AND COOLING SYSTEMS | HRCU-A-CB (Split System: Heat Pump with Remote Outdoor Unit-Air-Source) | 38MURAQ24AB3* |  |  | CNPV*2417AL* | 935SB36040M17*** | 23200 | 16 | 8.5 | 27000 | 25200 | 93.33% | 2.1 | 0 | 10 |  |  |  | No | R-410A | 1.9333 | Residential & Commercial | Ducted CEE Tier 1
212989142 | Central HP <5.4 tons | BRYANT HEATING AND COOLING SYSTEMS | HRCU-A-CB (Split System: Heat Pump with Remote Outdoor Unit-Air-Source) | 38MURAQ24AB3* |  |  | CAP**2517AL* | 935SB48060M17*** | 24200 | 17 | 8.5 | 25200 | 21800 | 86.51% | 1.82 | 0 | 10 |  |  |  | No | R-410A | 2.0167 | Residential & Commercial | Ducted CEE Tier 1
212989610 | Central HP <5.4 tons | BRYANT HEATING AND COOLING SYSTEMS | HRCU-A-CB (Split System: Heat Pump with Remote Outdoor Unit-Air-Source) | 38MURAQ24AB3* |  |  | CAP**3721AL* | 935SB60080M21*** | 24000 | 17.5 | 8.5 | 25200 | 21800 | 86.51% | 1.82 | 0 | 10 |  |  |  | No | R-410A | 2 | Residential & Commercial | Ducted CEE Tier 1
212984650 | Central HP <5.4 tons | BRYANT HEATING AND COOLING SYSTEMS | HRCU-A-CB (Split System: Heat Pump with Remote Outdoor Unit-Air-Source) | 38MURAQ24AB3* |  |  | CNPV*2417AL* | 912SE48080M17*** | 23600 | 17 | 8.5 | 27000 | 24400 | 90.37% | 2.02 | 0 | 10 |  |  |  | No | R-410A | 1.9667 | Residential & Commercial | Ducted CEE Tier 1
214398016 | Central HP <5.4 tons | JOHNSON CONTROLS | HRCU-A-CB (Split System: Heat Pump with Remote Outdoor Unit-Air-Source) | HH860E2S11 |  |  | CTF60C5CHS1 | TM8E080C20MP11 | 53500 | 19 | 8.5 | 55000 | 39000 | 70.91% | 2 | 0 | 11 |  |  |  | No | R-454B | 4.4583 | Residential & Commercial | Ducted CEE Tier 1
216570852 | Central HP <5.4 tons | TRANE | HRCU-A-CB (Split System: Heat Pump with Remote Outdoor Unit-Air-Source) | 5TWV0X24A1 |  |  | 5PX*B003AS3 | *UHMB080CCV3+LRP | 21600 | 21.2 | 10 | 24000 | 18100 | 75.42% | 2.2 | 0 | 11.7 |  |  |  | No | R-454B | 1.8 | Residential & Commercial | Ducted CEE Tier 1
216570884 | Central HP <5.4 tons | TRANE | HRCU-A-CB (Split System: Heat Pump with Remote Outdoor Unit-Air-Source) | 5TWV0X24A1 |  |  | 5PX*B006AS3 | L8V1B080U4VSB+LRP | 22000 | 21.2 | 10 | 22600 | 18100 | 80.09% | 2.2 | 0 | 12 |  |  |  | No | R-454B | 1.8333 | Residential & Commercial | Ducted CEE Tier 1
214396060 | Central HP <5.4 tons | YORK | HRCU-A-CB (Split System: Heat Pump with Remote Outdoor Unit-Air-Source) | HH860E2S11 |  |  | CTM60C5CGS1 | TMLV100C16MP12 | 44000 | 18 | 9 | 44500 | 33600 | 75.51% | 2 | 0 | 11.7 |  |  |  | No | R-454B | 3.6667 | Residential & Commercial | Ducted CEE Tier 1
214396151 | Central HP <5.4 tons | YORK | HRCU-A-CB (Split System: Heat Pump with Remote Outdoor Unit-Air-Source) | HH860E2S11 |  |  | CTF60D5CGS1+JME18D2SN1 |  | 46000 | 19 | 9.5 | 45500 | 33800 | 74.29% | 2 | 0 | 12 |  |  |  | No | R-454B | 3.8333 | Residential & Commercial | Ducted CEE Tier 1
214395849 | Central HP <5.4 tons | YORK | HRCU-A-CB (Split System: Heat Pump with Remote Outdoor Unit-Air-Source) | HH860E2S11 |  |  | CTF60C5CGS1 | TPLC120C20MP13 | 44500 | 18 | 9 | 45000 | 33800 | 75.11% | 2 | 0 | 11 |  |  |  | No | R-454B | 3.7083 | Residential & Commercial | Ducted CEE Tier 1
214396085 | Central HP <5.4 tons | YORK | HRCU-A-CB (Split System: Heat Pump with Remote Outdoor Unit-Air-Source) | HH860E2S11 |  |  | CTF60D5CHS1 | TM8E130D20MP11 | 54000 | 19 | 8.5 | 55000 | 38500 | 70% | 2 | 0 | 11.7 |  |  |  | No | R-454B | 4.5 | Residential & Commercial | Ducted CEE Tier 1
214594998 | Central HP <5.4 tons | JOHNSON CONTROLS | HRCU-A-CB (Split System: Heat Pump with Remote Outdoor Unit-Air-Source) | HH860E2S11 |  |  | CTM60C5CHS1 | Z8ES080C20SMPS1 | 54000 | 19 | 9 | 54000 | 39000 | 72.22% | 2 | 0 | 11.7 |  |  |  | No | R-454B | 4.5 | Residential & Commercial | Ducted CEE Tier 1
214609046 | Central HP <5.4 tons | YORK | HRCU-A-CB (Split System: Heat Pump with Remote Outdoor Unit-Air-Source) | HH824E2S11 |  |  | CTM36B5ADS1 | Y91E060B12SMPS1 | 23000 | 17 | 9.5 | 23000 | 18600 | 80.87% | 2 | 0 | 12 |  |  |  | No | R-454B | 1.9167 | Residential & Commercial | Ducted CEE Tier 1
214395662 | Central HP <5.4 tons | YORK | HRCU-A-CB (Split System: Heat Pump with Remote Outdoor Unit-Air-Source) | HH824E2S11 |  |  | CTF36B5ADS1 | TMLE080B12MP11 | 23000 | 18 | 9.5 | 23000 | 18700 | 81.3% | 2 | 0 | 12 |  |  |  | No | R-454B | 1.9167 | Residential & Commercial | Ducted CEE Tier 1
214395881 | Central HP <5.4 tons | YORK | HRCU-A-CB (Split System: Heat Pump with Remote Outdoor Unit-Air-Source) | HH824E2S11 |  |  | CTM30B5ACS1 | TMLE080B12MP11 | 23000 | 17 | 9.5 | 23000 | 18300 | 79.57% | 2 | 0 | 12 |  |  |  | No | R-454B | 1.9167 | Residential & Commercial | Ducted CEE Tier 1
214396177 | Central HP <5.4 tons | YORK | HRCU-A-CB (Split System: Heat Pump with Remote Outdoor Unit-Air-Source) | HH824E2S11 |  |  | CTF30B5ACS1 | TM8V080B12MP12 | 23000 | 17 | 9.5 | 23000 | 17900 | 77.83% | 2 | 0 | 12 |  |  |  | No | R-454B | 1.9167 | Residential & Commercial | Ducted CEE Tier 1
215223954 | Central HP <5.4 tons | JOHNSON CONTROLS | HRCU-A-CB (Split System: Heat Pump with Remote Outdoor Unit-Air-Source) | HH824E2S11 |  |  | CTM36B5ADS1 | Z8ES100B12SMPS1 | 23000 | 18 | 9.5 | 23000 | 18800 | 81.74% | 2 | 0 | 12 |  |  |  | No | R-454B | 1.9167 | Residential & Commercial | Ducted CEE Tier 1
214396175 | Central HP <5.4 tons | YORK | HRCU-A-CB (Split System: Heat Pump with Remote Outdoor Unit-Air-Source) | HH824E2S11 |  |  | CTF30B5ACS1 | TM8E080B12MP11 | 23000 | 17 | 9.5 | 23000 | 18400 | 80% | 2 | 0 | 12 |  |  |  | No | R-454B | 1.9167 | Residential & Commercial | Ducted CEE Tier 1
216571168 | Central HP <5.4 tons | TRANE | HRCU-A-CB (Split System: Heat Pump with Remote Outdoor Unit-Air-Source) | 5TWV0X60A1 |  |  | 5TXCD008AS3 | *UHMD120CCV5+LRP | 52000 | 18.6 | 9 | 53500 | 38500 | 71.96% | 2 | 0 | 10 |  |  |  | No | R-454B | 4.3333 | Residential & Commercial | Ducted CEE Tier 1
215942605 | Central HP <5.4 tons | COMFORTMAKER | HRCU-A-CB (Split System: Heat Pump with Remote Outdoor Unit-Air-Source) | C5H3V36*K*AAA* |  |  | EVM5X61M24A*+WALLCON | *96CTN0802120B* | 36000 | 22 | 8.5 | 37400 | 28200 | 75.4% | 2.04 | 0 | 12.5 |  |  |  | No | R-454B | 3 | Residential & Commercial | Ducted CEE Tier 1
214609035 | Central HP <5.4 tons | YORK | HRCU-A-CB (Split System: Heat Pump with Remote Outdoor Unit-Air-Source) | HH836E2S11 |  |  | CTF48C5CFS1 | Y91E080C16SMPS1 | 34000 | 19 | 9 | 32600 | 25800 | 79.14% | 2 | 0 | 11 |  |  |  | No | R-454B | 2.8333 | Residential & Commercial | Ducted CEE Tier 1
215942625 | Central HP <5.4 tons | COMFORTMAKER | HRCU-A-CB (Split System: Heat Pump with Remote Outdoor Unit-Air-Source) | C5H3V36*K*AAA* |  |  | EVD5X61M21A*+WALLCON | *96CTN0802120B* | 35800 | 22 | 8.5 | 37400 | 28400 | 75.94% | 2.04 | 0 | 12.5 |  |  |  | No | R-454B | 2.9833 | Residential & Commercial | Ducted CEE Tier 1
214397957 | Central HP <5.4 tons | JOHNSON CONTROLS | HRCU-A-CB (Split System: Heat Pump with Remote Outdoor Unit-Air-Source) | HH824E2S11 |  |  | CTF36B5ADS1 | TP9C060B12MP13 | 23000 | 18 | 9.5 | 23000 | 18800 | 81.74% | 2 | 0 | 12 |  |  |  | No | R-454B | 1.9167 | Residential & Commercial | Ducted CEE Tier 1
205750727 | Central HP <5.4 tons | HEIL | HRCU-A-CB (Split System: Heat Pump with Remote Outdoor Unit-Air-Source) | HVH825GKA2* |  |  | EA*4X37L21A*+WALLCON | *80CTL0901716A* | 24600 | 17.5 | 8.5 | 21000 | 16500 | 78.57% | 2.04 | 12 | 11.7 |  |  |  | No | R-410A | 2.05 | Residential & Commercial | Ducted CEE Tier 1
216571088 | Central HP <5.4 tons | TRANE | HRCU-A-CB (Split System: Heat Pump with Remote Outdoor Unit-Air-Source) | 5TWV0X48A1 |  |  | 5PX*C009AS3 | *UHMC100CCV4+LRP | 45000 | 20 | 9.7 | 46500 | 33600 | 72.26% | 2.1 | 0 | 12 |  |  |  | No | R-454B | 3.75 | Residential & Commercial | Ducted CEE Tier 1
215389822 | Central HP <5.4 tons | TEMPSTAR | HRCU-A-CB (Split System: Heat Pump with Remote Outdoor Unit-Air-Source) | DLCURAH36ABK |  |  | END4X42L17** | *96VTN0601716B* | 35400 | 15.5 | 8.5 | 38500 | 35000 | 90.91% | 1.94 | 0 | 10 |  |  |  | No | R-410A | 2.95 | Residential & Commercial | Ducted CEE Tier 1
216571068 | Central HP <5.4 tons | TRANE | HRCU-A-CB (Split System: Heat Pump with Remote Outdoor Unit-Air-Source) | 5TWV0X36A1 |  |  | 5TXCC009AS3 | S8V2C080M5PDB | 35600 | 20 | 9.4 | 31600 | 24600 | 77.85% | 2.2 | 0 | 12.7 |  |  |  | No | R-454B | 2.9667 | Residential & Commercial | Ducted CEE Tier 1
214573217 | Central HP <5.4 tons | TEMPSTAR | HRCU-A-CB (Split System: Heat Pump with Remote Outdoor Unit-Air-Source) | TVH837GKA** |  |  | EHD4X48AAL+WALLCON | *95CSU1002122B* | 32600 | 17.5 | 8.5 | 32600 | 24800 | 76.07% | 1.98 | 0 | 11 |  |  |  | No | R-410A | 2.7167 | Residential & Commercial | Ducted CEE Tier 1
214573417 | Central HP <5.4 tons | TEMPSTAR | HRCU-A-CB (Split System: Heat Pump with Remote Outdoor Unit-Air-Source) | TVH837GKA** |  |  | EN(A,D,W)4X42L21**+WALLCON | *97CMN0802120B* | 31800 | 17 | 8.1 | 33000 | 24400 | 73.94% | 1.88 | 0 | 11 |  |  |  | No | R-410A | 2.65 | Residential & Commercial | Ducted CEE Tier 1
214573467 | Central HP <5.4 tons | TEMPSTAR | HRCU-A-CB (Split System: Heat Pump with Remote Outdoor Unit-Air-Source) | TVH837GKA** |  |  | EN(A,D,W)4X48L21**+WALLCON | *97CMN0602120B* | 32200 | 17 | 8.1 | 33000 | 25000 | 75.76% | 1.94 | 0 | 11.5 |  |  |  | No | R-410A | 2.6833 | Residential & Commercial | Ducted CEE Tier 1
210600094 | Central HP <5.4 tons | TEMPSTAR | HRCU-A-CB (Split System: Heat Pump with Remote Outdoor Unit-Air-Source) | TVH837GKA** |  |  | EA*4X60L24A*+WALLCON | *97CMN1202422A* | 32800 | 17.5 | 8.5 | 32000 | 24800 | 77.5% | 1.98 | 0 | 11.7 |  |  |  | No | R-410A | 2.7333 | Residential & Commercial | Ducted CEE Tier 1
216571049 | Central HP <5.4 tons | AMERICAN STANDARD | HRCU-A-CB (Split System: Heat Pump with Remote Outdoor Unit-Air-Source) | 5A6V0X36A1 |  |  | 5TXCC005AS3 | S8V2C080M5PCB | 34000 | 19.2 | 9.4 | 31000 | 25000 | 80.65% | 2.1 | 0 | 12 |  |  |  | No | R-454B | 2.8333 | Residential & Commercial | Ducted CEE Tier 1
215931537 | Central HP <5.4 tons | AIRQUEST | HRCU-A-CB (Split System: Heat Pump with Remote Outdoor Unit-Air-Source) | H5H3V60*K*AAA* |  |  | EA*5X60M24A*+WALLCON | *80CTL0702120B* | 55500 | 18 | 8.1 | 60500 | 46500 | 76.86% | 1.95 | 0 | 11 |  |  |  | No | R-454B | 4.625 | Residential & Commercial | Ducted CEE Tier 1
215931707 | Central HP <5.4 tons | AIRQUEST | HRCU-A-CB (Split System: Heat Pump with Remote Outdoor Unit-Air-Source) | H5H3V60*K*AAA* |  |  | EA*5X61M24A*+WALLCON | *80CTL1102120B* | 57000 | 19 | 8.5 | 60500 | 46500 | 76.86% | 2.02 | 0 | 11.5 |  |  |  | No | R-454B | 4.75 | Residential & Commercial | Ducted CEE Tier 1
215931887 | Central HP <5.4 tons | AIRQUEST | HRCU-A-CB (Split System: Heat Pump with Remote Outdoor Unit-Air-Source) | H5H3V60*K*AAA* |  |  | ESH5X60M12A*+WALLCON | *97CMN1002122B* | 56500 | 18 | 8.1 | 61000 | 46000 | 75.41% | 1.95 | 0 | 11 |  |  |  | No | R-454B | 4.7083 | Residential & Commercial | Ducted CEE Tier 1
215864689 | Central HP <5.4 tons | TRANE | HRCU-A-CB (Split System: Heat Pump with Remote Outdoor Unit-Air-Source) | 5TWV8X60A1 |  |  | 5PX*C007AS3 | S9V2C080U5PSC+LRP | 53000 | 18.1 | 8.5 | 56000 | 40000 | 71.43% | 2 | 0 | 10 |  |  |  | No | R-454B | 4.4167 | Residential & Commercial | Ducted CEE Tier 1
210598228 | Central HP <5.4 tons | HEIL | HRCU-A-CB (Split System: Heat Pump with Remote Outdoor Unit-Air-Source) | HVH825GKA2* |  |  | EHD4X42AAL+WALLCON | *97CMN1002122A* | 24200 | 16 | 8.1 | 21400 | 16600 | 77.57% | 2 | 0 | 10.5 |  |  |  | No | R-410A | 2.0167 | Residential & Commercial | Ducted CEE Tier 1
210598244 | Central HP <5.4 tons | HEIL | HRCU-A-CB (Split System: Heat Pump with Remote Outdoor Unit-Air-Source) | HVH825GKA2* |  |  | EHD4X48AAL+WALLCON | *80CSU1002120A* | 24200 | 16 | 8.1 | 21200 | 16600 | 78.3% | 2 | 0 | 10.5 |  |  |  | No | R-410A | 2.0167 | Residential & Commercial | Ducted CEE Tier 1
214609016 | Central HP <5.4 tons | YORK | HRCU-A-CB (Split System: Heat Pump with Remote Outdoor Unit-Air-Source) | HH860E2S11 |  |  | CTM60C5CHS1 | Y91E080C20SMPS1 | 53500 | 19 | 8.5 | 54000 | 39000 | 72.22% | 2 | 0 | 11 |  |  |  | No | R-454B | 4.4583 | Residential & Commercial | Ducted CEE Tier 1
214609027 | Central HP <5.4 tons | YORK | HRCU-A-CB (Split System: Heat Pump with Remote Outdoor Unit-Air-Source) | HH860E2S11 |  |  | CTF60C5CGS1 | Y91E100C16SMPS1 | 45500 | 18 | 9 | 46500 | 34200 | 73.55% | 2 | 0 | 11 |  |  |  | No | R-454B | 3.7917 | Residential & Commercial | Ducted CEE Tier 1
214571107 | Central HP <5.4 tons | TEMPSTAR | HRCU-A-CB (Split System: Heat Pump with Remote Outdoor Unit-Air-Source) | TVH825GKA3* |  |  | EN(A,D)4X36L21**+WALLCON | *95CSU0802120B* | 23400 | 16.5 | 8.1 | 21600 | 16700 | 77.31% | 1.92 | 0 | 11 |  |  |  | No | R-410A | 1.95 | Residential & Commercial | Ducted CEE Tier 1
214398046 | Central HP <5.4 tons | JOHNSON CONTROLS | HRCU-A-CB (Split System: Heat Pump with Remote Outdoor Unit-Air-Source) | HH860E2S11 |  |  | CTM60C5CHS1 | TMLV120C20MP12 | 53500 | 19 | 9 | 54000 | 39000 | 72.22% | 2 | 0 | 11 |  |  |  | No | R-454B | 4.4583 | Residential & Commercial | Ducted CEE Tier 1
214395685 | Central HP <5.4 tons | YORK | HRCU-A-CB (Split System: Heat Pump with Remote Outdoor Unit-Air-Source) | HH860E2S11 |  |  | CTM60C5CHS1 | TMLE120C20MP11 | 53500 | 19 | 8.5 | 54000 | 39000 | 72.22% | 2 | 0 | 11 |  |  |  | No | R-454B | 4.4583 | Residential & Commercial | Ducted CEE Tier 1
214395851 | Central HP <5.4 tons | YORK | HRCU-A-CB (Split System: Heat Pump with Remote Outdoor Unit-Air-Source) | HH860E2S11 |  |  | CTF60C5CGS1 | YPLC120C20MP13 | 44500 | 18 | 9 | 45000 | 33800 | 75.11% | 2 | 0 | 11 |  |  |  | No | R-454B | 3.7083 | Residential & Commercial | Ducted CEE Tier 1
214395890 | Central HP <5.4 tons | YORK | HRCU-A-CB (Split System: Heat Pump with Remote Outdoor Unit-Air-Source) | HH860E2S11 |  |  | CTM60C5CHS1 | TM8E100C20MP11 | 53500 | 19 | 8.5 | 55000 | 39000 | 70.91% | 2 | 0 | 11 |  |  |  | No | R-454B | 4.4583 | Residential & Commercial | Ducted CEE Tier 1
212989310 | Central HP <5.4 tons | BRYANT HEATING AND COOLING SYSTEMS | HRCU-A-CB (Split System: Heat Pump with Remote Outdoor Unit-Air-Source) | 38MURAQ18AB3* |  |  | CNPV*2417AL* | 935SB48060M17*** | 17300 | 16 | 8.1 | 18300 | 19200 | 104.9% | 2.32 | 0 | 10.5 |  |  |  | No | R-410A | 1.4417 | Residential & Commercial | Ducted CEE Tier 1
215434176 | Central HP <5.4 tons | AMANA | HRCU-A-CB (Split System: Heat Pump with Remote Outdoor Unit-Air-Source) | AZV7SA3610A* |  |  | CA*EA4830*3A* | A*VS800805CUA* | 34800 | 18.5 | 8.5 | 35000 | 28400 | 81.14% | 2 | 0 | 10.5 |  |  |  | No | R-32 | 2.9 | Residential & Commercial | Ducted CEE Tier 1
215434191 | Central HP <5.4 tons | AMANA | HRCU-A-CB (Split System: Heat Pump with Remote Outdoor Unit-Air-Source) | AZV7SA3610A* |  |  | CHPEA4830*3A* | A*VT800805D*A* | 35000 | 18.5 | 8.1 | 35000 | 28400 | 81.14% | 2 | 0 | 10.5 |  |  |  | No | R-32 | 2.9167 | Residential & Commercial | Ducted CEE Tier 1
215434193 | Central HP <5.4 tons | AMANA | HRCU-A-CB (Split System: Heat Pump with Remote Outdoor Unit-Air-Source) | AZV7SA3610A* |  |  | CHPEA4830*3A* | A*VT800804C*A* | 35000 | 18.5 | 8.1 | 35000 | 28400 | 81.14% | 2 | 0 | 10.5 |  |  |  | No | R-32 | 2.9167 | Residential & Commercial | Ducted CEE Tier 1
215676868 | Central HP <5.4 tons | COMFORTMAKER | HRCU-A-CB (Split System: Heat Pump with Remote Outdoor Unit-Air-Source) | C5H0V48*K*AAA* |  |  | EVD5X61M24A*+WALLCON | *80CTL0702120B* | 48500 | 19 | 9 | 50000 | 36800 | 73.6% | 2 | 0 | 10.5 |  |  |  | No | R-454B | 4.0417 | Residential & Commercial | Ducted CEE Tier 1
215676938 | Central HP <5.4 tons | COMFORTMAKER | HRCU-A-CB (Split System: Heat Pump with Remote Outdoor Unit-Air-Source) | C5H0V48*K*AAA* |  |  | EVD5X61M24A*+WALLCON | *97CMN1202422B* | 48500 | 19.5 | 9.5 | 50000 | 36800 | 73.6% | 2.12 | 0 | 10.5 |  |  |  | No | R-454B | 4.0417 | Residential & Commercial | Ducted CEE Tier 1
215864587 | Central HP <5.4 tons | TRANE | HRCU-A-CB (Split System: Heat Pump with Remote Outdoor Unit-Air-Source) | 5TWV8X36A1 |  |  | 5TXCB004AS3 | *UHMB060CCV3+LRP | 31600 | 18.1 | 8.5 | 33000 | 25800 | 78.18% | 2 | 0 | 10 |  |  |  | No | R-454B | 2.6333 | Residential & Commercial | Ducted CEE Tier 1
215864621 | Central HP <5.4 tons | TRANE | HRCU-A-CB (Split System: Heat Pump with Remote Outdoor Unit-Air-Source) | 5TWV8X36A1 |  |  | 5TXCB006AS3 | S8V2A040M3PCB | 32200 | 18.1 | 8.5 | 33200 | 25600 | 77.11% | 2 | 0 | 10 |  |  |  | No | R-454B | 2.6833 | Residential & Commercial | Ducted CEE Tier 1
210600107 | Central HP <5.4 tons | TEMPSTAR | HRCU-A-CB (Split System: Heat Pump with Remote Outdoor Unit-Air-Source) | TVH837GKA** |  |  | EA*4X61L21A*+WALLCON | *97CMN1002122A* | 33200 | 17.5 | 8.5 | 32000 | 24800 | 77.5% | 2 | 0 | 12 |  |  |  | No | R-410A | 2.7667 | Residential & Commercial | Ducted CEE Tier 1
216571070 | Central HP <5.4 tons | TRANE | HRCU-A-CB (Split System: Heat Pump with Remote Outdoor Unit-Air-Source) | 5TWV0X36A1 |  |  | 5TXCC009AS3 | S8V2C080M5PCB | 35600 | 20 | 9.4 | 31600 | 24600 | 77.85% | 2.2 | 0 | 12.7 |  |  |  | No | R-454B | 2.9667 | Residential & Commercial | Ducted CEE Tier 1
214396051 | Central HP <5.4 tons | YORK | HRCU-A-CB (Split System: Heat Pump with Remote Outdoor Unit-Air-Source) | HH860E2S11 |  |  | CTM60C5CGS1 | TM8E120C20MP11 | 44500 | 17 | 9 | 45000 | 33600 | 74.67% | 2 | 0 | 11.7 |  |  |  | No | R-454B | 3.7083 | Residential & Commercial | Ducted CEE Tier 1
214570747 | Central HP <5.4 tons | TEMPSTAR | HRCU-A-CB (Split System: Heat Pump with Remote Outdoor Unit-Air-Source) | TVH825GKA3* |  |  | EA*4X48L24A*+WALLCON | *95CSU0802120B* | 24000 | 16.5 | 8.5 | 21000 | 16600 | 79.05% | 2.02 | 0 | 11 |  |  |  | No | R-410A | 2 | Residential & Commercial | Ducted CEE Tier 1
214571247 | Central HP <5.4 tons | TEMPSTAR | HRCU-A-CB (Split System: Heat Pump with Remote Outdoor Unit-Air-Source) | TVH825GKA3* |  |  | EN(A,D,W)4X48L21**+WALLCON | *97CMN0602120B* | 24000 | 16.5 | 8.1 | 21400 | 16700 | 78.04% | 2 | 0 | 11 |  |  |  | No | R-410A | 2 | Residential & Commercial | Ducted CEE Tier 1
214609024 | Central HP <5.4 tons | YORK | HRCU-A-CB (Split System: Heat Pump with Remote Outdoor Unit-Air-Source) | HH860E2S11 |  |  | CTM60D5CGS1 | Y91E120D20SMPS1 | 46000 | 18 | 9 | 47000 | 34200 | 72.77% | 2 | 0 | 11.7 |  |  |  | No | R-454B | 3.8333 | Residential & Commercial | Ducted CEE Tier 1
216571186 | Central HP <5.4 tons | TRANE | HRCU-A-CB (Split System: Heat Pump with Remote Outdoor Unit-Air-Source) | 5TWV8X24A1 |  |  | 5PX*B003AS3 | S8V2B080M4PCB | 21400 | 18.1 | 8.5 | 24400 | 18900 | 77.46% | 2.1 | 0 | 11.2 |  |  |  | No | R-454B | 1.7833 | Residential & Commercial | Ducted CEE Tier 1
216571222 | Central HP <5.4 tons | TRANE | HRCU-A-CB (Split System: Heat Pump with Remote Outdoor Unit-Air-Source) | 5TWV8X24A1 |  |  | 5PX*BD06AS3 | S8V2A040M3PDB | 21800 | 18.1 | 8.5 | 23800 | 18600 | 78.15% | 2.2 | 0 | 11.5 |  |  |  | No | R-454B | 1.8167 | Residential & Commercial | Ducted CEE Tier 1
214395744 | Central HP <5.4 tons | YORK | HRCU-A-CB (Split System: Heat Pump with Remote Outdoor Unit-Air-Source) | HH860E2S11 |  |  | CTF60C5CGS1 | TMLE120C16MP11 | 44500 | 18 | 9 | 45500 | 34200 | 75.16% | 2 | 0 | 11 |  |  |  | No | R-454B | 3.7083 | Residential & Commercial | Ducted CEE Tier 1
216571254 | Central HP <5.4 tons | TRANE | HRCU-A-CB (Split System: Heat Pump with Remote Outdoor Unit-Air-Source) | 5TWV8X36A1 |  |  | 5PX*B006AS3 | S8V2A040M3PCB | 32200 | 18.1 | 8.5 | 33200 | 25600 | 77.11% | 2 | 0 | 10 |  |  |  | No | R-454B | 2.6833 | Residential & Commercial | Ducted CEE Tier 1
216571286 | Central HP <5.4 tons | TRANE | HRCU-A-CB (Split System: Heat Pump with Remote Outdoor Unit-Air-Source) | 5TWV8X36A1 |  |  | 5PX*D008AS3 | S8V2D120M5PDB | 33400 | 18.1 | 8.5 | 33400 | 25600 | 76.65% | 2.1 | 0 | 10.5 |  |  |  | No | R-454B | 2.7833 | Residential & Commercial | Ducted CEE Tier 1
214572597 | Central HP <5.4 tons | TEMPSTAR | HRCU-A-CB (Split System: Heat Pump with Remote Outdoor Unit-Air-Source) | TVH837GKA** |  |  | EA*4X42L21A*+WALLCON | *80CTL0702120B* | 31800 | 17 | 8.5 | 33000 | 24400 | 73.94% | 1.9 | 0 | 11 |  |  |  | No | R-410A | 2.65 | Residential & Commercial | Ducted CEE Tier 1
215683946 | Central HP <5.4 tons | BRYANT HEATING AND COOLING SYSTEMS | HRCU-A-CB (Split System: Heat Pump with Remote Outdoor Unit-Air-Source) | 290VAN036**AA* |  |  | CAA**4221AM*+UI | 88*TB60090C21*** | 33200 | 18 | 9 | 35800 | 25600 | 71.51% | 1.86 | 0 | 10 |  |  |  | No | R-454B | 2.7667 | Residential & Commercial | Ducted CEE Tier 1
215683964 | Central HP <5.4 tons | BRYANT HEATING AND COOLING SYSTEMS | HRCU-A-CB (Split System: Heat Pump with Remote Outdoor Unit-Air-Source) | 290VAN036**AA* |  |  | CAA**4221AM*+UI | 987MC66100C21*** | 33200 | 17.5 | 9 | 35800 | 25600 | 71.51% | 1.84 | 0 | 10 |  |  |  | No | R-454B | 2.7667 | Residential & Commercial | Ducted CEE Tier 1
215683980 | Central HP <5.4 tons | BRYANT HEATING AND COOLING SYSTEMS | HRCU-A-CB (Split System: Heat Pump with Remote Outdoor Unit-Air-Source) | 290VAN036**AA* |  |  | CAA**4321AM*+UI | 88*TB48070C17*** | 34400 | 18 | 8.1 | 35400 | 25200 | 71.19% | 1.9 | 0 | 10 |  |  |  | No | R-454B | 2.8667 | Residential & Commercial | Ducted CEE Tier 1
216374762 | Central HP <5.4 tons | JOHNSON CONTROLS | HRCU-A-CB (Split System: Heat Pump with Remote Outdoor Unit-Air-Source) | HH824E2S11 |  |  | CTU36B5XDS1+TXV | Z9ET060B12SMPS1 | 23000 | 18 | 9.5 | 23000 | 18300 | 79.57% | 2 | 0 | 12 |  |  |  | No | R-454B | 1.9167 | Residential & Commercial | Ducted CEE Tier 1
204456581 | Central HP <5.4 tons | HEIL | HRCU-A-CB (Split System: Heat Pump with Remote Outdoor Unit-Air-Source) | HVH825GKA2* |  |  | EA*4X30L17A*+WALLCON | *80CTL0901716A* | 23600 | 17 | 8.1 | 21400 | 16600 | 77.57% | 1.92 | 11 | 11 |  |  |  | No | R-410A | 1.9667 | Residential & Commercial | Ducted CEE Tier 1
214396074 | Central HP <5.4 tons | YORK | HRCU-A-CB (Split System: Heat Pump with Remote Outdoor Unit-Air-Source) | HH824E2S11 |  |  | CTF30B5ACS1+JMC12B2SN1 |  | 23000 | 18 | 9.5 | 23000 | 19000 | 82.61% | 2 | 0 | 12 |  |  |  | No | R-454B | 1.9167 | Residential & Commercial | Ducted CEE Tier 1
214396178 | Central HP <5.4 tons | YORK | HRCU-A-CB (Split System: Heat Pump with Remote Outdoor Unit-Air-Source) | HH824E2S11 |  |  | CTF30B5ACS1 | TPLC080B12MP13 | 23000 | 17 | 9.5 | 23000 | 17900 | 77.83% | 2 | 0 | 12 |  |  |  | No | R-454B | 1.9167 | Residential & Commercial | Ducted CEE Tier 1
214395947 | Central HP <5.4 tons | YORK | HRCU-A-CB (Split System: Heat Pump with Remote Outdoor Unit-Air-Source) | HH860E2S11 |  |  | CTF60C5CGS1 | TMLE100C20MP11 | 44500 | 17 | 9 | 45000 | 33800 | 75.11% | 2 | 0 | 11.7 |  |  |  | No | R-454B | 3.7083 | Residential & Commercial | Ducted CEE Tier 1
214396063 | Central HP <5.4 tons | YORK | HRCU-A-CB (Split System: Heat Pump with Remote Outdoor Unit-Air-Source) | HH860E2S11 |  |  | CTM60C5CGS1 | YPLC080C16MP13 | 44000 | 18 | 9 | 44500 | 33600 | 75.51% | 2 | 0 | 11.7 |  |  |  | No | R-454B | 3.6667 | Residential & Commercial | Ducted CEE Tier 1
214571177 | Central HP <5.4 tons | TEMPSTAR | HRCU-A-CB (Split System: Heat Pump with Remote Outdoor Unit-Air-Source) | TVH825GKA3* |  |  | EN(A,D,W)4X42L21**+WALLCON | *95CSU1002122B* | 23800 | 16.5 | 8.1 | 21400 | 16600 | 77.57% | 1.96 | 0 | 11 |  |  |  | No | R-410A | 1.9833 | Residential & Commercial | Ducted CEE Tier 1
214396156 | Central HP <5.4 tons | YORK | HRCU-A-CB (Split System: Heat Pump with Remote Outdoor Unit-Air-Source) | HH860E2S11 |  |  | CTM60C5CGS1 | TMLE080C20MP11 | 44500 | 17 | 9 | 45000 | 33800 | 75.11% | 2 | 0 | 11.7 |  |  |  | No | R-454B | 3.7083 | Residential & Commercial | Ducted CEE Tier 1
214570767 | Central HP <5.4 tons | TEMPSTAR | HRCU-A-CB (Split System: Heat Pump with Remote Outdoor Unit-Air-Source) | TVH825GKA3* |  |  | EA*4X48L24A*+WALLCON | *97CMN0602120B* | 24000 | 16.5 | 8.5 | 21000 | 16600 | 79.05% | 2 | 0 | 10.5 |  |  |  | No | R-410A | 2 | Residential & Commercial | Ducted CEE Tier 1
214571267 | Central HP <5.4 tons | TEMPSTAR | HRCU-A-CB (Split System: Heat Pump with Remote Outdoor Unit-Air-Source) | TVH825GKA3* |  |  | EN(A,D,W)4X48L21**+WALLCON | *96CTN0802120B* | 24200 | 17 | 8.1 | 21200 | 16600 | 78.3% | 2.02 | 0 | 11.5 |  |  |  | No | R-410A | 2.0167 | Residential & Commercial | Ducted CEE Tier 1
214572877 | Central HP <5.4 tons | TEMPSTAR | HRCU-A-CB (Split System: Heat Pump with Remote Outdoor Unit-Air-Source) | TVH837GKA** |  |  | EA*4X48L24A*+WALLCON | *97CMN0802120B* | 32400 | 17.5 | 8.5 | 32400 | 25000 | 77.16% | 1.98 | 0 | 11 |  |  |  | No | R-410A | 2.7 | Residential & Commercial | Ducted CEE Tier 1
214572977 | Central HP <5.4 tons | TEMPSTAR | HRCU-A-CB (Split System: Heat Pump with Remote Outdoor Unit-Air-Source) | TVH837GKA** |  |  | EA*4X61L21A*+WALLCON | *95CSU1002122B* | 33200 | 18.5 | 8.5 | 31800 | 24800 | 77.99% | 2 | 0 | 11.5 |  |  |  | No | R-410A | 2.7667 | Residential & Commercial | Ducted CEE Tier 1
214573397 | Central HP <5.4 tons | TEMPSTAR | HRCU-A-CB (Split System: Heat Pump with Remote Outdoor Unit-Air-Source) | TVH837GKA** |  |  | EN(A,D,W)4X42L21**+WALLCON | *95CSU1002122B* | 31800 | 17 | 8.1 | 33000 | 24400 | 73.94% | 1.9 | 0 | 11.5 |  |  |  | No | R-410A | 2.65 | Residential & Commercial | Ducted CEE Tier 1
214573547 | Central HP <5.4 tons | TEMPSTAR | HRCU-A-CB (Split System: Heat Pump with Remote Outdoor Unit-Air-Source) | TVH837GKA** |  |  | EN(A,D)4X48L24**+WALLCON | *96CTN0802120B* | 32400 | 17.5 | 8.5 | 32600 | 24800 | 76.07% | 1.98 | 0 | 11.5 |  |  |  | No | R-410A | 2.7 | Residential & Commercial | Ducted CEE Tier 1
214572807 | Central HP <5.4 tons | TEMPSTAR | HRCU-A-CB (Split System: Heat Pump with Remote Outdoor Unit-Air-Source) | TVH837GKA** |  |  | EA*4X48L21A*+WALLCON | *97CMN0602120B* | 32200 | 17 | 8.5 | 32600 | 25200 | 77.3% | 1.96 | 0 | 11 |  |  |  | No | R-410A | 2.6833 | Residential & Commercial | Ducted CEE Tier 1
214396198 | Central HP <5.4 tons | YORK | HRCU-A-CB (Split System: Heat Pump with Remote Outdoor Unit-Air-Source) | HH836E2S11 |  |  | CTF36B5CDS1 | TM8E100B12MP11 | 33200 | 18 | 8.5 | 31200 | 25200 | 80.77% | 2 | 0 | 11 |  |  |  | No | R-454B | 2.7667 | Residential & Commercial | Ducted CEE Tier 1
214573697 | Central HP <5.4 tons | TEMPSTAR | HRCU-A-CB (Split System: Heat Pump with Remote Outdoor Unit-Air-Source) | TVH837GKA2* |  |  | EA*4X37L21A*+WALLCON | *95CSU1002122B* | 33000 | 17.5 | 8.5 | 32600 | 25000 | 76.69% | 2 | 0 | 11.5 |  |  |  | No | R-410A | 2.75 | Residential & Commercial | Ducted CEE Tier 1
214573797 | Central HP <5.4 tons | TEMPSTAR | HRCU-A-CB (Split System: Heat Pump with Remote Outdoor Unit-Air-Source) | TVH837GKA2* |  |  | EA*4X42L24A*+WALLCON | *80CTL0702120B* | 31800 | 18 | 8.5 | 33000 | 24400 | 73.94% | 1.9 | 0 | 11 |  |  |  | No | R-410A | 2.65 | Residential & Commercial | Ducted CEE Tier 1
215864987 | Central HP <5.4 tons | TRANE | HRCU-A-CB (Split System: Heat Pump with Remote Outdoor Unit-Air-Source) | 5TWV8X48A1 |  |  | 5TXCD010AS3 | S8V2C100M5PDB | 46500 | 18.1 | 8.5 | 45500 | 34800 | 76.48% | 2.1 | 0 | 10.5 |  |  |  | No | R-454B | 3.875 | Residential & Commercial | Ducted CEE Tier 1
204456387 | Central HP <5.4 tons | DAY & NIGHT | HRCU-A-CB (Split System: Heat Pump with Remote Outdoor Unit-Air-Source) | CVH825GKA2* |  |  | EA*4X24L17A*+WALLCON | *96CTN0601714A* | 23200 | 16 | 8.1 | 22000 | 16900 | 76.82% | 1.88 | 11 | 10.5 |  |  |  | No | R-410A | 1.9333 | Residential & Commercial | Ducted CEE Tier 1
216453260 | Central HP <5.4 tons | AMERICAN STANDARD | HRCU-A-CB (Split System: Heat Pump with Remote Outdoor Unit-Air-Source) | 5A6V0X60A1 |  |  | 5TXCC009AS3 | S8V2C100M5PDB | 52500 | 18.4 | 9 | 54000 | 38000 | 70.37% | 2 | 0 | 10 |  |  |  | No | R-454B | 4.375 | Residential & Commercial | Ducted CEE Tier 1
216453274 | Central HP <5.4 tons | AMERICAN STANDARD | HRCU-A-CB (Split System: Heat Pump with Remote Outdoor Unit-Air-Source) | 5A6V0X60A1 |  |  | 5TXCD010AS3 | S8V2C100M5PCB | 53000 | 18.4 | 9 | 54000 | 38000 | 70.37% | 2 | 0 | 10.5 |  |  |  | No | R-454B | 4.4167 | Residential & Commercial | Ducted CEE Tier 1
216453276 | Central HP <5.4 tons | AMERICAN STANDARD | HRCU-A-CB (Split System: Heat Pump with Remote Outdoor Unit-Air-Source) | 5A6V0X60A1 |  |  | 5TXCD010AS3 | S8V2D120M5PCB | 53000 | 18.8 | 9.4 | 54000 | 38000 | 70.37% | 2 | 0 | 10.5 |  |  |  | No | R-454B | 4.4167 | Residential & Commercial | Ducted CEE Tier 1
215683670 | Central HP <5.4 tons | BRYANT HEATING AND COOLING SYSTEMS | HRCU-A-CB (Split System: Heat Pump with Remote Outdoor Unit-Air-Source) | 290VAN024**AA* |  |  | CAA**3717AM*+UI | 88*TB36045C17*** | 23600 | 17 | 9 | 23600 | 16600 | 70.34% | 1.98 | 0 | 10 |  |  |  | No | R-454B | 1.9667 | Residential & Commercial | Ducted CEE Tier 1
215865089 | Central HP <5.4 tons | TRANE | HRCU-A-CB (Split System: Heat Pump with Remote Outdoor Unit-Air-Source) | 5TWV8X48A1 |  |  | 5PX*CD09AS3+P0V0C000M50SD+LRP |  | 46500 | 18.1 | 8.5 | 45000 | 34600 | 76.89% | 2.1 | 0 | 10.5 |  |  |  | No | R-454B | 3.875 | Residential & Commercial | Ducted CEE Tier 1
215865105 | Central HP <5.4 tons | TRANE | HRCU-A-CB (Split System: Heat Pump with Remote Outdoor Unit-Air-Source) | 5TWV8X48A1 |  |  | 5TXCC009AS3+P0V0C000M50SD+LRP |  | 46500 | 18.1 | 8.5 | 45000 | 34600 | 76.89% | 2.2 | 0 | 10.5 |  |  |  | No | R-454B | 3.875 | Residential & Commercial | Ducted CEE Tier 1
214573717 | Central HP <5.4 tons | TEMPSTAR | HRCU-A-CB (Split System: Heat Pump with Remote Outdoor Unit-Air-Source) | TVH837GKA2* |  |  | EA*4X37L21A*+WALLCON | *97CMN0802120B* | 32800 | 17.5 | 8.5 | 32800 | 25200 | 76.83% | 2 | 0 | 11.5 |  |  |  | No | R-410A | 2.7333 | Residential & Commercial | Ducted CEE Tier 1
213194272 | Central HP <5.4 tons | LENNOX | HRCU-A-CB (Split System: Heat Pump with Remote Outdoor Unit-Air-Source) | SL25XPV-036-230A** |  |  | C35-50/60C+TDR+TXV | EL297UH090XV48C* | 33600 | 22.2 | 8.7 | 34400 | 26800 | 77.91% | 1.82 | 0 | 13.3 |  |  |  | No | R-410A | 2.8 | Residential & Commercial | Ducted CEE Tier 1
207826599 | Central HP <5.4 tons | DAY & NIGHT | HRCU-A-CB (Split System: Heat Pump with Remote Outdoor Unit-Air-Source) | DLCSRBH18AAK |  |  | DLFSABH18XBK |  | 18000 | 17.6 | 9.6 | 19000 | 17000 | 89.47% | 2 | 12.5 | 11.7 |  |  |  | No | R-410A | 1.5 | Residential & Commercial | Ducted CEE Tier 1
216571271 | Central HP <5.4 tons | AMERICAN STANDARD | HRCU-A-CB (Split System: Heat Pump with Remote Outdoor Unit-Air-Source) | 5A6V8X36A1 |  |  | 5PX*C009AS3 | S8V2C080M5PDB | 33000 | 18.1 | 8.5 | 33000 | 25200 | 76.36% | 2.1 | 0 | 10.5 |  |  |  | No | R-454B | 2.75 | Residential & Commercial | Ducted CEE Tier 1
214395767 | Central HP <5.4 tons | YORK | HRCU-A-CB (Split System: Heat Pump with Remote Outdoor Unit-Air-Source) | HH824E2S11 |  |  | CTF30A5ADS1 | TMLE040A12MP11 | 23000 | 18 | 9.5 | 23000 | 18500 | 80.43% | 2 | 0 | 12 |  |  |  | No | R-454B | 1.9167 | Residential & Commercial | Ducted CEE Tier 1
214396069 | Central HP <5.4 tons | YORK | HRCU-A-CB (Split System: Heat Pump with Remote Outdoor Unit-Air-Source) | HH824E2S11 |  |  | CTF30A5ADS1 | TM8E060A12MP11 | 23000 | 18 | 9.5 | 23000 | 18600 | 80.87% | 2 | 0 | 12 |  |  |  | No | R-454B | 1.9167 | Residential & Commercial | Ducted CEE Tier 1
214397974 | Central HP <5.4 tons | JOHNSON CONTROLS | HRCU-A-CB (Split System: Heat Pump with Remote Outdoor Unit-Air-Source) | HH824E2S11 |  |  | CTF30B5ACS1+JME12B2SN1 |  | 23000 | 19 | 9.5 | 23000 | 19000 | 82.61% | 2 | 0 | 12 |  |  |  | No | R-454B | 1.9167 | Residential & Commercial | Ducted CEE Tier 1
214573707 | Central HP <5.4 tons | TEMPSTAR | HRCU-A-CB (Split System: Heat Pump with Remote Outdoor Unit-Air-Source) | TVH837GKA2* |  |  | EA*4X37L21A*+WALLCON | *97CMN0602120B* | 32800 | 17 | 8.5 | 33000 | 25400 | 76.97% | 1.98 | 0 | 11 |  |  |  | No | R-410A | 2.7333 | Residential & Commercial | Ducted CEE Tier 1
214573907 | Central HP <5.4 tons | TEMPSTAR | HRCU-A-CB (Split System: Heat Pump with Remote Outdoor Unit-Air-Source) | TVH837GKA2* |  |  | EA*4X43L21A*+WALLCON | *96CTN0802120B* | 33000 | 18.5 | 8.5 | 32600 | 25000 | 76.69% | 2 | 0 | 11.5 |  |  |  | No | R-410A | 2.75 | Residential & Commercial | Ducted CEE Tier 1
215941759 | Central HP <5.4 tons | COMFORTMAKER | HRCU-A-CB (Split System: Heat Pump with Remote Outdoor Unit-Air-Source) | C5H3V48*K*AAA* |  |  | EVD5X60M24A*+WALLCON | *97CTN1202422A* | 45500 | 20.5 | 8.1 | 52500 | 38000 | 72.38% | 1.95 | 0 | 11.5 |  |  |  | No | R-454B | 3.7917 | Residential & Commercial | Ducted CEE Tier 1
214242938 | Central HP <5.4 tons | AIRQUEST | HRCU-A-CB (Split System: Heat Pump with Remote Outdoor Unit-Air-Source) | HVH825GKA2* |  |  | END4X42L17**+WALLCON | *96CTN0601714B* | 23800 | 16.5 | 8.1 | 21400 | 16700 | 78.04% | 1.98 | 0 | 11 |  |  |  | No | R-410A | 1.9833 | Residential & Commercial | Ducted CEE Tier 1
214243058 | Central HP <5.4 tons | AIRQUEST | HRCU-A-CB (Split System: Heat Pump with Remote Outdoor Unit-Air-Source) | HVH825GKA2* |  |  | EN(A,D,W)4X42L21**+WALLCON | *96CTN0801714B* | 23800 | 16.5 | 8.1 | 21400 | 16700 | 78.04% | 1.96 | 0 | 11 |  |  |  | No | R-410A | 1.9833 | Residential & Commercial | Ducted CEE Tier 1
214243138 | Central HP <5.4 tons | AIRQUEST | HRCU-A-CB (Split System: Heat Pump with Remote Outdoor Unit-Air-Source) | HVH825GKA2* |  |  | EN(A,D,W)4X48L21**+WALLCON | *97CMN0601714B* | 24000 | 16.5 | 8.1 | 21400 | 16700 | 78.04% | 2 | 0 | 11 |  |  |  | No | R-410A | 2 | Residential & Commercial | Ducted CEE Tier 1
214243158 | Central HP <5.4 tons | AIRQUEST | HRCU-A-CB (Split System: Heat Pump with Remote Outdoor Unit-Air-Source) | HVH825GKA2* |  |  | EN(A,D,W)4X48L21**+WALLCON | *97CMN1002122B* | 24200 | 17 | 8.1 | 21200 | 16600 | 78.3% | 2.02 | 0 | 11.5 |  |  |  | No | R-410A | 2.0167 | Residential & Commercial | Ducted CEE Tier 1
213194297 | Central HP <5.4 tons | LENNOX | HRCU-A-CB (Split System: Heat Pump with Remote Outdoor Unit-Air-Source) | SL25XPV-036-230A** |  |  | CX35-48C+TDR | EL297UH110XV48C* | 34000 | 21.8 | 8.8 | 35400 | 27600 | 77.97% | 1.82 | 0 | 13.4 |  |  |  | No | R-410A | 2.8333 | Residential & Commercial | Ducted CEE Tier 1
215941609 | Central HP <5.4 tons | COMFORTMAKER | HRCU-A-CB (Split System: Heat Pump with Remote Outdoor Unit-Air-Source) | C5H3V48*K*AAA* |  |  | EVD5X48M24A*+WALLCON | *97CTN1002122A* | 44500 | 20 | 8.1 | 52000 | 38000 | 73.08% | 1.9 | 0 | 11 |  |  |  | No | R-454B | 3.7083 | Residential & Commercial | Ducted CEE Tier 1
215941659 | Central HP <5.4 tons | COMFORTMAKER | HRCU-A-CB (Split System: Heat Pump with Remote Outdoor Unit-Air-Source) | C5H3V48*K*AAA* |  |  | EVD5X49M24A*+WALLCON | *97CTN1202422A* | 45500 | 20.5 | 8.1 | 52500 | 38000 | 72.38% | 1.95 | 0 | 11.5 |  |  |  | No | R-454B | 3.7917 | Residential & Commercial | Ducted CEE Tier 1
215941219 | Central HP <5.4 tons | COMFORTMAKER | HRCU-A-CB (Split System: Heat Pump with Remote Outdoor Unit-Air-Source) | C5H3V48*K*AAA* |  |  | ESH5X60M12A*+WALLCON | *80CSU0601716B* | 45000 | 20.5 | 9 | 48500 | 36600 | 75.46% | 1.82 | 0 | 11.5 |  |  |  | No | R-454B | 3.75 | Residential & Commercial | Ducted CEE Tier 1
215676308 | Central HP <5.4 tons | COMFORTMAKER | HRCU-A-CB (Split System: Heat Pump with Remote Outdoor Unit-Air-Source) | C5H0V48*K*AAA* |  |  | EVD5X49M24A*+WALLCON | *80CTL0902120B* | 48000 | 19 | 9 | 50000 | 36400 | 72.8% | 2 | 0 | 10.5 |  |  |  | No | R-454B | 4 | Residential & Commercial | Ducted CEE Tier 1
215676628 | Central HP <5.4 tons | COMFORTMAKER | HRCU-A-CB (Split System: Heat Pump with Remote Outdoor Unit-Air-Source) | C5H0V48*K*AAA* |  |  | EVD5X60M24A*+WALLCON | *80CTL1102120B* | 48000 | 19 | 9 | 50000 | 36400 | 72.8% | 2 | 0 | 10.5 |  |  |  | No | R-454B | 4 | Residential & Commercial | Ducted CEE Tier 1
215681498 | Central HP <5.4 tons | COMFORTMAKER | HRCU-A-CB (Split System: Heat Pump with Remote Outdoor Unit-Air-Source) | C5H0V48*K*AAA* |  |  | EA*5X61M21A*+WALLCON | *97CTN0802120A* | 46000 | 18 | 9 | 48000 | 33800 | 70.42% | 2.08 | 0 | 10 |  |  |  | No | R-454B | 3.8333 | Residential & Commercial | Ducted CEE Tier 1
214573637 | Central HP <5.4 tons | TEMPSTAR | HRCU-A-CB (Split System: Heat Pump with Remote Outdoor Unit-Air-Source) | TVH837GKA2* |  |  | EA*4X36L21A*+WALLCON | *95CSU1002122B* | 31600 | 17 | 8.1 | 32800 | 24200 | 73.78% | 1.86 | 0 | 11 |  |  |  | No | R-410A | 2.6333 | Residential & Commercial | Ducted CEE Tier 1
214573687 | Central HP <5.4 tons | TEMPSTAR | HRCU-A-CB (Split System: Heat Pump with Remote Outdoor Unit-Air-Source) | TVH837GKA2* |  |  | EA*4X37L21A*+WALLCON | *95CSU0802120B* | 32800 | 17.5 | 8.5 | 32800 | 25200 | 76.83% | 2 | 0 | 11 |  |  |  | No | R-410A | 2.7333 | Residential & Commercial | Ducted CEE Tier 1
214573737 | Central HP <5.4 tons | TEMPSTAR | HRCU-A-CB (Split System: Heat Pump with Remote Outdoor Unit-Air-Source) | TVH837GKA2* |  |  | EA*4X42L21A*+WALLCON | *80CTL0702120B* | 31800 | 17 | 8.5 | 33000 | 24400 | 73.94% | 1.9 | 0 | 11 |  |  |  | No | R-410A | 2.65 | Residential & Commercial | Ducted CEE Tier 1
214574057 | Central HP <5.4 tons | TEMPSTAR | HRCU-A-CB (Split System: Heat Pump with Remote Outdoor Unit-Air-Source) | TVH837GKA2* |  |  | EA*4X60L24A*+WALLCON | *95CSU1002122B* | 32800 | 17.5 | 8.5 | 31600 | 24800 | 78.48% | 2 | 0 | 11.5 |  |  |  | No | R-410A | 2.7333 | Residential & Commercial | Ducted CEE Tier 1
214397527 | Central HP <5.4 tons | JOHNSON CONTROLS | HRCU-A-CB (Split System: Heat Pump with Remote Outdoor Unit-Air-Source) | HH824E2S11 |  |  | CTF36B5ADS1+JMET12BS2N1 |  | 23000 | 19 | 9.5 | 23000 | 18100 | 78.7% | 2 | 0 | 12 |  |  |  | No | R-454B | 1.9167 | Residential & Commercial | Ducted CEE Tier 1
216374645 | Central HP <5.4 tons | JOHNSON CONTROLS | HRCU-A-CB (Split System: Heat Pump with Remote Outdoor Unit-Air-Source) | HH824E2S11 |  |  | CTM36B5ADS1 | Z9ET060B12SMPS1 | 23000 | 18 | 9.5 | 23000 | 18400 | 80% | 2 | 0 | 12 |  |  |  | No | R-454B | 1.9167 | Residential & Commercial | Ducted CEE Tier 1
214395684 | Central HP <5.4 tons | YORK | HRCU-A-CB (Split System: Heat Pump with Remote Outdoor Unit-Air-Source) | HH860E2S11 |  |  | CTM60C5CHS1 | TM8E120C20MP11 | 53500 | 19 | 8.5 | 54000 | 39000 | 72.22% | 2 | 0 | 11 |  |  |  | No | R-454B | 4.4583 | Residential & Commercial | Ducted CEE Tier 1
214395784 | Central HP <5.4 tons | YORK | HRCU-A-CB (Split System: Heat Pump with Remote Outdoor Unit-Air-Source) | HH860E2S11 |  |  | CTF60C5CHS1 | TMLE080C20MP11 | 53500 | 19 | 8.5 | 55000 | 39000 | 70.91% | 2 | 0 | 11 |  |  |  | No | R-454B | 4.4583 | Residential & Commercial | Ducted CEE Tier 1
214395793 | Central HP <5.4 tons | YORK | HRCU-A-CB (Split System: Heat Pump with Remote Outdoor Unit-Air-Source) | HH860E2S11 |  |  | CTM60C5CHS1 | YPLC120C20MP13 | 53500 | 19 | 9 | 54000 | 39000 | 72.22% | 2 | 0 | 11 |  |  |  | No | R-454B | 4.4583 | Residential & Commercial | Ducted CEE Tier 1
214396135 | Central HP <5.4 tons | YORK | HRCU-A-CB (Split System: Heat Pump with Remote Outdoor Unit-Air-Source) | HH836E2S11 |  |  | CTM48C5CFS1 | TMLE120C16MP11 | 33600 | 19 | 9 | 31400 | 25400 | 80.89% | 2 | 0 | 11 |  |  |  | No | R-454B | 2.8 | Residential & Commercial | Ducted CEE Tier 1
214396142 | Central HP <5.4 tons | YORK | HRCU-A-CB (Split System: Heat Pump with Remote Outdoor Unit-Air-Source) | HH836E2S11 |  |  | CTF48C5CFS1 | YPLC100C16MP13 | 33400 | 18 | 9 | 31600 | 25400 | 80.38% | 2 | 0 | 11 |  |  |  | No | R-454B | 2.7833 | Residential & Commercial | Ducted CEE Tier 1
214396203 | Central HP <5.4 tons | YORK | HRCU-A-CB (Split System: Heat Pump with Remote Outdoor Unit-Air-Source) | HH836E2S11 |  |  | CTF36B5CDS1 | TM8Y080B12MP11 | 33400 | 18 | 8.5 | 31200 | 25600 | 82.05% | 2 | 0 | 11 |  |  |  | No | R-454B | 2.7833 | Residential & Commercial | Ducted CEE Tier 1
216581393 | Central HP <5.4 tons | LENNOX | HRCU-A-C (Split System: Heat Pump with Remote Outdoor Unit with No Indoor Fan --Air Source) | EL18KSLV-036-230A** |  |  | CK40[C,U]T-36B-**+TDR |  | 34000 | 15.2 | 8.5 | 34000 | 28800 | 84.71% | 1.75 | 0 | 10.6 |  |  |  | No | R-454B | 2.8333 | Residential & Commercial | Ducted CEE Tier 1
211227019 | Central HP <5.4 tons | HEIL | HRCU-A-CB (Split System: Heat Pump with Remote Outdoor Unit-Air-Source) | DLCURAH36ABK |  |  | EA*4X37L21A* | *92ESN0802120A* | 37400 | 16 | 8.5 | 38500 | 34800 | 90.39% | 2.14 | 0 | 10 |  |  |  | No | R-410A | 3.1167 | Residential & Commercial | Ducted CEE Tier 1
216453174 | Central HP <5.4 tons | AMERICAN STANDARD | HRCU-A-CB (Split System: Heat Pump with Remote Outdoor Unit-Air-Source) | 5A6V0X48A1 |  |  | 5PX*D010AS3 | S8V2C100M5PCB | 45500 | 20 | 9.7 | 47000 | 33800 | 71.91% | 2.1 | 0 | 12 |  |  |  | No | R-454B | 3.7917 | Residential & Commercial | Ducted CEE Tier 1
216453193 | Central HP <5.4 tons | TRANE | HRCU-A-CB (Split System: Heat Pump with Remote Outdoor Unit-Air-Source) | 5TWV0X48A1 |  |  | 5TXCC007AS3 | S8V2C100M5PCB | 44500 | 20 | 9.7 | 47500 | 34200 | 72% | 2.1 | 0 | 11.7 |  |  |  | No | R-454B | 3.7083 | Residential & Commercial | Ducted CEE Tier 1
215318947 | Central HP <5.4 tons | DAY & NIGHT | HRCU-A-CB (Split System: Heat Pump with Remote Outdoor Unit-Air-Source) | D5CUHAH36AAK |  |  | D5FUAAH36XAK |  | 36000 | 17.4 | 10.3 | 37000 | 39000 | 105.4% | 1.9 | 0 | 11.7 |  |  |  | No | R-454B | 3 | Residential & Commercial | Ducted CEE Tier 1
210597948 | Central HP <5.4 tons | HEIL | HRCU-A-CB (Split System: Heat Pump with Remote Outdoor Unit-Air-Source) | HVH825GKA2* |  |  | EA*4X43L21A*+WALLCON | *80CTL0701716A* | 24400 | 17 | 8.5 | 21200 | 16600 | 78.3% | 2.02 | 0 | 11 |  |  |  | No | R-410A | 2.0333 | Residential & Commercial | Ducted CEE Tier 1
210597996 | Central HP <5.4 tons | HEIL | HRCU-A-CB (Split System: Heat Pump with Remote Outdoor Unit-Air-Source) | HVH825GKA2* |  |  | EA*4X48L21A*+WALLCON | *80CSU0401712A* | 24200 | 17 | 8.1 | 21000 | 16500 | 78.57% | 2.02 | 0 | 11 |  |  |  | No | R-410A | 2.0167 | Residential & Commercial | Ducted CEE Tier 1
214609037 | Central HP <5.4 tons | YORK | HRCU-A-CB (Split System: Heat Pump with Remote Outdoor Unit-Air-Source) | HH824E2S11 |  |  | CTM30B5ACS1 | Y91E080B12SMPS1 | 23000 | 18 | 9.5 | 23000 | 19100 | 83.04% | 2 | 0 | 12 |  |  |  | No | R-454B | 1.9167 | Residential & Commercial | Ducted CEE Tier 1
214609039 | Central HP <5.4 tons | YORK | HRCU-A-CB (Split System: Heat Pump with Remote Outdoor Unit-Air-Source) | HH824E2S11 |  |  | CTF30B5ACS1 | Y91E060B12SMPS1 | 23000 | 17 | 9.5 | 23000 | 19100 | 83.04% | 2 | 0 | 11.7 |  |  |  | No | R-454B | 1.9167 | Residential & Commercial | Ducted CEE Tier 1
214395669 | Central HP <5.4 tons | YORK | HRCU-A-CB (Split System: Heat Pump with Remote Outdoor Unit-Air-Source) | HH824E2S11 |  |  | CTM30B5ACS1 | TM8V080B12MP12 | 23000 | 17 | 9.5 | 23000 | 17900 | 77.83% | 2 | 0 | 12 |  |  |  | No | R-454B | 1.9167 | Residential & Commercial | Ducted CEE Tier 1
214397517 | Central HP <5.4 tons | JOHNSON CONTROLS | HRCU-A-CB (Split System: Heat Pump with Remote Outdoor Unit-Air-Source) | HH860E2S11 |  |  | CTM60C5CGS1 | TL9E100C20UH11 | 44000 | 18 | 9 | 44500 | 33400 | 75.06% | 2 | 0 | 11.7 |  |  |  | No | R-454B | 3.6667 | Residential & Commercial | Ducted CEE Tier 1
214395686 | Central HP <5.4 tons | YORK | HRCU-A-CB (Split System: Heat Pump with Remote Outdoor Unit-Air-Source) | HH860E2S11 |  |  | CTF60C5CHS1 | TM9E080C20MP12 | 54000 | 19 | 8.5 | 55000 | 39500 | 71.82% | 2 | 0 | 11 |  |  |  | No | R-454B | 4.5 | Residential & Commercial | Ducted CEE Tier 1
214395738 | Central HP <5.4 tons | YORK | HRCU-A-CB (Split System: Heat Pump with Remote Outdoor Unit-Air-Source) | HH860E2S11 |  |  | CTM60C5CGS1 | TM9V080C16MP12 | 43500 | 18 | 9 | 44000 | 34000 | 77.27% | 2 | 0 | 11 |  |  |  | No | R-454B | 3.625 | Residential & Commercial | Ducted CEE Tier 1
214395739 | Central HP <5.4 tons | YORK | HRCU-A-CB (Split System: Heat Pump with Remote Outdoor Unit-Air-Source) | HH860E2S11 |  |  | CTM60C5CGS1 | TP9C080C16MP13 | 43500 | 18 | 9 | 44000 | 34000 | 77.27% | 2 | 0 | 11 |  |  |  | No | R-454B | 3.625 | Residential & Commercial | Ducted CEE Tier 1
214395789 | Central HP <5.4 tons | YORK | HRCU-A-CB (Split System: Heat Pump with Remote Outdoor Unit-Air-Source) | HH860E2S11 |  |  | CTM60C5CHS1 | TMLV120C20MP12 | 53500 | 19 | 9 | 54000 | 39000 | 72.22% | 2 | 0 | 11 |  |  |  | No | R-454B | 4.4583 | Residential & Commercial | Ducted CEE Tier 1
215683664 | Central HP <5.4 tons | BRYANT HEATING AND COOLING SYSTEMS | HRCU-A-CB (Split System: Heat Pump with Remote Outdoor Unit-Air-Source) | 290VAN024**AA* |  |  | CAA**3617AM*+UI | 986TD42080C17*** | 23200 | 17 | 9 | 23600 | 16600 | 70.34% | 1.98 | 0 | 10 |  |  |  | No | R-454B | 1.9333 | Residential & Commercial | Ducted CEE Tier 1
205750646 | Central HP <5.4 tons | TEMPSTAR | HRCU-A-CB (Split System: Heat Pump with Remote Outdoor Unit-Air-Source) | TVH825GKA2* |  |  | EA*4X37L21A*+WALLCON | *80CTL0701716A* | 24400 | 17 | 8.5 | 21200 | 16600 | 78.3% | 2.02 | 11 | 11 |  |  |  | No | R-410A | 2.0333 | Residential & Commercial | Ducted CEE Tier 1
216453259 | Central HP <5.4 tons | TRANE | HRCU-A-CB (Split System: Heat Pump with Remote Outdoor Unit-Air-Source) | 5TWV0X60A1 |  |  | 5TXCC009AS3 | S8V2C100M5PDB | 52500 | 18.4 | 9 | 54000 | 38000 | 70.37% | 2 | 0 | 10 |  |  |  | No | R-454B | 4.375 | Residential & Commercial | Ducted CEE Tier 1
215683584 | Central HP <5.4 tons | BRYANT HEATING AND COOLING SYSTEMS | HRCU-A-CB (Split System: Heat Pump with Remote Outdoor Unit-Air-Source) | 290VAN024**AA* |  |  | CAA**2417AM*+UI | 88*TB36070C14*** | 22800 | 17 | 9 | 24000 | 16800 | 70% | 1.96 | 0 | 10 |  |  |  | No | R-454B | 1.9 | Residential & Commercial | Ducted CEE Tier 1
214395672 | Central HP <5.4 tons | YORK | HRCU-A-CB (Split System: Heat Pump with Remote Outdoor Unit-Air-Source) | HH824E2S11 |  |  | CTF30B5ACS1 | TM9V060B12MP12 | 23000 | 17 | 9.5 | 23000 | 18300 | 79.57% | 2 | 0 | 12 |  |  |  | No | R-454B | 1.9167 | Residential & Commercial | Ducted CEE Tier 1
214395769 | Central HP <5.4 tons | YORK | HRCU-A-CB (Split System: Heat Pump with Remote Outdoor Unit-Air-Source) | HH824E2S11 |  |  | CTF36B5ADS1 | TP9C060B12MP13 | 23000 | 18 | 9.5 | 23000 | 18800 | 81.74% | 2 | 0 | 12 |  |  |  | No | R-454B | 1.9167 | Residential & Commercial | Ducted CEE Tier 1
214395771 | Central HP <5.4 tons | YORK | HRCU-A-CB (Split System: Heat Pump with Remote Outdoor Unit-Air-Source) | HH824E2S11 |  |  | CTF30B5ACS1+JME08B2SN1 |  | 23000 | 19 | 9.5 | 23000 | 18500 | 80.43% | 2 | 0 | 12 |  |  |  | No | R-454B | 1.9167 | Residential & Commercial | Ducted CEE Tier 1
214395869 | Central HP <5.4 tons | YORK | HRCU-A-CB (Split System: Heat Pump with Remote Outdoor Unit-Air-Source) | HH824E2S11 |  |  | CTF30A5ADS1 | TL8E060A12UH11 | 23000 | 18 | 9.5 | 23000 | 18700 | 81.3% | 2 | 0 | 12 |  |  |  | No | R-454B | 1.9167 | Residential & Commercial | Ducted CEE Tier 1
214242228 | Central HP <5.4 tons | AIRQUEST | HRCU-A-CB (Split System: Heat Pump with Remote Outdoor Unit-Air-Source) | HVH825GKA3* |  |  | EN(A,D,W)4X48L21**+WALLCON | *80CTL0901716B* | 24200 | 17 | 8.1 | 21200 | 16600 | 78.3% | 2 | 0 | 11 |  |  |  | No | R-410A | 2.0167 | Residential & Commercial | Ducted CEE Tier 1
210599182 | Central HP <5.4 tons | HEIL | HRCU-A-CB (Split System: Heat Pump with Remote Outdoor Unit-Air-Source) | HVH837GKA** |  |  | EA*4X60L24A*+WALLCON | *95CSU0802120A* | 32800 | 17.5 | 8.5 | 31800 | 24800 | 77.99% | 2 | 0 | 11.5 |  |  |  | No | R-410A | 2.7333 | Residential & Commercial | Ducted CEE Tier 1
210599198 | Central HP <5.4 tons | HEIL | HRCU-A-CB (Split System: Heat Pump with Remote Outdoor Unit-Air-Source) | HVH837GKA** |  |  | EA*4X60L24A*+WALLCON | *96CTN1202422A* | 32800 | 18 | 8.5 | 31800 | 24800 | 77.99% | 2 | 0 | 11.7 |  |  |  | No | R-410A | 2.7333 | Residential & Commercial | Ducted CEE Tier 1
215864773 | Central HP <5.4 tons | TRANE | HRCU-A-CB (Split System: Heat Pump with Remote Outdoor Unit-Air-Source) | 5TWV8X60A1 |  |  | 5TXCD010AS3 | S8V2C100M5PCB | 54500 | 18.1 | 8.5 | 55500 | 40000 | 72.07% | 2 | 0 | 10 |  |  |  | No | R-454B | 4.5417 | Residential & Commercial | Ducted CEE Tier 1
215865005 | Central HP <5.4 tons | TRANE | HRCU-A-CB (Split System: Heat Pump with Remote Outdoor Unit-Air-Source) | 5TWV8X60A1 |  |  | 5PX*C009AS3 | S9V2C100U5PSC+LRP | 54000 | 18.1 | 8.5 | 55500 | 39500 | 71.17% | 2 | 0 | 10 |  |  |  | No | R-454B | 4.5 | Residential & Commercial | Ducted CEE Tier 1
215865071 | Central HP <5.4 tons | TRANE | HRCU-A-CB (Split System: Heat Pump with Remote Outdoor Unit-Air-Source) | 5TWV8X60A1 |  |  | 5PX*C007AS3+P0V0C000M50SD+LRP |  | 53500 | 18.1 | 8.5 | 55500 | 39500 | 71.17% | 2 | 0 | 10 |  |  |  | No | R-454B | 4.4583 | Residential & Commercial | Ducted CEE Tier 1
215865073 | Central HP <5.4 tons | TRANE | HRCU-A-CB (Split System: Heat Pump with Remote Outdoor Unit-Air-Source) | 5TWV8X60A1 |  |  | 5TXCC007AS3+P0V0C000M50SD+LRP |  | 53500 | 18.1 | 8.5 | 55500 | 41000 | 73.87% | 2 | 0 | 10 |  |  |  | No | R-454B | 4.4583 | Residential & Commercial | Ducted CEE Tier 1
216571029 | Central HP <5.4 tons | AMERICAN STANDARD | HRCU-A-CB (Split System: Heat Pump with Remote Outdoor Unit-Air-Source) | 5A6V0X36A1 |  |  | 5TXCB004AS3 | L8V1A040U3VSB+LRP | 33800 | 18.6 | 9.7 | 31800 | 25000 | 78.62% | 2.1 | 0 | 11.7 |  |  |  | No | R-454B | 2.8167 | Residential & Commercial | Ducted CEE Tier 1
216571336 | Central HP <5.4 tons | TRANE | HRCU-A-CB (Split System: Heat Pump with Remote Outdoor Unit-Air-Source) | 5TWV8X60A1 |  |  | 5PX*D010AS3 | S8V2C080M5PDB | 54000 | 18.1 | 8.5 | 55000 | 39500 | 71.82% | 2 | 0 | 10 |  |  |  | No | R-454B | 4.5 | Residential & Commercial | Ducted CEE Tier 1
215683632 | Central HP <5.4 tons | BRYANT HEATING AND COOLING SYSTEMS | HRCU-A-CB (Split System: Heat Pump with Remote Outdoor Unit-Air-Source) | 290VAN024**AA* |  |  | CAA**3017AM*+UI | 88*TB48090C17*** | 23000 | 17 | 9 | 23800 | 16700 | 70.17% | 1.98 | 0 | 10 |  |  |  | No | R-454B | 1.9167 | Residential & Commercial | Ducted CEE Tier 1
215683700 | Central HP <5.4 tons | BRYANT HEATING AND COOLING SYSTEMS | HRCU-A-CB (Split System: Heat Pump with Remote Outdoor Unit-Air-Source) | 290VAN024**AA* |  |  | CAA**3721AM*+UI | 88*TB60090C21*** | 24000 | 17.5 | 9 | 23200 | 16300 | 70.26% | 2.02 | 0 | 10.5 |  |  |  | No | R-454B | 2 | Residential & Commercial | Ducted CEE Tier 1
210470539 | Central HP <5.4 tons | CARRIER | HRCU-A-CB (Split System: Heat Pump with Remote Outdoor Unit-Air-Source) | 25VNA837A*031* |  |  | CAP**6124AL*+UI | 58CU*A100C21**20 | 33200 | 17.5 | 8.1 | 32000 | 24800 | 77.5% | 1.98 | 0 | 11.5 |  |  |  | No | R-410A | 2.7667 | Residential & Commercial | Ducted CEE Tier 1
215318943 | Central HP <5.4 tons | DAY & NIGHT | HRCU-A-CB (Split System: Heat Pump with Remote Outdoor Unit-Air-Source) | D5CUHAH18AAK |  |  | D5FUAAH18XAK |  | 18000 | 19 | 9.8 | 19000 | 18000 | 94.74% | 2 | 0 | 12.5 |  |  |  | No | R-454B | 1.5 | Residential & Commercial | Ducted CEE Tier 1
214505279 | Central HP <5.4 tons | AMANA | HRCU-A-CB (Split System: Heat Pump with Remote Outdoor Unit-Air-Source) | ASZS60241EA* |  |  | CA*EA2422*4B* | A*VC800603B*A* | 23000 | 17 | 8.6 | 23000 | 16100 | 70% | 2 | 0 | 10 |  |  |  | No | R-410A | 1.9167 | Residential & Commercial | Ducted CEE Tier 1
214505378 | Central HP <5.4 tons | AMANA | HRCU-A-CB (Split System: Heat Pump with Remote Outdoor Unit-Air-Source) | ASZS60241EA* |  |  | CA*EA3026*4B* | A*VC961005CNB* | 23000 | 17 | 8.6 | 23000 | 16100 | 70% | 2 | 0 | 10 |  |  |  | No | R-410A | 1.9167 | Residential & Commercial | Ducted CEE Tier 1
215938369 | Central HP <5.4 tons | COMFORTMAKER | HRCU-A-CB (Split System: Heat Pump with Remote Outdoor Unit-Air-Source) | C5H3V48*K*AAA* |  |  | EVD5X60M24A*+WALLCON | *97CMN1002122B* | 45500 | 20.5 | 8.1 | 52500 | 38000 | 72.38% | 1.9 | 0 | 11.5 |  |  |  | No | R-454B | 3.7917 | Residential & Commercial | Ducted CEE Tier 1
214395702 | Central HP <5.4 tons | YORK | HRCU-A-CB (Split System: Heat Pump with Remote Outdoor Unit-Air-Source) | HH836E2S11 |  |  | CTM36B5CDS1 | Y81E080B12SMPS1 | 33600 | 18 | 8.5 | 31200 | 25600 | 82.05% | 2 | 0 | 11 |  |  |  | No | R-454B | 2.8 | Residential & Commercial | Ducted CEE Tier 1
214395822 | Central HP <5.4 tons | YORK | HRCU-A-CB (Split System: Heat Pump with Remote Outdoor Unit-Air-Source) | HH836E2S11 |  |  | CTM36C5CDS1 | Y81E100C20SMPS1 | 34400 | 18 | 8.5 | 32000 | 26200 | 81.88% | 2 | 0 | 11 |  |  |  | No | R-454B | 2.8667 | Residential & Commercial | Ducted CEE Tier 1
214395886 | Central HP <5.4 tons | YORK | HRCU-A-CB (Split System: Heat Pump with Remote Outdoor Unit-Air-Source) | HH860E2S11 |  |  | CTF60C5CHS1+JME16C2SN1 |  | 54000 | 19 | 9 | 53500 | 38500 | 71.96% | 2 | 0 | 12 |  |  |  | No | R-454B | 4.5 | Residential & Commercial | Ducted CEE Tier 1
214395887 | Central HP <5.4 tons | YORK | HRCU-A-CB (Split System: Heat Pump with Remote Outdoor Unit-Air-Source) | HH860E2S11 |  |  | CTM60C5CHS1+JMVT17CC2N1 |  | 53500 | 19 | 9 | 53000 | 38000 | 71.7% | 2 | 0 | 12 |  |  |  | No | R-454B | 4.4583 | Residential & Commercial | Ducted CEE Tier 1
214395936 | Central HP <5.4 tons | YORK | HRCU-A-CB (Split System: Heat Pump with Remote Outdoor Unit-Air-Source) | HH860E2S11 |  |  | CTF60C5CGS1 | TM8V080C16MP12 | 43500 | 18 | 9 | 44000 | 33400 | 75.91% | 2 | 0 | 11.7 |  |  |  | No | R-454B | 3.625 | Residential & Commercial | Ducted CEE Tier 1
204456648 | Central HP <5.4 tons | DAY & NIGHT | HRCU-A-CB (Split System: Heat Pump with Remote Outdoor Unit-Air-Source) | CVH825GKA2* |  |  | EA*4X36L17A*+WALLCON | *80CTL0701412A* | 23600 | 17 | 8.1 | 21400 | 16600 | 77.57% | 1.94 | 11 | 11 |  |  |  | No | R-410A | 1.9667 | Residential & Commercial | Ducted CEE Tier 1
204456784 | Central HP <5.4 tons | DAY & NIGHT | HRCU-A-CB (Split System: Heat Pump with Remote Outdoor Unit-Air-Source) | CVH825GKA2* |  |  | EA*4X36L21A*+WALLCON | *96CTN1002122A* | 23600 | 16.5 | 8.1 | 21400 | 16600 | 77.57% | 1.94 | 11 | 11 |  |  |  | No | R-410A | 1.9667 | Residential & Commercial | Ducted CEE Tier 1
204459408 | Central HP <5.4 tons | DAY & NIGHT | HRCU-A-CB (Split System: Heat Pump with Remote Outdoor Unit-Air-Source) | CVH825GKA2* |  |  | EHD4X36AAL+WALLCON | *80CTL0701412A* | 24000 | 16.5 | 8.1 | 21400 | 16600 | 77.57% | 2 | 11.5 | 11 |  |  |  | No | R-410A | 2 | Residential & Commercial | Ducted CEE Tier 1
215674447 | Central HP <5.4 tons | AIRQUEST | HRCU-A-CB (Split System: Heat Pump with Remote Outdoor Unit-Air-Source) | H5H0V48*K*AAA* |  |  | EA*5X61M21A*+WALLCON | *96CTN1002122B* | 46000 | 18 | 9 | 47500 | 33800 | 71.16% | 2.08 | 0 | 10 |  |  |  | No | R-454B | 3.8333 | Residential & Commercial | Ducted CEE Tier 1
216051018 | Central HP <5.4 tons | RUUD | HRCU-A-CB (Split System: Heat Pump with Remote Outdoor Unit-Air-Source) | UP19AY24AJVC |  |  | RCFY2421HEAAM | U97MV0703A17DHS | 22800 | 21 | 10 | 22800 | 18500 | 81.14% | 1.8 | 0 | 13 |  |  |  | No | R-454B | 1.9 | Residential & Commercial | Ducted CEE Tier 1
215678188 | Central HP <5.4 tons | COMFORTMAKER | HRCU-A-CB (Split System: Heat Pump with Remote Outdoor Unit-Air-Source) | C5H0V24*K*AAA* |  |  | EA*5X24M17A*+WALLCON | *80CSU0401712B* | 23000 | 16.5 | 8.5 | 24000 | 16800 | 70% | 1.98 | 0 | 10 |  |  |  | No | R-454B | 1.9167 | Residential & Commercial | Ducted CEE Tier 1
215678208 | Central HP <5.4 tons | COMFORTMAKER | HRCU-A-CB (Split System: Heat Pump with Remote Outdoor Unit-Air-Source) | C5H0V24*K*AAA* |  |  | EA*5X24M17A*+WALLCON | *97CTN0601716A* | 22800 | 16.5 | 9 | 24000 | 16900 | 70.42% | 1.94 | 0 | 10 |  |  |  | No | R-454B | 1.9 | Residential & Commercial | Ducted CEE Tier 1
211257937 | Central HP <5.4 tons | CARRIER | HRCU-A-CB (Split System: Heat Pump with Remote Outdoor Unit-Air-Source) | 38MURAQ18AB3* |  |  | CAP**3017AL* | 58S(B,C)*A070E17**12 | 18200 | 16.5 | 8.5 | 18700 | 18400 | 98.4% | 2.22 | 0 | 10.5 |  |  |  | No | R-410A | 1.5167 | Residential & Commercial | Ducted CEE Tier 1
211257954 | Central HP <5.4 tons | CARRIER | HRCU-A-CB (Split System: Heat Pump with Remote Outdoor Unit-Air-Source) | 38MURAQ18AB3* |  |  | CNPV*1814AL* | 58TP*A045V14**12 | 17400 | 16 | 8.5 | 18400 | 19400 | 105.4% | 2.34 | 0 | 10.5 |  |  |  | No | R-410A | 1.45 | Residential & Commercial | Ducted CEE Tier 1
211258005 | Central HP <5.4 tons | CARRIER | HRCU-A-CB (Split System: Heat Pump with Remote Outdoor Unit-Air-Source) | 38MURAQ18AB3* |  |  | CNPV*2417AL* | 58TP*A045V14**12 | 17600 | 16 | 8.5 | 18500 | 18800 | 101.6% | 2.26 | 0 | 11 |  |  |  | No | R-410A | 1.4667 | Residential & Commercial | Ducted CEE Tier 1
215682378 | Central HP <5.4 tons | COMFORTMAKER | HRCU-A-CB (Split System: Heat Pump with Remote Outdoor Unit-Air-Source) | C5H0V48*K*AAA* |  |  | EVD5X60M24A*+WALLCON | *96CTN0802120B* | 48000 | 19 | 9 | 50000 | 36600 | 73.2% | 2 | 0 | 10 |  |  |  | No | R-454B | 4 | Residential & Commercial | Ducted CEE Tier 1
216051011 | Central HP <5.4 tons | RUUD | HRCU-A-CB (Split System: Heat Pump with Remote Outdoor Unit-Air-Source) | UP19AY24AJVC |  |  | RCFY2421HEAAM | U97MV1005A21DHS | 22800 | 20 | 10 | 22800 | 18400 | 80.7% | 1.8 | 0 | 12 |  |  |  | No | R-454B | 1.9 | Residential & Commercial | Ducted CEE Tier 1
216051136 | Central HP <5.4 tons | RUUD | HRCU-A-CB (Split System: Heat Pump with Remote Outdoor Unit-Air-Source) | UP19AY48AJVC |  |  | RCFY4821SEAAM | R962V0705A21M4 | 45500 | 18 | 10 | 45500 | 42000 | 92.31% | 2.1 | 0 | 12 |  |  |  | No | R-454B | 3.7917 | Residential & Commercial | Ducted CEE Tier 1
216051152 | Central HP <5.4 tons | RUUD | HRCU-A-CB (Split System: Heat Pump with Remote Outdoor Unit-Air-Source) | UP19AY60AJVC |  |  | RCFY6021SEAAM | U98MV0855A21UPS | 53500 | 17 | 10 | 53500 | 48500 | 90.65% | 2 | 0 | 10 |  |  |  | No | R-454B | 4.4583 | Residential & Commercial | Ducted CEE Tier 1
216051168 | Central HP <5.4 tons | RUUD | HRCU-A-CB (Split System: Heat Pump with Remote Outdoor Unit-Air-Source) | UP19AY60AJVC |  |  | RCFY6021SEAAM | R962V0705A21M4 | 53500 | 16 | 10 | 53500 | 49000 | 91.59% | 2 | 0 | 10 |  |  |  | No | R-454B | 4.4583 | Residential & Commercial | Ducted CEE Tier 1
215318944 | Central HP <5.4 tons | DAY & NIGHT | HRCU-A-CB (Split System: Heat Pump with Remote Outdoor Unit-Air-Source) | D5CUHAH24AAK |  |  | D5FUAAH24XAK |  | 23000 | 18.4 | 10 | 24000 | 21600 | 90% | 1.87 | 0 | 11.7 |  |  |  | No | R-454B | 1.9167 | Residential & Commercial | Ducted CEE Tier 1
214066643 | Central HP <5.4 tons | SURE | HRCU-A-CB (Split System: Heat Pump with Remote Outdoor Unit-Air-Source) | RD17AZ36AJ3N |  |  | TCFZ3621MTANM | S801V0704A17UHU | 34200 | 18 | 8.1 | 34200 | 29600 | 86.55% | 1.9 | 0 | 10 |  |  |  | No | R-410A | 2.85 | Residential & Commercial | Ducted CEE Tier 1
214066662 | Central HP <5.4 tons | SURE | HRCU-A-CB (Split System: Heat Pump with Remote Outdoor Unit-Air-Source) | RD17AZ36AJ3N |  |  | TCFZ3621MTANM | S921V0855A21M4S | 34200 | 18 | 8.1 | 34200 | 29600 | 86.55% | 1.9 | 0 | 10 |  |  |  | No | R-410A | 2.85 | Residential & Commercial | Ducted CEE Tier 1
214066928 | Central HP <5.4 tons | SURE | HRCU-A-CB (Split System: Heat Pump with Remote Outdoor Unit-Air-Source) | RD17AZ36AJ3N |  |  | TCFZ3621MTANM | S801VA100521M | 34200 | 17 | 8.1 | 34200 | 29600 | 86.55% | 1.9 | 0 | 10 |  |  |  | No | R-410A | 2.85 | Residential & Commercial | Ducted CEE Tier 1
215682398 | Central HP <5.4 tons | COMFORTMAKER | HRCU-A-CB (Split System: Heat Pump with Remote Outdoor Unit-Air-Source) | C5H0V48*K*AAA* |  |  | EVD5X60M24A*+WALLCON | *80CSU1002120B* | 48000 | 18.5 | 9 | 50000 | 36600 | 73.2% | 2 | 0 | 10 |  |  |  | No | R-454B | 4 | Residential & Commercial | Ducted CEE Tier 1
215676808 | Central HP <5.4 tons | COMFORTMAKER | HRCU-A-CB (Split System: Heat Pump with Remote Outdoor Unit-Air-Source) | C5H0V48*K*AAA* |  |  | EVD5X61M21A*+WALLCON | *97CMN0801714B* | 48000 | 18.5 | 9 | 50000 | 37400 | 74.8% | 1.98 | 0 | 10 |  |  |  | No | R-454B | 4 | Residential & Commercial | Ducted CEE Tier 1
215676858 | Central HP <5.4 tons | COMFORTMAKER | HRCU-A-CB (Split System: Heat Pump with Remote Outdoor Unit-Air-Source) | C5H0V48*K*AAA* |  |  | EVD5X61M24A*+WALLCON | *80CSU1002120A* | 48500 | 19 | 9 | 50000 | 36800 | 73.6% | 2.1 | 0 | 10 |  |  |  | No | R-454B | 4.0417 | Residential & Commercial | Ducted CEE Tier 1
214505334 | Central HP <5.4 tons | AMANA | HRCU-A-CB (Split System: Heat Pump with Remote Outdoor Unit-Air-Source) | ASZS60241EA* |  |  | CA*EA3026*4B*+MBVC1200**-1A* |  | 23000 | 17 | 8.6 | 23000 | 16100 | 70% | 2 | 0 | 10 |  |  |  | No | R-410A | 1.9167 | Residential & Commercial | Ducted CEE Tier 1
214505341 | Central HP <5.4 tons | AMANA | HRCU-A-CB (Split System: Heat Pump with Remote Outdoor Unit-Air-Source) | ASZS60241EA* |  |  | CA*EA3026*4B* | A*VC800604B*A* | 23000 | 17 | 8.6 | 23000 | 16100 | 70% | 2 | 0 | 10 |  |  |  | No | R-410A | 1.9167 | Residential & Commercial | Ducted CEE Tier 1
214572557 | Central HP <5.4 tons | TEMPSTAR | HRCU-A-CB (Split System: Heat Pump with Remote Outdoor Unit-Air-Source) | TVH837GKA** |  |  | EA*4X37L21A*+WALLCON | *95CSU1002122B* | 33000 | 17.5 | 8.5 | 32600 | 25000 | 76.69% | 2 | 0 | 11.5 |  |  |  | No | R-410A | 2.75 | Residential & Commercial | Ducted CEE Tier 1
215433958 | Central HP <5.4 tons | AMANA | HRCU-A-CB (Split System: Heat Pump with Remote Outdoor Unit-Air-Source) | AZV7SA4810A* |  |  | CHPEA6030*3A*+MBVK20DP1X00A* |  | 45500 | 17.5 | 8.5 | 46500 | 33600 | 72.26% | 2 | 0 | 10 |  |  |  | No | R-32 | 3.7917 | Residential & Commercial | Ducted CEE Tier 1
214572947 | Central HP <5.4 tons | TEMPSTAR | HRCU-A-CB (Split System: Heat Pump with Remote Outdoor Unit-Air-Source) | TVH837GKA** |  |  | EA*4X60L24A*+WALLCON | *96CTN0802120B* | 32800 | 18 | 8.5 | 31600 | 24600 | 77.85% | 2 | 0 | 11.5 |  |  |  | No | R-410A | 2.7333 | Residential & Commercial | Ducted CEE Tier 1
216051009 | Central HP <5.4 tons | RUUD | HRCU-A-CB (Split System: Heat Pump with Remote Outdoor Unit-Air-Source) | UP19AY24AJVC |  |  | RCFY2421HEAAM | R962V0603A17M4 | 22800 | 21 | 10 | 22800 | 18600 | 81.58% | 1.8 | 0 | 13 |  |  |  | No | R-454B | 1.9 | Residential & Commercial | Ducted CEE Tier 1
209852056 | Central HP <5.4 tons | DAY & NIGHT | HRCU-A-CB (Split System: Heat Pump with Remote Outdoor Unit-Air-Source) | DLCURAH24AAK |  |  | DLFUAAH24XAK |  | 24000 | 17 | 9.2 | 26000 | 19400 | 74.62% | 2.1 | 11.3 | 10.5 |  |  |  | No | R-410A | 2 | Residential & Commercial | Ducted CEE Tier 1
211228401 | Central HP <5.4 tons | COMFORTMAKER | HRCU-A-CB (Split System: Heat Pump with Remote Outdoor Unit-Air-Source) | DLCURAH36ABK |  |  | EA*4X43L21A* | *80VTL1102122A* | 37200 | 15.5 | 8.5 | 38500 | 34800 | 90.39% | 2.12 | 0 | 10 |  |  |  | No | R-410A | 3.1 | Residential & Commercial | Ducted CEE Tier 1
211228449 | Central HP <5.4 tons | COMFORTMAKER | HRCU-A-CB (Split System: Heat Pump with Remote Outdoor Unit-Air-Source) | DLCURAH36ABK |  |  | EA*4X43L21A* | *92ESN0802120A* | 37400 | 16 | 8.5 | 38500 | 34800 | 90.39% | 2.14 | 0 | 10 |  |  |  | No | R-410A | 3.1167 | Residential & Commercial | Ducted CEE Tier 1
211228650 | Central HP <5.4 tons | COMFORTMAKER | HRCU-A-CB (Split System: Heat Pump with Remote Outdoor Unit-Air-Source) | DLCURAH36ABK |  |  | EA*4X43L21A* | *96VTN1002120A* | 36800 | 15.5 | 8.5 | 38500 | 34800 | 90.39% | 2.1 | 0 | 10 |  |  |  | No | R-410A | 3.0667 | Residential & Commercial | Ducted CEE Tier 1
214097592 | Central HP <5.4 tons | SURE | HRCU-A-CB (Split System: Heat Pump with Remote Outdoor Unit-Air-Source) | RD17AZ48AJ3N |  |  | TCFZ6024SEANM | S802V1255A24UHN | 45500 | 17 | 8.1 | 45500 | 40000 | 87.91% | 2.1 | 0 | 10 |  |  |  | No | R-410A | 3.7917 | Residential & Commercial | Ducted CEE Tier 1
215318962 | Central HP <5.4 tons | DAY & NIGHT | HRCU-A-CB (Split System: Heat Pump with Remote Outdoor Unit-Air-Source) | D5CSHAH33AAK |  |  | D5FSAAH36XBK |  | 33000 | 16.7 | 10 | 35000 | 34000 | 97.14% | 2 | 0 | 11.7 |  |  |  | No | R-454B | 2.75 | Residential & Commercial | Ducted CEE Tier 1
214395986 | Central HP <5.4 tons | YORK | HRCU-A-CB (Split System: Heat Pump with Remote Outdoor Unit-Air-Source) | HH860E2S11 |  |  | CTM60C5CHS1 | TM8Y120C20MP11 | 54000 | 19 | 9 | 55000 | 39500 | 71.82% | 2 | 0 | 11 |  |  |  | No | R-454B | 4.5 | Residential & Commercial | Ducted CEE Tier 1
210598360 | Central HP <5.4 tons | HEIL | HRCU-A-CB (Split System: Heat Pump with Remote Outdoor Unit-Air-Source) | HVH825GKA2* |  |  | EN(A,D)4X48L24**+WALLCON | *80CTL1352422A* | 24200 | 17 | 8.1 | 21400 | 16600 | 77.57% | 2.02 | 0 | 11.5 |  |  |  | No | R-410A | 2.0167 | Residential & Commercial | Ducted CEE Tier 1
210598467 | Central HP <5.4 tons | HEIL | HRCU-A-CB (Split System: Heat Pump with Remote Outdoor Unit-Air-Source) | HVH825GKA2* |  |  | EN(A,D,W)4X48L21**+WALLCON | *80CSU0401712A* | 24200 | 17.5 | 8.1 | 21200 | 16600 | 78.3% | 2.02 | 0 | 11.5 |  |  |  | No | R-410A | 2.0167 | Residential & Commercial | Ducted CEE Tier 1
210598551 | Central HP <5.4 tons | HEIL | HRCU-A-CB (Split System: Heat Pump with Remote Outdoor Unit-Air-Source) | HVH825GKA2* |  |  | END4X42L17**+WALLCON | *80CTL0901716A* | 24000 | 17 | 8.1 | 21400 | 16600 | 77.57% | 2 | 0 | 11.5 |  |  |  | No | R-410A | 2 | Residential & Commercial | Ducted CEE Tier 1
214242848 | Central HP <5.4 tons | AIRQUEST | HRCU-A-CB (Split System: Heat Pump with Remote Outdoor Unit-Air-Source) | HVH825GKA2* |  |  | EN(A,D)4X36L21**+WALLCON | *96CTN1002122B* | 23600 | 16.5 | 8.1 | 21400 | 16700 | 78.04% | 1.92 | 0 | 11 |  |  |  | No | R-410A | 1.9667 | Residential & Commercial | Ducted CEE Tier 1
210599391 | Central HP <5.4 tons | HEIL | HRCU-A-CB (Split System: Heat Pump with Remote Outdoor Unit-Air-Source) | HVH837GKA** |  |  | EHD4X60AAL+WALLCON | *80CSU0601716A* | 33000 | 16.5 | 8.1 | 32400 | 24800 | 76.54% | 1.98 | 0 | 11 |  |  |  | No | R-410A | 2.75 | Residential & Commercial | Ducted CEE Tier 1
210599407 | Central HP <5.4 tons | HEIL | HRCU-A-CB (Split System: Heat Pump with Remote Outdoor Unit-Air-Source) | HVH837GKA** |  |  | EHD4X60AAL+WALLCON | *80CTL0901716A* | 33000 | 17.5 | 8.1 | 32200 | 24800 | 77.02% | 2.02 | 0 | 11.5 |  |  |  | No | R-410A | 2.75 | Residential & Commercial | Ducted CEE Tier 1
210599459 | Central HP <5.4 tons | HEIL | HRCU-A-CB (Split System: Heat Pump with Remote Outdoor Unit-Air-Source) | HVH837GKA** |  |  | EHD4X60AAL+WALLCON | *97CMN1002122A* | 33000 | 17 | 8.1 | 32200 | 24800 | 77.02% | 2.02 | 0 | 11.5 |  |  |  | No | R-410A | 2.75 | Residential & Commercial | Ducted CEE Tier 1
211260288 | Central HP <5.4 tons | COMFORTMAKER | HRCU-A-CB (Split System: Heat Pump with Remote Outdoor Unit-Air-Source) | DLCURAH18ABK |  |  | EA*4X24L17A* | *96VSN0401712A* | 17700 | 15.5 | 8.5 | 18700 | 19100 | 102.1% | 2.28 | 0 | 10.5 |  |  |  | No | R-410A | 1.475 | Residential & Commercial | Ducted CEE Tier 1
214239546 | Central HP <5.4 tons | AIRQUEST | HRCU-A-CB (Split System: Heat Pump with Remote Outdoor Unit-Air-Source) | HVH837GKA** |  |  | EN(A,D)4X36L21**+WALLCON | *80CTL0902120B* | 31400 | 16.5 | 8.1 | 33000 | 24000 | 72.73% | 1.82 | 0 | 11 |  |  |  | No | R-410A | 2.6167 | Residential & Commercial | Ducted CEE Tier 1
216050988 | Central HP <5.4 tons | RUUD | HRCU-A-CB (Split System: Heat Pump with Remote Outdoor Unit-Air-Source) | UP19AY24AJVC |  |  | RCFY2421HEAAM | R921V0403A17M4 | 22800 | 21 | 10 | 22800 | 18500 | 81.14% | 1.8 | 0 | 13 |  |  |  | No | R-454B | 1.9 | Residential & Commercial | Ducted CEE Tier 1
216051036 | Central HP <5.4 tons | RUUD | HRCU-A-CB (Split System: Heat Pump with Remote Outdoor Unit-Air-Source) | UP19AY24AJVC |  |  | RCFY2421HEAAM | U98MV0603A17UPS | 22800 | 21 | 10 | 22800 | 18500 | 81.14% | 1.8 | 0 | 13 |  |  |  | No | R-454B | 1.9 | Residential & Commercial | Ducted CEE Tier 1
216051052 | Central HP <5.4 tons | RUUD | HRCU-A-CB (Split System: Heat Pump with Remote Outdoor Unit-Air-Source) | UP19AY24AJVC |  |  | RCFY2421HEAAM | R801V0504A17UHU | 22800 | 20 | 10 | 22800 | 18600 | 81.58% | 1.8 | 0 | 12 |  |  |  | No | R-454B | 1.9 | Residential & Commercial | Ducted CEE Tier 1
213927729 | Central HP <5.4 tons | ARMSTRONG AIR | HRCU-A-CB (Split System: Heat Pump with Remote Outdoor Unit-Air-Source) | 4SHP18LX136P |  |  | EAD4X-24B+TDR | A97DF2E070B16 | 23600 | 18 | 8.5 | 24000 | 17300 | 72.08% | 2.22 | 0 | 12.3 |  |  |  | No | R-410A | 1.9667 | Residential & Commercial | Ducted CEE Tier 1
215684006 | Central HP <5.4 tons | BRYANT HEATING AND COOLING SYSTEMS | HRCU-A-CB (Split System: Heat Pump with Remote Outdoor Unit-Air-Source) | 290VAN036**AA* |  |  | CAA**4321AM*+UI | 986TD66100C21*** | 34600 | 18 | 9 | 35200 | 25000 | 71.02% | 1.9 | 0 | 10 |  |  |  | No | R-454B | 2.8833 | Residential & Commercial | Ducted CEE Tier 1
216051061 | Central HP <5.4 tons | RUUD | HRCU-A-CB (Split System: Heat Pump with Remote Outdoor Unit-Air-Source) | UP19AY36AJVC |  |  | RCFY3621MEAAM | R802V1005A21UH | 34200 | 20 | 10 | 34200 | 29200 | 85.38% | 2 | 0 | 12 |  |  |  | No | R-454B | 2.85 | Residential & Commercial | Ducted CEE Tier 1
216051086 | Central HP <5.4 tons | RUUD | HRCU-A-CB (Split System: Heat Pump with Remote Outdoor Unit-Air-Source) | UP19AY36AJVC |  |  | RCFY3621MEAAM | U97MV0703A17DHS | 34200 | 20 | 10 | 34200 | 29600 | 86.55% | 2 | 0 | 12 |  |  |  | No | R-454B | 2.85 | Residential & Commercial | Ducted CEE Tier 1
215318955 | Central HP <5.4 tons | DAY & NIGHT | HRCU-A-CB (Split System: Heat Pump with Remote Outdoor Unit-Air-Source) | D5CURAH48AAK |  |  | D5FUAAH48XAK |  | 48000 | 16 | 8.5 | 48000 | 38000 | 79.17% | 1.85 | 0 | 10 |  |  |  | No | R-454B | 4 | Residential & Commercial | Ducted CEE Tier 1
216051068 | Central HP <5.4 tons | RUUD | HRCU-A-CB (Split System: Heat Pump with Remote Outdoor Unit-Air-Source) | UP19AY36AJVC |  |  | RCFY3621MEAAM | R802V0504A17UH | 34200 | 20 | 10 | 34200 | 29600 | 86.55% | 2 | 0 | 12 |  |  |  | No | R-454B | 2.85 | Residential & Commercial | Ducted CEE Tier 1
216051113 | Central HP <5.4 tons | RUUD | HRCU-A-CB (Split System: Heat Pump with Remote Outdoor Unit-Air-Source) | UP19AY36AJVC |  |  | RCFY3621MEAAM | R962V0403A17M4 | 34200 | 20 | 10 | 34200 | 29600 | 86.55% | 2 | 0 | 12 |  |  |  | No | R-454B | 2.85 | Residential & Commercial | Ducted CEE Tier 1
206771837 | Central HP <5.4 tons | TEMPSTAR | HRCU-A-CB (Split System: Heat Pump with Remote Outdoor Unit-Air-Source) | TVH837GKA2* |  |  | EA*4X48L21A*+WALLCON | *97CMN1002122A* | 32400 | 17.5 | 8.5 | 32600 | 25000 | 76.69% | 1.98 | 12 | 11.7 |  |  |  | No | R-410A | 2.7 | Residential & Commercial | Ducted CEE Tier 1
216051017 | Central HP <5.4 tons | RUUD | HRCU-A-CB (Split System: Heat Pump with Remote Outdoor Unit-Air-Source) | UP19AY24AJVC |  |  | RCFY2421HEAAM | R962V0703A17M4 | 22800 | 20 | 10 | 22800 | 18600 | 81.58% | 1.8 | 0 | 12 |  |  |  | No | R-454B | 1.9 | Residential & Commercial | Ducted CEE Tier 1
215584437 | Central HP <5.4 tons | RUUD | HRCU-A-CB (Split System: Heat Pump with Remote Outdoor Unit-Air-Source) | UP19AY48AJVC |  |  | RHMVY4821SEACA |  | 45500 | 19 | 8.5 | 45500 | 42000 | 92.31% | 2.1 | 0 | 12 |  |  |  | No | R-454B | 3.7917 | Residential & Commercial | Ducted CEE Tier 1
216051118 | Central HP <5.4 tons | RUUD | HRCU-A-CB (Split System: Heat Pump with Remote Outdoor Unit-Air-Source) | UP19AY48AJVC |  |  | RCFY4821SEAAM | R802V0754A17DZ | 45500 | 19 | 10 | 45500 | 42000 | 92.31% | 2.1 | 0 | 11.7 |  |  |  | No | R-454B | 3.7917 | Residential & Commercial | Ducted CEE Tier 1
215681958 | Central HP <5.4 tons | COMFORTMAKER | HRCU-A-CB (Split System: Heat Pump with Remote Outdoor Unit-Air-Source) | C5H0V48*K*AAA* |  |  | EVM5X60M21A*+WALLCON | *97CTN0802120A* | 48000 | 19 | 9 | 50000 | 36800 | 73.6% | 2 | 0 | 10 |  |  |  | No | R-454B | 4 | Residential & Commercial | Ducted CEE Tier 1
215682208 | Central HP <5.4 tons | COMFORTMAKER | HRCU-A-CB (Split System: Heat Pump with Remote Outdoor Unit-Air-Source) | C5H0V48*K*AAA* |  |  | EVD5X48M24A*+WALLCON | *97CTN0802120A* | 47000 | 18.5 | 9 | 50000 | 36400 | 72.8% | 2 | 0 | 10 |  |  |  | No | R-454B | 3.9167 | Residential & Commercial | Ducted CEE Tier 1
214505290 | Central HP <5.4 tons | AMANA | HRCU-A-CB (Split System: Heat Pump with Remote Outdoor Unit-Air-Source) | ASZS60241EA* |  |  | CA*EA2422*4B* | A*VC800804C*A* | 23000 | 17 | 8.6 | 23000 | 16100 | 70% | 2 | 0 | 10 |  |  |  | No | R-410A | 1.9167 | Residential & Commercial | Ducted CEE Tier 1
215933987 | Central HP <5.4 tons | AIRQUEST | HRCU-A-CB (Split System: Heat Pump with Remote Outdoor Unit-Air-Source) | H5H3V48*K*AAA* |  |  | EA*5X48M21A*+WALLCON | *80CTL0701716B* | 43000 | 20 | 9 | 48500 | 37200 | 76.7% | 2 | 0 | 10.5 |  |  |  | No | R-454B | 3.5833 | Residential & Commercial | Ducted CEE Tier 1
212614959 | Central HP <5.4 tons | AMANA | HRCU-A-CB (Split System: Heat Pump with Remote Outdoor Unit-Air-Source) | ASZS60241EA* |  |  | CA*EA2422*4A* | A*VS960805CUA* | 23000 | 17 | 8.6 | 23000 | 16100 | 70% | 2 | 0 | 10 |  |  |  | No | R-410A | 1.9167 | Residential & Commercial | Ducted CEE Tier 1
212614973 | Central HP <5.4 tons | AMANA | HRCU-A-CB (Split System: Heat Pump with Remote Outdoor Unit-Air-Source) | ASZS60241EA* |  |  | CA*EA3026*4A* | A*VS800805CUA* | 23000 | 17 | 8.6 | 23000 | 16100 | 70% | 2 | 0 | 10 |  |  |  | No | R-410A | 1.9167 | Residential & Commercial | Ducted CEE Tier 1
215853507 | Central HP <5.4 tons | JOHNSON CONTROLS | HRCU-A-CB (Split System: Heat Pump with Remote Outdoor Unit-Air-Source) | HH860E2S11 |  |  | CTF60D5CJS1 | Z9ES120D20SMPS1 | 53000 | 18 | 9 | 54500 | 39500 | 72.48% | 2 | 0 | 11 |  |  |  | No | R-454B | 4.4167 | Residential & Commercial | Ducted CEE Tier 1
206767140 | Central HP <5.4 tons | TEMPSTAR | HRCU-A-CB (Split System: Heat Pump with Remote Outdoor Unit-Air-Source) | TVH825GKA3* |  |  | EA*4X36L17A*+WALLCON | *80CSU0601716A* | 23600 | 16.5 | 8.1 | 21400 | 16700 | 78.04% | 1.92 | 11 | 10.5 |  |  |  | No | R-410A | 1.9667 | Residential & Commercial | Ducted CEE Tier 1
206767559 | Central HP <5.4 tons | TEMPSTAR | HRCU-A-CB (Split System: Heat Pump with Remote Outdoor Unit-Air-Source) | TVH825GKA3* |  |  | EA*4X37L21A*+WALLCON | *95CSU1002122A* | 24400 | 17 | 8.5 | 21200 | 16600 | 78.3% | 2.04 | 11.5 | 11 |  |  |  | No | R-410A | 2.0333 | Residential & Commercial | Ducted CEE Tier 1
216571212 | Central HP <5.4 tons | TRANE | HRCU-A-CB (Split System: Heat Pump with Remote Outdoor Unit-Air-Source) | 5TWV8X24A1 |  |  | 5PX*BD06AS3 | S8V2B080M4PCB | 22000 | 18.1 | 8.5 | 23800 | 18600 | 78.15% | 2.2 | 0 | 11.5 |  |  |  | No | R-454B | 1.8333 | Residential & Commercial | Ducted CEE Tier 1
216570896 | Central HP <5.4 tons | TRANE | HRCU-A-CB (Split System: Heat Pump with Remote Outdoor Unit-Air-Source) | 5TWV0X24A1 |  |  | 5PX*BD06AS3 | *DHMB060CCV3+LRP | 22000 | 21 | 10 | 23400 | 18000 | 76.92% | 2.2 | 0 | 11.7 |  |  |  | No | R-454B | 1.8333 | Residential & Commercial | Ducted CEE Tier 1
214238946 | Central HP <5.4 tons | AIRQUEST | HRCU-A-CB (Split System: Heat Pump with Remote Outdoor Unit-Air-Source) | HVH837GKA2* |  |  | EN(A,D)4X36L21**+WALLCON | *96CTN1002122B* | 31400 | 16.5 | 8.1 | 33000 | 24000 | 72.73% | 1.82 | 0 | 11 |  |  |  | No | R-410A | 2.6167 | Residential & Commercial | Ducted CEE Tier 1
214239196 | Central HP <5.4 tons | AIRQUEST | HRCU-A-CB (Split System: Heat Pump with Remote Outdoor Unit-Air-Source) | HVH837GKA2* |  |  | EN(A,D,W)4X48L21**+WALLCON | *80CTL0902120B* | 32400 | 17 | 8.1 | 32600 | 24600 | 75.46% | 1.96 | 0 | 11.7 |  |  |  | No | R-410A | 2.7 | Residential & Commercial | Ducted CEE Tier 1
213076105 | Central HP <5.4 tons | AIRQUEST | HRCU-A-CB (Split System: Heat Pump with Remote Outdoor Unit-Air-Source) | DLCURAH24ABK |  |  | EA*4X37L21A* | *95MSU1002120A* | 24400 | 17 | 8.5 | 25200 | 21200 | 84.13% | 1.8 | 0 | 10.5 |  |  |  | No | R-410A | 2.0333 | Residential & Commercial | Ducted CEE Tier 1
205751214 | Central HP <5.4 tons | DAY & NIGHT | HRCU-A-CB (Split System: Heat Pump with Remote Outdoor Unit-Air-Source) | CVH837GKA** |  |  | EA*4X43L21A*+WALLCON | *96CTN1002122A* | 33000 | 17.5 | 8.5 | 33000 | 25200 | 76.36% | 2 | 12 | 11.7 |  |  |  | No | R-410A | 2.75 | Residential & Commercial | Ducted CEE Tier 1
214609042 | Central HP <5.4 tons | YORK | HRCU-A-CB (Split System: Heat Pump with Remote Outdoor Unit-Air-Source) | HH824E2S11 |  |  | CTF36B5ADS1 | Y91E060B12SMPS1 | 23000 | 17 | 9.5 | 23000 | 18700 | 81.3% | 2 | 0 | 12 |  |  |  | No | R-454B | 1.9167 | Residential & Commercial | Ducted CEE Tier 1
214242838 | Central HP <5.4 tons | AIRQUEST | HRCU-A-CB (Split System: Heat Pump with Remote Outdoor Unit-Air-Source) | HVH825GKA2* |  |  | EN(A,D)4X36L21**+WALLCON | *96CTN0801714B* | 23400 | 16.5 | 8.1 | 21600 | 16700 | 77.31% | 1.92 | 0 | 11 |  |  |  | No | R-410A | 1.95 | Residential & Commercial | Ducted CEE Tier 1
214242858 | Central HP <5.4 tons | AIRQUEST | HRCU-A-CB (Split System: Heat Pump with Remote Outdoor Unit-Air-Source) | HVH825GKA2* |  |  | END4X42L17**+WALLCON | *80CTL0451712B* | 23800 | 16 | 8.1 | 21400 | 16700 | 78.04% | 1.96 | 0 | 11 |  |  |  | No | R-410A | 1.9833 | Residential & Commercial | Ducted CEE Tier 1
215676798 | Central HP <5.4 tons | COMFORTMAKER | HRCU-A-CB (Split System: Heat Pump with Remote Outdoor Unit-Air-Source) | C5H0V48*K*AAA* |  |  | EVD5X61M21A*+WALLCON | *97CMN0602120B* | 48000 | 18.5 | 9 | 50000 | 37400 | 74.8% | 2 | 0 | 10 |  |  |  | No | R-454B | 4 | Residential & Commercial | Ducted CEE Tier 1
210692504 | Central HP <5.4 tons | AMANA | HRCU-A-CB (Split System: Heat Pump with Remote Outdoor Unit-Air-Source) | ASZV903610A* |  |  | CA*F3137*6A*+TXV | A*VM970803BNB* | 33600 | 18.5 | 8.2 | 34000 | 24400 | 71.76% | 1.8 | 0 | 11.5 |  |  |  | No | R-410A | 2.8 | Residential & Commercial | Ducted CEE Tier 1
210692521 | Central HP <5.4 tons | AMANA | HRCU-A-CB (Split System: Heat Pump with Remote Outdoor Unit-Air-Source) | ASZV903610A* |  |  | CA*F3743*6D*+TXV | A*VM970803BNB* | 33600 | 18.5 | 8.2 | 34000 | 24400 | 71.76% | 1.8 | 0 | 12 |  |  |  | No | R-410A | 2.8 | Residential & Commercial | Ducted CEE Tier 1
210692524 | Central HP <5.4 tons | AMANA | HRCU-A-CB (Split System: Heat Pump with Remote Outdoor Unit-Air-Source) | ASZV903610A* |  |  | CA*F3743*6D*+TXV | A*VM971205DNB* | 33200 | 19 | 8.2 | 33600 | 24400 | 72.62% | 1.8 | 0 | 12 |  |  |  | No | R-410A | 2.7667 | Residential & Commercial | Ducted CEE Tier 1
215933167 | Central HP <5.4 tons | AIRQUEST | HRCU-A-CB (Split System: Heat Pump with Remote Outdoor Unit-Air-Source) | H5H3V36*K*AAA* |  |  | ESH5X36M12A*+WALLCON | *97CMN0601714B* | 33000 | 18.5 | 9 | 34400 | 26200 | 76.16% | 1.92 | 0 | 10.5 |  |  |  | No | R-454B | 2.75 | Residential & Commercial | Ducted CEE Tier 1
215933737 | Central HP <5.4 tons | AIRQUEST | HRCU-A-CB (Split System: Heat Pump with Remote Outdoor Unit-Air-Source) | H5H3V36*K*AAA* |  |  | ESH5X60M12A*+WALLCON | *80CSU1002120A* | 34200 | 19.5 | 9 | 34400 | 26200 | 76.16% | 1.96 | 0 | 11.7 |  |  |  | No | R-454B | 2.85 | Residential & Commercial | Ducted CEE Tier 1
215941769 | Central HP <5.4 tons | COMFORTMAKER | HRCU-A-CB (Split System: Heat Pump with Remote Outdoor Unit-Air-Source) | C5H3V48*K*AAA* |  |  | EVD5X61M21A*+WALLCON | *96CTN0802120B* | 46000 | 20.5 | 8.1 | 53500 | 38500 | 71.96% | 1.95 | 0 | 11.5 |  |  |  | No | R-454B | 3.8333 | Residential & Commercial | Ducted CEE Tier 1
210596225 | Central HP <5.4 tons | CARRIER | HRCU-A-CB (Split System: Heat Pump with Remote Outdoor Unit-Air-Source) | 25VNA837A*030* |  |  | CNPV*6024AL*+UI | 58TN*A135C24**22 | 32800 | 18 | 8.1 | 32200 | 24600 | 76.4% | 1.98 | 0 | 12 |  |  |  | No | R-410A | 2.7333 | Residential & Commercial | Ducted CEE Tier 1
210596243 | Central HP <5.4 tons | CARRIER | HRCU-A-CB (Split System: Heat Pump with Remote Outdoor Unit-Air-Source) | 25VNA837A*030* |  |  | CSPH*6012AL*+UI | 58TN*A090C17**16 | 33000 | 17.5 | 8.1 | 32200 | 24800 | 77.02% | 2.02 | 0 | 11.5 |  |  |  | No | R-410A | 2.75 | Residential & Commercial | Ducted CEE Tier 1
216050989 | Central HP <5.4 tons | RUUD | HRCU-A-CB (Split System: Heat Pump with Remote Outdoor Unit-Air-Source) | UP19AY24AJVC |  |  | RCFY2421HEAAM | R951V0703A17M4 | 22800 | 20 | 10 | 22800 | 18600 | 81.58% | 1.8 | 0 | 12 |  |  |  | No | R-454B | 1.9 | Residential & Commercial | Ducted CEE Tier 1
213372373 | Central HP <5.4 tons | RUUD | HRCU-A-CB (Split System: Heat Pump with Remote Outdoor Unit-Air-Source) | UP18AZ24AJVC |  |  | RCFZ2421HEAAM | R951V0603A17UHU | 22800 | 20 | 8.5 | 22800 | 26200 | 114.9% | 2.1 | 0 | 12.5 |  |  |  | No | R-410A | 1.9 | Residential & Commercial | Ducted CEE Tier 1
213372374 | Central HP <5.4 tons | RUUD | HRCU-A-CB (Split System: Heat Pump with Remote Outdoor Unit-Air-Source) | UP18AZ24AJVC |  |  | RCFZ2421HEAAM | R951V0403A17UHU | 22800 | 20 | 8.5 | 22800 | 26200 | 114.9% | 2.1 | 0 | 12.5 |  |  |  | No | R-410A | 1.9 | Residential & Commercial | Ducted CEE Tier 1
216571055 | Central HP <5.4 tons | AMERICAN STANDARD | HRCU-A-CB (Split System: Heat Pump with Remote Outdoor Unit-Air-Source) | 5A6V0X36A1 |  |  | 5TXCC005AS3 | S8V2C100M5PDB | 34200 | 19.2 | 9.4 | 31400 | 25000 | 79.62% | 2.1 | 0 | 12 |  |  |  | No | R-454B | 2.85 | Residential & Commercial | Ducted CEE Tier 1
215931667 | Central HP <5.4 tons | AIRQUEST | HRCU-A-CB (Split System: Heat Pump with Remote Outdoor Unit-Air-Source) | H5H3V60*K*AAA* |  |  | EA*5X61M24A*+WALLCON | *80CSU0802120A* | 57000 | 19 | 8.5 | 60500 | 46000 | 76.03% | 2.04 | 0 | 11.5 |  |  |  | No | R-454B | 4.75 | Residential & Commercial | Ducted CEE Tier 1
215931717 | Central HP <5.4 tons | AIRQUEST | HRCU-A-CB (Split System: Heat Pump with Remote Outdoor Unit-Air-Source) | H5H3V60*K*AAA* |  |  | EA*5X61M24A*+WALLCON | *80CTL1352422B* | 57000 | 19 | 8.5 | 60500 | 46000 | 76.03% | 2.04 | 0 | 11.7 |  |  |  | No | R-454B | 4.75 | Residential & Commercial | Ducted CEE Tier 1
210692555 | Central HP <5.4 tons | AMANA | HRCU-A-CB (Split System: Heat Pump with Remote Outdoor Unit-Air-Source) | ASZV903610A* |  |  | CHPF3743C6B*+TXV | A*VC960803BNB* | 33400 | 18 | 8.2 | 34000 | 24400 | 71.76% | 1.8 | 0 | 11 |  |  |  | No | R-410A | 2.7833 | Residential & Commercial | Ducted CEE Tier 1
216571130 | Central HP <5.4 tons | TRANE | HRCU-A-CB (Split System: Heat Pump with Remote Outdoor Unit-Air-Source) | 5TWV0X48A1 |  |  | 5TXCD008AS3 | *UHMD120CCV5+LRP | 44000 | 20 | 9.7 | 47000 | 33800 | 71.91% | 2.1 | 0 | 12 |  |  |  | No | R-454B | 3.6667 | Residential & Commercial | Ducted CEE Tier 1
211230510 | Central HP <5.4 tons | COMFORTMAKER | HRCU-A-CB (Split System: Heat Pump with Remote Outdoor Unit-Air-Source) | DLCURAH36ABK |  |  | EN(A,D)4X48L24** | *80VSL0902120A* | 35800 | 16.5 | 8.1 | 38500 | 34800 | 90.39% | 2 | 0 | 10 |  |  |  | No | R-410A | 2.9833 | Residential & Commercial | Ducted CEE Tier 1
210692500 | Central HP <5.4 tons | AMANA | HRCU-A-CB (Split System: Heat Pump with Remote Outdoor Unit-Air-Source) | ASZV903610A* |  |  | CA*F3137*6A*+TXV | A*VS960603BUA* | 33600 | 18.5 | 8.2 | 34000 | 24400 | 71.76% | 1.8 | 0 | 11.5 |  |  |  | No | R-410A | 2.8 | Residential & Commercial | Ducted CEE Tier 1
210692520 | Central HP <5.4 tons | AMANA | HRCU-A-CB (Split System: Heat Pump with Remote Outdoor Unit-Air-Source) | ASZV903610A* |  |  | CA*F3743*6D*+TXV | A*VM970603BNB* | 33600 | 18.5 | 8.2 | 34000 | 24400 | 71.76% | 1.8 | 0 | 12 |  |  |  | No | R-410A | 2.8 | Residential & Commercial | Ducted CEE Tier 1
210692533 | Central HP <5.4 tons | AMANA | HRCU-A-CB (Split System: Heat Pump with Remote Outdoor Unit-Air-Source) | ASZV903610A* |  |  | CHPF3642C6C*+TXV | A*VC960403BNB* | 33400 | 18 | 8.2 | 34000 | 24400 | 71.76% | 1.8 | 0 | 11 |  |  |  | No | R-410A | 2.7833 | Residential & Commercial | Ducted CEE Tier 1
210692542 | Central HP <5.4 tons | AMANA | HRCU-A-CB (Split System: Heat Pump with Remote Outdoor Unit-Air-Source) | ASZV903610A* |  |  | CHPF3642C6C*+TXV | A*VM970804CNB* | 33400 | 18 | 8.2 | 34000 | 24400 | 71.76% | 1.8 | 0 | 11 |  |  |  | No | R-410A | 2.7833 | Residential & Commercial | Ducted CEE Tier 1
210692567 | Central HP <5.4 tons | AMANA | HRCU-A-CB (Split System: Heat Pump with Remote Outdoor Unit-Air-Source) | ASZV903610A* |  |  | CSCF3642N6D*+TXV | A*VC800804C*A* | 33800 | 18.5 | 8.2 | 34000 | 24400 | 71.76% | 1.8 | 0 | 11.5 |  |  |  | No | R-410A | 2.8167 | Residential & Commercial | Ducted CEE Tier 1
215683906 | Central HP <5.4 tons | BRYANT HEATING AND COOLING SYSTEMS | HRCU-A-CB (Split System: Heat Pump with Remote Outdoor Unit-Air-Source) | 290VAN036**AA* |  |  | CAA**3721AM*+UI | 88*TB60090C21*** | 34600 | 18 | 9 | 35200 | 25000 | 71.02% | 1.9 | 0 | 10 |  |  |  | No | R-454B | 2.8833 | Residential & Commercial | Ducted CEE Tier 1
215683972 | Central HP <5.4 tons | BRYANT HEATING AND COOLING SYSTEMS | HRCU-A-CB (Split System: Heat Pump with Remote Outdoor Unit-Air-Source) | 290VAN036**AA* |  |  | CAA**4321AM*+UI | 83*CA36040C17*** | 34400 | 18 | 9 | 35200 | 25200 | 71.59% | 1.88 | 0 | 10 |  |  |  | No | R-454B | 2.8667 | Residential & Commercial | Ducted CEE Tier 1
216051039 | Central HP <5.4 tons | RUUD | HRCU-A-CB (Split System: Heat Pump with Remote Outdoor Unit-Air-Source) | UP19AY24AJVC |  |  | RCFY2421HEAAM | U98MV0855A21UPS | 22800 | 21 | 10 | 22800 | 18400 | 80.7% | 1.8 | 0 | 13 |  |  |  | No | R-454B | 1.9 | Residential & Commercial | Ducted CEE Tier 1
215683628 | Central HP <5.4 tons | BRYANT HEATING AND COOLING SYSTEMS | HRCU-A-CB (Split System: Heat Pump with Remote Outdoor Unit-Air-Source) | 290VAN024**AA* |  |  | CAA**3017AM*+UI | 88*TB36070C14*** | 23000 | 17 | 9 | 23800 | 16700 | 70.17% | 1.98 | 0 | 10 |  |  |  | No | R-454B | 1.9167 | Residential & Commercial | Ducted CEE Tier 1
215683644 | Central HP <5.4 tons | BRYANT HEATING AND COOLING SYSTEMS | HRCU-A-CB (Split System: Heat Pump with Remote Outdoor Unit-Air-Source) | 290VAN024**AA* |  |  | CAA**3617AM*+UI | 83*CA36040C17*** | 23200 | 17 | 9 | 23600 | 16600 | 70.34% | 1.98 | 0 | 10 |  |  |  | No | R-454B | 1.9333 | Residential & Commercial | Ducted CEE Tier 1
215683646 | Central HP <5.4 tons | BRYANT HEATING AND COOLING SYSTEMS | HRCU-A-CB (Split System: Heat Pump with Remote Outdoor Unit-Air-Source) | 290VAN024**AA* |  |  | CAA**3617AM*+UI | 83*CA48060C17*** | 23200 | 17 | 9 | 23600 | 16600 | 70.34% | 1.98 | 0 | 10 |  |  |  | No | R-454B | 1.9333 | Residential & Commercial | Ducted CEE Tier 1
215683648 | Central HP <5.4 tons | BRYANT HEATING AND COOLING SYSTEMS | HRCU-A-CB (Split System: Heat Pump with Remote Outdoor Unit-Air-Source) | 290VAN024**AA* |  |  | CAA**3617AM*+UI | 88*TB36045C17*** | 23000 | 16.5 | 9 | 23800 | 16700 | 70.17% | 1.98 | 0 | 10 |  |  |  | No | R-454B | 1.9167 | Residential & Commercial | Ducted CEE Tier 1
210599896 | Central HP <5.4 tons | TEMPSTAR | HRCU-A-CB (Split System: Heat Pump with Remote Outdoor Unit-Air-Source) | TVH825GKA2* |  |  | EA*4X48L21A*+WALLCON | *80CSU0601716A* | 24000 | 17 | 8.1 | 21000 | 16600 | 79.05% | 2.02 | 0 | 11 |  |  |  | No | R-410A | 2 | Residential & Commercial | Ducted CEE Tier 1
214397898 | Central HP <5.4 tons | JOHNSON CONTROLS | HRCU-A-CB (Split System: Heat Pump with Remote Outdoor Unit-Air-Source) | HH860E2S11 |  |  | CTM60C5CGS1 | TPLC100C20MP13 | 44000 | 18 | 9 | 44500 | 33600 | 75.51% | 2 | 0 | 11.7 |  |  |  | No | R-454B | 3.6667 | Residential & Commercial | Ducted CEE Tier 1
214398021 | Central HP <5.4 tons | JOHNSON CONTROLS | HRCU-A-CB (Split System: Heat Pump with Remote Outdoor Unit-Air-Source) | HH860E2S11 |  |  | CTF60C5CHS1 | TMLE080C20MP11 | 53500 | 19 | 8.5 | 55000 | 39000 | 70.91% | 2 | 0 | 11 |  |  |  | No | R-454B | 4.4583 | Residential & Commercial | Ducted CEE Tier 1
210474656 | Central HP <5.4 tons | TEMPSTAR | HRCU-A-CB (Split System: Heat Pump with Remote Outdoor Unit-Air-Source) | TVH825GKA3* |  |  | EHD4X48AAL+WALLCON | *97CMN0602120A* | 24200 | 16 | 8.1 | 21400 | 16700 | 78.04% | 2 | 0 | 10.5 |  |  |  | No | R-410A | 2.0167 | Residential & Commercial | Ducted CEE Tier 1
210474238 | Central HP <5.4 tons | TEMPSTAR | HRCU-A-CB (Split System: Heat Pump with Remote Outdoor Unit-Air-Source) | TVH825GKA3* |  |  | EHD4X42AAL+WALLCON | *95CSU0802120A* | 24200 | 16 | 8.1 | 21400 | 16600 | 77.57% | 2 | 0 | 11 |  |  |  | No | R-410A | 2.0167 | Residential & Commercial | Ducted CEE Tier 1
209852066 | Central HP <5.4 tons | DAY & NIGHT | HRCU-A-CB (Split System: Heat Pump with Remote Outdoor Unit-Air-Source) | DLCURAH30ABK |  |  | DLFUAAH30XAK |  | 30000 | 16.2 | 8.9 | 33000 | 24000 | 72.73% | 1.8 | 11 | 10 |  |  |  | No | R-410A | 2.5 | Residential & Commercial | Ducted CEE Tier 1
214075213 | Central HP <5.4 tons | RUUD | HRCU-A-CB (Split System: Heat Pump with Remote Outdoor Unit-Air-Source) | RD17AZ60AJ3N |  |  | RCFZ6024STANM | R802V1005A21UHN | 55500 | 18 | 8.1 | 53500 | 49000 | 91.59% | 1.75 | 0 | 10 |  |  |  | No | R-410A | 4.625 | Residential & Commercial | Ducted CEE Tier 1
214075329 | Central HP <5.4 tons | RUUD | HRCU-A-CB (Split System: Heat Pump with Remote Outdoor Unit-Air-Source) | RD17AZ60AJ3N |  |  | RCFZ6024STANM | R951V1155A24M4S | 55500 | 18 | 8.1 | 54000 | 49000 | 90.74% | 1.75 | 0 | 10 |  |  |  | No | R-410A | 4.625 | Residential & Commercial | Ducted CEE Tier 1
214075340 | Central HP <5.4 tons | RUUD | HRCU-A-CB (Split System: Heat Pump with Remote Outdoor Unit-Air-Source) | RD17AZ60AJ3N |  |  | RCFZ6024STANM | R921V1005A21M4S | 55000 | 18 | 8.1 | 54000 | 49500 | 91.67% | 1.75 | 0 | 10 |  |  |  | No | R-410A | 4.5833 | Residential & Commercial | Ducted CEE Tier 1
215676738 | Central HP <5.4 tons | COMFORTMAKER | HRCU-A-CB (Split System: Heat Pump with Remote Outdoor Unit-Air-Source) | C5H0V48*K*AAA* |  |  | EVD5X61M21A*+WALLCON | *80CTL0901716B* | 48500 | 19 | 9 | 50000 | 37000 | 74% | 2 | 0 | 10 |  |  |  | No | R-454B | 4.0417 | Residential & Commercial | Ducted CEE Tier 1
215676758 | Central HP <5.4 tons | COMFORTMAKER | HRCU-A-CB (Split System: Heat Pump with Remote Outdoor Unit-Air-Source) | C5H0V48*K*AAA* |  |  | EVD5X61M21A*+WALLCON | *80CTL1102120B* | 48500 | 19.5 | 9.5 | 50000 | 36600 | 73.2% | 2.12 | 0 | 10.5 |  |  |  | No | R-454B | 4.0417 | Residential & Commercial | Ducted CEE Tier 1
210692497 | Central HP <5.4 tons | AMANA | HRCU-A-CB (Split System: Heat Pump with Remote Outdoor Unit-Air-Source) | ASZV903610A* |  |  | CA*F3137*6A*+TXV | A*VS800604BUA* | 33600 | 18.5 | 8.2 | 34000 | 24400 | 71.76% | 1.8 | 0 | 12 |  |  |  | No | R-410A | 2.8 | Residential & Commercial | Ducted CEE Tier 1
210692498 | Central HP <5.4 tons | AMANA | HRCU-A-CB (Split System: Heat Pump with Remote Outdoor Unit-Air-Source) | ASZV903610A* |  |  | CA*F3137*6A*+TXV | A*VC800604B*A* | 33600 | 18.5 | 8.2 | 34000 | 24400 | 71.76% | 1.8 | 0 | 12 |  |  |  | No | R-410A | 2.8 | Residential & Commercial | Ducted CEE Tier 1
213372137 | Central HP <5.4 tons | DAY & NIGHT | HRCU-A-C (Split System: Heat Pump with Remote Outdoor Unit with No Indoor Fan --Air Source) | DLCURAH36ABK |  |  | DLFULAH36XCX + CI |  | 35000 | 15.2 | 10 | 39000 | 32000 | 82.05% | 2 | 10.2 | 10 |  |  |  | No | R-410A | 2.9167 | Residential & Commercial | Ducted CEE Tier 1
210692509 | Central HP <5.4 tons | AMANA | HRCU-A-CB (Split System: Heat Pump with Remote Outdoor Unit-Air-Source) | ASZV903610A* |  |  | CA*F3743*6D*+TXV | A*VS800805CUA* | 33600 | 19 | 8.2 | 34000 | 24400 | 71.76% | 1.8 | 0 | 12 |  |  |  | No | R-410A | 2.8 | Residential & Commercial | Ducted CEE Tier 1
210692516 | Central HP <5.4 tons | AMANA | HRCU-A-CB (Split System: Heat Pump with Remote Outdoor Unit-Air-Source) | ASZV903610A* |  |  | CA*F3743*6D*+TXV | A*VC960804CNB* | 33600 | 19 | 8.2 | 34000 | 24400 | 71.76% | 1.8 | 0 | 12 |  |  |  | No | R-410A | 2.8 | Residential & Commercial | Ducted CEE Tier 1
210692536 | Central HP <5.4 tons | AMANA | HRCU-A-CB (Split System: Heat Pump with Remote Outdoor Unit-Air-Source) | ASZV903610A* |  |  | CHPF3642C6C*+TXV | A*VC960803BNB* | 33400 | 18 | 8.2 | 34000 | 24400 | 71.76% | 1.8 | 0 | 11 |  |  |  | No | R-410A | 2.7833 | Residential & Commercial | Ducted CEE Tier 1
210692543 | Central HP <5.4 tons | AMANA | HRCU-A-CB (Split System: Heat Pump with Remote Outdoor Unit-Air-Source) | ASZV903610A* |  |  | CHPF3642C6C*+TXV | A*VM971005CNB* | 33400 | 18 | 8.2 | 34000 | 24400 | 71.76% | 1.8 | 0 | 11 |  |  |  | No | R-410A | 2.7833 | Residential & Commercial | Ducted CEE Tier 1
210599905 | Central HP <5.4 tons | TEMPSTAR | HRCU-A-CB (Split System: Heat Pump with Remote Outdoor Unit-Air-Source) | TVH825GKA2* |  |  | EA*4X48L21A*+WALLCON | *96CTN0801714A* | 24000 | 16.5 | 8.1 | 21000 | 16600 | 79.05% | 2 | 0 | 11 |  |  |  | No | R-410A | 2 | Residential & Commercial | Ducted CEE Tier 1
210599914 | Central HP <5.4 tons | TEMPSTAR | HRCU-A-CB (Split System: Heat Pump with Remote Outdoor Unit-Air-Source) | TVH825GKA2* |  |  | EA*4X48L24A*+WALLCON | *95CSU1002122A* | 24200 | 17 | 8.1 | 21000 | 16500 | 78.57% | 2.02 | 0 | 11 |  |  |  | No | R-410A | 2.0167 | Residential & Commercial | Ducted CEE Tier 1
215683580 | Central HP <5.4 tons | BRYANT HEATING AND COOLING SYSTEMS | HRCU-A-CB (Split System: Heat Pump with Remote Outdoor Unit-Air-Source) | 290VAN024**AA* |  |  | CAA**2417AM*+UI | 83*CA48060C17*** | 22800 | 16.5 | 9 | 24000 | 16800 | 70% | 1.96 | 0 | 10 |  |  |  | No | R-454B | 1.9 | Residential & Commercial | Ducted CEE Tier 1
215936219 | Central HP <5.4 tons | COMFORTMAKER | HRCU-A-CB (Split System: Heat Pump with Remote Outdoor Unit-Air-Source) | C5H3V36*K*AAA* |  |  | EVD5X42M24A*+WALLCON | *97CMN0602120B* | 35200 | 21 | 8.5 | 38500 | 28800 | 74.81% | 2.02 | 0 | 12 |  |  |  | No | R-454B | 2.9333 | Residential & Commercial | Ducted CEE Tier 1
213772404 | Central HP <5.4 tons | TEMPSTAR | HRCU-A-CB (Split System: Heat Pump with Remote Outdoor Unit-Air-Source) | TVH825GKA2* |  |  | EHD4X42AAL+WALLCON | *96CTN0801714B* | 24000 | 16 | 8.1 | 21400 | 16600 | 77.57% | 2 | 0 | 10.5 |  |  |  | No | R-410A | 2 | Residential & Commercial | Ducted CEE Tier 1
213613305 | Central HP <5.4 tons | AMANA | HRCU-A-CB (Split System: Heat Pump with Remote Outdoor Unit-Air-Source) | ASZS60361EA* |  |  | AHVE60DP1400B* |  | 34200 | 17.5 | 8.6 | 34200 | 30000 | 87.72% | 2 | 0 | 10 |  |  |  | No | R-410A | 2.85 | Residential & Commercial | Ducted CEE Tier 1
210692561 | Central HP <5.4 tons | AMANA | HRCU-A-CB (Split System: Heat Pump with Remote Outdoor Unit-Air-Source) | ASZV903610A* |  |  | CHPF3743C6B*+TXV | A*VM970804CNB* | 33400 | 18 | 8.2 | 34000 | 24400 | 71.76% | 1.8 | 0 | 11 |  |  |  | No | R-410A | 2.7833 | Residential & Commercial | Ducted CEE Tier 1
210692568 | Central HP <5.4 tons | AMANA | HRCU-A-CB (Split System: Heat Pump with Remote Outdoor Unit-Air-Source) | ASZV903610A* |  |  | CSCF3642N6D*+TXV | A*VS800805CUA* | 33800 | 18.5 | 8.2 | 34000 | 24400 | 71.76% | 1.8 | 0 | 11.5 |  |  |  | No | R-410A | 2.8167 | Residential & Commercial | Ducted CEE Tier 1
210692511 | Central HP <5.4 tons | AMANA | HRCU-A-CB (Split System: Heat Pump with Remote Outdoor Unit-Air-Source) | ASZV903610A* |  |  | CA*F3743*6D*+TXV | A*VC801005C*A* | 33600 | 19 | 8.2 | 34000 | 24400 | 71.76% | 1.8 | 0 | 12 |  |  |  | No | R-410A | 2.8 | Residential & Commercial | Ducted CEE Tier 1
210692545 | Central HP <5.4 tons | AMANA | HRCU-A-CB (Split System: Heat Pump with Remote Outdoor Unit-Air-Source) | ASZV903610A* |  |  | CHPF3743C6B*+MBVC1601**-1A*+TXV |  | 33400 | 18 | 8.2 | 34000 | 24400 | 71.76% | 1.8 | 0 | 11 |  |  |  | No | R-410A | 2.7833 | Residential & Commercial | Ducted CEE Tier 1
216571083 | Central HP <5.4 tons | AMERICAN STANDARD | HRCU-A-CB (Split System: Heat Pump with Remote Outdoor Unit-Air-Source) | 5A6V0X48A1 |  |  | 5PX*C007AS3 | *UHMC100CCV4+LRP | 44500 | 20 | 9.7 | 47000 | 34000 | 72.34% | 2.1 | 0 | 11.7 |  |  |  | No | R-454B | 3.7083 | Residential & Commercial | Ducted CEE Tier 1
216051159 | Central HP <5.4 tons | RUUD | HRCU-A-CB (Split System: Heat Pump with Remote Outdoor Unit-Air-Source) | UP19AY60AJVC |  |  | RCFY6021SEAAM | U97MV0855A21DHS | 53500 | 17 | 10 | 53500 | 48500 | 90.65% | 2 | 0 | 10 |  |  |  | No | R-454B | 4.4583 | Residential & Commercial | Ducted CEE Tier 1
216051156 | Central HP <5.4 tons | RUUD | HRCU-A-CB (Split System: Heat Pump with Remote Outdoor Unit-Air-Source) | UP19AY60AJVC |  |  | RCFY6021SEAAM | R962V0855A21M4 | 53500 | 16 | 10 | 53500 | 49000 | 91.59% | 2 | 0 | 10 |  |  |  | No | R-454B | 4.4583 | Residential & Commercial | Ducted CEE Tier 1
214505274 | Central HP <5.4 tons | AMANA | HRCU-A-CB (Split System: Heat Pump with Remote Outdoor Unit-Air-Source) | ASZS60241EA* |  |  | CA*EA2422*4B*+MBVC1200**-1A* |  | 23000 | 17 | 8.6 | 23000 | 16100 | 70% | 2 | 0 | 10 |  |  |  | No | R-410A | 1.9167 | Residential & Commercial | Ducted CEE Tier 1
214505276 | Central HP <5.4 tons | AMANA | HRCU-A-CB (Split System: Heat Pump with Remote Outdoor Unit-Air-Source) | ASZS60241EA* |  |  | CA*EA2422*4B*+MBVC1600**-1A* |  | 23000 | 17 | 8.6 | 23000 | 16100 | 70% | 2 | 0 | 10 |  |  |  | No | R-410A | 1.9167 | Residential & Commercial | Ducted CEE Tier 1
214505419 | Central HP <5.4 tons | AMANA | HRCU-A-CB (Split System: Heat Pump with Remote Outdoor Unit-Air-Source) | ASZS60241EA* |  |  | CA*EA3026*4B*+MBVK16CP1X00A* |  | 23000 | 17 | 8.6 | 23000 | 16100 | 70% | 2 | 0 | 10 |  |  |  | No | R-410A | 1.9167 | Residential & Commercial | Ducted CEE Tier 1
212614955 | Central HP <5.4 tons | AMANA | HRCU-A-CB (Split System: Heat Pump with Remote Outdoor Unit-Air-Source) | ASZS60241EA* |  |  | CA*EA2422*4A* | A*VC960603BNB* | 23000 | 17 | 8.6 | 23000 | 16100 | 70% | 2 | 0 | 10 |  |  |  | No | R-410A | 1.9167 | Residential & Commercial | Ducted CEE Tier 1
212614971 | Central HP <5.4 tons | AMANA | HRCU-A-CB (Split System: Heat Pump with Remote Outdoor Unit-Air-Source) | ASZS60241EA* |  |  | CA*EA3026*4A* | A*VC800804C*A* | 23000 | 17 | 8.6 | 23000 | 16100 | 70% | 2 | 0 | 10 |  |  |  | No | R-410A | 1.9167 | Residential & Commercial | Ducted CEE Tier 1
214572517 | Central HP <5.4 tons | TEMPSTAR | HRCU-A-CB (Split System: Heat Pump with Remote Outdoor Unit-Air-Source) | TVH837GKA** |  |  | EA*4X36L21A*+WALLCON | *97CMN0802120B* | 31600 | 17 | 8.1 | 33000 | 24200 | 73.33% | 1.86 | 0 | 11 |  |  |  | No | R-410A | 2.6333 | Residential & Commercial | Ducted CEE Tier 1
214572737 | Central HP <5.4 tons | TEMPSTAR | HRCU-A-CB (Split System: Heat Pump with Remote Outdoor Unit-Air-Source) | TVH837GKA** |  |  | EA*4X43L21A*+WALLCON | *95CSU1002122B* | 33000 | 17.5 | 8.5 | 32600 | 25000 | 76.69% | 2 | 0 | 11.5 |  |  |  | No | R-410A | 2.75 | Residential & Commercial | Ducted CEE Tier 1
214572767 | Central HP <5.4 tons | TEMPSTAR | HRCU-A-CB (Split System: Heat Pump with Remote Outdoor Unit-Air-Source) | TVH837GKA** |  |  | EA*4X43L21A*+WALLCON | *96CTN0802120B* | 33000 | 18.5 | 8.5 | 32600 | 25000 | 76.69% | 2 | 0 | 11.5 |  |  |  | No | R-410A | 2.75 | Residential & Commercial | Ducted CEE Tier 1
214573017 | Central HP <5.4 tons | TEMPSTAR | HRCU-A-CB (Split System: Heat Pump with Remote Outdoor Unit-Air-Source) | TVH837GKA** |  |  | EA*4X61L24A*+WALLCON | *80CTL0702120B* | 33200 | 18 | 8.5 | 32000 | 24800 | 77.5% | 2 | 0 | 11.5 |  |  |  | No | R-410A | 2.7667 | Residential & Commercial | Ducted CEE Tier 1
210600082 | Central HP <5.4 tons | TEMPSTAR | HRCU-A-CB (Split System: Heat Pump with Remote Outdoor Unit-Air-Source) | TVH837GKA** |  |  | EA*4X60L24A*+WALLCON | *80CSU1002120A* | 32800 | 17 | 8.1 | 32000 | 24800 | 77.5% | 1.96 | 0 | 11 |  |  |  | No | R-410A | 2.7333 | Residential & Commercial | Ducted CEE Tier 1
215676888 | Central HP <5.4 tons | COMFORTMAKER | HRCU-A-CB (Split System: Heat Pump with Remote Outdoor Unit-Air-Source) | C5H0V48*K*AAA* |  |  | EVD5X61M24A*+WALLCON | *80CTL1352422B* | 48500 | 19.5 | 9.5 | 50000 | 36600 | 73.2% | 2.1 | 0 | 10.5 |  |  |  | No | R-454B | 4.0417 | Residential & Commercial | Ducted CEE Tier 1
214075246 | Central HP <5.4 tons | RUUD | HRCU-A-CB (Split System: Heat Pump with Remote Outdoor Unit-Air-Source) | RD17AZ60AJ3N |  |  | RCFZ6024STANM | R801V1005A21DZ | 55500 | 18 | 8.1 | 53500 | 49000 | 91.59% | 1.75 | 0 | 10 |  |  |  | No | R-410A | 4.625 | Residential & Commercial | Ducted CEE Tier 1
214239396 | Central HP <5.4 tons | AIRQUEST | HRCU-A-CB (Split System: Heat Pump with Remote Outdoor Unit-Air-Source) | HVH837GKA2* |  |  | EN(A,D,W)4X60L24**+WALLCON | *97CMN1202422B* | 32800 | 17.5 | 8.1 | 32200 | 24600 | 76.4% | 1.96 | 0 | 11.7 |  |  |  | No | R-410A | 2.7333 | Residential & Commercial | Ducted CEE Tier 1
206136326 | Central HP <5.4 tons | DAY & NIGHT | HRCU-A-CB (Split System: Heat Pump with Remote Outdoor Unit-Air-Source) | CVH837GKA** |  |  | EHD4X36AAL+WALLCON | *95CSU1002122A* | 32200 | 16.5 | 8.1 | 33200 | 24600 | 74.1% | 1.94 | 11.5 | 11 |  |  |  | No | R-410A | 2.6833 | Residential & Commercial | Ducted CEE Tier 1
211245430 | Central HP <5.4 tons | TEMPSTAR | HRCU-A-CB (Split System: Heat Pump with Remote Outdoor Unit-Air-Source) | DLCURAH24ABK |  |  | EN(A,D)4X36L21** | *80VSL0451716A* | 24200 | 16 | 8.1 | 26400 | 22800 | 86.36% | 1.88 | 0 | 10.5 |  |  |  | No | R-410A | 2.0167 | Residential & Commercial | Ducted CEE Tier 1
214396076 | Central HP <5.4 tons | YORK | HRCU-A-CB (Split System: Heat Pump with Remote Outdoor Unit-Air-Source) | HH824E2S11 |  |  | JHE24B5AC2SS1 |  | 23000 | 19 | 9.5 | 23000 | 18300 | 79.57% | 2 | 0 | 12 |  |  |  | No | R-454B | 1.9167 | Residential & Commercial | Ducted CEE Tier 1
214242888 | Central HP <5.4 tons | AIRQUEST | HRCU-A-CB (Split System: Heat Pump with Remote Outdoor Unit-Air-Source) | HVH825GKA2* |  |  | END4X42L17**+WALLCON | *80CTL0901716B* | 24000 | 17 | 8.1 | 21400 | 16600 | 77.57% | 1.98 | 0 | 11.5 |  |  |  | No | R-410A | 2 | Residential & Commercial | Ducted CEE Tier 1
215683586 | Central HP <5.4 tons | BRYANT HEATING AND COOLING SYSTEMS | HRCU-A-CB (Split System: Heat Pump with Remote Outdoor Unit-Air-Source) | 290VAN024**AA* |  |  | CAA**2417AM*+UI | 88*TB48070C17*** | 22800 | 16.5 | 9 | 24000 | 16900 | 70.42% | 1.96 | 0 | 10 |  |  |  | No | R-454B | 1.9 | Residential & Commercial | Ducted CEE Tier 1
215683636 | Central HP <5.4 tons | BRYANT HEATING AND COOLING SYSTEMS | HRCU-A-CB (Split System: Heat Pump with Remote Outdoor Unit-Air-Source) | 290VAN024**AA* |  |  | CAA**3017AM*+UI | 987MC42080C17*** | 23000 | 17 | 8.5 | 23800 | 16700 | 70.17% | 1.86 | 0 | 10 |  |  |  | No | R-454B | 1.9167 | Residential & Commercial | Ducted CEE Tier 1
214242908 | Central HP <5.4 tons | AIRQUEST | HRCU-A-CB (Split System: Heat Pump with Remote Outdoor Unit-Air-Source) | HVH825GKA2* |  |  | END4X42L17**+WALLCON | *97CMN0601714B* | 23800 | 16 | 8.1 | 21400 | 16700 | 78.04% | 1.98 | 0 | 11 |  |  |  | No | R-410A | 1.9833 | Residential & Commercial | Ducted CEE Tier 1
214242988 | Central HP <5.4 tons | AIRQUEST | HRCU-A-CB (Split System: Heat Pump with Remote Outdoor Unit-Air-Source) | HVH825GKA2* |  |  | EN(A,D,W)4X42L21**+WALLCON | *80CTL0902120B* | 23800 | 16.5 | 8.1 | 21400 | 16700 | 78.04% | 1.96 | 0 | 11 |  |  |  | No | R-410A | 1.9833 | Residential & Commercial | Ducted CEE Tier 1
214243008 | Central HP <5.4 tons | AIRQUEST | HRCU-A-CB (Split System: Heat Pump with Remote Outdoor Unit-Air-Source) | HVH825GKA2* |  |  | EN(A,D,W)4X42L21**+WALLCON | *95CSU0601716B* | 23600 | 16.5 | 8.1 | 21400 | 16700 | 78.04% | 1.96 | 0 | 11 |  |  |  | No | R-410A | 1.9667 | Residential & Commercial | Ducted CEE Tier 1
214243088 | Central HP <5.4 tons | AIRQUEST | HRCU-A-CB (Split System: Heat Pump with Remote Outdoor Unit-Air-Source) | HVH825GKA2* |  |  | EN(A,D,W)4X48L21**+WALLCON | *80CTL0701716B* | 24000 | 17 | 8.1 | 21400 | 16600 | 77.57% | 2 | 0 | 11 |  |  |  | No | R-410A | 2 | Residential & Commercial | Ducted CEE Tier 1
215934787 | Central HP <5.4 tons | AIRQUEST | HRCU-A-CB (Split System: Heat Pump with Remote Outdoor Unit-Air-Source) | H5H3V36*K*AAA* |  |  | EVM5X44M21A*+WALLCON | *80CSU0601716A* | 35600 | 22 | 8.5 | 38000 | 28600 | 75.26% | 2.02 | 0 | 12 |  |  |  | No | R-454B | 2.9667 | Residential & Commercial | Ducted CEE Tier 1
214075563 | Central HP <5.4 tons | RUUD | HRCU-A-CB (Split System: Heat Pump with Remote Outdoor Unit-Air-Source) | RD17AZ24AJ3N |  |  | RCFZ2417MTANM | R801V0504A17UHU | 22400 | 17 | 8.1 | 22400 | 17000 | 75.89% | 2 | 0 | 10 |  |  |  | No | R-410A | 1.8667 | Residential & Commercial | Ducted CEE Tier 1
215934225 | Central HP <5.4 tons | BRYANT HEATING AND COOLING SYSTEMS | HRCU-A-CB (Split System: Heat Pump with Remote Outdoor Unit-Air-Source) | 293VAN048**AA* |  |  | CAA**6121AM*+UI | 935CB66100C21*** | 45500 | 21.5 | 9.5 | 48500 | 36600 | 75.46% | 2 | 0 | 11.5 |  |  |  | No | R-454B | 3.7917 | Residential & Commercial | Ducted CEE Tier 1
216571101 | Central HP <5.4 tons | AMERICAN STANDARD | HRCU-A-CB (Split System: Heat Pump with Remote Outdoor Unit-Air-Source) | 5A6V0X48A1 |  |  | 5PX*D008AS3 | *UHMD120CCV5+LRP | 44000 | 20 | 9.7 | 47000 | 33800 | 71.91% | 2.1 | 0 | 12 |  |  |  | No | R-454B | 3.6667 | Residential & Commercial | Ducted CEE Tier 1
210692527 | Central HP <5.4 tons | AMANA | HRCU-A-CB (Split System: Heat Pump with Remote Outdoor Unit-Air-Source) | ASZV903610A* |  |  | CHPF3642C6C*+TXV | A*VS800604BUA* | 33400 | 18 | 8.2 | 34000 | 24400 | 71.76% | 1.8 | 0 | 11 |  |  |  | No | R-410A | 2.7833 | Residential & Commercial | Ducted CEE Tier 1
210692570 | Central HP <5.4 tons | AMANA | HRCU-A-CB (Split System: Heat Pump with Remote Outdoor Unit-Air-Source) | ASZV903610A* |  |  | CSCF3642N6D*+TXV | A*VC801005C*A* | 33800 | 18.5 | 8.2 | 34000 | 24400 | 71.76% | 1.8 | 0 | 11.5 |  |  |  | No | R-410A | 2.8167 | Residential & Commercial | Ducted CEE Tier 1
210692577 | Central HP <5.4 tons | AMANA | HRCU-A-CB (Split System: Heat Pump with Remote Outdoor Unit-Air-Source) | ASZV903610A* |  |  | CSCF3642N6D*+TXV | A*VC961005CNB* | 33800 | 18.5 | 8.2 | 34000 | 24400 | 71.76% | 1.8 | 0 | 11.5 |  |  |  | No | R-410A | 2.8167 | Residential & Commercial | Ducted CEE Tier 1
211230694 | Central HP <5.4 tons | COMFORTMAKER | HRCU-A-CB (Split System: Heat Pump with Remote Outdoor Unit-Air-Source) | DLCURAH36ABK |  |  | EN(A,D)4X48L24** | *96VSN0802120A* | 36200 | 16 | 8.1 | 38500 | 34800 | 90.39% | 2.02 | 0 | 10 |  |  |  | No | R-410A | 3.0167 | Residential & Commercial | Ducted CEE Tier 1
215683948 | Central HP <5.4 tons | BRYANT HEATING AND COOLING SYSTEMS | HRCU-A-CB (Split System: Heat Pump with Remote Outdoor Unit-Air-Source) | 290VAN036**AA* |  |  | CAA**4221AM*+UI | 88*TB60110C21*** | 33200 | 18 | 9 | 35800 | 25600 | 71.51% | 1.84 | 0 | 10 |  |  |  | No | R-454B | 2.7667 | Residential & Commercial | Ducted CEE Tier 1
215683680 | Central HP <5.4 tons | BRYANT HEATING AND COOLING SYSTEMS | HRCU-A-CB (Split System: Heat Pump with Remote Outdoor Unit-Air-Source) | 290VAN024**AA* |  |  | CAA**3717AM*+UI | 987MC42080C17*** | 23800 | 17 | 9 | 23400 | 16500 | 70.51% | 2 | 0 | 10.5 |  |  |  | No | R-454B | 1.9833 | Residential & Commercial | Ducted CEE Tier 1
215683686 | Central HP <5.4 tons | BRYANT HEATING AND COOLING SYSTEMS | HRCU-A-CB (Split System: Heat Pump with Remote Outdoor Unit-Air-Source) | 290VAN024**AA* |  |  | CAA**3717AM*+UI | 986TD42080C17*** | 23800 | 17 | 9 | 23400 | 16500 | 70.51% | 2 | 0 | 10.5 |  |  |  | No | R-454B | 1.9833 | Residential & Commercial | Ducted CEE Tier 1
215683706 | Central HP <5.4 tons | BRYANT HEATING AND COOLING SYSTEMS | HRCU-A-CB (Split System: Heat Pump with Remote Outdoor Unit-Air-Source) | 290VAN024**AA* |  |  | CAA**3721AM*+UI | 987MC42060C17*** | 24000 | 17 | 9 | 23400 | 16400 | 70.09% | 2.02 | 0 | 10.5 |  |  |  | No | R-454B | 2 | Residential & Commercial | Ducted CEE Tier 1
210798393 | Central HP <5.4 tons | AMANA | HRCU-A-CB (Split System: Heat Pump with Remote Outdoor Unit-Air-Source) | ASZS601810A* |  |  | CA*EA1818*4A* | A*VS960603BUA* | 16600 | 17.5 | 8.5 | 17400 | 13000 | 74.71% | 2.1 | 0 | 10.9 |  |  |  | No | R-410A | 1.3833 | Residential & Commercial | Ducted CEE Tier 1
210798423 | Central HP <5.4 tons | AMANA | HRCU-A-CB (Split System: Heat Pump with Remote Outdoor Unit-Air-Source) | ASZS601810A* |  |  | CA*EA2422*4A* | A*VM970804CNB* | 16600 | 17.5 | 8.5 | 17400 | 13000 | 74.71% | 2.1 | 0 | 10.9 |  |  |  | No | R-410A | 1.3833 | Residential & Commercial | Ducted CEE Tier 1
214505381 | Central HP <5.4 tons | AMANA | HRCU-A-CB (Split System: Heat Pump with Remote Outdoor Unit-Air-Source) | ASZS60241EA* |  |  | CA*EA3026*4B* | A*VM970603BNB* | 23000 | 17 | 8.6 | 23000 | 16100 | 70% | 2 | 0 | 10 |  |  |  | No | R-410A | 1.9167 | Residential & Commercial | Ducted CEE Tier 1
214505411 | Central HP <5.4 tons | AMANA | HRCU-A-CB (Split System: Heat Pump with Remote Outdoor Unit-Air-Source) | ASZS60241EA* |  |  | CA*EA2422*4B*+MBVK12BP1X00A* |  | 23000 | 17 | 8.6 | 23000 | 16100 | 70% | 2 | 0 | 10 |  |  |  | No | R-410A | 1.9167 | Residential & Commercial | Ducted CEE Tier 1
214505414 | Central HP <5.4 tons | AMANA | HRCU-A-CB (Split System: Heat Pump with Remote Outdoor Unit-Air-Source) | ASZS60241EA* |  |  | CA*EA2422*4B*+MBVK16CP1X00A* |  | 23000 | 17 | 8.6 | 23000 | 16100 | 70% | 2 | 0 | 10 |  |  |  | No | R-410A | 1.9167 | Residential & Commercial | Ducted CEE Tier 1
215683912 | Central HP <5.4 tons | BRYANT HEATING AND COOLING SYSTEMS | HRCU-A-CB (Split System: Heat Pump with Remote Outdoor Unit-Air-Source) | 290VAN036**AA* |  |  | CAA**3721AM*+UI | 935CB60080C21*** | 34400 | 17.5 | 9 | 35400 | 25200 | 71.19% | 1.9 | 0 | 10 |  |  |  | No | R-454B | 2.8667 | Residential & Commercial | Ducted CEE Tier 1
215683930 | Central HP <5.4 tons | BRYANT HEATING AND COOLING SYSTEMS | HRCU-A-CB (Split System: Heat Pump with Remote Outdoor Unit-Air-Source) | 290VAN036**AA* |  |  | CAA**3721AM*+UI | 986TD66100C21*** | 34600 | 18 | 9 | 35200 | 25000 | 71.02% | 1.9 | 0 | 10 |  |  |  | No | R-454B | 2.8833 | Residential & Commercial | Ducted CEE Tier 1
213075896 | Central HP <5.4 tons | TEMPSTAR | HRCU-A-CB (Split System: Heat Pump with Remote Outdoor Unit-Air-Source) | DLCURAH36ABK |  |  | EA*4X37L21A* | *95MSU1002120A* | 36400 | 16 | 8.5 | 38000 | 34800 | 91.58% | 2.06 | 0 | 10 |  |  |  | No | R-410A | 3.0333 | Residential & Commercial | Ducted CEE Tier 1
214239696 | Central HP <5.4 tons | AIRQUEST | HRCU-A-CB (Split System: Heat Pump with Remote Outdoor Unit-Air-Source) | HVH837GKA** |  |  | END4X42L17**+WALLCON | *97CMN0801714B* | 32000 | 16.5 | 8.1 | 33200 | 24800 | 74.7% | 1.88 | 0 | 11 |  |  |  | No | R-410A | 2.6667 | Residential & Commercial | Ducted CEE Tier 1
214239846 | Central HP <5.4 tons | AIRQUEST | HRCU-A-CB (Split System: Heat Pump with Remote Outdoor Unit-Air-Source) | HVH837GKA** |  |  | EN(A,D,W)4X48L21**+WALLCON | *80CTL0451712B* | 32200 | 16.5 | 8.1 | 33200 | 25000 | 75.3% | 1.9 | 0 | 11 |  |  |  | No | R-410A | 2.6833 | Residential & Commercial | Ducted CEE Tier 1
214239596 | Central HP <5.4 tons | AIRQUEST | HRCU-A-CB (Split System: Heat Pump with Remote Outdoor Unit-Air-Source) | HVH837GKA** |  |  | EN(A,D)4X36L21**+WALLCON | *97CMN1002122B* | 31400 | 16.5 | 8.1 | 33000 | 24000 | 72.73% | 1.82 | 0 | 11 |  |  |  | No | R-410A | 2.6167 | Residential & Commercial | Ducted CEE Tier 1
214242338 | Central HP <5.4 tons | AIRQUEST | HRCU-A-CB (Split System: Heat Pump with Remote Outdoor Unit-Air-Source) | HVH825GKA3* |  |  | EN(A,D)4X48L24**+WALLCON | *80CTL1102120B* | 24200 | 17 | 8.1 | 21200 | 16500 | 77.83% | 2 | 0 | 11 |  |  |  | No | R-410A | 2.0167 | Residential & Commercial | Ducted CEE Tier 1
204456838 | Central HP <5.4 tons | DAY & NIGHT | HRCU-A-CB (Split System: Heat Pump with Remote Outdoor Unit-Air-Source) | CVH825GKA2* |  |  | EA*4X37L17A*+WALLCON | *96CTN0601714A* | 24000 | 16 | 8.1 | 21400 | 16800 | 78.5% | 1.98 | 11 | 11 |  |  |  | No | R-410A | 2 | Residential & Commercial | Ducted CEE Tier 1
204456504 | Central HP <5.4 tons | DAY & NIGHT | HRCU-A-CB (Split System: Heat Pump with Remote Outdoor Unit-Air-Source) | CVH825GKA2* |  |  | EA*4X25L17A*+WALLCON | *80CTL0901716A* | 24400 | 17.5 | 8.5 | 21200 | 16600 | 78.3% | 2.04 | 12 | 11.5 |  |  |  | No | R-410A | 2.0333 | Residential & Commercial | Ducted CEE Tier 1
213075944 | Central HP <5.4 tons | TEMPSTAR | HRCU-A-CB (Split System: Heat Pump with Remote Outdoor Unit-Air-Source) | DLCURAH36ABK |  |  | EA*4X48L21A* | *95MSU1002120A* | 36000 | 16 | 8.5 | 38000 | 34800 | 91.58% | 2.04 | 0 | 10 |  |  |  | No | R-410A | 3 | Residential & Commercial | Ducted CEE Tier 1
215683988 | Central HP <5.4 tons | BRYANT HEATING AND COOLING SYSTEMS | HRCU-A-CB (Split System: Heat Pump with Remote Outdoor Unit-Air-Source) | 290VAN036**AA* |  |  | CAA**4321AM*+UI | 88*TB60110C21*** | 34600 | 18 | 9 | 35200 | 25000 | 71.02% | 1.9 | 0 | 10 |  |  |  | No | R-454B | 2.8833 | Residential & Commercial | Ducted CEE Tier 1
210470376 | Central HP <5.4 tons | HEIL | HRCU-A-CB (Split System: Heat Pump with Remote Outdoor Unit-Air-Source) | HVH837GKA2* |  |  | EA*4X61L21A*+WALLCON | *95CSU0802120A* | 33200 | 18 | 8.5 | 32000 | 24800 | 77.5% | 2 | 0 | 11.5 |  |  |  | No | R-410A | 2.7667 | Residential & Commercial | Ducted CEE Tier 1
210470921 | Central HP <5.4 tons | HEIL | HRCU-A-CB (Split System: Heat Pump with Remote Outdoor Unit-Air-Source) | HVH837GKA2* |  |  | EN(A,D,W)4X60L24**+WALLCON | *80CTL1352422A* | 32800 | 18 | 8.1 | 32200 | 24600 | 76.4% | 1.98 | 0 | 12 |  |  |  | No | R-410A | 2.7333 | Residential & Commercial | Ducted CEE Tier 1
214239036 | Central HP <5.4 tons | AIRQUEST | HRCU-A-CB (Split System: Heat Pump with Remote Outdoor Unit-Air-Source) | HVH837GKA2* |  |  | END4X42L17**+WALLCON | *96CTN0801714B* | 32000 | 16.5 | 8.1 | 33000 | 24800 | 75.15% | 1.9 | 0 | 11 |  |  |  | No | R-410A | 2.6667 | Residential & Commercial | Ducted CEE Tier 1
214239086 | Central HP <5.4 tons | AIRQUEST | HRCU-A-CB (Split System: Heat Pump with Remote Outdoor Unit-Air-Source) | HVH837GKA2* |  |  | EN(A,D,W)4X42L21**+WALLCON | *80CTL1102120B* | 31800 | 17 | 8.1 | 33000 | 24400 | 73.94% | 1.88 | 0 | 11 |  |  |  | No | R-410A | 2.65 | Residential & Commercial | Ducted CEE Tier 1
215931677 | Central HP <5.4 tons | AIRQUEST | HRCU-A-CB (Split System: Heat Pump with Remote Outdoor Unit-Air-Source) | H5H3V60*K*AAA* |  |  | EA*5X61M24A*+WALLCON | *80CSU1002120A* | 57000 | 19 | 8.5 | 60500 | 46500 | 76.86% | 2.02 | 0 | 11 |  |  |  | No | R-454B | 4.75 | Residential & Commercial | Ducted CEE Tier 1
214097539 | Central HP <5.4 tons | SURE | HRCU-A-CB (Split System: Heat Pump with Remote Outdoor Unit-Air-Source) | RD17AZ48AJ3N |  |  | TCFZ6024SEANM | S98MV1155A24UPS | 45500 | 17 | 8.1 | 45500 | 40500 | 89.01% | 2.1 | 0 | 10 |  |  |  | No | R-410A | 3.7917 | Residential & Commercial | Ducted CEE Tier 1
214097543 | Central HP <5.4 tons | SURE | HRCU-A-CB (Split System: Heat Pump with Remote Outdoor Unit-Air-Source) | RD17AZ48AJ3N |  |  | TCFZ6024SEANM | S98MV0855A21UPS | 45500 | 16 | 8.1 | 45500 | 40500 | 89.01% | 2.1 | 0 | 10 |  |  |  | No | R-410A | 3.7917 | Residential & Commercial | Ducted CEE Tier 1
214097548 | Central HP <5.4 tons | SURE | HRCU-A-CB (Split System: Heat Pump with Remote Outdoor Unit-Air-Source) | RD17AZ48AJ3N |  |  | TCFZ6024SEANM | S97MV0855A21DHS | 45500 | 16 | 8.1 | 45500 | 40500 | 89.01% | 2.1 | 0 | 10 |  |  |  | No | R-410A | 3.7917 | Residential & Commercial | Ducted CEE Tier 1
215683630 | Central HP <5.4 tons | BRYANT HEATING AND COOLING SYSTEMS | HRCU-A-CB (Split System: Heat Pump with Remote Outdoor Unit-Air-Source) | 290VAN024**AA* |  |  | CAA**3017AM*+UI | 88*TB48070C17*** | 23000 | 17 | 9 | 23800 | 16700 | 70.17% | 1.96 | 0 | 10 |  |  |  | No | R-454B | 1.9167 | Residential & Commercial | Ducted CEE Tier 1
215683662 | Central HP <5.4 tons | BRYANT HEATING AND COOLING SYSTEMS | HRCU-A-CB (Split System: Heat Pump with Remote Outdoor Unit-Air-Source) | 290VAN024**AA* |  |  | CAA**3617AM*+UI | 986TD42060C17*** | 23000 | 17 | 9 | 23800 | 16700 | 70.17% | 1.96 | 0 | 10 |  |  |  | No | R-454B | 1.9167 | Residential & Commercial | Ducted CEE Tier 1
210692503 | Central HP <5.4 tons | AMANA | HRCU-A-CB (Split System: Heat Pump with Remote Outdoor Unit-Air-Source) | ASZV903610A* |  |  | CA*F3137*6A*+TXV | A*VM970603BNB* | 33600 | 18.5 | 8.2 | 34000 | 24400 | 71.76% | 1.8 | 0 | 11.5 |  |  |  | No | R-410A | 2.8 | Residential & Commercial | Ducted CEE Tier 1
210692517 | Central HP <5.4 tons | AMANA | HRCU-A-CB (Split System: Heat Pump with Remote Outdoor Unit-Air-Source) | ASZV903610A* |  |  | CA*F3743*6D*+TXV | A*VS960805CUA* | 33600 | 18.5 | 8.2 | 34000 | 24400 | 71.76% | 1.8 | 0 | 12 |  |  |  | No | R-410A | 2.8 | Residential & Commercial | Ducted CEE Tier 1
216453211 | Central HP <5.4 tons | TRANE | HRCU-A-CB (Split System: Heat Pump with Remote Outdoor Unit-Air-Source) | 5TWV0X48A1 |  |  | 5TXCD010AS3 | S8V2D120M5PDB | 46000 | 20.4 | 10 | 47000 | 33600 | 71.49% | 2.1 | 0 | 12 |  |  |  | No | R-454B | 3.8333 | Residential & Commercial | Ducted CEE Tier 1
210692537 | Central HP <5.4 tons | AMANA | HRCU-A-CB (Split System: Heat Pump with Remote Outdoor Unit-Air-Source) | ASZV903610A* |  |  | CHPF3642C6C*+TXV | A*VC960804CNB* | 33400 | 18 | 8.2 | 34000 | 24400 | 71.76% | 1.8 | 0 | 11 |  |  |  | No | R-410A | 2.7833 | Residential & Commercial | Ducted CEE Tier 1
210692538 | Central HP <5.4 tons | AMANA | HRCU-A-CB (Split System: Heat Pump with Remote Outdoor Unit-Air-Source) | ASZV903610A* |  |  | CHPF3642C6C*+TXV | A*VS960805CUA* | 33400 | 18 | 8.2 | 34000 | 24400 | 71.76% | 1.8 | 0 | 11 |  |  |  | No | R-410A | 2.7833 | Residential & Commercial | Ducted CEE Tier 1
216571120 | Central HP <5.4 tons | TRANE | HRCU-A-CB (Split System: Heat Pump with Remote Outdoor Unit-Air-Source) | 5TWV0X48A1 |  |  | 5TXCC007AS3 | S8V2C080M5PDB | 44500 | 20 | 9.7 | 47500 | 34000 | 71.58% | 2.1 | 0 | 11.7 |  |  |  | No | R-454B | 3.7083 | Residential & Commercial | Ducted CEE Tier 1
216571138 | Central HP <5.4 tons | TRANE | HRCU-A-CB (Split System: Heat Pump with Remote Outdoor Unit-Air-Source) | 5TWV0X48A1 |  |  | 5TXCD010AS3 | S8V2C080M5PDB | 45000 | 20 | 9.7 | 47000 | 33600 | 71.49% | 2.1 | 0 | 12 |  |  |  | No | R-454B | 3.75 | Residential & Commercial | Ducted CEE Tier 1
215683602 | Central HP <5.4 tons | BRYANT HEATING AND COOLING SYSTEMS | HRCU-A-CB (Split System: Heat Pump with Remote Outdoor Unit-Air-Source) | 290VAN024**AA* |  |  | CAA**2517AM*+UI | 88*TB36070C14*** | 24000 | 17.5 | 9 | 23200 | 16400 | 70.69% | 2 | 0 | 10.5 |  |  |  | No | R-454B | 2 | Residential & Commercial | Ducted CEE Tier 1
215683652 | Central HP <5.4 tons | BRYANT HEATING AND COOLING SYSTEMS | HRCU-A-CB (Split System: Heat Pump with Remote Outdoor Unit-Air-Source) | 290VAN024**AA* |  |  | CAA**3617AM*+UI | 88*TB48070C17*** | 23200 | 17 | 9 | 23600 | 16600 | 70.34% | 1.98 | 0 | 10 |  |  |  | No | R-454B | 1.9333 | Residential & Commercial | Ducted CEE Tier 1
215683716 | Central HP <5.4 tons | BRYANT HEATING AND COOLING SYSTEMS | HRCU-A-CB (Split System: Heat Pump with Remote Outdoor Unit-Air-Source) | 290VAN024**AA* |  |  | CAA**3721AM*+UI | 986TD42080C17*** | 24000 | 17.5 | 9 | 23200 | 16300 | 70.26% | 2.02 | 0 | 10.5 |  |  |  | No | R-454B | 2 | Residential & Commercial | Ducted CEE Tier 1
210600125 | Central HP <5.4 tons | TEMPSTAR | HRCU-A-CB (Split System: Heat Pump with Remote Outdoor Unit-Air-Source) | TVH837GKA** |  |  | EHD4X60AAL+WALLCON | *80CSU0401712A* | 33000 | 17 | 8.1 | 32200 | 24800 | 77.02% | 1.98 | 0 | 11 |  |  |  | No | R-410A | 2.75 | Residential & Commercial | Ducted CEE Tier 1
214573007 | Central HP <5.4 tons | TEMPSTAR | HRCU-A-CB (Split System: Heat Pump with Remote Outdoor Unit-Air-Source) | TVH837GKA** |  |  | EA*4X61L21A*+WALLCON | *96CTN0802120B* | 33200 | 18.5 | 8.5 | 31800 | 24800 | 77.99% | 2 | 0 | 11.5 |  |  |  | No | R-410A | 2.7667 | Residential & Commercial | Ducted CEE Tier 1
214573207 | Central HP <5.4 tons | TEMPSTAR | HRCU-A-CB (Split System: Heat Pump with Remote Outdoor Unit-Air-Source) | TVH837GKA** |  |  | EHD4X48AAL+WALLCON | *95CSU0802120B* | 32600 | 17.5 | 8.5 | 32800 | 25000 | 76.22% | 1.98 | 0 | 11 |  |  |  | No | R-410A | 2.7167 | Residential & Commercial | Ducted CEE Tier 1
214573407 | Central HP <5.4 tons | TEMPSTAR | HRCU-A-CB (Split System: Heat Pump with Remote Outdoor Unit-Air-Source) | TVH837GKA** |  |  | EN(A,D,W)4X42L21**+WALLCON | *97CMN0602120B* | 31600 | 16.5 | 8.1 | 33200 | 24600 | 74.1% | 1.86 | 0 | 11 |  |  |  | No | R-410A | 2.6333 | Residential & Commercial | Ducted CEE Tier 1
214398646 | Central HP <5.4 tons | JOHNSON CONTROLS | HRCU-A-CB (Split System: Heat Pump with Remote Outdoor Unit-Air-Source) | HH860E2S11 |  |  | CTF60C5CGS1 | TM8V080C16MP12 | 43500 | 18 | 9 | 44000 | 33400 | 75.91% | 2 | 0 | 11.7 |  |  |  | No | R-454B | 3.625 | Residential & Commercial | Ducted CEE Tier 1
216374609 | Central HP <5.4 tons | JOHNSON CONTROLS | HRCU-A-CB (Split System: Heat Pump with Remote Outdoor Unit-Air-Source) | HH860E2S11 |  |  | CTM60C5CGS1 | Z9ET080C16SMPS1 | 44000 | 18 | 9 | 45000 | 32800 | 72.89% | 2 | 0 | 11 |  |  |  | No | R-454B | 3.6667 | Residential & Commercial | Ducted CEE Tier 1
214571137 | Central HP <5.4 tons | TEMPSTAR | HRCU-A-CB (Split System: Heat Pump with Remote Outdoor Unit-Air-Source) | TVH825GKA3* |  |  | EN(A,D)4X36L21**+WALLCON | *97CMN0802120B* | 23400 | 16.5 | 8.1 | 21600 | 16700 | 77.31% | 1.92 | 0 | 11 |  |  |  | No | R-410A | 1.95 | Residential & Commercial | Ducted CEE Tier 1
214571157 | Central HP <5.4 tons | TEMPSTAR | HRCU-A-CB (Split System: Heat Pump with Remote Outdoor Unit-Air-Source) | TVH825GKA3* |  |  | EN(A,D,W)4X42L21**+WALLCON | *80CTL0702120B* | 23800 | 16.5 | 8.1 | 21400 | 16700 | 78.04% | 1.96 | 0 | 11 |  |  |  | No | R-410A | 1.9833 | Residential & Commercial | Ducted CEE Tier 1
209852065 | Central HP <5.4 tons | DAY & NIGHT | HRCU-A-CB (Split System: Heat Pump with Remote Outdoor Unit-Air-Source) | DLCURAH36ABK |  |  | DLFUAAH36XAK |  | 36000 | 16 | 9.5 | 40000 | 34400 | 86% | 1.97 | 10.5 | 10 |  |  |  | No | R-410A | 3 | Residential & Commercial | Ducted CEE Tier 1
210607578 | Central HP <5.4 tons | AMANA | HRCU-A-CB (Split System: Heat Pump with Remote Outdoor Unit-Air-Source) | ASZV903610A* |  |  | CA*F3743*6D*+MBVC1601**-1A*+TX |  | 34200 | 19 | 8.2 | 34200 | 24400 | 71.35% | 1.85 | 0 | 12 |  |  |  | No | R-410A | 2.85 | Residential & Commercial | Ducted CEE Tier 1
210692501 | Central HP <5.4 tons | AMANA | HRCU-A-CB (Split System: Heat Pump with Remote Outdoor Unit-Air-Source) | ASZV903610A* |  |  | CA*F3137*6A*+TXV | A*VC960603BNB* | 33600 | 18 | 8.2 | 34000 | 24400 | 71.76% | 1.8 | 0 | 11.5 |  |  |  | No | R-410A | 2.8 | Residential & Commercial | Ducted CEE Tier 1
210692526 | Central HP <5.4 tons | AMANA | HRCU-A-CB (Split System: Heat Pump with Remote Outdoor Unit-Air-Source) | ASZV903610A* |  |  | CHPF3642C6C*+MBVC1601**-1A*+TXV |  | 33400 | 18 | 8.2 | 34000 | 24400 | 71.76% | 1.8 | 0 | 11 |  |  |  | No | R-410A | 2.7833 | Residential & Commercial | Ducted CEE Tier 1
210692544 | Central HP <5.4 tons | AMANA | HRCU-A-CB (Split System: Heat Pump with Remote Outdoor Unit-Air-Source) | ASZV903610A* |  |  | CHPF3743C6B*+MBVC1201**-1A*+TXV |  | 33400 | 18 | 8.2 | 34000 | 24400 | 71.76% | 1.8 | 0 | 11 |  |  |  | No | R-410A | 2.7833 | Residential & Commercial | Ducted CEE Tier 1
210692551 | Central HP <5.4 tons | AMANA | HRCU-A-CB (Split System: Heat Pump with Remote Outdoor Unit-Air-Source) | ASZV903610A* |  |  | CHPF3743C6B*+TXV | A*VC801005C*A* | 33400 | 18 | 8.2 | 34000 | 24400 | 71.76% | 1.8 | 0 | 11 |  |  |  | No | R-410A | 2.7833 | Residential & Commercial | Ducted CEE Tier 1
215683986 | Central HP <5.4 tons | BRYANT HEATING AND COOLING SYSTEMS | HRCU-A-CB (Split System: Heat Pump with Remote Outdoor Unit-Air-Source) | 290VAN036**AA* |  |  | CAA**4321AM*+UI | 88*TB60090C21*** | 34600 | 18 | 9 | 35200 | 25000 | 71.02% | 1.9 | 0 | 10 |  |  |  | No | R-454B | 2.8833 | Residential & Commercial | Ducted CEE Tier 1
215683962 | Central HP <5.4 tons | BRYANT HEATING AND COOLING SYSTEMS | HRCU-A-CB (Split System: Heat Pump with Remote Outdoor Unit-Air-Source) | 290VAN036**AA* |  |  | CAA**4221AM*+UI | 987MC60080C21*** | 33200 | 17.5 | 9 | 35800 | 25600 | 71.51% | 1.86 | 0 | 10 |  |  |  | No | R-454B | 2.7667 | Residential & Commercial | Ducted CEE Tier 1
213076852 | Central HP <5.4 tons | COMFORTMAKER | HRCU-A-CB (Split System: Heat Pump with Remote Outdoor Unit-Air-Source) | DLCURAH36ABK |  |  | EN(A,D)4X48L24** | *80VTL1102122B* | 36400 | 16.5 | 8.1 | 38500 | 35000 | 90.91% | 2.02 | 0 | 10.5 |  |  |  | No | R-410A | 3.0333 | Residential & Commercial | Ducted CEE Tier 1
213076979 | Central HP <5.4 tons | COMFORTMAKER | HRCU-A-CB (Split System: Heat Pump with Remote Outdoor Unit-Air-Source) | DLCURAH36ABK |  |  | EA*4X43L21A* | *96VSN0801716B* | 36600 | 15.5 | 8.5 | 38500 | 35000 | 90.91% | 2.06 | 0 | 10 |  |  |  | No | R-410A | 3.05 | Residential & Commercial | Ducted CEE Tier 1
211227059 | Central HP <5.4 tons | COMFORTMAKER | HRCU-A-CB (Split System: Heat Pump with Remote Outdoor Unit-Air-Source) | DLCURAH36ABK |  |  | EA*4X37L21A* | *95ESN0802120A* | 37200 | 15.5 | 8.5 | 38500 | 35000 | 90.91% | 2.12 | 0 | 10 |  |  |  | No | R-410A | 3.1 | Residential & Commercial | Ducted CEE Tier 1
210532877 | Central HP <5.4 tons | BRYANT HEATING AND COOLING SYSTEMS | HRCU-A-CB (Split System: Heat Pump with Remote Outdoor Unit-Air-Source) | 284ANV048*0**B* |  |  | CAP**6024AL*+UI | 88*TA60090C21*** | 44500 | 21.5 | 9.5 | 46000 | 36200 | 78.7% | 2.36 | 0 | 12 |  |  |  | No | R-410A | 3.7083 | Residential & Commercial | Ducted CEE Tier 1
210692512 | Central HP <5.4 tons | AMANA | HRCU-A-CB (Split System: Heat Pump with Remote Outdoor Unit-Air-Source) | ASZV903610A* |  |  | CA*F3743*6D*+TXV | A*VC960403BNB* | 33600 | 18.5 | 8.2 | 34000 | 24400 | 71.76% | 1.8 | 0 | 11.5 |  |  |  | No | R-410A | 2.8 | Residential & Commercial | Ducted CEE Tier 1
214075296 | Central HP <5.4 tons | RUUD | HRCU-A-CB (Split System: Heat Pump with Remote Outdoor Unit-Air-Source) | RD17AZ60AJ3N |  |  | RCFZ6024STANM | R801V1005A21UHN | 55500 | 18 | 8.1 | 53500 | 49000 | 91.59% | 1.75 | 0 | 10 |  |  |  | No | R-410A | 4.625 | Residential & Commercial | Ducted CEE Tier 1
214075321 | Central HP <5.4 tons | RUUD | HRCU-A-CB (Split System: Heat Pump with Remote Outdoor Unit-Air-Source) | RD17AZ60AJ3N |  |  | RCFZ6024STANM | R951V0855A21M4S | 55000 | 17 | 8.1 | 54000 | 49500 | 91.67% | 1.75 | 0 | 10 |  |  |  | No | R-410A | 4.5833 | Residential & Commercial | Ducted CEE Tier 1
214075364 | Central HP <5.4 tons | RUUD | HRCU-A-CB (Split System: Heat Pump with Remote Outdoor Unit-Air-Source) | RD17AZ60AJ3N |  |  | RCFZ6024STANM | U97MV0855A21DHS | 55000 | 18 | 8.1 | 54000 | 49500 | 91.67% | 1.75 | 0 | 10 |  |  |  | No | R-410A | 4.5833 | Residential & Commercial | Ducted CEE Tier 1
211258021 | Central HP <5.4 tons | CARRIER | HRCU-A-CB (Split System: Heat Pump with Remote Outdoor Unit-Air-Source) | 38MURAQ18AB3* |  |  | CNPV*2417AL* | 59TP6B060V17**14 | 17600 | 15.5 | 8.5 | 18600 | 18900 | 101.6% | 2.26 | 0 | 10.5 |  |  |  | No | R-410A | 1.4667 | Residential & Commercial | Ducted CEE Tier 1
211258022 | Central HP <5.4 tons | CARRIER | HRCU-A-CB (Split System: Heat Pump with Remote Outdoor Unit-Air-Source) | 38MURAQ18AB3* |  |  | CNPV*2417AL* | 58S(B,C)*A045E14**12 | 18000 | 16 | 8.5 | 18900 | 18700 | 98.94% | 2.26 | 0 | 11 |  |  |  | No | R-410A | 1.5 | Residential & Commercial | Ducted CEE Tier 1
211258023 | Central HP <5.4 tons | CARRIER | HRCU-A-CB (Split System: Heat Pump with Remote Outdoor Unit-Air-Source) | 38MURAQ18AB3* |  |  | CNPV*2417AL* | 58S(B,C)*A045E17**12 | 18400 | 15.5 | 8.5 | 19400 | 18500 | 95.36% | 2.24 | 0 | 11 |  |  |  | No | R-410A | 1.5333 | Residential & Commercial | Ducted CEE Tier 1
215675818 | Central HP <5.4 tons | COMFORTMAKER | HRCU-A-CB (Split System: Heat Pump with Remote Outdoor Unit-Air-Source) | C5H0V48*K*AAA* |  |  | EVM5X60M21A*+WALLCON | *97CMN1002122B* | 48000 | 19 | 9 | 50000 | 36800 | 73.6% | 2 | 0 | 10 |  |  |  | No | R-454B | 4 | Residential & Commercial | Ducted CEE Tier 1
215931877 | Central HP <5.4 tons | AIRQUEST | HRCU-A-CB (Split System: Heat Pump with Remote Outdoor Unit-Air-Source) | H5H3V60*K*AAA* |  |  | ESH5X60M12A*+WALLCON | *97CMN0802120B* | 56000 | 17.5 | 8.1 | 61000 | 46000 | 75.41% | 1.95 | 0 | 11 |  |  |  | No | R-454B | 4.6667 | Residential & Commercial | Ducted CEE Tier 1
215668839 | Central HP <5.4 tons | COMFORTMAKER | HRCU-A-CB (Split System: Heat Pump with Remote Outdoor Unit-Air-Source) | C5H0V36*K*AAA* |  |  | EA*5X42M21A*+WALLCON | *80CTL0901716B* | 33200 | 18 | 9 | 35800 | 25600 | 71.51% | 1.86 | 0 | 10 |  |  |  | No | R-454B | 2.7667 | Residential & Commercial | Ducted CEE Tier 1
210692513 | Central HP <5.4 tons | AMANA | HRCU-A-CB (Split System: Heat Pump with Remote Outdoor Unit-Air-Source) | ASZV903610A* |  |  | CA*F3743*6D*+TXV | A*VS960603BUA* | 33600 | 18.5 | 8.2 | 34000 | 24400 | 71.76% | 1.8 | 0 | 11.5 |  |  |  | No | R-410A | 2.8 | Residential & Commercial | Ducted CEE Tier 1
210692514 | Central HP <5.4 tons | AMANA | HRCU-A-CB (Split System: Heat Pump with Remote Outdoor Unit-Air-Source) | ASZV903610A* |  |  | CA*F3743*6D*+TXV | A*VC960603BNB* | 33600 | 18.5 | 8.2 | 34000 | 24400 | 71.76% | 1.8 | 0 | 11.5 |  |  |  | No | R-410A | 2.8 | Residential & Commercial | Ducted CEE Tier 1
210692529 | Central HP <5.4 tons | AMANA | HRCU-A-CB (Split System: Heat Pump with Remote Outdoor Unit-Air-Source) | ASZV903610A* |  |  | CHPF3642C6C*+TXV | A*VC800804C*A* | 33400 | 18 | 8.2 | 34000 | 24400 | 71.76% | 1.8 | 0 | 11 |  |  |  | No | R-410A | 2.7833 | Residential & Commercial | Ducted CEE Tier 1
210692531 | Central HP <5.4 tons | AMANA | HRCU-A-CB (Split System: Heat Pump with Remote Outdoor Unit-Air-Source) | ASZV903610A* |  |  | CHPF3642C6C*+TXV | A*VC800805C*A* | 33400 | 18 | 8.2 | 34000 | 24400 | 71.76% | 1.8 | 0 | 11 |  |  |  | No | R-410A | 2.7833 | Residential & Commercial | Ducted CEE Tier 1
210692547 | Central HP <5.4 tons | AMANA | HRCU-A-CB (Split System: Heat Pump with Remote Outdoor Unit-Air-Source) | ASZV903610A* |  |  | CHPF3743C6B*+TXV | A*VC800604B*A* | 33400 | 18 | 8.2 | 34000 | 24400 | 71.76% | 1.8 | 0 | 11 |  |  |  | No | R-410A | 2.7833 | Residential & Commercial | Ducted CEE Tier 1
210692549 | Central HP <5.4 tons | AMANA | HRCU-A-CB (Split System: Heat Pump with Remote Outdoor Unit-Air-Source) | ASZV903610A* |  |  | CHPF3743C6B*+TXV | A*VS800805CUA* | 33400 | 18 | 8.2 | 34000 | 24400 | 71.76% | 1.8 | 0 | 11 |  |  |  | No | R-410A | 2.7833 | Residential & Commercial | Ducted CEE Tier 1
210692562 | Central HP <5.4 tons | AMANA | HRCU-A-CB (Split System: Heat Pump with Remote Outdoor Unit-Air-Source) | ASZV903610A* |  |  | CHPF3743C6B*+TXV | A*VM971005CNB* | 33400 | 18 | 8.2 | 34000 | 24400 | 71.76% | 1.8 | 0 | 11 |  |  |  | No | R-410A | 2.7833 | Residential & Commercial | Ducted CEE Tier 1
210692564 | Central HP <5.4 tons | AMANA | HRCU-A-CB (Split System: Heat Pump with Remote Outdoor Unit-Air-Source) | ASZV903610A* |  |  | CSCF3642N6D*+MBVC1601**-1A*+TXV |  | 33800 | 18.5 | 8.2 | 34000 | 24400 | 71.76% | 1.8 | 0 | 11.5 |  |  |  | No | R-410A | 2.8167 | Residential & Commercial | Ducted CEE Tier 1
206771587 | Central HP <5.4 tons | HEIL | HRCU-A-CB (Split System: Heat Pump with Remote Outdoor Unit-Air-Source) | HVH837GKA2* |  |  | EA*4X42L24A*+WALLCON | *96CTN1002122A* | 31800 | 17.5 | 8.1 | 33000 | 24400 | 73.94% | 1.9 | 12 | 11.5 |  |  |  | No | R-410A | 2.65 | Residential & Commercial | Ducted CEE Tier 1
206771902 | Central HP <5.4 tons | HEIL | HRCU-A-CB (Split System: Heat Pump with Remote Outdoor Unit-Air-Source) | HVH837GKA2* |  |  | EA*4X48L24A*+WALLCON | *80CTL1352422A* | 32400 | 17.5 | 8.5 | 32400 | 24800 | 76.54% | 2 | 12 | 11.7 |  |  |  | No | R-410A | 2.7 | Residential & Commercial | Ducted CEE Tier 1
210798392 | Central HP <5.4 tons | AMANA | HRCU-A-CB (Split System: Heat Pump with Remote Outdoor Unit-Air-Source) | ASZS601810A* |  |  | CA*EA1818*4A* | A*VC800803B*A* | 16600 | 17.5 | 8.5 | 17400 | 13000 | 74.71% | 2.1 | 0 | 10.9 |  |  |  | No | R-410A | 1.3833 | Residential & Commercial | Ducted CEE Tier 1
210798401 | Central HP <5.4 tons | AMANA | HRCU-A-CB (Split System: Heat Pump with Remote Outdoor Unit-Air-Source) | ASZS601810A* |  |  | CA*EA1818*4A* | A*VC800804C*A* | 16600 | 17.5 | 8.5 | 17400 | 13000 | 74.71% | 2.1 | 0 | 10.9 |  |  |  | No | R-410A | 1.3833 | Residential & Commercial | Ducted CEE Tier 1
214075520 | Central HP <5.4 tons | RUUD | HRCU-A-CB (Split System: Heat Pump with Remote Outdoor Unit-Air-Source) | RD17AZ24AJ3N |  |  | RCFZ2417MTANM | U97MV0603A17DHS | 22600 | 18 | 9.5 | 22600 | 16900 | 74.78% | 2 | 0 | 11.2 |  |  |  | No | R-410A | 1.8833 | Residential & Commercial | Ducted CEE Tier 1
210692579 | Central HP <5.4 tons | AMANA | HRCU-A-CB (Split System: Heat Pump with Remote Outdoor Unit-Air-Source) | ASZV903610A* |  |  | CSCF3642N6D*+TXV | A*VM970603BNB* | 33800 | 18.5 | 8.2 | 34000 | 24400 | 71.76% | 1.8 | 0 | 11.5 |  |  |  | No | R-410A | 2.8167 | Residential & Commercial | Ducted CEE Tier 1
210692580 | Central HP <5.4 tons | AMANA | HRCU-A-CB (Split System: Heat Pump with Remote Outdoor Unit-Air-Source) | ASZV903610A* |  |  | CSCF3642N6D*+TXV | A*VM970803BNB* | 33800 | 18.5 | 8.2 | 34000 | 24400 | 71.76% | 1.8 | 0 | 11.5 |  |  |  | No | R-410A | 2.8167 | Residential & Commercial | Ducted CEE Tier 1
214097581 | Central HP <5.4 tons | SURE | HRCU-A-CB (Split System: Heat Pump with Remote Outdoor Unit-Air-Source) | RD17AZ48AJ3N |  |  | TCFZ6024SEANM | S802VA100521M | 45500 | 17 | 8.1 | 45500 | 40000 | 87.91% | 2.1 | 0 | 10 |  |  |  | No | R-410A | 3.7917 | Residential & Commercial | Ducted CEE Tier 1
204456606 | Central HP <5.4 tons | TEMPSTAR | HRCU-A-CB (Split System: Heat Pump with Remote Outdoor Unit-Air-Source) | TVH825GKA2* |  |  | EA*4X36L17A*+WALLCON | *80CTL0701716A* | 23600 | 16.5 | 8.1 | 21400 | 16700 | 78.04% | 1.94 | 11.5 | 11 |  |  |  | No | R-410A | 1.9667 | Residential & Commercial | Ducted CEE Tier 1
204456723 | Central HP <5.4 tons | TEMPSTAR | HRCU-A-CB (Split System: Heat Pump with Remote Outdoor Unit-Air-Source) | TVH825GKA2* |  |  | EA*4X36L21A*+WALLCON | *97CMN0601714A* | 23400 | 16 | 8.1 | 21600 | 16800 | 77.78% | 1.92 | 11 | 10.5 |  |  |  | No | R-410A | 1.95 | Residential & Commercial | Ducted CEE Tier 1
204456576 | Central HP <5.4 tons | DAY & NIGHT | HRCU-A-CB (Split System: Heat Pump with Remote Outdoor Unit-Air-Source) | CVH825GKA2* |  |  | EA*4X30L17A*+WALLCON | *80CTL0701412A* | 23600 | 17 | 8.1 | 21600 | 16600 | 76.85% | 1.92 | 11.5 | 11 |  |  |  | No | R-410A | 1.9667 | Residential & Commercial | Ducted CEE Tier 1
204456857 | Central HP <5.4 tons | DAY & NIGHT | HRCU-A-CB (Split System: Heat Pump with Remote Outdoor Unit-Air-Source) | CVH825GKA2* |  |  | EA*4X37L17A*+WALLCON | *97CMN0601714A* | 24000 | 16 | 8.1 | 21600 | 16900 | 78.24% | 1.98 | 11 | 10.5 |  |  |  | No | R-410A | 2 | Residential & Commercial | Ducted CEE Tier 1
204459417 | Central HP <5.4 tons | DAY & NIGHT | HRCU-A-CB (Split System: Heat Pump with Remote Outdoor Unit-Air-Source) | CVH825GKA2* |  |  | EHD4X36AAL+WALLCON | *80CTL0901716A* | 24200 | 16.5 | 8.1 | 21400 | 16600 | 77.57% | 2 | 11 | 11 |  |  |  | No | R-410A | 2.0167 | Residential & Commercial | Ducted CEE Tier 1
213433307 | Central HP <5.4 tons | STEALTH | HRCU-A-CB (Split System: Heat Pump with Remote Outdoor Unit-Air-Source) | ACIQ-30-HPB |  |  | ACIQ-30W-WM |  | 30000 | 16.9 | 9 | 31000 | 25000 | 80.65% | 1.8 | 0 | 10 |  |  |  | No | R-410A | 2.5 | Residential & Commercial | Ducted CEE Tier 1
214570407 | Central HP <5.4 tons | TEMPSTAR | HRCU-A-CB (Split System: Heat Pump with Remote Outdoor Unit-Air-Source) | TVH825GKA3* |  |  | EA*4X36L21A*+WALLCON | *97CMN0602120B* | 23600 | 16 | 8.1 | 21400 | 16700 | 78.04% | 1.92 | 0 | 10.5 |  |  |  | No | R-410A | 1.9667 | Residential & Commercial | Ducted CEE Tier 1
214570507 | Central HP <5.4 tons | TEMPSTAR | HRCU-A-CB (Split System: Heat Pump with Remote Outdoor Unit-Air-Source) | TVH825GKA3* |  |  | EA*4X42L21A*+WALLCON | *95CSU0802120B* | 23800 | 16.5 | 8.1 | 21400 | 16700 | 78.04% | 1.96 | 0 | 10.5 |  |  |  | No | R-410A | 1.9833 | Residential & Commercial | Ducted CEE Tier 1
213829726 | Central HP <5.4 tons | RUUD | HRCU-A-CB (Split System: Heat Pump with Remote Outdoor Unit-Air-Source) | UP18AZ36AJVC |  |  | RCFZ3621MEAAM | R801V0504A17UHU | 34200 | 19 | 8.5 | 34200 | 43500 | 127.2% | 2.2 | 0 | 12.5 |  |  |  | No | R-410A | 2.85 | Residential & Commercial | Ducted CEE Tier 1
214574017 | Central HP <5.4 tons | TEMPSTAR | HRCU-A-CB (Split System: Heat Pump with Remote Outdoor Unit-Air-Source) | TVH837GKA2* |  |  | EA*4X48L24A*+WALLCON | *97CMN0802120B* | 32400 | 17.5 | 8.5 | 32400 | 25000 | 77.16% | 1.98 | 0 | 11 |  |  |  | No | R-410A | 2.7 | Residential & Commercial | Ducted CEE Tier 1
214573817 | Central HP <5.4 tons | TEMPSTAR | HRCU-A-CB (Split System: Heat Pump with Remote Outdoor Unit-Air-Source) | TVH837GKA2* |  |  | EA*4X42L24A*+WALLCON | *95CSU1002122B* | 31800 | 17.5 | 8.5 | 32800 | 24400 | 74.39% | 1.9 | 0 | 11 |  |  |  | No | R-410A | 2.65 | Residential & Commercial | Ducted CEE Tier 1
214573867 | Central HP <5.4 tons | TEMPSTAR | HRCU-A-CB (Split System: Heat Pump with Remote Outdoor Unit-Air-Source) | TVH837GKA2* |  |  | EA*4X43L21A*+WALLCON | *95CSU0802120B* | 32800 | 17.5 | 8.5 | 32800 | 25200 | 76.83% | 2 | 0 | 11 |  |  |  | No | R-410A | 2.7333 | Residential & Commercial | Ducted CEE Tier 1
214573917 | Central HP <5.4 tons | TEMPSTAR | HRCU-A-CB (Split System: Heat Pump with Remote Outdoor Unit-Air-Source) | TVH837GKA2* |  |  | EA*4X48L21A*+WALLCON | *80CTL0702120B* | 32200 | 17.5 | 8.5 | 32400 | 25000 | 77.16% | 1.98 | 0 | 11 |  |  |  | No | R-410A | 2.6833 | Residential & Commercial | Ducted CEE Tier 1
214574417 | Central HP <5.4 tons | TEMPSTAR | HRCU-A-CB (Split System: Heat Pump with Remote Outdoor Unit-Air-Source) | TVH837GKA2* |  |  | EHD4X60AAL+WALLCON | *95CSU1002122B* | 33000 | 18 | 8.5 | 32000 | 24800 | 77.5% | 2.02 | 0 | 11.5 |  |  |  | No | R-410A | 2.75 | Residential & Commercial | Ducted CEE Tier 1
212983675 | Central HP <5.4 tons | TEMPSTAR | HRCU-A-CB (Split System: Heat Pump with Remote Outdoor Unit-Air-Source) | DLCURAH18ABK |  |  | EA*4X30L14A* | *92MSN0601412A* | 17700 | 16 | 8.5 | 18300 | 18900 | 103.3% | 2.28 | 0 | 10.5 |  |  |  | No | R-410A | 1.475 | Residential & Commercial | Ducted CEE Tier 1
211260498 | Central HP <5.4 tons | COMFORTMAKER | HRCU-A-CB (Split System: Heat Pump with Remote Outdoor Unit-Air-Source) | DLCURAH18ABK |  |  | EA*4X24L17A* | *96VTN0601412A* | 17900 | 16 | 8.5 | 18800 | 19000 | 101.1% | 2.28 | 0 | 10.5 |  |  |  | No | R-410A | 1.4917 | Residential & Commercial | Ducted CEE Tier 1
215675918 | Central HP <5.4 tons | COMFORTMAKER | HRCU-A-CB (Split System: Heat Pump with Remote Outdoor Unit-Air-Source) | C5H0V48*K*AAA* |  |  | EVM5X60M24A*+WALLCON | *95CSU1002122B* | 48000 | 19 | 9 | 50000 | 36400 | 72.8% | 2.02 | 0 | 10 |  |  |  | No | R-454B | 4 | Residential & Commercial | Ducted CEE Tier 1
215676918 | Central HP <5.4 tons | COMFORTMAKER | HRCU-A-CB (Split System: Heat Pump with Remote Outdoor Unit-Air-Source) | C5H0V48*K*AAA* |  |  | EVD5X61M24A*+WALLCON | *97CMN0802120B* | 48500 | 19 | 9.5 | 50000 | 36800 | 73.6% | 2.1 | 0 | 10.5 |  |  |  | No | R-454B | 4.0417 | Residential & Commercial | Ducted CEE Tier 1
214075308 | Central HP <5.4 tons | RUUD | HRCU-A-CB (Split System: Heat Pump with Remote Outdoor Unit-Air-Source) | RD17AZ60AJ3N |  |  | RCFZ6024STANM | R801V1005A21UHS | 55500 | 18 | 8.1 | 53500 | 49000 | 91.59% | 1.75 | 0 | 10 |  |  |  | No | R-410A | 4.625 | Residential & Commercial | Ducted CEE Tier 1
215682568 | Central HP <5.4 tons | COMFORTMAKER | HRCU-A-CB (Split System: Heat Pump with Remote Outdoor Unit-Air-Source) | C5H0V48*K*AAA* |  |  | EVD5X61M24A*+WALLCON | *97CTN1202422A* | 48500 | 19.5 | 9.5 | 50000 | 36600 | 73.2% | 2.12 | 0 | 10.5 |  |  |  | No | R-454B | 4.0417 | Residential & Commercial | Ducted CEE Tier 1
211227125 | Central HP <5.4 tons | COMFORTMAKER | HRCU-A-CB (Split System: Heat Pump with Remote Outdoor Unit-Air-Source) | DLCURAH36ABK |  |  | EA*4X37L21A* | *96VSN1002120A* | 36400 | 16 | 8.5 | 38500 | 34800 | 90.39% | 2.08 | 0 | 10 |  |  |  | No | R-410A | 3.0333 | Residential & Commercial | Ducted CEE Tier 1
210692502 | Central HP <5.4 tons | AMANA | HRCU-A-CB (Split System: Heat Pump with Remote Outdoor Unit-Air-Source) | ASZV903610A* |  |  | CA*F3137*6A*+TXV | A*VC960803BNB* | 33600 | 18.5 | 8.2 | 34000 | 24400 | 71.76% | 1.8 | 0 | 11.5 |  |  |  | No | R-410A | 2.8 | Residential & Commercial | Ducted CEE Tier 1
210692518 | Central HP <5.4 tons | AMANA | HRCU-A-CB (Split System: Heat Pump with Remote Outdoor Unit-Air-Source) | ASZV903610A* |  |  | CA*F3743*6D*+TXV | A*VC961005CNB* | 33600 | 19 | 8.2 | 34000 | 24400 | 71.76% | 1.8 | 0 | 12 |  |  |  | No | R-410A | 2.8 | Residential & Commercial | Ducted CEE Tier 1
210692525 | Central HP <5.4 tons | AMANA | HRCU-A-CB (Split System: Heat Pump with Remote Outdoor Unit-Air-Source) | ASZV903610A* |  |  | CHPF3642C6C*+MBVC1201**-1A*+TXV |  | 33400 | 18 | 8.2 | 34000 | 24400 | 71.76% | 1.8 | 0 | 11 |  |  |  | No | R-410A | 2.7833 | Residential & Commercial | Ducted CEE Tier 1
214075289 | Central HP <5.4 tons | RUUD | HRCU-A-CB (Split System: Heat Pump with Remote Outdoor Unit-Air-Source) | RD17AZ60AJ3N |  |  | RCFZ6024STANM | R802V0755A21UHS | 55500 | 18 | 8.1 | 54000 | 49500 | 91.67% | 1.75 | 0 | 10 |  |  |  | No | R-410A | 4.625 | Residential & Commercial | Ducted CEE Tier 1
214075380 | Central HP <5.4 tons | RUUD | HRCU-A-CB (Split System: Heat Pump with Remote Outdoor Unit-Air-Source) | RD17AZ60AJ3N |  |  | RCFZ6024STANM | U98MV1155A24UPS | 55000 | 18 | 8.1 | 54000 | 49500 | 91.67% | 1.75 | 0 | 10 |  |  |  | No | R-410A | 4.5833 | Residential & Commercial | Ducted CEE Tier 1
214075405 | Central HP <5.4 tons | RUUD | HRCU-A-CB (Split System: Heat Pump with Remote Outdoor Unit-Air-Source) | RD17AZ60AJ3N |  |  | RCFZ6024STANM | R962V1155A24M4S | 55500 | 18 | 8.1 | 54000 | 49000 | 90.74% | 1.75 | 0 | 10 |  |  |  | No | R-410A | 4.625 | Residential & Commercial | Ducted CEE Tier 1
211257746 | Central HP <5.4 tons | CARRIER | HRCU-A-CB (Split System: Heat Pump with Remote Outdoor Unit-Air-Source) | 38MURAQ18AB3* |  |  | CAP**1917AL* | 59TP6B060V17**14 | 18200 | 16 | 8.5 | 18200 | 17700 | 97.25% | 2.14 | 0 | 10.5 |  |  |  | No | R-410A | 1.5167 | Residential & Commercial | Ducted CEE Tier 1
211257764 | Central HP <5.4 tons | CARRIER | HRCU-A-CB (Split System: Heat Pump with Remote Outdoor Unit-Air-Source) | 38MURAQ18AB3* |  |  | CAP**2414AL* | 59SP6A040V14**10 | 17300 | 16 | 8.5 | 18300 | 19200 | 104.9% | 2.3 | 0 | 10.5 |  |  |  | No | R-410A | 1.4417 | Residential & Commercial | Ducted CEE Tier 1
211257812 | Central HP <5.4 tons | CARRIER | HRCU-A-CB (Split System: Heat Pump with Remote Outdoor Unit-Air-Source) | 38MURAQ18AB3* |  |  | CAP**2417AL* | 59SC5B026E14**10 | 18000 | 15.5 | 8.5 | 19000 | 18900 | 99.47% | 2.26 | 0 | 10.5 |  |  |  | No | R-410A | 1.5 | Residential & Commercial | Ducted CEE Tier 1
211257862 | Central HP <5.4 tons | CARRIER | HRCU-A-CB (Split System: Heat Pump with Remote Outdoor Unit-Air-Source) | 38MURAQ18AB3* |  |  | CAP**2517AL* | 59SC5B026E14**10 | 18600 | 16 | 8.5 | 18500 | 17400 | 94.05% | 2.12 | 0 | 11 |  |  |  | No | R-410A | 1.55 | Residential & Commercial | Ducted CEE Tier 1
211257864 | Central HP <5.4 tons | CARRIER | HRCU-A-CB (Split System: Heat Pump with Remote Outdoor Unit-Air-Source) | 38MURAQ18AB3* |  |  | CAP**2517AL* | 59TP6B060V17**14 | 18200 | 16 | 8.5 | 18100 | 17500 | 96.69% | 2.12 | 0 | 10.5 |  |  |  | No | R-410A | 1.5167 | Residential & Commercial | Ducted CEE Tier 1
210692534 | Central HP <5.4 tons | AMANA | HRCU-A-CB (Split System: Heat Pump with Remote Outdoor Unit-Air-Source) | ASZV903610A* |  |  | CHPF3642C6C*+TXV | A*VS960603BUA* | 33400 | 18 | 8.2 | 34000 | 24400 | 71.76% | 1.8 | 0 | 11 |  |  |  | No | R-410A | 2.7833 | Residential & Commercial | Ducted CEE Tier 1
210692541 | Central HP <5.4 tons | AMANA | HRCU-A-CB (Split System: Heat Pump with Remote Outdoor Unit-Air-Source) | ASZV903610A* |  |  | CHPF3642C6C*+TXV | A*VM970803BNB* | 33400 | 18 | 8.2 | 34000 | 24400 | 71.76% | 1.8 | 0 | 11 |  |  |  | No | R-410A | 2.7833 | Residential & Commercial | Ducted CEE Tier 1
210692552 | Central HP <5.4 tons | AMANA | HRCU-A-CB (Split System: Heat Pump with Remote Outdoor Unit-Air-Source) | ASZV903610A* |  |  | CHPF3743C6B*+TXV | A*VC960403BNB* | 33400 | 18 | 8.2 | 34000 | 24400 | 71.76% | 1.8 | 0 | 11 |  |  |  | No | R-410A | 2.7833 | Residential & Commercial | Ducted CEE Tier 1
210692559 | Central HP <5.4 tons | AMANA | HRCU-A-CB (Split System: Heat Pump with Remote Outdoor Unit-Air-Source) | ASZV903610A* |  |  | CHPF3743C6B*+TXV | A*VM970603BNB* | 33400 | 18 | 8.2 | 34000 | 24400 | 71.76% | 1.8 | 0 | 11 |  |  |  | No | R-410A | 2.7833 | Residential & Commercial | Ducted CEE Tier 1
215683944 | Central HP <5.4 tons | BRYANT HEATING AND COOLING SYSTEMS | HRCU-A-CB (Split System: Heat Pump with Remote Outdoor Unit-Air-Source) | 290VAN036**AA* |  |  | CAA**4221AM*+UI | 88*TB48090C17*** | 33200 | 18 | 9 | 35800 | 25600 | 71.51% | 1.86 | 0 | 10 |  |  |  | No | R-454B | 2.7667 | Residential & Commercial | Ducted CEE Tier 1
215683976 | Central HP <5.4 tons | BRYANT HEATING AND COOLING SYSTEMS | HRCU-A-CB (Split System: Heat Pump with Remote Outdoor Unit-Air-Source) | 290VAN036**AA* |  |  | CAA**4321AM*+UI | 83*CA60100C21*** | 34400 | 17.5 | 9 | 35400 | 25200 | 71.19% | 1.9 | 0 | 10 |  |  |  | No | R-454B | 2.8667 | Residential & Commercial | Ducted CEE Tier 1
215678206 | Central HP <5.4 tons | AIRQUEST | HRCU-A-CB (Split System: Heat Pump with Remote Outdoor Unit-Air-Source) | H5H0V24*K*AAA* |  |  | EA*5X24M17A*+WALLCON | *97CTN0601716A* | 22800 | 16.5 | 9 | 24000 | 16900 | 70.42% | 1.94 | 0 | 10 |  |  |  | No | R-454B | 1.9 | Residential & Commercial | Ducted CEE Tier 1
214075432 | Central HP <5.4 tons | RUUD | HRCU-A-CB (Split System: Heat Pump with Remote Outdoor Unit-Air-Source) | RD17AZ24AJ3N |  |  | RCFZ2417MTANM | R951V0603A17M4S | 22600 | 17 | 9.5 | 22600 | 17000 | 75.22% | 2 | 0 | 10 |  |  |  | No | R-410A | 1.8833 | Residential & Commercial | Ducted CEE Tier 1
214075437 | Central HP <5.4 tons | RUUD | HRCU-A-CB (Split System: Heat Pump with Remote Outdoor Unit-Air-Source) | RD17AZ24AJ3N |  |  | RCFZ2417MTANM | R802V0754A17UHS | 22600 | 18 | 9.5 | 22600 | 16800 | 74.34% | 2.1 | 0 | 11.2 |  |  |  | No | R-410A | 1.8833 | Residential & Commercial | Ducted CEE Tier 1
211257881 | Central HP <5.4 tons | CARRIER | HRCU-A-CB (Split System: Heat Pump with Remote Outdoor Unit-Air-Source) | 38MURAQ18AB3* |  |  | CAP**3014AL* | 59SP6A040V14**10 | 17500 | 16 | 8.5 | 18100 | 18600 | 102.8% | 2.24 | 0 | 10.5 |  |  |  | No | R-410A | 1.4583 | Residential & Commercial | Ducted CEE Tier 1
211257931 | Central HP <5.4 tons | CARRIER | HRCU-A-CB (Split System: Heat Pump with Remote Outdoor Unit-Air-Source) | 38MURAQ18AB3* |  |  | CAP**3017AL* | 59SC5B026E14**10 | 18200 | 15.5 | 8.5 | 18800 | 18400 | 97.87% | 2.22 | 0 | 10.5 |  |  |  | No | R-410A | 1.5167 | Residential & Commercial | Ducted CEE Tier 1
211257948 | Central HP <5.4 tons | CARRIER | HRCU-A-CB (Split System: Heat Pump with Remote Outdoor Unit-Air-Source) | 38MURAQ18AB3* |  |  | CAP**3017AL* | OVMAAB042112 | 18200 | 15.5 | 8.5 | 18900 | 18400 | 97.35% | 2.2 | 0 | 10.5 |  |  |  | No | R-410A | 1.5167 | Residential & Commercial | Ducted CEE Tier 1
215682308 | Central HP <5.4 tons | COMFORTMAKER | HRCU-A-CB (Split System: Heat Pump with Remote Outdoor Unit-Air-Source) | C5H0V48*K*AAA* |  |  | EVD5X60M21A*+WALLCON | *80CSU0401712B* | 48000 | 18.5 | 9 | 50000 | 36600 | 73.2% | 2 | 0 | 10 |  |  |  | No | R-454B | 4 | Residential & Commercial | Ducted CEE Tier 1
215682428 | Central HP <5.4 tons | COMFORTMAKER | HRCU-A-CB (Split System: Heat Pump with Remote Outdoor Unit-Air-Source) | C5H0V48*K*AAA* |  |  | EVD5X60M24A*+WALLCON | *97CTN1202422A* | 48000 | 19 | 9 | 50000 | 36600 | 73.2% | 2 | 0 | 10.5 |  |  |  | No | R-454B | 4 | Residential & Commercial | Ducted CEE Tier 1
215682478 | Central HP <5.4 tons | COMFORTMAKER | HRCU-A-CB (Split System: Heat Pump with Remote Outdoor Unit-Air-Source) | C5H0V48*K*AAA* |  |  | EVD5X61M21A*+WALLCON | *80CSU1002120B* | 48500 | 19 | 9 | 50000 | 36800 | 73.6% | 2.12 | 0 | 10 |  |  |  | No | R-454B | 4.0417 | Residential & Commercial | Ducted CEE Tier 1
215683592 | Central HP <5.4 tons | BRYANT HEATING AND COOLING SYSTEMS | HRCU-A-CB (Split System: Heat Pump with Remote Outdoor Unit-Air-Source) | 290VAN024**AA* |  |  | CAA**2417AM*+UI | 987MC42080C17*** | 22800 | 16.5 | 9 | 24000 | 16900 | 70.42% | 1.94 | 0 | 10 |  |  |  | No | R-454B | 1.9 | Residential & Commercial | Ducted CEE Tier 1
215683642 | Central HP <5.4 tons | BRYANT HEATING AND COOLING SYSTEMS | HRCU-A-CB (Split System: Heat Pump with Remote Outdoor Unit-Air-Source) | 290VAN024**AA* |  |  | CAA**3017AM*+UI | 986TD42080C17*** | 23000 | 17 | 9 | 23800 | 16700 | 70.17% | 1.98 | 0 | 10 |  |  |  | No | R-454B | 1.9167 | Residential & Commercial | Ducted CEE Tier 1
215683674 | Central HP <5.4 tons | BRYANT HEATING AND COOLING SYSTEMS | HRCU-A-CB (Split System: Heat Pump with Remote Outdoor Unit-Air-Source) | 290VAN024**AA* |  |  | CAA**3717AM*+UI | 88*TB48070C17*** | 23800 | 17 | 9 | 23400 | 16500 | 70.51% | 2 | 0 | 10.5 |  |  |  | No | R-454B | 1.9833 | Residential & Commercial | Ducted CEE Tier 1
215683690 | Central HP <5.4 tons | BRYANT HEATING AND COOLING SYSTEMS | HRCU-A-CB (Split System: Heat Pump with Remote Outdoor Unit-Air-Source) | 290VAN024**AA* |  |  | CAA**3721AM*+UI | 83*CA48060C17*** | 24000 | 17.5 | 9 | 23200 | 16300 | 70.26% | 2.02 | 0 | 10.5 |  |  |  | No | R-454B | 2 | Residential & Commercial | Ducted CEE Tier 1
215683692 | Central HP <5.4 tons | BRYANT HEATING AND COOLING SYSTEMS | HRCU-A-CB (Split System: Heat Pump with Remote Outdoor Unit-Air-Source) | 290VAN024**AA* |  |  | CAA**3721AM*+UI | 88*TB36045C17*** | 23800 | 17 | 9 | 23400 | 16500 | 70.51% | 2 | 0 | 10.5 |  |  |  | No | R-454B | 1.9833 | Residential & Commercial | Ducted CEE Tier 1
204456851 | Central HP <5.4 tons | TEMPSTAR | HRCU-A-CB (Split System: Heat Pump with Remote Outdoor Unit-Air-Source) | TVH825GKA2* |  |  | EA*4X37L17A*+WALLCON | *96CTN0801714A* | 24200 | 16.5 | 8.1 | 21400 | 16700 | 78.04% | 1.98 | 11.5 | 11 |  |  |  | No | R-410A | 2.0167 | Residential & Commercial | Ducted CEE Tier 1
215942645 | Central HP <5.4 tons | COMFORTMAKER | HRCU-A-CB (Split System: Heat Pump with Remote Outdoor Unit-Air-Source) | C5H3V36*K*AAA* |  |  | EVD5X61M21A*+WALLCON | *97CTN1002122A* | 36000 | 22 | 8.5 | 37400 | 28200 | 75.4% | 2.04 | 0 | 12.5 |  |  |  | No | R-454B | 3 | Residential & Commercial | Ducted CEE Tier 1
211228002 | Central HP <5.4 tons | COMFORTMAKER | HRCU-A-CB (Split System: Heat Pump with Remote Outdoor Unit-Air-Source) | DLCURAH36ABK |  |  | EA*4X42L24A* | *95ESN0802120A* | 36200 | 15.5 | 8.1 | 39500 | 35200 | 89.11% | 1.92 | 0 | 10 |  |  |  | No | R-410A | 3.0167 | Residential & Commercial | Ducted CEE Tier 1
211228801 | Central HP <5.4 tons | COMFORTMAKER | HRCU-A-CB (Split System: Heat Pump with Remote Outdoor Unit-Air-Source) | DLCURAH36ABK |  |  | EA*4X48L21A* | *80ES(N,L)0902120A* | 36400 | 16 | 8.5 | 38500 | 34800 | 90.39% | 2.08 | 0 | 10 |  |  |  | No | R-410A | 3.0333 | Residential & Commercial | Ducted CEE Tier 1
211228851 | Central HP <5.4 tons | COMFORTMAKER | HRCU-A-CB (Split System: Heat Pump with Remote Outdoor Unit-Air-Source) | DLCURAH36ABK |  |  | EA*4X48L21A* | *80VSL0902120A* | 35400 | 16 | 8.1 | 37800 | 34600 | 91.53% | 2.02 | 0 | 10 |  |  |  | No | R-410A | 2.95 | Residential & Commercial | Ducted CEE Tier 1
211228986 | Central HP <5.4 tons | COMFORTMAKER | HRCU-A-CB (Split System: Heat Pump with Remote Outdoor Unit-Air-Source) | DLCURAH36ABK |  |  | EA*4X48L21A* | *92ESN0802120A* | 35600 | 16.5 | 8.5 | 37800 | 34600 | 91.53% | 2.04 | 0 | 10 |  |  |  | No | R-410A | 2.9667 | Residential & Commercial | Ducted CEE Tier 1
211260550 | Central HP <5.4 tons | COMFORTMAKER | HRCU-A-CB (Split System: Heat Pump with Remote Outdoor Unit-Air-Source) | DLCURAH18ABK |  |  | EA*4X24L17A* | *80ES(N,L)0451712A* | 18500 | 15.5 | 9 | 19400 | 18600 | 95.88% | 2.24 | 0 | 10.5 |  |  |  | No | R-410A | 1.5417 | Residential & Commercial | Ducted CEE Tier 1
211260593 | Central HP <5.4 tons | COMFORTMAKER | HRCU-A-CB (Split System: Heat Pump with Remote Outdoor Unit-Air-Source) | DLCURAH18ABK |  |  | EA*4X24L17A* | *92ESN0601714A* | 17700 | 16.5 | 8.5 | 18500 | 19100 | 103.2% | 2.3 | 0 | 10.5 |  |  |  | No | R-410A | 1.475 | Residential & Commercial | Ducted CEE Tier 1
211260421 | Central HP <5.4 tons | COMFORTMAKER | HRCU-A-CB (Split System: Heat Pump with Remote Outdoor Unit-Air-Source) | DLCURAH18ABK |  |  | EA*4X24L17A* | *96VTN0801716A* | 17400 | 16 | 8.5 | 18300 | 19200 | 104.9% | 2.3 | 0 | 10.5 |  |  |  | No | R-410A | 1.45 | Residential & Commercial | Ducted CEE Tier 1
211260486 | Central HP <5.4 tons | COMFORTMAKER | HRCU-A-CB (Split System: Heat Pump with Remote Outdoor Unit-Air-Source) | DLCURAH18ABK |  |  | EA*4X24L17A* | *96VTN0401410A* | 17400 | 16 | 8.5 | 18300 | 19200 | 104.9% | 2.3 | 0 | 10.5 |  |  |  | No | R-410A | 1.45 | Residential & Commercial | Ducted CEE Tier 1
211260888 | Central HP <5.4 tons | COMFORTMAKER | HRCU-A-CB (Split System: Heat Pump with Remote Outdoor Unit-Air-Source) | DLCURAH18ABK |  |  | EA*4X25L17A* | *95ESN0401410A* | 18300 | 16 | 8.5 | 18200 | 17500 | 96.15% | 2.12 | 0 | 10.5 |  |  |  | No | R-410A | 1.525 | Residential & Commercial | Ducted CEE Tier 1
211261189 | Central HP <5.4 tons | COMFORTMAKER | HRCU-A-CB (Split System: Heat Pump with Remote Outdoor Unit-Air-Source) | DLCURAH18ABK |  |  | EA*4X25L17A* | OMV098J12* | 18800 | 16 | 8.5 | 18700 | 17300 | 92.51% | 2.12 | 0 | 11 |  |  |  | No | R-410A | 1.5667 | Residential & Commercial | Ducted CEE Tier 1
212983726 | Central HP <5.4 tons | TEMPSTAR | HRCU-A-CB (Split System: Heat Pump with Remote Outdoor Unit-Air-Source) | DLCURAH18ABK |  |  | EN(A,D)4X30L14** | *92MSN0601412A* | 17400 | 16 | 8.1 | 17900 | 18700 | 104.5% | 2.24 | 0 | 11 |  |  |  | No | R-410A | 1.45 | Residential & Commercial | Ducted CEE Tier 1
211229050 | Central HP <5.4 tons | COMFORTMAKER | HRCU-A-CB (Split System: Heat Pump with Remote Outdoor Unit-Air-Source) | DLCURAH36ABK |  |  | EA*4X48L21A* | *95ESN1002120A* | 36400 | 15.5 | 8.5 | 38500 | 34800 | 90.39% | 2.08 | 0 | 10 |  |  |  | No | R-410A | 3.0333 | Residential & Commercial | Ducted CEE Tier 1
216453194 | Central HP <5.4 tons | AMERICAN STANDARD | HRCU-A-CB (Split System: Heat Pump with Remote Outdoor Unit-Air-Source) | 5A6V0X48A1 |  |  | 5TXCC007AS3 | S8V2C100M5PCB | 44500 | 20 | 9.7 | 47500 | 34200 | 72% | 2.1 | 0 | 11.7 |  |  |  | No | R-454B | 3.7083 | Residential & Commercial | Ducted CEE Tier 1
216453208 | Central HP <5.4 tons | AMERICAN STANDARD | HRCU-A-CB (Split System: Heat Pump with Remote Outdoor Unit-Air-Source) | 5A6V0X48A1 |  |  | 5TXCD008AS3 | S8V2D120M5PDB | 45000 | 20.2 | 10 | 47500 | 34000 | 71.58% | 2.1 | 0 | 12 |  |  |  | No | R-454B | 3.75 | Residential & Commercial | Ducted CEE Tier 1
206767074 | Central HP <5.4 tons | DAY & NIGHT | HRCU-A-CB (Split System: Heat Pump with Remote Outdoor Unit-Air-Source) | CVH825GKA3* |  |  | EA*4X24L17A*+WALLCON | *80CSU0401712A* | 23200 | 16.5 | 8.1 | 22000 | 16700 | 75.91% | 1.9 | 11 | 10.5 |  |  |  | No | R-410A | 1.9333 | Residential & Commercial | Ducted CEE Tier 1
206767173 | Central HP <5.4 tons | DAY & NIGHT | HRCU-A-CB (Split System: Heat Pump with Remote Outdoor Unit-Air-Source) | CVH825GKA3* |  |  | EA*4X36L21A*+WALLCON | *80CSU1002120A* | 23600 | 16.5 | 8.1 | 21400 | 16700 | 78.04% | 1.92 | 11.5 | 10.5 |  |  |  | No | R-410A | 1.9667 | Residential & Commercial | Ducted CEE Tier 1
214075408 | Central HP <5.4 tons | RUUD | HRCU-A-CB (Split System: Heat Pump with Remote Outdoor Unit-Air-Source) | RD17AZ24AJ3N |  |  | RCFZ2417MTANM | R802V0504A17UHN | 22600 | 17 | 9.5 | 22600 | 16900 | 74.78% | 2 | 0 | 11.2 |  |  |  | No | R-410A | 1.8833 | Residential & Commercial | Ducted CEE Tier 1
214075462 | Central HP <5.4 tons | RUUD | HRCU-A-CB (Split System: Heat Pump with Remote Outdoor Unit-Air-Source) | RD17AZ24AJ3N |  |  | RCFZ2417MTANM | U98MV0603A17UPS | 22600 | 18 | 9.5 | 22600 | 16900 | 74.78% | 2 | 0 | 11.2 |  |  |  | No | R-410A | 1.8833 | Residential & Commercial | Ducted CEE Tier 1
214075521 | Central HP <5.4 tons | RUUD | HRCU-A-CB (Split System: Heat Pump with Remote Outdoor Unit-Air-Source) | RD17AZ24AJ3N |  |  | RCFZ2417MTANM | R802V0503A14UHN | 22600 | 17 | 9.5 | 22600 | 16900 | 74.78% | 2 | 0 | 11.2 |  |  |  | No | R-410A | 1.8833 | Residential & Commercial | Ducted CEE Tier 1
214075555 | Central HP <5.4 tons | RUUD | HRCU-A-CB (Split System: Heat Pump with Remote Outdoor Unit-Air-Source) | RD17AZ24AJ3N |  |  | RCFZ2417MTANM | R802V1004A17UHS | 22600 | 17 | 9.5 | 22600 | 16800 | 74.34% | 2.1 | 0 | 11.2 |  |  |  | No | R-410A | 1.8833 | Residential & Commercial | Ducted CEE Tier 1
206767475 | Central HP <5.4 tons | DAY & NIGHT | HRCU-A-CB (Split System: Heat Pump with Remote Outdoor Unit-Air-Source) | CVH825GKA3* |  |  | EA*4X25L17A*+WALLCON | *95CSU0601716A* | 24200 | 16.5 | 8.1 | 21400 | 16700 | 78.04% | 2 | 11 | 10.5 |  |  |  | No | R-410A | 2.0167 | Residential & Commercial | Ducted CEE Tier 1
214572547 | Central HP <5.4 tons | TEMPSTAR | HRCU-A-CB (Split System: Heat Pump with Remote Outdoor Unit-Air-Source) | TVH837GKA** |  |  | EA*4X37L21A*+WALLCON | *95CSU0802120B* | 32800 | 17.5 | 8.5 | 32800 | 25200 | 76.83% | 2 | 0 | 11 |  |  |  | No | R-410A | 2.7333 | Residential & Commercial | Ducted CEE Tier 1
214573267 | Central HP <5.4 tons | TEMPSTAR | HRCU-A-CB (Split System: Heat Pump with Remote Outdoor Unit-Air-Source) | TVH837GKA** |  |  | EHD4X60AAL+WALLCON | *95CSU0802120B* | 33000 | 17 | 8.5 | 32200 | 25000 | 77.64% | 2 | 0 | 11 |  |  |  | No | R-410A | 2.75 | Residential & Commercial | Ducted CEE Tier 1
214573297 | Central HP <5.4 tons | TEMPSTAR | HRCU-A-CB (Split System: Heat Pump with Remote Outdoor Unit-Air-Source) | TVH837GKA** |  |  | EHD4X60AAL+WALLCON | *97CMN0802120B* | 33000 | 17 | 8.5 | 32200 | 24800 | 77.02% | 2 | 0 | 11.5 |  |  |  | No | R-410A | 2.75 | Residential & Commercial | Ducted CEE Tier 1
210600086 | Central HP <5.4 tons | TEMPSTAR | HRCU-A-CB (Split System: Heat Pump with Remote Outdoor Unit-Air-Source) | TVH837GKA** |  |  | EA*4X60L24A*+WALLCON | *95CSU0802120A* | 32800 | 17.5 | 8.5 | 31800 | 24800 | 77.99% | 2 | 0 | 11.5 |  |  |  | No | R-410A | 2.7333 | Residential & Commercial | Ducted CEE Tier 1
215932967 | Central HP <5.4 tons | AIRQUEST | HRCU-A-CB (Split System: Heat Pump with Remote Outdoor Unit-Air-Source) | H5H3V36*K*AAA* |  |  | ESH5X24M12A*+WALLCON | *97CMN0601714B* | 32000 | 17.5 | 9 | 35000 | 27000 | 77.14% | 1.9 | 0 | 10 |  |  |  | No | R-454B | 2.6667 | Residential & Commercial | Ducted CEE Tier 1
215933117 | Central HP <5.4 tons | AIRQUEST | HRCU-A-CB (Split System: Heat Pump with Remote Outdoor Unit-Air-Source) | H5H3V36*K*AAA* |  |  | ESH5X36M12A*+WALLCON | *80CTL1102120B* | 33400 | 19 | 9 | 34800 | 26600 | 76.44% | 1.92 | 0 | 11.5 |  |  |  | No | R-454B | 2.7833 | Residential & Commercial | Ducted CEE Tier 1
215933267 | Central HP <5.4 tons | AIRQUEST | HRCU-A-CB (Split System: Heat Pump with Remote Outdoor Unit-Air-Source) | H5H3V36*K*AAA* |  |  | ESH5X36M12A*+WALLCON | *96CTN1202422B* | 33400 | 19 | 9 | 34800 | 26600 | 76.44% | 1.92 | 0 | 11 |  |  |  | No | R-454B | 2.7833 | Residential & Commercial | Ducted CEE Tier 1
214505287 | Central HP <5.4 tons | AMANA | HRCU-A-CB (Split System: Heat Pump with Remote Outdoor Unit-Air-Source) | ASZS60241EA* |  |  | CA*EA2422*4B* | A*VC800803B*A* | 23000 | 17 | 8.6 | 23000 | 16100 | 70% | 2 | 0 | 10 |  |  |  | No | R-410A | 1.9167 | Residential & Commercial | Ducted CEE Tier 1
214505355 | Central HP <5.4 tons | AMANA | HRCU-A-CB (Split System: Heat Pump with Remote Outdoor Unit-Air-Source) | ASZS60241EA* |  |  | CA*EA3026*4B* | A*VS800805CUA* | 23000 | 17 | 8.6 | 23000 | 16100 | 70% | 2 | 0 | 10 |  |  |  | No | R-410A | 1.9167 | Residential & Commercial | Ducted CEE Tier 1
215683994 | Central HP <5.4 tons | BRYANT HEATING AND COOLING SYSTEMS | HRCU-A-CB (Split System: Heat Pump with Remote Outdoor Unit-Air-Source) | 290VAN036**AA* |  |  | CAA**4321AM*+UI | 935CB66100C21*** | 34600 | 18 | 9 | 35200 | 25000 | 71.02% | 1.9 | 0 | 10 |  |  |  | No | R-454B | 2.8833 | Residential & Commercial | Ducted CEE Tier 1
215684002 | Central HP <5.4 tons | BRYANT HEATING AND COOLING SYSTEMS | HRCU-A-CB (Split System: Heat Pump with Remote Outdoor Unit-Air-Source) | 290VAN036**AA* |  |  | CAA**4321AM*+UI | 987MC66100C21*** | 34600 | 18 | 9 | 35200 | 25000 | 71.02% | 1.9 | 0 | 10 |  |  |  | No | R-454B | 2.8833 | Residential & Commercial | Ducted CEE Tier 1
215933317 | Central HP <5.4 tons | AIRQUEST | HRCU-A-CB (Split System: Heat Pump with Remote Outdoor Unit-Air-Source) | H5H3V36*K*AAA* |  |  | ESH5X42M12A*+WALLCON | *80CTL0701716B* | 33400 | 19 | 9 | 35200 | 26800 | 76.14% | 1.9 | 0 | 11 |  |  |  | No | R-454B | 2.7833 | Residential & Commercial | Ducted CEE Tier 1
215933717 | Central HP <5.4 tons | AIRQUEST | HRCU-A-CB (Split System: Heat Pump with Remote Outdoor Unit-Air-Source) | H5H3V36*K*AAA* |  |  | ESH5X60M12A*+WALLCON | *80CSU0401712A* | 34200 | 20 | 9 | 34400 | 26200 | 76.16% | 1.94 | 0 | 11.7 |  |  |  | No | R-454B | 2.85 | Residential & Commercial | Ducted CEE Tier 1
215933937 | Central HP <5.4 tons | AIRQUEST | HRCU-A-CB (Split System: Heat Pump with Remote Outdoor Unit-Air-Source) | H5H3V36*K*AAA* |  |  | ESH5X60M12A*+WALLCON | *96CTN1002122B* | 34200 | 19.5 | 9 | 34200 | 26000 | 76.02% | 1.94 | 0 | 11.7 |  |  |  | No | R-454B | 2.85 | Residential & Commercial | Ducted CEE Tier 1
215934637 | Central HP <5.4 tons | AIRQUEST | HRCU-A-CB (Split System: Heat Pump with Remote Outdoor Unit-Air-Source) | H5H3V36*K*AAA* |  |  | EVM5X25M17A*+WALLCON | *96CTN0601714B* | 34000 | 20 | 8.1 | 38000 | 27200 | 71.58% | 2 | 0 | 11 |  |  |  | No | R-454B | 2.8333 | Residential & Commercial | Ducted CEE Tier 1
215934807 | Central HP <5.4 tons | AIRQUEST | HRCU-A-CB (Split System: Heat Pump with Remote Outdoor Unit-Air-Source) | H5H3V36*K*AAA* |  |  | EVM5X44M21A*+WALLCON | *80CTL0451712B* | 35200 | 21 | 8.5 | 39000 | 29400 | 75.38% | 2 | 0 | 11.7 |  |  |  | No | R-454B | 2.9333 | Residential & Commercial | Ducted CEE Tier 1
215934937 | Central HP <5.4 tons | AIRQUEST | HRCU-A-CB (Split System: Heat Pump with Remote Outdoor Unit-Air-Source) | H5H3V36*K*AAA* |  |  | EVM5X44M21A*+WALLCON | *96CTN0801714B* | 35400 | 21.5 | 8.5 | 38500 | 28800 | 74.81% | 2.02 | 0 | 12 |  |  |  | No | R-454B | 2.95 | Residential & Commercial | Ducted CEE Tier 1
215433921 | Central HP <5.4 tons | AMANA | HRCU-A-CB (Split System: Heat Pump with Remote Outdoor Unit-Air-Source) | AZV7SA3610A* |  |  | CHPEA4830*3A*+MBVK20DP1X00A* |  | 35000 | 19 | 8.1 | 35000 | 28400 | 81.14% | 2 | 0 | 10.5 |  |  |  | No | R-32 | 2.9167 | Residential & Commercial | Ducted CEE Tier 1
215434169 | Central HP <5.4 tons | AMANA | HRCU-A-CB (Split System: Heat Pump with Remote Outdoor Unit-Air-Source) | AZV7SA3610A* |  |  | CA*EA4830*3A* | A*VT961005CNA* | 34800 | 18.5 | 8.5 | 35000 | 28400 | 81.14% | 2 | 0 | 10.5 |  |  |  | No | R-32 | 2.9 | Residential & Commercial | Ducted CEE Tier 1
212979999 | Central HP <5.4 tons | TEMPSTAR | HRCU-A-CB (Split System: Heat Pump with Remote Outdoor Unit-Air-Source) | DLCURAH18ABK |  |  | EN(A,D)4X24L17** | *80MS(N,L)0901714A* | 17400 | 16 | 8.5 | 18500 | 19200 | 103.8% | 2.3 | 0 | 10.5 |  |  |  | No | R-410A | 1.45 | Residential & Commercial | Ducted CEE Tier 1
215318946 | Central HP <5.4 tons | DAY & NIGHT | HRCU-A-CB (Split System: Heat Pump with Remote Outdoor Unit-Air-Source) | D5CUHAH30AAK |  |  | D5FUAAH30XAK |  | 30000 | 16.9 | 10 | 34000 | 32600 | 95.88% | 1.96 | 0 | 11.7 |  |  |  | No | R-454B | 2.5 | Residential & Commercial | Ducted CEE Tier 1
211259631 | Central HP <5.4 tons | COMFORTMAKER | HRCU-A-CB (Split System: Heat Pump with Remote Outdoor Unit-Air-Source) | DLCURAH18ABK |  |  | EA*4X19L17A* | *96VSN0401712A* | 18200 | 15.5 | 8.5 | 18300 | 17600 | 96.17% | 2.12 | 0 | 10.5 |  |  |  | No | R-410A | 1.5167 | Residential & Commercial | Ducted CEE Tier 1
211259824 | Central HP <5.4 tons | COMFORTMAKER | HRCU-A-CB (Split System: Heat Pump with Remote Outdoor Unit-Air-Source) | DLCURAH18ABK |  |  | EA*4X19L17A* | *95ESN0601412A* | 18400 | 16.5 | 8.5 | 18300 | 17600 | 96.17% | 2.14 | 0 | 11 |  |  |  | No | R-410A | 1.5333 | Residential & Commercial | Ducted CEE Tier 1
215434069 | Central HP <5.4 tons | AMANA | HRCU-A-CB (Split System: Heat Pump with Remote Outdoor Unit-Air-Source) | AZV7SA2410A* |  |  | CHPEA3026*3A* | A*VT800604B*A* | 23200 | 19 | 8.6 | 23200 | 17000 | 73.28% | 2 | 0 | 11 |  |  |  | No | R-32 | 1.9333 | Residential & Commercial | Ducted CEE Tier 1
215433901 | Central HP <5.4 tons | AMANA | HRCU-A-CB (Split System: Heat Pump with Remote Outdoor Unit-Air-Source) | AZV7SA2410A* |  |  | CA*EA3626*3A*+MBVK12BP1X00A* |  | 23200 | 19 | 8.6 | 23200 | 17000 | 73.28% | 2 | 0 | 11 |  |  |  | No | R-32 | 1.9333 | Residential & Commercial | Ducted CEE Tier 1
210692505 | Central HP <5.4 tons | AMANA | HRCU-A-CB (Split System: Heat Pump with Remote Outdoor Unit-Air-Source) | ASZV903610A* |  |  | CA*F3743*6D*+MBVC1201**-1A*+TXV |  | 34000 | 19 | 8.2 | 34000 | 24400 | 71.76% | 1.8 | 0 | 12 |  |  |  | No | R-410A | 2.8333 | Residential & Commercial | Ducted CEE Tier 1
210692523 | Central HP <5.4 tons | AMANA | HRCU-A-CB (Split System: Heat Pump with Remote Outdoor Unit-Air-Source) | ASZV903610A* |  |  | CA*F3743*6D*+TXV | A*VM971005CNB* | 33200 | 19 | 8.2 | 33600 | 24400 | 72.62% | 1.8 | 0 | 12 |  |  |  | No | R-410A | 2.7667 | Residential & Commercial | Ducted CEE Tier 1
210692571 | Central HP <5.4 tons | AMANA | HRCU-A-CB (Split System: Heat Pump with Remote Outdoor Unit-Air-Source) | ASZV903610A* |  |  | CSCF3642N6D*+TXV | A*VC960403BNB* | 33800 | 18.5 | 8.2 | 34000 | 24400 | 71.76% | 1.8 | 0 | 11.5 |  |  |  | No | R-410A | 2.8167 | Residential & Commercial | Ducted CEE Tier 1
210692573 | Central HP <5.4 tons | AMANA | HRCU-A-CB (Split System: Heat Pump with Remote Outdoor Unit-Air-Source) | ASZV903610A* |  |  | CSCF3642N6D*+TXV | A*VC960603BNB* | 33800 | 18.5 | 8.2 | 34000 | 24400 | 71.76% | 1.8 | 0 | 11.5 |  |  |  | No | R-410A | 2.8167 | Residential & Commercial | Ducted CEE Tier 1
210692506 | Central HP <5.4 tons | AMANA | HRCU-A-CB (Split System: Heat Pump with Remote Outdoor Unit-Air-Source) | ASZV903610A* |  |  | CA*F3743*6D*+TXV | A*VS800604BUA* | 33600 | 18.5 | 8.2 | 34000 | 24400 | 71.76% | 1.8 | 0 | 12 |  |  |  | No | R-410A | 2.8 | Residential & Commercial | Ducted CEE Tier 1
210692539 | Central HP <5.4 tons | AMANA | HRCU-A-CB (Split System: Heat Pump with Remote Outdoor Unit-Air-Source) | ASZV903610A* |  |  | CHPF3642C6C*+TXV | A*VC961005CNB* | 33400 | 18 | 8.2 | 34000 | 24400 | 71.76% | 1.8 | 0 | 11 |  |  |  | No | R-410A | 2.7833 | Residential & Commercial | Ducted CEE Tier 1
214242918 | Central HP <5.4 tons | AIRQUEST | HRCU-A-CB (Split System: Heat Pump with Remote Outdoor Unit-Air-Source) | HVH825GKA2* |  |  | END4X42L17**+WALLCON | *97CMN0801714B* | 23800 | 16.5 | 8.1 | 21400 | 16700 | 78.04% | 1.98 | 0 | 11 |  |  |  | No | R-410A | 1.9833 | Residential & Commercial | Ducted CEE Tier 1
215434031 | Central HP <5.4 tons | AMANA | HRCU-A-CB (Split System: Heat Pump with Remote Outdoor Unit-Air-Source) | AZV7SA2410A* |  |  | CA*EA3022*3A* | A*VT800603B*A* | 23200 | 19 | 8.6 | 23200 | 17000 | 73.28% | 2 | 0 | 11 |  |  |  | No | R-32 | 1.9333 | Residential & Commercial | Ducted CEE Tier 1
215434048 | Central HP <5.4 tons | AMANA | HRCU-A-CB (Split System: Heat Pump with Remote Outdoor Unit-Air-Source) | AZV7SA2410A* |  |  | CA*EA3626*3A* | A*VS960805CUA* | 23200 | 19 | 8.6 | 23200 | 17000 | 73.28% | 2 | 0 | 11 |  |  |  | No | R-32 | 1.9333 | Residential & Commercial | Ducted CEE Tier 1
215434051 | Central HP <5.4 tons | AMANA | HRCU-A-CB (Split System: Heat Pump with Remote Outdoor Unit-Air-Source) | AZV7SA2410A* |  |  | CA*EA3626*3A* | A*VT800803B*A* | 23200 | 19 | 8.6 | 23200 | 17000 | 73.28% | 2 | 0 | 11 |  |  |  | No | R-32 | 1.9333 | Residential & Commercial | Ducted CEE Tier 1
211260565 | Central HP <5.4 tons | COMFORTMAKER | HRCU-A-CB (Split System: Heat Pump with Remote Outdoor Unit-Air-Source) | DLCURAH18ABK |  |  | EA*4X24L17A* | *80ES(N,L)0701712A* | 18000 | 16 | 8.5 | 18800 | 18900 | 100.5% | 2.28 | 0 | 10.5 |  |  |  | No | R-410A | 1.5 | Residential & Commercial | Ducted CEE Tier 1
211260685 | Central HP <5.4 tons | COMFORTMAKER | HRCU-A-CB (Split System: Heat Pump with Remote Outdoor Unit-Air-Source) | DLCURAH18ABK |  |  | EA*4X25L17A* | *80VSL0451412A* | 18300 | 16.5 | 8.5 | 18100 | 17500 | 96.69% | 2.12 | 0 | 11 |  |  |  | No | R-410A | 1.525 | Residential & Commercial | Ducted CEE Tier 1
211261283 | Central HP <5.4 tons | COMFORTMAKER | HRCU-A-CB (Split System: Heat Pump with Remote Outdoor Unit-Air-Source) | DLCURAH18ABK |  |  | EA*4X30L14A* | *96VSN0601412A* | 18000 | 16 | 8.5 | 18500 | 18500 | 100% | 2.22 | 0 | 10.5 |  |  |  | No | R-410A | 1.5 | Residential & Commercial | Ducted CEE Tier 1
215433937 | Central HP <5.4 tons | AMANA | HRCU-A-CB (Split System: Heat Pump with Remote Outdoor Unit-Air-Source) | AZV7SA4210A* |  |  | CHPEA4830*3A*+MBVK16CP1X00A* |  | 41000 | 17.5 | 8.8 | 41000 | 31000 | 75.61% | 2 | 0 | 10 |  |  |  | No | R-32 | 3.4167 | Residential & Commercial | Ducted CEE Tier 1
215434294 | Central HP <5.4 tons | AMANA | HRCU-A-CB (Split System: Heat Pump with Remote Outdoor Unit-Air-Source) | AZV7SA4210A* |  |  | CHPEA4830*3A* | A*VT961005DNA* | 40500 | 17 | 8.6 | 41000 | 31000 | 75.61% | 2 | 0 | 10 |  |  |  | No | R-32 | 3.375 | Residential & Commercial | Ducted CEE Tier 1
215434296 | Central HP <5.4 tons | AMANA | HRCU-A-CB (Split System: Heat Pump with Remote Outdoor Unit-Air-Source) | AZV7SA4210A* |  |  | CHPEA6030*3A* | A*VM970804CNA* | 40500 | 16.5 | 8.6 | 41000 | 31000 | 75.61% | 2 | 0 | 10 |  |  |  | No | R-32 | 3.375 | Residential & Commercial | Ducted CEE Tier 1
214396210 | Central HP <5.4 tons | YORK | HRCU-A-CB (Split System: Heat Pump with Remote Outdoor Unit-Air-Source) | HH836E2S11 |  |  | CTF36B5CDS1+JME12B2SN1 |  | 33400 | 19 | 9 | 30400 | 24800 | 81.58% | 2 | 0 | 12 |  |  |  | No | R-454B | 2.7833 | Residential & Commercial | Ducted CEE Tier 1
210533111 | Central HP <5.4 tons | BRYANT HEATING AND COOLING SYSTEMS | HRCU-A-CB (Split System: Heat Pump with Remote Outdoor Unit-Air-Source) | 284ANV024*0**B* |  |  | CSPH*4212AL*+UI | 935CA66100C21*** | 24000 | 19.5 | 9.5 | 26400 | 19600 | 74.24% | 2.54 | 0 | 13 |  |  |  | No | R-410A | 2 | Residential & Commercial | Ducted CEE Tier 1
211260761 | Central HP <5.4 tons | COMFORTMAKER | HRCU-A-CB (Split System: Heat Pump with Remote Outdoor Unit-Air-Source) | DLCURAH18ABK |  |  | EA*4X25L17A* | *95ESU0401712A* | 18200 | 16.5 | 8.5 | 18000 | 17600 | 97.78% | 2.12 | 0 | 11 |  |  |  | No | R-410A | 1.5167 | Residential & Commercial | Ducted CEE Tier 1
212984110 | Central HP <5.4 tons | BRYANT HEATING AND COOLING SYSTEMS | HRCU-A-CB (Split System: Heat Pump with Remote Outdoor Unit-Air-Source) | 38MURAQ24AB3* |  |  | CNPV*2417AL* | 912SE42060M17*** | 23200 | 16.5 | 8.5 | 26800 | 25400 | 94.78% | 2.14 | 0 | 10 |  |  |  | No | R-410A | 1.9333 | Residential & Commercial | Ducted CEE Tier 1
212984578 | Central HP <5.4 tons | BRYANT HEATING AND COOLING SYSTEMS | HRCU-A-CB (Split System: Heat Pump with Remote Outdoor Unit-Air-Source) | 38MURAQ24AB3* |  |  | CAP**2517AL* | 912SE48080M17*** | 24000 | 17.5 | 8.5 | 25000 | 21800 | 87.2% | 1.84 | 0 | 10 |  |  |  | No | R-410A | 2 | Residential & Commercial | Ducted CEE Tier 1
215433903 | Central HP <5.4 tons | AMANA | HRCU-A-CB (Split System: Heat Pump with Remote Outdoor Unit-Air-Source) | AZV7SA2410A* |  |  | CHPEA3026*3A*+MBVK12BP1X00A* |  | 23200 | 19 | 8.6 | 23200 | 17000 | 73.28% | 2 | 0 | 11 |  |  |  | No | R-32 | 1.9333 | Residential & Commercial | Ducted CEE Tier 1
215434028 | Central HP <5.4 tons | AMANA | HRCU-A-CB (Split System: Heat Pump with Remote Outdoor Unit-Air-Source) | AZV7SA2410A* |  |  | CA*EA3022*3A* | A*VS800805CUA* | 23200 | 19 | 8.6 | 23200 | 17000 | 73.28% | 2 | 0 | 11 |  |  |  | No | R-32 | 1.9333 | Residential & Commercial | Ducted CEE Tier 1
215434037 | Central HP <5.4 tons | AMANA | HRCU-A-CB (Split System: Heat Pump with Remote Outdoor Unit-Air-Source) | AZV7SA2410A* |  |  | CA*EA3022*3A* | A*VT960603BNA* | 23200 | 19 | 8.6 | 23200 | 17000 | 73.28% | 2 | 0 | 11 |  |  |  | No | R-32 | 1.9333 | Residential & Commercial | Ducted CEE Tier 1
215434044 | Central HP <5.4 tons | AMANA | HRCU-A-CB (Split System: Heat Pump with Remote Outdoor Unit-Air-Source) | AZV7SA2410A* |  |  | CA*EA3626*3A* | A*VM971005CNA* | 23200 | 19 | 8.6 | 23200 | 17000 | 73.28% | 2 | 0 | 11 |  |  |  | No | R-32 | 1.9333 | Residential & Commercial | Ducted CEE Tier 1
215434055 | Central HP <5.4 tons | AMANA | HRCU-A-CB (Split System: Heat Pump with Remote Outdoor Unit-Air-Source) | AZV7SA2410A* |  |  | CA*EA3626*3A* | A*VT960403BNA* | 23200 | 19 | 8.6 | 23200 | 17000 | 73.28% | 2 | 0 | 11 |  |  |  | No | R-32 | 1.9333 | Residential & Commercial | Ducted CEE Tier 1
215434060 | Central HP <5.4 tons | AMANA | HRCU-A-CB (Split System: Heat Pump with Remote Outdoor Unit-Air-Source) | AZV7SA2410A* |  |  | CHPEA3026*3A* | A*VM970603BNA* | 23200 | 19 | 8.6 | 23200 | 17000 | 73.28% | 2 | 0 | 11 |  |  |  | No | R-32 | 1.9333 | Residential & Commercial | Ducted CEE Tier 1
215434062 | Central HP <5.4 tons | AMANA | HRCU-A-CB (Split System: Heat Pump with Remote Outdoor Unit-Air-Source) | AZV7SA2410A* |  |  | CHPEA3026*3A* | A*VM970804CNA* | 23200 | 19 | 8.6 | 23200 | 17000 | 73.28% | 2 | 0 | 11 |  |  |  | No | R-32 | 1.9333 | Residential & Commercial | Ducted CEE Tier 1
211261328 | Central HP <5.4 tons | COMFORTMAKER | HRCU-A-CB (Split System: Heat Pump with Remote Outdoor Unit-Air-Source) | DLCURAH18ABK |  |  | EA*4X30L14A* | *95ESN0401410A* | 17900 | 15.5 | 8.5 | 18500 | 18500 | 100% | 2.22 | 0 | 10.5 |  |  |  | No | R-410A | 1.4917 | Residential & Commercial | Ducted CEE Tier 1
211229286 | Central HP <5.4 tons | COMFORTMAKER | HRCU-A-CB (Split System: Heat Pump with Remote Outdoor Unit-Air-Source) | DLCURAH36ABK |  |  | EA*4X48L24A* | *80ES(N,L)0902420A* | 36000 | 16.5 | 8.5 | 38500 | 34600 | 89.87% | 2.06 | 0 | 10 |  |  |  | No | R-410A | 3 | Residential & Commercial | Ducted CEE Tier 1
211229334 | Central HP <5.4 tons | COMFORTMAKER | HRCU-A-CB (Split System: Heat Pump with Remote Outdoor Unit-Air-Source) | DLCURAH36ABK |  |  | EA*4X48L24A* | *80ES(N,L)1552420A* | 37000 | 16 | 8.5 | 38500 | 34800 | 90.39% | 2.12 | 0 | 10 |  |  |  | No | R-410A | 3.0833 | Residential & Commercial | Ducted CEE Tier 1
211229370 | Central HP <5.4 tons | COMFORTMAKER | HRCU-A-CB (Split System: Heat Pump with Remote Outdoor Unit-Air-Source) | DLCURAH36ABK |  |  | EA*4X48L24A* | *80VSL1102422A* | 35800 | 16.5 | 8.5 | 37800 | 34600 | 91.53% | 2.04 | 0 | 10 |  |  |  | No | R-410A | 2.9833 | Residential & Commercial | Ducted CEE Tier 1
211229402 | Central HP <5.4 tons | COMFORTMAKER | HRCU-A-CB (Split System: Heat Pump with Remote Outdoor Unit-Air-Source) | DLCURAH36ABK |  |  | EA*4X48L24A* | *80VTL0902120A* | 35600 | 16.5 | 8.1 | 37800 | 34600 | 91.53% | 2.04 | 0 | 10 |  |  |  | No | R-410A | 2.9667 | Residential & Commercial | Ducted CEE Tier 1
210692566 | Central HP <5.4 tons | AMANA | HRCU-A-CB (Split System: Heat Pump with Remote Outdoor Unit-Air-Source) | ASZV903610A* |  |  | CSCF3642N6D*+TXV | A*VC800604B*A* | 33800 | 18.5 | 8.2 | 34000 | 24400 | 71.76% | 1.8 | 0 | 11.5 |  |  |  | No | R-410A | 2.8167 | Residential & Commercial | Ducted CEE Tier 1
210692575 | Central HP <5.4 tons | AMANA | HRCU-A-CB (Split System: Heat Pump with Remote Outdoor Unit-Air-Source) | ASZV903610A* |  |  | CSCF3642N6D*+TXV | A*VC960804CNB* | 33800 | 18.5 | 8.2 | 34000 | 24400 | 71.76% | 1.8 | 0 | 11.5 |  |  |  | No | R-410A | 2.8167 | Residential & Commercial | Ducted CEE Tier 1
213077059 | Central HP <5.4 tons | COMFORTMAKER | HRCU-A-CB (Split System: Heat Pump with Remote Outdoor Unit-Air-Source) | DLCURAH36ABK |  |  | EA*4X42L21A* | *96VSN0802120B* | 35600 | 16 | 8.1 | 38500 | 35200 | 91.43% | 1.9 | 0 | 10 |  |  |  | No | R-410A | 2.9667 | Residential & Commercial | Ducted CEE Tier 1
213078074 | Central HP <5.4 tons | COMFORTMAKER | HRCU-A-CB (Split System: Heat Pump with Remote Outdoor Unit-Air-Source) | DLCURAH36ABK |  |  | EA*4X37L21A* | *80MS(N,L)0701716A* | 36600 | 16 | 8.5 | 38500 | 35000 | 90.91% | 2.06 | 0 | 10 |  |  |  | No | R-410A | 3.05 | Residential & Commercial | Ducted CEE Tier 1
213778854 | Central HP <5.4 tons | TEMPSTAR | HRCU-A-CB (Split System: Heat Pump with Remote Outdoor Unit-Air-Source) | TVH837GKA** |  |  | EA*4X36L21A*+WALLCON | *80CTL0902120B* | 31600 | 17 | 8.1 | 32800 | 24200 | 73.78% | 1.86 | 0 | 11 |  |  |  | No | R-410A | 2.6333 | Residential & Commercial | Ducted CEE Tier 1
213779054 | Central HP <5.4 tons | TEMPSTAR | HRCU-A-CB (Split System: Heat Pump with Remote Outdoor Unit-Air-Source) | TVH837GKA** |  |  | EA*4X37L21A*+WALLCON | *96CTN1002122B* | 33000 | 17 | 8.5 | 32600 | 25000 | 76.69% | 1.98 | 0 | 11.5 |  |  |  | No | R-410A | 2.75 | Residential & Commercial | Ducted CEE Tier 1
215433919 | Central HP <5.4 tons | AMANA | HRCU-A-CB (Split System: Heat Pump with Remote Outdoor Unit-Air-Source) | AZV7SA3610A* |  |  | CA*EA6030*3A*+MBVK20DP1X00A* |  | 35000 | 19 | 8.5 | 35000 | 28400 | 81.14% | 2 | 0 | 10.5 |  |  |  | No | R-32 | 2.9167 | Residential & Commercial | Ducted CEE Tier 1
215434167 | Central HP <5.4 tons | AMANA | HRCU-A-CB (Split System: Heat Pump with Remote Outdoor Unit-Air-Source) | AZV7SA3610A* |  |  | CA*EA4830*3A* | A*VT961205DNA* | 34800 | 18.5 | 8.5 | 35000 | 28400 | 81.14% | 2 | 0 | 10.5 |  |  |  | No | R-32 | 2.9 | Residential & Commercial | Ducted CEE Tier 1
213779074 | Central HP <5.4 tons | TEMPSTAR | HRCU-A-CB (Split System: Heat Pump with Remote Outdoor Unit-Air-Source) | TVH837GKA** |  |  | EA*4X42L21A*+WALLCON | *80CTL0701716B* | 31400 | 17 | 8.1 | 33200 | 24400 | 73.49% | 1.86 | 0 | 10.5 |  |  |  | No | R-410A | 2.6167 | Residential & Commercial | Ducted CEE Tier 1
213779104 | Central HP <5.4 tons | TEMPSTAR | HRCU-A-CB (Split System: Heat Pump with Remote Outdoor Unit-Air-Source) | TVH837GKA** |  |  | EA*4X42L21A*+WALLCON | *80CTL1102120B* | 31800 | 17 | 8.1 | 32800 | 24200 | 73.78% | 1.88 | 0 | 11 |  |  |  | No | R-410A | 2.65 | Residential & Commercial | Ducted CEE Tier 1
213779124 | Central HP <5.4 tons | TEMPSTAR | HRCU-A-CB (Split System: Heat Pump with Remote Outdoor Unit-Air-Source) | TVH837GKA** |  |  | EA*4X42L21A*+WALLCON | *97CMN0601714B* | 31600 | 16.5 | 8.1 | 33200 | 24600 | 74.1% | 1.84 | 0 | 10.5 |  |  |  | No | R-410A | 2.6333 | Residential & Commercial | Ducted CEE Tier 1
213779324 | Central HP <5.4 tons | TEMPSTAR | HRCU-A-CB (Split System: Heat Pump with Remote Outdoor Unit-Air-Source) | TVH837GKA** |  |  | EA*4X43L21A*+WALLCON | *97CMN0801714B* | 32800 | 17 | 8.1 | 33000 | 25200 | 76.36% | 1.96 | 0 | 11 |  |  |  | No | R-410A | 2.7333 | Residential & Commercial | Ducted CEE Tier 1
213780174 | Central HP <5.4 tons | TEMPSTAR | HRCU-A-CB (Split System: Heat Pump with Remote Outdoor Unit-Air-Source) | TVH837GKA** |  |  | EHD4X48AAL+WALLCON | *80CTL0901716B* | 32400 | 16.5 | 8.1 | 33000 | 24800 | 75.15% | 1.96 | 0 | 11 |  |  |  | No | R-410A | 2.7 | Residential & Commercial | Ducted CEE Tier 1
213780244 | Central HP <5.4 tons | TEMPSTAR | HRCU-A-CB (Split System: Heat Pump with Remote Outdoor Unit-Air-Source) | TVH837GKA** |  |  | EHD4X48AAL+WALLCON | *97CMN1002122B* | 32600 | 16.5 | 8.1 | 33000 | 24800 | 75.15% | 1.96 | 0 | 11 |  |  |  | No | R-410A | 2.7167 | Residential & Commercial | Ducted CEE Tier 1
213780294 | Central HP <5.4 tons | TEMPSTAR | HRCU-A-CB (Split System: Heat Pump with Remote Outdoor Unit-Air-Source) | TVH837GKA** |  |  | EHD4X48AAL+WALLCON | *96CTN1202422B* | 32600 | 16.5 | 8.1 | 33000 | 24800 | 75.15% | 1.96 | 0 | 11 |  |  |  | No | R-410A | 2.7167 | Residential & Commercial | Ducted CEE Tier 1
209852059 | Central HP <5.4 tons | DAY & NIGHT | HRCU-A-CB (Split System: Heat Pump with Remote Outdoor Unit-Air-Source) | DLCURAH24ABK |  |  | DLFUAAH24XAK |  | 24000 | 17.4 | 10 | 24000 | 22600 | 94.17% | 1.91 | 12.5 | 11.7 |  |  |  | No | R-410A | 2 | Residential & Commercial | Ducted CEE Tier 1
215669003 | Central HP <5.4 tons | TEMPSTAR | HRCU-A-CB (Split System: Heat Pump with Remote Outdoor Unit-Air-Source) | T5H0V36*K*AAA* |  |  | EA*5X43M21A*+WALLCON | *80CTL0901716B* | 34400 | 18 | 9 | 35400 | 25200 | 71.19% | 1.88 | 0 | 10 |  |  |  | No | R-454B | 2.8667 | Residential & Commercial | Ducted CEE Tier 1
215669067 | Central HP <5.4 tons | TEMPSTAR | HRCU-A-CB (Split System: Heat Pump with Remote Outdoor Unit-Air-Source) | T5H0V36*K*AAA* |  |  | EA*5X43M21A*+WALLCON | *97CMN0802120B* | 34600 | 18 | 9 | 35200 | 25000 | 71.02% | 1.88 | 0 | 10 |  |  |  | No | R-454B | 2.8833 | Residential & Commercial | Ducted CEE Tier 1
215669371 | Central HP <5.4 tons | TEMPSTAR | HRCU-A-CB (Split System: Heat Pump with Remote Outdoor Unit-Air-Source) | T5H0V36*K*AAA* |  |  | EA*5X60M24A*+WALLCON | *97CMN0602120B* | 34200 | 18 | 9 | 34400 | 25000 | 72.67% | 1.9 | 0 | 10 |  |  |  | No | R-454B | 2.85 | Residential & Commercial | Ducted CEE Tier 1
215669471 | Central HP <5.4 tons | TEMPSTAR | HRCU-A-CB (Split System: Heat Pump with Remote Outdoor Unit-Air-Source) | T5H0V36*K*AAA* |  |  | EA*5X61M21A*+WALLCON | *80CTL0701716B* | 34600 | 18 | 9 | 34600 | 25000 | 72.25% | 1.9 | 0 | 10 |  |  |  | No | R-454B | 2.8833 | Residential & Commercial | Ducted CEE Tier 1
211261412 | Central HP <5.4 tons | COMFORTMAKER | HRCU-A-CB (Split System: Heat Pump with Remote Outdoor Unit-Air-Source) | DLCURAH18ABK |  |  | EA*4X30L14A* | *95ESN0261410A* | 18100 | 15.5 | 8.5 | 18800 | 18500 | 98.4% | 2.22 | 0 | 10.5 |  |  |  | No | R-410A | 1.5083 | Residential & Commercial | Ducted CEE Tier 1
211261576 | Central HP <5.4 tons | COMFORTMAKER | HRCU-A-CB (Split System: Heat Pump with Remote Outdoor Unit-Air-Source) | DLCURAH18ABK |  |  | EA*4X30L17A* | *96VSN0401410A* | 17500 | 16 | 8.5 | 18100 | 18600 | 102.8% | 2.24 | 0 | 10.5 |  |  |  | No | R-410A | 1.4583 | Residential & Commercial | Ducted CEE Tier 1
211261594 | Central HP <5.4 tons | COMFORTMAKER | HRCU-A-CB (Split System: Heat Pump with Remote Outdoor Unit-Air-Source) | DLCURAH18ABK |  |  | EA*4X30L17A* | *96VSN0401712A* | 17900 | 15.5 | 8.5 | 18500 | 18500 | 100% | 2.22 | 0 | 10.5 |  |  |  | No | R-410A | 1.4917 | Residential & Commercial | Ducted CEE Tier 1
215433900 | Central HP <5.4 tons | AMANA | HRCU-A-CB (Split System: Heat Pump with Remote Outdoor Unit-Air-Source) | AZV7SA2410A* |  |  | CA*EA3022*3A*+MBVK16CP1X00A* |  | 23200 | 19 | 8.6 | 23200 | 17000 | 73.28% | 2 | 0 | 11 |  |  |  | No | R-32 | 1.9333 | Residential & Commercial | Ducted CEE Tier 1
213076388 | Central HP <5.4 tons | COMFORTMAKER | HRCU-A-CB (Split System: Heat Pump with Remote Outdoor Unit-Air-Source) | DLCURAH18ABK |  |  | EA*4X24L17A* | *96VTN0601716B* | 17400 | 16 | 8.5 | 18400 | 19500 | 106% | 2.34 | 0 | 10.5 |  |  |  | No | R-410A | 1.45 | Residential & Commercial | Ducted CEE Tier 1
215434066 | Central HP <5.4 tons | AMANA | HRCU-A-CB (Split System: Heat Pump with Remote Outdoor Unit-Air-Source) | AZV7SA2410A* |  |  | CHPEA3026*3A* | A*VS960603BUA* | 23200 | 19 | 8.6 | 23200 | 17000 | 73.28% | 2 | 0 | 11 |  |  |  | No | R-32 | 1.9333 | Residential & Commercial | Ducted CEE Tier 1
214242298 | Central HP <5.4 tons | AIRQUEST | HRCU-A-CB (Split System: Heat Pump with Remote Outdoor Unit-Air-Source) | HVH825GKA3* |  |  | EN(A,D,W)4X48L21**+WALLCON | *96CTN0601714B* | 24000 | 16.5 | 8.1 | 21400 | 16600 | 77.57% | 2 | 0 | 11 |  |  |  | No | R-410A | 2 | Residential & Commercial | Ducted CEE Tier 1
211241033 | Central HP <5.4 tons | AIRQUEST | HRCU-A-CB (Split System: Heat Pump with Remote Outdoor Unit-Air-Source) | DLCURAH24ABK |  |  | EA*4X25L17A* | *96VTN0601412A* | 24000 | 16.5 | 8.1 | 25200 | 21600 | 85.71% | 1.82 | 0 | 10 |  |  |  | No | R-410A | 2 | Residential & Commercial | Ducted CEE Tier 1
212982322 | Central HP <5.4 tons | TEMPSTAR | HRCU-A-CB (Split System: Heat Pump with Remote Outdoor Unit-Air-Source) | DLCURAH24ABK |  |  | EA*4X37L21A* | *80MSU0401712A* | 24400 | 17 | 8.5 | 25200 | 21400 | 84.92% | 1.8 | 0 | 10 |  |  |  | No | R-410A | 2.0333 | Residential & Commercial | Ducted CEE Tier 1
206136120 | Central HP <5.4 tons | DAY & NIGHT | HRCU-A-CB (Split System: Heat Pump with Remote Outdoor Unit-Air-Source) | CVH837GKA** |  |  | EA*4X42L24A*+WALLCON | *95CSU0802120A* | 31800 | 17.5 | 8.1 | 33000 | 24400 | 73.94% | 1.9 | 11.5 | 11 |  |  |  | No | R-410A | 2.65 | Residential & Commercial | Ducted CEE Tier 1
206136170 | Central HP <5.4 tons | DAY & NIGHT | HRCU-A-CB (Split System: Heat Pump with Remote Outdoor Unit-Air-Source) | CVH837GKA** |  |  | EA*4X48L21A*+WALLCON | *95CSU0802120A* | 32400 | 17.5 | 8.5 | 32600 | 25000 | 76.69% | 1.98 | 12 | 11.5 |  |  |  | No | R-410A | 2.7 | Residential & Commercial | Ducted CEE Tier 1
211245448 | Central HP <5.4 tons | TEMPSTAR | HRCU-A-CB (Split System: Heat Pump with Remote Outdoor Unit-Air-Source) | DLCURAH24ABK |  |  | EN(A,D)4X36L21** | *80VSL0702120A* | 24600 | 16 | 8.1 | 26600 | 22400 | 84.21% | 1.84 | 0 | 10.5 |  |  |  | No | R-410A | 2.05 | Residential & Commercial | Ducted CEE Tier 1
214097554 | Central HP <5.4 tons | SURE | HRCU-A-CB (Split System: Heat Pump with Remote Outdoor Unit-Air-Source) | RD17AZ48AJ3N |  |  | TCFZ6024SEANM | S962V0855A21M4S | 45500 | 16 | 8.1 | 45500 | 40500 | 89.01% | 2.1 | 0 | 10 |  |  |  | No | R-410A | 3.7917 | Residential & Commercial | Ducted CEE Tier 1
214097622 | Central HP <5.4 tons | SURE | HRCU-A-CB (Split System: Heat Pump with Remote Outdoor Unit-Air-Source) | RD17AZ48AJ3N |  |  | TCFZ6024SEANM | S801V1005A21DZ | 45500 | 17 | 8.1 | 45500 | 40000 | 87.91% | 2.1 | 0 | 10 |  |  |  | No | R-410A | 3.7917 | Residential & Commercial | Ducted CEE Tier 1
215434182 | Central HP <5.4 tons | AMANA | HRCU-A-CB (Split System: Heat Pump with Remote Outdoor Unit-Air-Source) | AZV7SA3610A* |  |  | CA*EA6030*3A* | A*VT800805C*A* | 35000 | 18.5 | 8.5 | 35000 | 28400 | 81.14% | 2 | 0 | 10.5 |  |  |  | No | R-32 | 2.9167 | Residential & Commercial | Ducted CEE Tier 1
215434183 | Central HP <5.4 tons | AMANA | HRCU-A-CB (Split System: Heat Pump with Remote Outdoor Unit-Air-Source) | AZV7SA3610A* |  |  | CA*EA6030*3A* | A*VT800804C*A* | 35000 | 18.5 | 8.5 | 35000 | 28400 | 81.14% | 2 | 0 | 10.5 |  |  |  | No | R-32 | 2.9167 | Residential & Commercial | Ducted CEE Tier 1
215434184 | Central HP <5.4 tons | AMANA | HRCU-A-CB (Split System: Heat Pump with Remote Outdoor Unit-Air-Source) | AZV7SA3610A* |  |  | CA*EA6030*3A* | A*VS960805CUA* | 35000 | 18 | 8.5 | 35000 | 28400 | 81.14% | 2 | 0 | 10.5 |  |  |  | No | R-32 | 2.9167 | Residential & Commercial | Ducted CEE Tier 1
215318952 | Central HP <5.4 tons | DAY & NIGHT | HRCU-A-CB (Split System: Heat Pump with Remote Outdoor Unit-Air-Source) | D5CURAH24AAK |  |  | D5FUAAH24XAK |  | 24000 | 18.2 | 9.7 | 26000 | 21600 | 83.08% | 1.87 | 0 | 11 |  |  |  | No | R-454B | 2 | Residential & Commercial | Ducted CEE Tier 1
215676518 | Central HP <5.4 tons | COMFORTMAKER | HRCU-A-CB (Split System: Heat Pump with Remote Outdoor Unit-Air-Source) | C5H0V48*K*AAA* |  |  | EVD5X60M21A*+WALLCON | *95CSU1002122B* | 48000 | 19 | 9 | 50000 | 36600 | 73.2% | 2.12 | 0 | 10 |  |  |  | No | R-454B | 4 | Residential & Commercial | Ducted CEE Tier 1
215676818 | Central HP <5.4 tons | COMFORTMAKER | HRCU-A-CB (Split System: Heat Pump with Remote Outdoor Unit-Air-Source) | C5H0V48*K*AAA* |  |  | EVD5X61M21A*+WALLCON | *97CMN1002122B* | 48500 | 19.5 | 9.5 | 50000 | 36800 | 73.6% | 2.12 | 0 | 10.5 |  |  |  | No | R-454B | 4.0417 | Residential & Commercial | Ducted CEE Tier 1
214242328 | Central HP <5.4 tons | AIRQUEST | HRCU-A-CB (Split System: Heat Pump with Remote Outdoor Unit-Air-Source) | HVH825GKA3* |  |  | EN(A,D)4X48L24**+WALLCON | *80CTL0902120B* | 24200 | 17 | 8.1 | 21200 | 16600 | 78.3% | 2 | 0 | 11 |  |  |  | No | R-410A | 2.0167 | Residential & Commercial | Ducted CEE Tier 1
211259581 | Central HP <5.4 tons | COMFORTMAKER | HRCU-A-CB (Split System: Heat Pump with Remote Outdoor Unit-Air-Source) | DLCURAH18ABK |  |  | EA*4X19L17A* | *80VSL0451412A* | 18200 | 16.5 | 8.5 | 18200 | 17600 | 96.7% | 2.14 | 0 | 11 |  |  |  | No | R-410A | 1.5167 | Residential & Commercial | Ducted CEE Tier 1
211259908 | Central HP <5.4 tons | COMFORTMAKER | HRCU-A-CB (Split System: Heat Pump with Remote Outdoor Unit-Air-Source) | DLCURAH18ABK |  |  | EA*4X19L17A* | *80ES(N,L)0451712A* | 19100 | 16 | 9 | 19100 | 17400 | 91.1% | 2.14 | 0 | 11 |  |  |  | No | R-410A | 1.5917 | Residential & Commercial | Ducted CEE Tier 1
214239996 | Central HP <5.4 tons | AIRQUEST | HRCU-A-CB (Split System: Heat Pump with Remote Outdoor Unit-Air-Source) | HVH837GKA** |  |  | EN(A,D)4X48L24**+WALLCON | *97CMN1002122B* | 32400 | 17 | 8.1 | 32600 | 24600 | 75.46% | 1.96 | 0 | 11.7 |  |  |  | No | R-410A | 2.7 | Residential & Commercial | Ducted CEE Tier 1
214242188 | Central HP <5.4 tons | AIRQUEST | HRCU-A-CB (Split System: Heat Pump with Remote Outdoor Unit-Air-Source) | HVH825GKA3* |  |  | EN(A,D,W)4X42L21**+WALLCON | *96CTN0801714B* | 23800 | 16.5 | 8.1 | 21400 | 16700 | 78.04% | 1.94 | 0 | 11 |  |  |  | No | R-410A | 1.9833 | Residential & Commercial | Ducted CEE Tier 1
214242388 | Central HP <5.4 tons | AIRQUEST | HRCU-A-CB (Split System: Heat Pump with Remote Outdoor Unit-Air-Source) | HVH825GKA3* |  |  | EN(A,D)4X48L24**+WALLCON | *96CTN1202422B* | 24200 | 17 | 8.1 | 21200 | 16600 | 78.3% | 2 | 0 | 11 |  |  |  | No | R-410A | 2.0167 | Residential & Commercial | Ducted CEE Tier 1
214574517 | Central HP <5.4 tons | TEMPSTAR | HRCU-A-CB (Split System: Heat Pump with Remote Outdoor Unit-Air-Source) | TVH837GKA2* |  |  | EN(A,D,W)4X42L21**+WALLCON | *80CTL0702120B* | 31800 | 17 | 8.1 | 33000 | 24600 | 74.55% | 1.88 | 0 | 11 |  |  |  | No | R-410A | 2.65 | Residential & Commercial | Ducted CEE Tier 1
214574537 | Central HP <5.4 tons | TEMPSTAR | HRCU-A-CB (Split System: Heat Pump with Remote Outdoor Unit-Air-Source) | TVH837GKA2* |  |  | EN(A,D,W)4X42L21**+WALLCON | *95CSU1002122B* | 31800 | 17 | 8.1 | 33000 | 24400 | 73.94% | 1.9 | 0 | 11.5 |  |  |  | No | R-410A | 2.65 | Residential & Commercial | Ducted CEE Tier 1
214574587 | Central HP <5.4 tons | TEMPSTAR | HRCU-A-CB (Split System: Heat Pump with Remote Outdoor Unit-Air-Source) | TVH837GKA2* |  |  | EN(A,D,W)4X48L21**+WALLCON | *95CSU0802120B* | 32400 | 17.5 | 8.1 | 32800 | 24800 | 75.61% | 1.96 | 0 | 11.5 |  |  |  | No | R-410A | 2.7 | Residential & Commercial | Ducted CEE Tier 1
213780644 | Central HP <5.4 tons | TEMPSTAR | HRCU-A-CB (Split System: Heat Pump with Remote Outdoor Unit-Air-Source) | TVH837GKA2* |  |  | EA*4X36L17A*+WALLCON | *80CTL0451712B* | 31200 | 16.5 | 8.1 | 33400 | 24600 | 73.65% | 1.8 | 0 | 10.5 |  |  |  | No | R-410A | 2.6 | Residential & Commercial | Ducted CEE Tier 1
213780894 | Central HP <5.4 tons | TEMPSTAR | HRCU-A-CB (Split System: Heat Pump with Remote Outdoor Unit-Air-Source) | TVH837GKA2* |  |  | EA*4X37L21A*+WALLCON | *80CTL1102120B* | 33000 | 17 | 8.5 | 32800 | 25000 | 76.22% | 1.98 | 0 | 11.5 |  |  |  | No | R-410A | 2.75 | Residential & Commercial | Ducted CEE Tier 1
213781094 | Central HP <5.4 tons | TEMPSTAR | HRCU-A-CB (Split System: Heat Pump with Remote Outdoor Unit-Air-Source) | TVH837GKA2* |  |  | EA*4X42L24A*+WALLCON | *80CTL0902120B* | 31800 | 17 | 8.1 | 32800 | 24200 | 73.78% | 1.88 | 0 | 11 |  |  |  | No | R-410A | 2.65 | Residential & Commercial | Ducted CEE Tier 1
213781514 | Central HP <5.4 tons | TEMPSTAR | HRCU-A-CB (Split System: Heat Pump with Remote Outdoor Unit-Air-Source) | TVH837GKA2* |  |  | EA*4X60L24A*+WALLCON | *97CMN1202422B* | 32800 | 17.5 | 8.1 | 31600 | 24600 | 77.85% | 1.98 | 0 | 11.5 |  |  |  | No | R-410A | 2.7333 | Residential & Commercial | Ducted CEE Tier 1
214242958 | Central HP <5.4 tons | AIRQUEST | HRCU-A-CB (Split System: Heat Pump with Remote Outdoor Unit-Air-Source) | HVH825GKA2* |  |  | EN(A,D,W)4X42L21**+WALLCON | *80CTL0451712B* | 23600 | 16 | 8.1 | 21600 | 16800 | 77.78% | 1.94 | 0 | 10.5 |  |  |  | No | R-410A | 1.9667 | Residential & Commercial | Ducted CEE Tier 1
214243258 | Central HP <5.4 tons | AIRQUEST | HRCU-A-CB (Split System: Heat Pump with Remote Outdoor Unit-Air-Source) | HVH825GKA2* |  |  | EN(A,D)4X48L24**+WALLCON | *96CTN1202422B* | 24200 | 17 | 8.1 | 21200 | 16600 | 78.3% | 2.02 | 0 | 11.5 |  |  |  | No | R-410A | 2.0167 | Residential & Commercial | Ducted CEE Tier 1
215934137 | Central HP <5.4 tons | AIRQUEST | HRCU-A-CB (Split System: Heat Pump with Remote Outdoor Unit-Air-Source) | H5H3V48*K*AAA* |  |  | EA*5X61M21A*+WALLCON | *80CSU1002120A* | 45000 | 21 | 9.5 | 48500 | 37000 | 76.29% | 2 | 0 | 11 |  |  |  | No | R-454B | 3.75 | Residential & Commercial | Ducted CEE Tier 1
204456656 | Central HP <5.4 tons | COMFORTMAKER | HRCU-A-CB (Split System: Heat Pump with Remote Outdoor Unit-Air-Source) | CVH825GKA2* |  |  | EA*4X36L17A*+WALLCON | *80CTL0901716A* | 23600 | 17 | 8.1 | 21400 | 16600 | 77.57% | 1.94 | 11.5 | 11 |  |  |  | No | R-410A | 1.9667 | Residential & Commercial | Ducted CEE Tier 1
204456674 | Central HP <5.4 tons | COMFORTMAKER | HRCU-A-CB (Split System: Heat Pump with Remote Outdoor Unit-Air-Source) | CVH825GKA2* |  |  | EA*4X36L21A*+WALLCON | *80CTL0701716A* | 23600 | 16.5 | 8.1 | 21400 | 16600 | 77.57% | 1.94 | 11 | 11 |  |  |  | No | R-410A | 1.9667 | Residential & Commercial | Ducted CEE Tier 1
215669521 | Central HP <5.4 tons | TEMPSTAR | HRCU-A-CB (Split System: Heat Pump with Remote Outdoor Unit-Air-Source) | T5H0V36*K*AAA* |  |  | EA*5X61M21A*+WALLCON | *95CSU0802120B* | 34800 | 18 | 9 | 34400 | 24800 | 72.09% | 1.92 | 0 | 10 |  |  |  | No | R-454B | 2.9 | Residential & Commercial | Ducted CEE Tier 1
215669571 | Central HP <5.4 tons | TEMPSTAR | HRCU-A-CB (Split System: Heat Pump with Remote Outdoor Unit-Air-Source) | T5H0V36*K*AAA* |  |  | EA*5X61M21A*+WALLCON | *97CMN0802120B* | 34800 | 18 | 9 | 34400 | 24800 | 72.09% | 1.92 | 0 | 10 |  |  |  | No | R-454B | 2.9 | Residential & Commercial | Ducted CEE Tier 1
215669721 | Central HP <5.4 tons | TEMPSTAR | HRCU-A-CB (Split System: Heat Pump with Remote Outdoor Unit-Air-Source) | T5H0V36*K*AAA* |  |  | EA*5X61M24A*+WALLCON | *97CMN1202422B* | 34800 | 18.5 | 9 | 34400 | 24800 | 72.09% | 1.92 | 0 | 10.5 |  |  |  | No | R-454B | 2.9 | Residential & Commercial | Ducted CEE Tier 1
215931927 | Central HP <5.4 tons | AIRQUEST | HRCU-A-CB (Split System: Heat Pump with Remote Outdoor Unit-Air-Source) | H5H3V36*K*AAA* |  |  | EA*5X24M14A*+WALLCON | *96CTN0401410B* | 30400 | 17 | 9 | 35000 | 26800 | 76.57% | 1.9 | 0 | 10 |  |  |  | No | R-454B | 2.5333 | Residential & Commercial | Ducted CEE Tier 1
215932077 | Central HP <5.4 tons | AIRQUEST | HRCU-A-CB (Split System: Heat Pump with Remote Outdoor Unit-Air-Source) | H5H3V36*K*AAA* |  |  | EA*5X36M17A*+WALLCON | *80CTL0901716B* | 32200 | 19.5 | 9.5 | 35200 | 27000 | 76.7% | 2 | 0 | 11 |  |  |  | No | R-454B | 2.6833 | Residential & Commercial | Ducted CEE Tier 1
214075516 | Central HP <5.4 tons | RUUD | HRCU-A-CB (Split System: Heat Pump with Remote Outdoor Unit-Air-Source) | RD17AZ24AJ3N |  |  | RCFZ2417MTANM | R801V0504A17UHN | 22600 | 17 | 9.5 | 22600 | 16900 | 74.78% | 2 | 0 | 11.2 |  |  |  | No | R-410A | 1.8833 | Residential & Commercial | Ducted CEE Tier 1
214075477 | Central HP <5.4 tons | RUUD | HRCU-A-CB (Split System: Heat Pump with Remote Outdoor Unit-Air-Source) | RD17AZ24AJ3N |  |  | RCFZ2417MTANM | R802V0754A17UHN | 22600 | 18 | 9.5 | 22600 | 16800 | 74.34% | 2.1 | 0 | 11.2 |  |  |  | No | R-410A | 1.8833 | Residential & Commercial | Ducted CEE Tier 1
214097637 | Central HP <5.4 tons | RUUD | HRCU-A-CB (Split System: Heat Pump with Remote Outdoor Unit-Air-Source) | RD17AZ48AJ3N |  |  | RCFZ6024SEANM | R962V1155A24M4S | 45500 | 17 | 8.1 | 45500 | 40000 | 87.91% | 2.1 | 0 | 10 |  |  |  | No | R-410A | 3.7917 | Residential & Commercial | Ducted CEE Tier 1
214097672 | Central HP <5.4 tons | RUUD | HRCU-A-CB (Split System: Heat Pump with Remote Outdoor Unit-Air-Source) | RD17AZ48AJ3N |  |  | RCFZ6024SEANM | R802V1255A24UHS | 45500 | 17 | 8.1 | 45500 | 40000 | 87.91% | 2.1 | 0 | 10 |  |  |  | No | R-410A | 3.7917 | Residential & Commercial | Ducted CEE Tier 1
214066535 | Central HP <5.4 tons | SURE | HRCU-A-CB (Split System: Heat Pump with Remote Outdoor Unit-Air-Source) | RD17AZ36AJ3N |  |  | TCFZ3621MTANM | S801V0504A17UHU | 34200 | 18 | 8.1 | 34200 | 29800 | 87.13% | 1.9 | 0 | 10 |  |  |  | No | R-410A | 2.85 | Residential & Commercial | Ducted CEE Tier 1
214066568 | Central HP <5.4 tons | SURE | HRCU-A-CB (Split System: Heat Pump with Remote Outdoor Unit-Air-Source) | RD17AZ36AJ3N |  |  | TCFZ3621MTANM | S801V0755A21UHS | 34200 | 18 | 8.1 | 34200 | 29400 | 85.96% | 2 | 0 | 11.7 |  |  |  | No | R-410A | 2.85 | Residential & Commercial | Ducted CEE Tier 1
214066737 | Central HP <5.4 tons | SURE | HRCU-A-CB (Split System: Heat Pump with Remote Outdoor Unit-Air-Source) | RD17AZ36AJ3N |  |  | TCFZ3621MTANM | S802VA075317Z | 34200 | 18 | 8.1 | 34200 | 29600 | 86.55% | 1.9 | 0 | 10 |  |  |  | No | R-410A | 2.85 | Residential & Commercial | Ducted CEE Tier 1
214570607 | Central HP <5.4 tons | TEMPSTAR | HRCU-A-CB (Split System: Heat Pump with Remote Outdoor Unit-Air-Source) | TVH825GKA3* |  |  | EA*4X42L24A*+WALLCON | *96CTN0802120B* | 23800 | 17 | 8.5 | 21400 | 16600 | 77.57% | 1.96 | 0 | 11 |  |  |  | No | R-410A | 1.9833 | Residential & Commercial | Ducted CEE Tier 1
215670455 | Central HP <5.4 tons | TEMPSTAR | HRCU-A-CB (Split System: Heat Pump with Remote Outdoor Unit-Air-Source) | T5H0V36*K*AAA* |  |  | ESH5X60M12A*+WALLCON | *80CTL0902120B* | 34600 | 17 | 8.5 | 34600 | 24800 | 71.68% | 1.92 | 0 | 10 |  |  |  | No | R-454B | 2.8833 | Residential & Commercial | Ducted CEE Tier 1
210798402 | Central HP <5.4 tons | AMANA | HRCU-A-CB (Split System: Heat Pump with Remote Outdoor Unit-Air-Source) | ASZS601810A* |  |  | CA*EA1818*4A* | A*VC800805C*A* | 16600 | 17.5 | 8.5 | 17400 | 13000 | 74.71% | 2.1 | 0 | 10.9 |  |  |  | No | R-410A | 1.3833 | Residential & Commercial | Ducted CEE Tier 1
214505352 | Central HP <5.4 tons | AMANA | HRCU-A-CB (Split System: Heat Pump with Remote Outdoor Unit-Air-Source) | ASZS60241EA* |  |  | CA*EA3026*4B* | A*VC800805C*A* | 23000 | 17 | 8.6 | 23000 | 16100 | 70% | 2 | 0 | 10 |  |  |  | No | R-410A | 1.9167 | Residential & Commercial | Ducted CEE Tier 1
214505384 | Central HP <5.4 tons | AMANA | HRCU-A-CB (Split System: Heat Pump with Remote Outdoor Unit-Air-Source) | ASZS60241EA* |  |  | CA*EA3026*4B* | A*VM970803BNB* | 23000 | 17 | 8.6 | 23000 | 16100 | 70% | 2 | 0 | 10 |  |  |  | No | R-410A | 1.9167 | Residential & Commercial | Ducted CEE Tier 1
215318957 | Central HP <5.4 tons | DAY & NIGHT | HRCU-A-CB (Split System: Heat Pump with Remote Outdoor Unit-Air-Source) | D5CUHAH18AAK |  |  | D5FUHAH24XAK |  | 18000 | 19 | 10.2 | 18000 | 18600 | 103.3% | 2.12 | 0 | 12.5 |  |  |  | No | R-454B | 1.5 | Residential & Commercial | Ducted CEE Tier 1
214397838 | Central HP <5.4 tons | JOHNSON CONTROLS | HRCU-A-CB (Split System: Heat Pump with Remote Outdoor Unit-Air-Source) | HH860E2S11 |  |  | CTF60C5CGS1+JMVT17CC2N1 |  | 44500 | 18 | 9 | 44000 | 33000 | 75% | 2 | 0 | 12 |  |  |  | No | R-454B | 3.7083 | Residential & Commercial | Ducted CEE Tier 1
211258105 | Central HP <5.4 tons | CARRIER | HRCU-A-CB (Split System: Heat Pump with Remote Outdoor Unit-Air-Source) | 38MURAQ18AB3* |  |  | CNPV*3017AL* | OVMAAB042112 | 18200 | 15.5 | 8.5 | 18900 | 18400 | 97.35% | 2.2 | 0 | 11 |  |  |  | No | R-410A | 1.5167 | Residential & Commercial | Ducted CEE Tier 1
211258123 | Central HP <5.4 tons | CARRIER | HRCU-A-CB (Split System: Heat Pump with Remote Outdoor Unit-Air-Source) | 38MURAQ18AB3* |  |  | FM(C,U)4Z24**AL* |  | 17800 | 17 | 9 | 18700 | 19800 | 105.9% | 2.4 | 0 | 11 |  |  |  | No | R-410A | 1.4833 | Residential & Commercial | Ducted CEE Tier 1
215682508 | Central HP <5.4 tons | COMFORTMAKER | HRCU-A-CB (Split System: Heat Pump with Remote Outdoor Unit-Air-Source) | C5H0V48*K*AAA* |  |  | EVD5X61M21A*+WALLCON | *97CTN1002122A* | 48500 | 19.5 | 9.5 | 50000 | 36800 | 73.6% | 2.12 | 0 | 10.5 |  |  |  | No | R-454B | 4.0417 | Residential & Commercial | Ducted CEE Tier 1
210692508 | Central HP <5.4 tons | AMANA | HRCU-A-CB (Split System: Heat Pump with Remote Outdoor Unit-Air-Source) | ASZV903610A* |  |  | CA*F3743*6D*+TXV | A*VC800804C*A* | 33600 | 19 | 8.2 | 34000 | 24400 | 71.76% | 1.8 | 0 | 12 |  |  |  | No | R-410A | 2.8 | Residential & Commercial | Ducted CEE Tier 1
210692510 | Central HP <5.4 tons | AMANA | HRCU-A-CB (Split System: Heat Pump with Remote Outdoor Unit-Air-Source) | ASZV903610A* |  |  | CA*F3743*6D*+TXV | A*VC800805C*A* | 33600 | 19 | 8.2 | 34000 | 24400 | 71.76% | 1.8 | 0 | 12 |  |  |  | No | R-410A | 2.8 | Residential & Commercial | Ducted CEE Tier 1
210692528 | Central HP <5.4 tons | AMANA | HRCU-A-CB (Split System: Heat Pump with Remote Outdoor Unit-Air-Source) | ASZV903610A* |  |  | CHPF3642C6C*+TXV | A*VC800604B*A* | 33400 | 18 | 8.2 | 34000 | 24400 | 71.76% | 1.8 | 0 | 11 |  |  |  | No | R-410A | 2.7833 | Residential & Commercial | Ducted CEE Tier 1
210692535 | Central HP <5.4 tons | AMANA | HRCU-A-CB (Split System: Heat Pump with Remote Outdoor Unit-Air-Source) | ASZV903610A* |  |  | CHPF3642C6C*+TXV | A*VC960603BNB* | 33400 | 18 | 8.2 | 34000 | 24400 | 71.76% | 1.8 | 0 | 11 |  |  |  | No | R-410A | 2.7833 | Residential & Commercial | Ducted CEE Tier 1
210692558 | Central HP <5.4 tons | AMANA | HRCU-A-CB (Split System: Heat Pump with Remote Outdoor Unit-Air-Source) | ASZV903610A* |  |  | CHPF3743C6B*+TXV | A*VC961005CNB* | 33400 | 18 | 8.2 | 34000 | 24400 | 71.76% | 1.8 | 0 | 11 |  |  |  | No | R-410A | 2.7833 | Residential & Commercial | Ducted CEE Tier 1
210692560 | Central HP <5.4 tons | AMANA | HRCU-A-CB (Split System: Heat Pump with Remote Outdoor Unit-Air-Source) | ASZV903610A* |  |  | CHPF3743C6B*+TXV | A*VM970803BNB* | 33400 | 18 | 8.2 | 34000 | 24400 | 71.76% | 1.8 | 0 | 11 |  |  |  | No | R-410A | 2.7833 | Residential & Commercial | Ducted CEE Tier 1
210692583 | Central HP <5.4 tons | AMANA | HRCU-A-CB (Split System: Heat Pump with Remote Outdoor Unit-Air-Source) | ASZV903610A* |  |  | CSCF3642N6D*+TXV | A*VM971205DNB* | 33800 | 18.5 | 8.2 | 34000 | 24400 | 71.76% | 1.8 | 0 | 11.5 |  |  |  | No | R-410A | 2.8167 | Residential & Commercial | Ducted CEE Tier 1
213372136 | Central HP <5.4 tons | DAY & NIGHT | HRCU-A-C (Split System: Heat Pump with Remote Outdoor Unit with No Indoor Fan --Air Source) | DLCURAH36ABK |  |  | DLFULAH36XBX + CI |  | 35000 | 15.5 | 8.6 | 38000 | 31600 | 83.16% | 1.85 | 0 | 10 |  |  |  | No | R-410A | 2.9167 | Residential & Commercial | Ducted CEE Tier 1
215318966 | Central HP <5.4 tons | DAY & NIGHT | HRCU-A-CB (Split System: Heat Pump with Remote Outdoor Unit-Air-Source) | D5CLHAH48AAK |  |  | D5FLAAH48XAK |  | 48000 | 17 | 10.2 | 50000 | 46000 | 92% | 2 | 0 | 10.1 |  |  |  | No | R-454B | 4 | Residential & Commercial | Ducted CEE Tier 1
214066507 | Central HP <5.4 tons | SURE | HRCU-A-CB (Split System: Heat Pump with Remote Outdoor Unit-Air-Source) | RD17AZ36AJ3N |  |  | TCFZ3621MTANM | S98MV0603A17UPS | 34200 | 18 | 8.1 | 34200 | 29800 | 87.13% | 1.9 | 0 | 10 |  |  |  | No | R-410A | 2.85 | Residential & Commercial | Ducted CEE Tier 1
214066675 | Central HP <5.4 tons | SURE | HRCU-A-CB (Split System: Heat Pump with Remote Outdoor Unit-Air-Source) | RD17AZ36AJ3N |  |  | TCFZ3621MTANM | S801VA070417M | 34200 | 16 | 8.1 | 34200 | 29600 | 86.55% | 1.9 | 0 | 10 |  |  |  | No | R-410A | 2.85 | Residential & Commercial | Ducted CEE Tier 1
214066748 | Central HP <5.4 tons | SURE | HRCU-A-CB (Split System: Heat Pump with Remote Outdoor Unit-Air-Source) | RD17AZ36AJ3N |  |  | TCFZ3621MTANM | S951V0403A17UHU | 34200 | 18 | 8.1 | 34200 | 29800 | 87.13% | 1.9 | 0 | 10 |  |  |  | No | R-410A | 2.85 | Residential & Commercial | Ducted CEE Tier 1
215674283 | Central HP <5.4 tons | TEMPSTAR | HRCU-A-CB (Split System: Heat Pump with Remote Outdoor Unit-Air-Source) | T5H0V48*K*AAA* |  |  | EA*5X60M24A*+WALLCON | *96CTN1002122B* | 45000 | 18 | 9 | 47500 | 33600 | 70.74% | 2.06 | 0 | 10 |  |  |  | No | R-454B | 3.75 | Residential & Commercial | Ducted CEE Tier 1
215932673 | Central HP <5.4 tons | TEMPSTAR | HRCU-A-CB (Split System: Heat Pump with Remote Outdoor Unit-Air-Source) | T5H3V36*K*AAA* |  |  | EA*5X61M21A*+WALLCON | *80CSU0601716A* | 34400 | 20.5 | 9.5 | 34400 | 26000 | 75.58% | 2.06 | 0 | 11.7 |  |  |  | No | R-454B | 2.8667 | Residential & Commercial | Ducted CEE Tier 1
215932723 | Central HP <5.4 tons | TEMPSTAR | HRCU-A-CB (Split System: Heat Pump with Remote Outdoor Unit-Air-Source) | T5H3V36*K*AAA* |  |  | EA*5X61M21A*+WALLCON | *80CTL0901716B* | 34400 | 20.5 | 9 | 34400 | 26200 | 76.16% | 1.96 | 0 | 11.7 |  |  |  | No | R-454B | 2.8667 | Residential & Commercial | Ducted CEE Tier 1
216051127 | Central HP <5.4 tons | RUUD | HRCU-A-CB (Split System: Heat Pump with Remote Outdoor Unit-Air-Source) | UP19AY48AJVC |  |  | RCFY4821SEAAM | R802V1005A21DZ | 45500 | 19 | 10 | 45500 | 41500 | 91.21% | 2.1 | 0 | 12 |  |  |  | No | R-454B | 3.7917 | Residential & Commercial | Ducted CEE Tier 1
211240368 | Central HP <5.4 tons | COMFORTMAKER | HRCU-A-CB (Split System: Heat Pump with Remote Outdoor Unit-Air-Source) | DLCURAH24ABK |  |  | EA*4X24L17A* | *80VSL0451412A* | 24000 | 16 | 8.5 | 27000 | 23800 | 88.15% | 1.96 | 0 | 10 |  |  |  | No | R-410A | 2 | Residential & Commercial | Ducted CEE Tier 1
215931597 | Central HP <5.4 tons | AIRQUEST | HRCU-A-CB (Split System: Heat Pump with Remote Outdoor Unit-Air-Source) | H5H3V60*K*AAA* |  |  | EA*5X60M24A*+WALLCON | *97CMN0602120B* | 55000 | 17.5 | 8.1 | 61000 | 47000 | 77.05% | 1.95 | 0 | 10.5 |  |  |  | No | R-454B | 4.5833 | Residential & Commercial | Ducted CEE Tier 1
215931747 | Central HP <5.4 tons | AIRQUEST | HRCU-A-CB (Split System: Heat Pump with Remote Outdoor Unit-Air-Source) | H5H3V60*K*AAA* |  |  | EA*5X61M24A*+WALLCON | *97CMN0802120B* | 56500 | 18.5 | 8.5 | 60500 | 46500 | 76.86% | 2.02 | 0 | 11 |  |  |  | No | R-454B | 4.7083 | Residential & Commercial | Ducted CEE Tier 1
210773171 | Central HP <5.4 tons | AMANA | HRCU-A-CB (Split System: Heat Pump with Remote Outdoor Unit-Air-Source) | ASZS601810A* |  |  | AHVE24BP1400A* |  | 16600 | 17.5 | 8.5 | 17400 | 13000 | 74.71% | 2.1 | 0 | 10.9 |  |  |  | No | R-410A | 1.3833 | Residential & Commercial | Ducted CEE Tier 1
212614974 | Central HP <5.4 tons | AMANA | HRCU-A-CB (Split System: Heat Pump with Remote Outdoor Unit-Air-Source) | ASZS60241EA* |  |  | CA*EA3026*4A* | A*VC801005C*A* | 23000 | 17 | 8.6 | 23000 | 16100 | 70% | 2 | 0 | 10 |  |  |  | No | R-410A | 1.9167 | Residential & Commercial | Ducted CEE Tier 1
215934237 | Central HP <5.4 tons | AIRQUEST | HRCU-A-CB (Split System: Heat Pump with Remote Outdoor Unit-Air-Source) | H5H3V48*K*AAA* |  |  | EA*5X61M21A*+WALLCON | *97CMN0602120B* | 44500 | 20.5 | 9.4 | 49000 | 37400 | 76.33% | 2 | 0 | 10 |  |  |  | No | R-454B | 3.7083 | Residential & Commercial | Ducted CEE Tier 1
215934437 | Central HP <5.4 tons | AIRQUEST | HRCU-A-CB (Split System: Heat Pump with Remote Outdoor Unit-Air-Source) | H5H3V48*K*AAA* |  |  | ESH5X48M12A*+WALLCON | *80CTL0701412B* | 43000 | 19.5 | 8.5 | 49000 | 35400 | 72.24% | 1.8 | 0 | 11 |  |  |  | No | R-454B | 3.5833 | Residential & Commercial | Ducted CEE Tier 1
215682448 | Central HP <5.4 tons | COMFORTMAKER | HRCU-A-CB (Split System: Heat Pump with Remote Outdoor Unit-Air-Source) | C5H0V48*K*AAA* |  |  | EVD5X61M21A*+WALLCON | *80CSU0401712B* | 48500 | 19 | 9 | 50000 | 36800 | 73.6% | 2.12 | 0 | 10 |  |  |  | No | R-454B | 4.0417 | Residential & Commercial | Ducted CEE Tier 1
215682498 | Central HP <5.4 tons | COMFORTMAKER | HRCU-A-CB (Split System: Heat Pump with Remote Outdoor Unit-Air-Source) | C5H0V48*K*AAA* |  |  | EVD5X61M21A*+WALLCON | *97CTN0802120A* | 48500 | 19 | 9 | 50000 | 36800 | 73.6% | 2 | 0 | 10.5 |  |  |  | No | R-454B | 4.0417 | Residential & Commercial | Ducted CEE Tier 1
215318967 | Central HP <5.4 tons | DAY & NIGHT | HRCU-A-CB (Split System: Heat Pump with Remote Outdoor Unit-Air-Source) | D5CLHAH58AAK |  |  | D5FLAAH60XAK |  | 54000 | 15.4 | 9.2 | 59000 | 53000 | 89.83% | 2 | 0 | 10 |  |  |  | No | R-454B | 4.5 | Residential & Commercial | Ducted CEE Tier 1
215932993 | Central HP <5.4 tons | TEMPSTAR | HRCU-A-CB (Split System: Heat Pump with Remote Outdoor Unit-Air-Source) | T5H3V36*K*AAA* |  |  | ESH5X24M12A*+WALLCON | *96CTN0601714B* | 32000 | 17.5 | 9 | 35000 | 27000 | 77.14% | 1.9 | 0 | 10 |  |  |  | No | R-454B | 2.6667 | Residential & Commercial | Ducted CEE Tier 1
215933143 | Central HP <5.4 tons | TEMPSTAR | HRCU-A-CB (Split System: Heat Pump with Remote Outdoor Unit-Air-Source) | T5H3V36*K*AAA* |  |  | ESH5X36M12A*+WALLCON | *95CSU0601716B* | 33000 | 18.5 | 9 | 35400 | 27200 | 76.84% | 1.92 | 0 | 11 |  |  |  | No | R-454B | 2.75 | Residential & Commercial | Ducted CEE Tier 1
215933243 | Central HP <5.4 tons | TEMPSTAR | HRCU-A-CB (Split System: Heat Pump with Remote Outdoor Unit-Air-Source) | T5H3V36*K*AAA* |  |  | ESH5X36M12A*+WALLCON | *96CTN0601714B* | 33000 | 18.5 | 9 | 34400 | 26200 | 76.16% | 1.92 | 0 | 10.5 |  |  |  | No | R-454B | 2.75 | Residential & Commercial | Ducted CEE Tier 1
215933393 | Central HP <5.4 tons | TEMPSTAR | HRCU-A-CB (Split System: Heat Pump with Remote Outdoor Unit-Air-Source) | T5H3V36*K*AAA* |  |  | ESH5X42M12A*+WALLCON | *95CSU1002122B* | 33600 | 19.5 | 9 | 34600 | 26400 | 76.3% | 1.92 | 0 | 11.7 |  |  |  | No | R-454B | 2.8 | Residential & Commercial | Ducted CEE Tier 1
215933443 | Central HP <5.4 tons | TEMPSTAR | HRCU-A-CB (Split System: Heat Pump with Remote Outdoor Unit-Air-Source) | T5H3V36*K*AAA* |  |  | ESH5X42M12A*+WALLCON | *97CMN1002122B* | 33600 | 19 | 9 | 34600 | 26600 | 76.88% | 1.94 | 0 | 11.5 |  |  |  | No | R-454B | 2.8 | Residential & Commercial | Ducted CEE Tier 1
215933843 | Central HP <5.4 tons | TEMPSTAR | HRCU-A-CB (Split System: Heat Pump with Remote Outdoor Unit-Air-Source) | T5H3V36*K*AAA* |  |  | ESH5X60M12A*+WALLCON | *95CSU0802120B* | 34200 | 19.5 | 9 | 34400 | 26000 | 75.58% | 1.96 | 0 | 11.7 |  |  |  | No | R-454B | 2.85 | Residential & Commercial | Ducted CEE Tier 1
215933963 | Central HP <5.4 tons | TEMPSTAR | HRCU-A-CB (Split System: Heat Pump with Remote Outdoor Unit-Air-Source) | T5H3V36*K*AAA* |  |  | FCMA5B36L0C*+WALLCON |  | 33000 | 20.5 | 9.5 | 34800 | 26800 | 77.01% | 2 | 0 | 11.7 |  |  |  | No | R-454B | 2.75 | Residential & Commercial | Ducted CEE Tier 1
215934763 | Central HP <5.4 tons | TEMPSTAR | HRCU-A-CB (Split System: Heat Pump with Remote Outdoor Unit-Air-Source) | T5H3V36*K*AAA* |  |  | EVM5X43M21A*+WALLCON | *97CMN0601714B* | 34400 | 20.5 | 8.5 | 38000 | 27600 | 72.63% | 2.08 | 0 | 11 |  |  |  | No | R-454B | 2.8667 | Residential & Commercial | Ducted CEE Tier 1
215931547 | Central HP <5.4 tons | AIRQUEST | HRCU-A-CB (Split System: Heat Pump with Remote Outdoor Unit-Air-Source) | H5H3V60*K*AAA* |  |  | EA*5X60M24A*+WALLCON | *80CTL0902120B* | 56000 | 18.5 | 8.5 | 60500 | 45500 | 75.21% | 2.06 | 0 | 11.5 |  |  |  | No | R-454B | 4.6667 | Residential & Commercial | Ducted CEE Tier 1
215931697 | Central HP <5.4 tons | AIRQUEST | HRCU-A-CB (Split System: Heat Pump with Remote Outdoor Unit-Air-Source) | H5H3V60*K*AAA* |  |  | EA*5X61M24A*+WALLCON | *80CTL0902120B* | 57000 | 19 | 8.5 | 60500 | 46500 | 76.86% | 2.04 | 0 | 11.5 |  |  |  | No | R-454B | 4.75 | Residential & Commercial | Ducted CEE Tier 1
215931527 | Central HP <5.4 tons | AIRQUEST | HRCU-A-CB (Split System: Heat Pump with Remote Outdoor Unit-Air-Source) | H5H3V60*K*AAA* |  |  | EA*5X60M24A*+WALLCON | *80CSU1002120A* | 55500 | 18.5 | 8.5 | 60500 | 46000 | 76.03% | 2.04 | 0 | 11 |  |  |  | No | R-454B | 4.625 | Residential & Commercial | Ducted CEE Tier 1
215934813 | Central HP <5.4 tons | TEMPSTAR | HRCU-A-CB (Split System: Heat Pump with Remote Outdoor Unit-Air-Source) | T5H3V36*K*AAA* |  |  | EVM5X44M21A*+WALLCON | *80CTL0451712B* | 35200 | 21 | 8.5 | 39000 | 29400 | 75.38% | 2 | 0 | 11.7 |  |  |  | No | R-454B | 2.9333 | Residential & Commercial | Ducted CEE Tier 1
215935113 | Central HP <5.4 tons | TEMPSTAR | HRCU-A-CB (Split System: Heat Pump with Remote Outdoor Unit-Air-Source) | T5H3V36*K*AAA* |  |  | EVM5X49M21A*+WALLCON | *97CMN0802120B* | 35600 | 21.5 | 8.5 | 38000 | 28600 | 75.26% | 2.04 | 0 | 12 |  |  |  | No | R-454B | 2.9667 | Residential & Commercial | Ducted CEE Tier 1
215935233 | Central HP <5.4 tons | TEMPSTAR | HRCU-A-CB (Split System: Heat Pump with Remote Outdoor Unit-Air-Source) | T5H3V36*K*AAA* |  |  | EVM5X60M21A*+WALLCON | *80CTL1102120B* | 35600 | 22 | 8.5 | 38000 | 28400 | 74.74% | 2.02 | 0 | 12.5 |  |  |  | No | R-454B | 2.9667 | Residential & Commercial | Ducted CEE Tier 1
215931973 | Central HP <5.4 tons | TEMPSTAR | HRCU-A-CB (Split System: Heat Pump with Remote Outdoor Unit-Air-Source) | T5H3V36*K*AAA* |  |  | EA*5X25M17A*+WALLCON | *97CMN0601714B* | 33400 | 19 | 9.5 | 34400 | 26200 | 76.16% | 2.04 | 0 | 10.5 |  |  |  | No | R-454B | 2.7833 | Residential & Commercial | Ducted CEE Tier 1
210470431 | Central HP <5.4 tons | HEIL | HRCU-A-CB (Split System: Heat Pump with Remote Outdoor Unit-Air-Source) | HVH837GKA2* |  |  | EA*4X61L21A*+WALLCON | *80CTL0701716A* | 33200 | 17.5 | 8.5 | 32200 | 25000 | 77.64% | 1.98 | 0 | 11.7 |  |  |  | No | R-410A | 2.7667 | Residential & Commercial | Ducted CEE Tier 1
205751198 | Central HP <5.4 tons | DAY & NIGHT | HRCU-A-CB (Split System: Heat Pump with Remote Outdoor Unit-Air-Source) | CVH837GKA** |  |  | EA*4X43L21A*+WALLCON | *97CMN1002122A* | 33000 | 17.5 | 8.5 | 33000 | 25200 | 76.36% | 2 | 12 | 11.7 |  |  |  | No | R-410A | 2.75 | Residential & Commercial | Ducted CEE Tier 1
215931647 | Central HP <5.4 tons | AIRQUEST | HRCU-A-CB (Split System: Heat Pump with Remote Outdoor Unit-Air-Source) | H5H3V60*K*AAA* |  |  | EA*5X60M24A*+WALLCON | *96CTN1202422B* | 56000 | 18.5 | 8.5 | 60500 | 46000 | 76.03% | 2.06 | 0 | 11 |  |  |  | No | R-454B | 4.6667 | Residential & Commercial | Ducted CEE Tier 1
215931617 | Central HP <5.4 tons | AIRQUEST | HRCU-A-CB (Split System: Heat Pump with Remote Outdoor Unit-Air-Source) | H5H3V60*K*AAA* |  |  | EA*5X60M24A*+WALLCON | *97CMN1002122B* | 55500 | 18.5 | 8.5 | 60500 | 46000 | 76.03% | 2.06 | 0 | 11 |  |  |  | No | R-454B | 4.625 | Residential & Commercial | Ducted CEE Tier 1
215931767 | Central HP <5.4 tons | AIRQUEST | HRCU-A-CB (Split System: Heat Pump with Remote Outdoor Unit-Air-Source) | H5H3V60*K*AAA* |  |  | EA*5X61M24A*+WALLCON | *97CMN1202422B* | 57000 | 18.5 | 8.5 | 60500 | 46500 | 76.86% | 2.02 | 0 | 11 |  |  |  | No | R-454B | 4.75 | Residential & Commercial | Ducted CEE Tier 1
211261612 | Central HP <5.4 tons | COMFORTMAKER | HRCU-A-CB (Split System: Heat Pump with Remote Outdoor Unit-Air-Source) | DLCURAH18ABK |  |  | EA*4X30L17A* | *96VSN0601412A* | 18000 | 16 | 8.5 | 18600 | 18500 | 99.46% | 2.22 | 0 | 10.5 |  |  |  | No | R-410A | 1.5 | Residential & Commercial | Ducted CEE Tier 1
211261846 | Central HP <5.4 tons | COMFORTMAKER | HRCU-A-CB (Split System: Heat Pump with Remote Outdoor Unit-Air-Source) | DLCURAH18ABK |  |  | EA*4X30L17A* | *95ESN0401410A* | 17900 | 15.5 | 8.5 | 18500 | 18500 | 100% | 2.22 | 0 | 10.5 |  |  |  | No | R-410A | 1.4917 | Residential & Commercial | Ducted CEE Tier 1
214239806 | Central HP <5.4 tons | AIRQUEST | HRCU-A-CB (Split System: Heat Pump with Remote Outdoor Unit-Air-Source) | HVH837GKA** |  |  | EN(A,D,W)4X42L21**+WALLCON | *97CMN1002122B* | 31800 | 16.5 | 8.1 | 33000 | 24400 | 73.94% | 1.88 | 0 | 11 |  |  |  | No | R-410A | 2.65 | Residential & Commercial | Ducted CEE Tier 1
214240056 | Central HP <5.4 tons | AIRQUEST | HRCU-A-CB (Split System: Heat Pump with Remote Outdoor Unit-Air-Source) | HVH837GKA** |  |  | EN(A,D,W)4X60L24**+WALLCON | *80CTL1352422B* | 32800 | 17.5 | 8.1 | 32200 | 24600 | 76.4% | 1.96 | 0 | 12 |  |  |  | No | R-410A | 2.7333 | Residential & Commercial | Ducted CEE Tier 1
211230753 | Central HP <5.4 tons | COMFORTMAKER | HRCU-A-CB (Split System: Heat Pump with Remote Outdoor Unit-Air-Source) | DLCURAH36ABK |  |  | EN(A,D)4X48L24** | *96VTN0802120A* | 35600 | 16 | 8.1 | 38500 | 34800 | 90.39% | 2 | 0 | 10 |  |  |  | No | R-410A | 2.9667 | Residential & Commercial | Ducted CEE Tier 1
211230842 | Central HP <5.4 tons | COMFORTMAKER | HRCU-A-CB (Split System: Heat Pump with Remote Outdoor Unit-Air-Source) | DLCURAH36ABK |  |  | FEM4X42**BL |  | 37000 | 16 | 8.1 | 38500 | 34800 | 90.39% | 2 | 0 | 10 |  |  |  | No | R-410A | 3.0833 | Residential & Commercial | Ducted CEE Tier 1
211230919 | Central HP <5.4 tons | COMFORTMAKER | HRCU-A-CB (Split System: Heat Pump with Remote Outdoor Unit-Air-Source) | DLCURAH36ABK |  |  | FXM4X42**AL |  | 36000 | 16 | 8.1 | 38500 | 34800 | 90.39% | 1.94 | 0 | 10 |  |  |  | No | R-410A | 3 | Residential & Commercial | Ducted CEE Tier 1
212394325 | Central HP <5.4 tons | ACIQ | HRCU-A-C (Split System: Heat Pump with Remote Outdoor Unit with No Indoor Fan --Air Source) | ACIQ-36-HPB |  |  | ACIQ-36-ACL |  | 35000 | 15.2 | 10 | 39000 | 32000 | 82.05% | 2 | 10.2 | 10 |  |  |  | No | R-410A | 2.9167 | Residential & Commercial | Ducted CEE Tier 1
210692572 | Central HP <5.4 tons | AMANA | HRCU-A-CB (Split System: Heat Pump with Remote Outdoor Unit-Air-Source) | ASZV903610A* |  |  | CSCF3642N6D*+TXV | A*VS960603BUA* | 33800 | 18.5 | 8.2 | 34000 | 24400 | 71.76% | 1.8 | 0 | 11.5 |  |  |  | No | R-410A | 2.8167 | Residential & Commercial | Ducted CEE Tier 1
213076840 | Central HP <5.4 tons | COMFORTMAKER | HRCU-A-CB (Split System: Heat Pump with Remote Outdoor Unit-Air-Source) | DLCURAH36ABK |  |  | EN(A,D,W)4X48L21** | *80VTL1102122B* | 36400 | 16.5 | 8.1 | 38500 | 35000 | 90.91% | 2.02 | 0 | 10.5 |  |  |  | No | R-410A | 3.0333 | Residential & Commercial | Ducted CEE Tier 1
214097587 | Central HP <5.4 tons | SURE | HRCU-A-CB (Split System: Heat Pump with Remote Outdoor Unit-Air-Source) | RD17AZ48AJ3N |  |  | TCFZ6024SEANM | S802V1505A24UHS | 45500 | 17 | 8.1 | 45500 | 40000 | 87.91% | 2.1 | 0 | 10 |  |  |  | No | R-410A | 3.7917 | Residential & Commercial | Ducted CEE Tier 1
214243208 | Central HP <5.4 tons | AIRQUEST | HRCU-A-CB (Split System: Heat Pump with Remote Outdoor Unit-Air-Source) | HVH825GKA2* |  |  | EN(A,D)4X48L24**+WALLCON | *80CTL1102120B* | 24200 | 17 | 8.1 | 21200 | 16600 | 78.3% | 2.02 | 0 | 11.5 |  |  |  | No | R-410A | 2.0167 | Residential & Commercial | Ducted CEE Tier 1
215931997 | Central HP <5.4 tons | AIRQUEST | HRCU-A-CB (Split System: Heat Pump with Remote Outdoor Unit-Air-Source) | H5H3V36*K*AAA* |  |  | EA*5X30M14A*+WALLCON | *96CTN0401410B* | 30800 | 17 | 9 | 34400 | 26600 | 77.33% | 1.9 | 0 | 10 |  |  |  | No | R-454B | 2.5667 | Residential & Commercial | Ducted CEE Tier 1
215932047 | Central HP <5.4 tons | AIRQUEST | HRCU-A-CB (Split System: Heat Pump with Remote Outdoor Unit-Air-Source) | H5H3V36*K*AAA* |  |  | EA*5X36M17A*+WALLCON | *80CSU0601716A* | 32200 | 19.5 | 9.5 | 35000 | 27000 | 77.14% | 2 | 0 | 11 |  |  |  | No | R-454B | 2.6833 | Residential & Commercial | Ducted CEE Tier 1
215932297 | Central HP <5.4 tons | AIRQUEST | HRCU-A-CB (Split System: Heat Pump with Remote Outdoor Unit-Air-Source) | H5H3V36*K*AAA* |  |  | EA*5X42M21A*+WALLCON | *97CMN0602120B* | 32600 | 19 | 9.5 | 35200 | 27200 | 77.27% | 2 | 0 | 11 |  |  |  | No | R-454B | 2.7167 | Residential & Commercial | Ducted CEE Tier 1
215932027 | Central HP <5.4 tons | AIRQUEST | HRCU-A-CB (Split System: Heat Pump with Remote Outdoor Unit-Air-Source) | H5H3V36*K*AAA* |  |  | EA*5X30M17A*+WALLCON | *96CTN0601714B* | 31800 | 19 | 9.5 | 34600 | 26600 | 76.88% | 2 | 0 | 10.5 |  |  |  | No | R-454B | 2.65 | Residential & Commercial | Ducted CEE Tier 1
216571155 | Central HP <5.4 tons | AMERICAN STANDARD | HRCU-A-CB (Split System: Heat Pump with Remote Outdoor Unit-Air-Source) | 5A6V0X60A1 |  |  | 5PX*D010AS3 | S8V2C080M5PCB | 53500 | 19 | 9 | 53500 | 38000 | 71.03% | 2 | 0 | 10 |  |  |  | No | R-454B | 4.4583 | Residential & Commercial | Ducted CEE Tier 1
216032243 | Central HP <5.4 tons | ACIQ | HRCU-A-CB (Split System: Heat Pump with Remote Outdoor Unit-Air-Source) | ACIQ-36-EHPD |  |  | ACIQ-36-AHD |  | 36000 | 16.1 | 8.7 | 36000 | 27000 | 75% | 2 | 0 | 10 |  |  |  | No | R-454B | 3 | Residential & Commercial | Ducted CEE Tier 1
209852058 | Central HP <5.4 tons | DAY & NIGHT | HRCU-A-CB (Split System: Heat Pump with Remote Outdoor Unit-Air-Source) | DLCURAH18ABK |  |  | DLFUAAH18XAK |  | 18000 | 18 | 9.3 | 19000 | 16500 | 86.84% | 2.04 | 12.5 | 12.4 |  |  |  | No | R-410A | 1.5 | Residential & Commercial | Ducted CEE Tier 1
215931553 | Central HP <5.4 tons | TEMPSTAR | HRCU-A-CB (Split System: Heat Pump with Remote Outdoor Unit-Air-Source) | T5H3V60*K*AAA* |  |  | EA*5X60M24A*+WALLCON | *80CTL0902120B* | 56000 | 18.5 | 8.5 | 60500 | 45500 | 75.21% | 2.06 | 0 | 11.5 |  |  |  | No | R-454B | 4.6667 | Residential & Commercial | Ducted CEE Tier 1
215931573 | Central HP <5.4 tons | TEMPSTAR | HRCU-A-CB (Split System: Heat Pump with Remote Outdoor Unit-Air-Source) | T5H3V60*K*AAA* |  |  | EA*5X60M24A*+WALLCON | *80CTL1352422B* | 56000 | 18.5 | 8.5 | 60500 | 45500 | 75.21% | 2.08 | 0 | 11.5 |  |  |  | No | R-454B | 4.6667 | Residential & Commercial | Ducted CEE Tier 1
215931603 | Central HP <5.4 tons | TEMPSTAR | HRCU-A-CB (Split System: Heat Pump with Remote Outdoor Unit-Air-Source) | T5H3V60*K*AAA* |  |  | EA*5X60M24A*+WALLCON | *97CMN0602120B* | 55000 | 17.5 | 8.1 | 61000 | 47000 | 77.05% | 1.95 | 0 | 10.5 |  |  |  | No | R-454B | 4.5833 | Residential & Commercial | Ducted CEE Tier 1
215931653 | Central HP <5.4 tons | TEMPSTAR | HRCU-A-CB (Split System: Heat Pump with Remote Outdoor Unit-Air-Source) | T5H3V60*K*AAA* |  |  | EA*5X60M24A*+WALLCON | *96CTN1202422B* | 56000 | 18.5 | 8.5 | 60500 | 46000 | 76.03% | 2.06 | 0 | 11 |  |  |  | No | R-454B | 4.6667 | Residential & Commercial | Ducted CEE Tier 1
215931773 | Central HP <5.4 tons | TEMPSTAR | HRCU-A-CB (Split System: Heat Pump with Remote Outdoor Unit-Air-Source) | T5H3V60*K*AAA* |  |  | EA*5X61M24A*+WALLCON | *97CMN1202422B* | 57000 | 18.5 | 8.5 | 60500 | 46500 | 76.86% | 2.02 | 0 | 11 |  |  |  | No | R-454B | 4.75 | Residential & Commercial | Ducted CEE Tier 1
215931923 | Central HP <5.4 tons | TEMPSTAR | HRCU-A-CB (Split System: Heat Pump with Remote Outdoor Unit-Air-Source) | T5H3V60*K*AAA* |  |  | ESH5X60M12A*+WALLCON | *96CTN1202422B* | 56500 | 18 | 8.1 | 61000 | 46000 | 75.41% | 1.95 | 0 | 11 |  |  |  | No | R-454B | 4.7083 | Residential & Commercial | Ducted CEE Tier 1
215932177 | Central HP <5.4 tons | AIRQUEST | HRCU-A-CB (Split System: Heat Pump with Remote Outdoor Unit-Air-Source) | H5H3V36*K*AAA* |  |  | EA*5X37M21A*+WALLCON | *96CTN0601714B* | 33800 | 19.5 | 9.5 | 34200 | 26000 | 76.02% | 2.06 | 0 | 11 |  |  |  | No | R-454B | 2.8167 | Residential & Commercial | Ducted CEE Tier 1
215931967 | Central HP <5.4 tons | AIRQUEST | HRCU-A-CB (Split System: Heat Pump with Remote Outdoor Unit-Air-Source) | H5H3V36*K*AAA* |  |  | EA*5X25M17A*+WALLCON | *97CMN0601714B* | 33400 | 19 | 9.5 | 34400 | 26200 | 76.16% | 2.04 | 0 | 10.5 |  |  |  | No | R-454B | 2.7833 | Residential & Commercial | Ducted CEE Tier 1
215932117 | Central HP <5.4 tons | AIRQUEST | HRCU-A-CB (Split System: Heat Pump with Remote Outdoor Unit-Air-Source) | H5H3V36*K*AAA* |  |  | EA*5X36M17A*+WALLCON | *96CTN0601714B* | 32000 | 19 | 9.5 | 34600 | 26600 | 76.88% | 2.02 | 0 | 10.5 |  |  |  | No | R-454B | 2.6667 | Residential & Commercial | Ducted CEE Tier 1
214075513 | Central HP <5.4 tons | RUUD | HRCU-A-CB (Split System: Heat Pump with Remote Outdoor Unit-Air-Source) | RD17AZ24AJ3N |  |  | RCFZ2417MTANM | R801V0704A17UHU | 22600 | 17 | 9.5 | 22600 | 16900 | 74.78% | 2 | 0 | 11.2 |  |  |  | No | R-410A | 1.8833 | Residential & Commercial | Ducted CEE Tier 1
214075581 | Central HP <5.4 tons | RUUD | HRCU-A-CB (Split System: Heat Pump with Remote Outdoor Unit-Air-Source) | RD17AZ24AJ3N |  |  | RCFZ2417MTANM | R921V0703A17M4S | 22600 | 17 | 9.5 | 22600 | 16900 | 74.78% | 2 | 0 | 11.2 |  |  |  | No | R-410A | 1.8833 | Residential & Commercial | Ducted CEE Tier 1
211260472 | Central HP <5.4 tons | COMFORTMAKER | HRCU-A-CB (Split System: Heat Pump with Remote Outdoor Unit-Air-Source) | DLCURAH18ABK |  |  | EA*4X24L17A* | *95ESN0601412A* | 17800 | 16 | 8.5 | 18700 | 19000 | 101.6% | 2.28 | 0 | 10.5 |  |  |  | No | R-410A | 1.4833 | Residential & Commercial | Ducted CEE Tier 1
211261157 | Central HP <5.4 tons | COMFORTMAKER | HRCU-A-CB (Split System: Heat Pump with Remote Outdoor Unit-Air-Source) | DLCURAH18ABK |  |  | EA*4X25L17A* | *80ESU0601716A | 19100 | 16.5 | 8.5 | 18900 | 17300 | 91.53% | 2.12 | 0 | 11 |  |  |  | No | R-410A | 1.5917 | Residential & Commercial | Ducted CEE Tier 1
214573647 | Central HP <5.4 tons | TEMPSTAR | HRCU-A-CB (Split System: Heat Pump with Remote Outdoor Unit-Air-Source) | TVH837GKA2* |  |  | EA*4X36L21A*+WALLCON | *97CMN0602120B* | 31400 | 17 | 8.1 | 33200 | 24400 | 73.49% | 1.84 | 0 | 10.5 |  |  |  | No | R-410A | 2.6167 | Residential & Commercial | Ducted CEE Tier 1
215318948 | Central HP <5.4 tons | DAY & NIGHT | HRCU-A-CB (Split System: Heat Pump with Remote Outdoor Unit-Air-Source) | D5CUHAH48AAK |  |  | D5FUAAH48XAK |  | 48000 | 16.5 | 9.5 | 50000 | 46000 | 92% | 1.9 | 0 | 10.5 |  |  |  | No | R-454B | 4 | Residential & Commercial | Ducted CEE Tier 1
215666995 | Central HP <5.4 tons | TEMPSTAR | HRCU-A-CB (Split System: Heat Pump with Remote Outdoor Unit-Air-Source) | T5H0V24*K*AAA* |  |  | EA*5X24M17A*+WALLCON | *80CSU0601716A* | 22800 | 16.5 | 9 | 24000 | 16800 | 70% | 1.96 | 0 | 10 |  |  |  | No | R-454B | 1.9 | Residential & Commercial | Ducted CEE Tier 1
215667483 | Central HP <5.4 tons | TEMPSTAR | HRCU-A-CB (Split System: Heat Pump with Remote Outdoor Unit-Air-Source) | T5H0V24*K*AAA* |  |  | EA*5X30M17A*+WALLCON | *97CMN0601714B* | 23000 | 16.5 | 8.5 | 24000 | 16800 | 70% | 1.86 | 0 | 10 |  |  |  | No | R-454B | 1.9167 | Residential & Commercial | Ducted CEE Tier 1
215667715 | Central HP <5.4 tons | TEMPSTAR | HRCU-A-CB (Split System: Heat Pump with Remote Outdoor Unit-Air-Source) | T5H0V24*K*AAA* |  |  | EA*5X36M17A*+WALLCON | *96CTN0601714B* | 23000 | 17 | 9 | 23800 | 16700 | 70.17% | 1.96 | 0 | 10 |  |  |  | No | R-454B | 1.9167 | Residential & Commercial | Ducted CEE Tier 1
215668667 | Central HP <5.4 tons | TEMPSTAR | HRCU-A-CB (Split System: Heat Pump with Remote Outdoor Unit-Air-Source) | T5H0V36*K*AAA* |  |  | EA*5X37M21A*+WALLCON | *80CTL0701716B* | 34400 | 18 | 9 | 35400 | 25200 | 71.19% | 1.9 | 0 | 10 |  |  |  | No | R-454B | 2.8667 | Residential & Commercial | Ducted CEE Tier 1
215668835 | Central HP <5.4 tons | TEMPSTAR | HRCU-A-CB (Split System: Heat Pump with Remote Outdoor Unit-Air-Source) | T5H0V36*K*AAA* |  |  | EA*5X42M21A*+WALLCON | *80CTL0702120B* | 33000 | 17.5 | 9 | 35800 | 25600 | 71.51% | 1.86 | 0 | 10 |  |  |  | No | R-454B | 2.75 | Residential & Commercial | Ducted CEE Tier 1
215932323 | Central HP <5.4 tons | TEMPSTAR | HRCU-A-CB (Split System: Heat Pump with Remote Outdoor Unit-Air-Source) | T5H3V36*K*AAA* |  |  | EA*5X42M21A*+WALLCON | *97CMN0802120B* | 32800 | 19.5 | 9.5 | 34800 | 26800 | 77.01% | 2.02 | 0 | 11 |  |  |  | No | R-454B | 2.7333 | Residential & Commercial | Ducted CEE Tier 1
215674551 | Central HP <5.4 tons | TEMPSTAR | HRCU-A-CB (Split System: Heat Pump with Remote Outdoor Unit-Air-Source) | T5H0V48*K*AAA* |  |  | EA*5X61M24A*+WALLCON | *95CSU1002122B* | 46000 | 18 | 9 | 47500 | 33600 | 70.74% | 2.08 | 0 | 10 |  |  |  | No | R-454B | 3.8333 | Residential & Commercial | Ducted CEE Tier 1
212394324 | Central HP <5.4 tons | ACIQ | HRCU-A-C (Split System: Heat Pump with Remote Outdoor Unit with No Indoor Fan --Air Source) | ACIQ-30-HPB |  |  | ACIQ-30-ACL |  | 30000 | 15.5 | 9.7 | 33000 | 27000 | 81.82% | 1.85 | 10.7 | 10.5 |  |  |  | No | R-410A | 2.5 | Residential & Commercial | Ducted CEE Tier 1
211261523 | Central HP <5.4 tons | COMFORTMAKER | HRCU-A-CB (Split System: Heat Pump with Remote Outdoor Unit-Air-Source) | DLCURAH18ABK |  |  | EA*4X30L17A* | *80VSL0451412A* | 17900 | 16 | 8.5 | 18400 | 18500 | 100.5% | 2.22 | 0 | 10.5 |  |  |  | No | R-410A | 1.4917 | Residential & Commercial | Ducted CEE Tier 1
215318958 | Central HP <5.4 tons | DAY & NIGHT | HRCU-A-CB (Split System: Heat Pump with Remote Outdoor Unit-Air-Source) | D5CUHAH30AAK |  |  | D5FUHAH36XAK |  | 30000 | 17.2 | 10.8 | 33000 | 33200 | 100.6% | 1.97 | 0 | 12.1 |  |  |  | No | R-454B | 2.5 | Residential & Commercial | Ducted CEE Tier 1
216032248 | Central HP <5.4 tons | ACIQ | HRCU-A-CB (Split System: Heat Pump with Remote Outdoor Unit-Air-Source) | ACIQ-30-HPD |  |  | ACIQ-30-AHD |  | 30000 | 16.8 | 10 | 34000 | 32600 | 95.88% | 1.96 | 0 | 11.7 |  |  |  | No | R-454B | 2.5 | Residential & Commercial | Ducted CEE Tier 1
216032256 | Central HP <5.4 tons | ACIQ | HRCU-A-CB (Split System: Heat Pump with Remote Outdoor Unit-Air-Source) | ACIQ-36-HPD |  |  | ACIQ-36-PAH |  | 36000 | 18 | 10 | 37000 | 37400 | 101.1% | 1.9 | 0 | 12 |  |  |  | No | R-454B | 3 | Residential & Commercial | Ducted CEE Tier 1
215683634 | Central HP <5.4 tons | BRYANT HEATING AND COOLING SYSTEMS | HRCU-A-CB (Split System: Heat Pump with Remote Outdoor Unit-Air-Source) | 290VAN024**AA* |  |  | CAA**3017AM*+UI | 987MC42060C17*** | 23000 | 16.5 | 8.5 | 24000 | 16800 | 70% | 1.86 | 0 | 10 |  |  |  | No | R-454B | 1.9167 | Residential & Commercial | Ducted CEE Tier 1
215683650 | Central HP <5.4 tons | BRYANT HEATING AND COOLING SYSTEMS | HRCU-A-CB (Split System: Heat Pump with Remote Outdoor Unit-Air-Source) | 290VAN024**AA* |  |  | CAA**3617AM*+UI | 88*TB36070C14*** | 23200 | 17 | 9 | 23600 | 16600 | 70.34% | 1.98 | 0 | 10 |  |  |  | No | R-454B | 1.9333 | Residential & Commercial | Ducted CEE Tier 1
210599949 | Central HP <5.4 tons | TEMPSTAR | HRCU-A-CB (Split System: Heat Pump with Remote Outdoor Unit-Air-Source) | TVH825GKA2* |  |  | EHD4X48AAL+WALLCON | *95CSU0802120A* | 24200 | 16.5 | 8.1 | 21200 | 16600 | 78.3% | 2.02 | 0 | 11 |  |  |  | No | R-410A | 2.0167 | Residential & Commercial | Ducted CEE Tier 1
210600004 | Central HP <5.4 tons | TEMPSTAR | HRCU-A-CB (Split System: Heat Pump with Remote Outdoor Unit-Air-Source) | TVH825GKA2* |  |  | END4X42L17**+WALLCON | *80CTL0701412A* | 24000 | 17 | 8.1 | 21400 | 16600 | 77.57% | 2 | 0 | 11 |  |  |  | No | R-410A | 2 | Residential & Commercial | Ducted CEE Tier 1
210600006 | Central HP <5.4 tons | TEMPSTAR | HRCU-A-CB (Split System: Heat Pump with Remote Outdoor Unit-Air-Source) | TVH825GKA2* |  |  | END4X42L17**+WALLCON | *80CTL0901716A* | 24000 | 17 | 8.1 | 21400 | 16600 | 77.57% | 2 | 0 | 11.5 |  |  |  | No | R-410A | 2 | Residential & Commercial | Ducted CEE Tier 1
210599927 | Central HP <5.4 tons | TEMPSTAR | HRCU-A-CB (Split System: Heat Pump with Remote Outdoor Unit-Air-Source) | TVH825GKA2* |  |  | EHD4X42AAL+WALLCON | *80CTL1352422A* | 24200 | 16 | 8.1 | 21400 | 16600 | 77.57% | 2 | 0 | 10.5 |  |  |  | No | R-410A | 2.0167 | Residential & Commercial | Ducted CEE Tier 1
214097528 | Central HP <5.4 tons | RUUD | HRCU-A-CB (Split System: Heat Pump with Remote Outdoor Unit-Air-Source) | RD17AZ48AJ3N |  |  | RCFZ6024SEANM | U98MV1005A21UPS | 45500 | 16 | 8.1 | 45500 | 40500 | 89.01% | 2 | 0 | 10 |  |  |  | No | R-410A | 3.7917 | Residential & Commercial | Ducted CEE Tier 1
210599962 | Central HP <5.4 tons | TEMPSTAR | HRCU-A-CB (Split System: Heat Pump with Remote Outdoor Unit-Air-Source) | TVH825GKA2* |  |  | EN(A,D)4X48L24**+WALLCON | *95CSU0802120A* | 24200 | 17 | 8.1 | 21200 | 16600 | 78.3% | 2.02 | 0 | 11.5 |  |  |  | No | R-410A | 2.0167 | Residential & Commercial | Ducted CEE Tier 1
216032247 | Central HP <5.4 tons | ACIQ | HRCU-A-CB (Split System: Heat Pump with Remote Outdoor Unit-Air-Source) | ACIQ-24-HPD |  |  | ACIQ-24-AHD |  | 23000 | 18.3 | 10 | 24000 | 21600 | 90% | 1.87 | 0 | 11.7 |  |  |  | No | R-454B | 1.9167 | Residential & Commercial | Ducted CEE Tier 1
216551787 | Central HP <5.4 tons | RUUD | HRCU-A-CB (Split System: Heat Pump with Remote Outdoor Unit-Air-Source) | UP19AY60AJVC |  |  | RCFY6021SEAAM | U98MV0855A21UP | 53500 | 17 | 10 | 53500 | 48500 | 90.65% | 2 | 0 | 10 |  |  |  | No | R-454B | 4.4583 | Residential & Commercial | Ducted CEE Tier 1
216551854 | Central HP <5.4 tons | RUUD | HRCU-A-CB (Split System: Heat Pump with Remote Outdoor Unit-Air-Source) | UP19AY60AJVC |  |  | RCFY6021SEAAM | U97MV0855A21DH | 53500 | 17 | 10 | 53500 | 48500 | 90.65% | 2 | 0 | 10 |  |  |  | No | R-454B | 4.4583 | Residential & Commercial | Ducted CEE Tier 1
214626025 | Central HP <5.4 tons | LENNOX | HRCU-A-CB (Split System: Heat Pump with Remote Outdoor Unit-Air-Source) | SL25XPV-024-230A** |  |  | CK40HT-42B-0*+TDR | SL280UH080NV48B* | 22600 | 21.8 | 9.4 | 21400 | 20000 | 93.46% | 1.94 | 0 | 14.4 |  |  |  | No | R-410A | 1.8833 | Residential & Commercial | Ducted CEE Tier 1
216032246 | Central HP <5.4 tons | ACIQ | HRCU-A-CB (Split System: Heat Pump with Remote Outdoor Unit-Air-Source) | ACIQ-18-HPD |  |  | ACIQ-18-AHD |  | 18000 | 19 | 9.7 | 19000 | 18000 | 94.74% | 2 | 0 | 12.5 |  |  |  | No | R-454B | 1.5 | Residential & Commercial | Ducted CEE Tier 1
214626075 | Central HP <5.4 tons | LENNOX | HRCU-A-CB (Split System: Heat Pump with Remote Outdoor Unit-Air-Source) | SL25XPV-036-230A** |  |  | CK40HT-42B-0*+TDR | SL280UH090XV48B* | 34800 | 21.4 | 8.8 | 34200 | 26200 | 76.61% | 1.84 | 0 | 13.5 |  |  |  | No | R-410A | 2.9 | Residential & Commercial | Ducted CEE Tier 1
216032252 | Central HP <5.4 tons | ACIQ | HRCU-A-CB (Split System: Heat Pump with Remote Outdoor Unit-Air-Source) | ACIQ-60-HPD |  |  | ACIQ-60-AHD |  | 54000 | 16 | 9 | 56000 | 52000 | 92.86% | 1.8 | 0 | 10 |  |  |  | No | R-454B | 4.5 | Residential & Commercial | Ducted CEE Tier 1
214802161 | Central HP <5.4 tons | RUUD | HRCU-A-CB (Split System: Heat Pump with Remote Outdoor Unit-Air-Source) | UP18AZ48AJVC |  |  | RCFZ4821SEAAM | R951V0705A21UHU | 44500 | 19 | 8.1 | 40000 | 42000 | 105% | 1.8 | 0 | 10 |  |  |  | No | R-410A | 3.7083 | Residential & Commercial | Ducted CEE Tier 1
215667883 | Central HP <5.4 tons | TEMPSTAR | HRCU-A-CB (Split System: Heat Pump with Remote Outdoor Unit-Air-Source) | T5H0V24*K*AAA* |  |  | EA*5X37M21A*+WALLCON | *95CSU1002122B* | 24000 | 17 | 9 | 23200 | 16300 | 70.26% | 2.02 | 0 | 10.5 |  |  |  | No | R-454B | 2 | Residential & Commercial | Ducted CEE Tier 1
215667931 | Central HP <5.4 tons | TEMPSTAR | HRCU-A-CB (Split System: Heat Pump with Remote Outdoor Unit-Air-Source) | T5H0V24*K*AAA* |  |  | EA*5X37M21A*+WALLCON | *96CTN0801714B* | 24000 | 17.5 | 9 | 23200 | 16300 | 70.26% | 2.02 | 0 | 10.5 |  |  |  | No | R-454B | 2 | Residential & Commercial | Ducted CEE Tier 1
215675402 | Central HP <5.4 tons | TEMPSTAR | HRCU-A-CB (Split System: Heat Pump with Remote Outdoor Unit-Air-Source) | T5H0V48*K*AAA* |  |  | EVM5X48M21A*+WALLCON | *80CTL1102120B* | 47000 | 18.5 | 9 | 50000 | 36400 | 72.8% | 2 | 0 | 10 |  |  |  | No | R-454B | 3.9167 | Residential & Commercial | Ducted CEE Tier 1
215675502 | Central HP <5.4 tons | TEMPSTAR | HRCU-A-CB (Split System: Heat Pump with Remote Outdoor Unit-Air-Source) | T5H0V48*K*AAA* |  |  | EVM5X49M21A*+WALLCON | *80CSU0601716A* | 48000 | 19 | 9 | 50000 | 36800 | 73.6% | 2 | 0 | 10 |  |  |  | No | R-454B | 4 | Residential & Commercial | Ducted CEE Tier 1
215675752 | Central HP <5.4 tons | TEMPSTAR | HRCU-A-CB (Split System: Heat Pump with Remote Outdoor Unit-Air-Source) | T5H0V48*K*AAA* |  |  | EVM5X60M21A*+WALLCON | *80CTL1102120B* | 48000 | 19 | 9 | 50000 | 36600 | 73.2% | 2 | 0 | 10.5 |  |  |  | No | R-454B | 4 | Residential & Commercial | Ducted CEE Tier 1
215675772 | Central HP <5.4 tons | TEMPSTAR | HRCU-A-CB (Split System: Heat Pump with Remote Outdoor Unit-Air-Source) | T5H0V48*K*AAA* |  |  | EVM5X60M21A*+WALLCON | *95CSU0802120B* | 48000 | 18.5 | 9 | 50000 | 36800 | 73.6% | 2 | 0 | 10 |  |  |  | No | R-454B | 4 | Residential & Commercial | Ducted CEE Tier 1
214626160 | Central HP <5.4 tons | LENNOX | HRCU-A-CB (Split System: Heat Pump with Remote Outdoor Unit-Air-Source) | SL25XPV-036-230A** |  |  | CK40CT-48B-0*+TDR | SL280UH080NV48B* | 34000 | 21.4 | 8.8 | 35400 | 27600 | 77.97% | 1.8 | 0 | 13 |  |  |  | No | R-410A | 2.8333 | Residential & Commercial | Ducted CEE Tier 1
214626179 | Central HP <5.4 tons | LENNOX | HRCU-A-CB (Split System: Heat Pump with Remote Outdoor Unit-Air-Source) | SL25XPV-036-230A** |  |  | CK40CT-48C-0*+TDR | SL280UH090XV60C* | 34000 | 21.4 | 8.8 | 35400 | 27400 | 77.4% | 1.84 | 0 | 13.5 |  |  |  | No | R-410A | 2.8333 | Residential & Commercial | Ducted CEE Tier 1
214097639 | Central HP <5.4 tons | RUUD | HRCU-A-CB (Split System: Heat Pump with Remote Outdoor Unit-Air-Source) | RD17AZ48AJ3N |  |  | RCFZ6024SEANM | R962V1005A21M4S | 45500 | 16 | 8.1 | 45500 | 40500 | 89.01% | 2.1 | 0 | 10 |  |  |  | No | R-410A | 3.7917 | Residential & Commercial | Ducted CEE Tier 1
211228578 | Central HP <5.4 tons | COMFORTMAKER | HRCU-A-CB (Split System: Heat Pump with Remote Outdoor Unit-Air-Source) | DLCURAH36ABK |  |  | EA*4X43L21A* | *95ESU0601716A* | 36800 | 15.5 | 8.5 | 38500 | 34800 | 90.39% | 2.1 | 0 | 10 |  |  |  | No | R-410A | 3.0667 | Residential & Commercial | Ducted CEE Tier 1
210692569 | Central HP <5.4 tons | AMANA | HRCU-A-CB (Split System: Heat Pump with Remote Outdoor Unit-Air-Source) | ASZV903610A* |  |  | CSCF3642N6D*+TXV | A*VC800805C*A* | 33800 | 18.5 | 8.2 | 34000 | 24400 | 71.76% | 1.8 | 0 | 11.5 |  |  |  | No | R-410A | 2.8167 | Residential & Commercial | Ducted CEE Tier 1
215675802 | Central HP <5.4 tons | TEMPSTAR | HRCU-A-CB (Split System: Heat Pump with Remote Outdoor Unit-Air-Source) | T5H0V48*K*AAA* |  |  | EVM5X60M21A*+WALLCON | *97CMN0801714B* | 47500 | 18.5 | 9 | 50000 | 37400 | 74.8% | 1.98 | 0 | 10 |  |  |  | No | R-454B | 3.9583 | Residential & Commercial | Ducted CEE Tier 1
215675822 | Central HP <5.4 tons | TEMPSTAR | HRCU-A-CB (Split System: Heat Pump with Remote Outdoor Unit-Air-Source) | T5H0V48*K*AAA* |  |  | EVM5X60M21A*+WALLCON | *97CMN1002122B* | 48000 | 19 | 9 | 50000 | 36800 | 73.6% | 2 | 0 | 10 |  |  |  | No | R-454B | 4 | Residential & Commercial | Ducted CEE Tier 1
215675902 | Central HP <5.4 tons | TEMPSTAR | HRCU-A-CB (Split System: Heat Pump with Remote Outdoor Unit-Air-Source) | T5H0V48*K*AAA* |  |  | EVM5X60M24A*+WALLCON | *80CTL1352422B* | 48000 | 19 | 9 | 50000 | 36400 | 72.8% | 2 | 0 | 10.5 |  |  |  | No | R-454B | 4 | Residential & Commercial | Ducted CEE Tier 1
215676172 | Central HP <5.4 tons | TEMPSTAR | HRCU-A-CB (Split System: Heat Pump with Remote Outdoor Unit-Air-Source) | T5H0V48*K*AAA* |  |  | EVD5X48M21A*+WALLCON | *96CTN1002122B* | 47000 | 18.5 | 9 | 50000 | 36400 | 72.8% | 2 | 0 | 10 |  |  |  | No | R-454B | 3.9167 | Residential & Commercial | Ducted CEE Tier 1
213492134 | Central HP <5.4 tons | ACIQ | HRCU-A-C (Split System: Heat Pump with Remote Outdoor Unit with No Indoor Fan --Air Source) | ACIQ-18-HPB |  |  | ACIQ-24-ACL |  | 18000 | 16.1 | 9.5 | 19000 | 15000 | 78.95% | 2.2 | 11.6 | 11.7 |  |  |  | No | R-410A | 1.5 | Residential & Commercial | Ducted CEE Tier 1
212394322 | Central HP <5.4 tons | ACIQ | HRCU-A-C (Split System: Heat Pump with Remote Outdoor Unit with No Indoor Fan --Air Source) | ACIQ-18-HPB |  |  | ACIQ-18-ACL |  | 18000 | 16.1 | 9.5 | 19000 | 15000 | 78.95% | 2.2 | 11.6 | 11.7 |  |  |  | No | R-410A | 1.5 | Residential & Commercial | Ducted CEE Tier 1
216032244 | Central HP <5.4 tons | ACIQ | HRCU-A-CB (Split System: Heat Pump with Remote Outdoor Unit-Air-Source) | ACIQ-48-EHPD |  |  | ACIQ-48-AHD |  | 48000 | 16 | 8.5 | 48000 | 38000 | 79.17% | 1.85 | 0 | 10 |  |  |  | No | R-454B | 4 | Residential & Commercial | Ducted CEE Tier 1
214570657 | Central HP <5.4 tons | TEMPSTAR | HRCU-A-CB (Split System: Heat Pump with Remote Outdoor Unit-Air-Source) | TVH825GKA3* |  |  | EA*4X43L21A*+WALLCON | *97CMN0802120B* | 24400 | 16.5 | 8.5 | 21200 | 16600 | 78.3% | 2.04 | 0 | 11 |  |  |  | No | R-410A | 2.0333 | Residential & Commercial | Ducted CEE Tier 1
214570757 | Central HP <5.4 tons | TEMPSTAR | HRCU-A-CB (Split System: Heat Pump with Remote Outdoor Unit-Air-Source) | TVH825GKA3* |  |  | EA*4X48L24A*+WALLCON | *95CSU1002122B* | 24000 | 17 | 8.5 | 20800 | 16500 | 79.33% | 2.02 | 0 | 11 |  |  |  | No | R-410A | 2 | Residential & Commercial | Ducted CEE Tier 1
213492136 | Central HP <5.4 tons | ACIQ | HRCU-A-C (Split System: Heat Pump with Remote Outdoor Unit with No Indoor Fan --Air Source) | ACIQ-30-HPB |  |  | ACIQ-36-ACL |  | 30000 | 15.5 | 9.7 | 33000 | 27000 | 81.82% | 1.85 | 10.7 | 10.5 |  |  |  | No | R-410A | 2.5 | Residential & Commercial | Ducted CEE Tier 1
213772704 | Central HP <5.4 tons | TEMPSTAR | HRCU-A-CB (Split System: Heat Pump with Remote Outdoor Unit-Air-Source) | TVH825GKA3* |  |  | EA*4X24L17A*+WALLCON | *96CTN0601714B* | 23200 | 16 | 8.1 | 22000 | 16800 | 76.36% | 1.88 | 0 | 10 |  |  |  | No | R-410A | 1.9333 | Residential & Commercial | Ducted CEE Tier 1
213772924 | Central HP <5.4 tons | TEMPSTAR | HRCU-A-CB (Split System: Heat Pump with Remote Outdoor Unit-Air-Source) | TVH825GKA3* |  |  | EA*4X30L17A*+WALLCON | *96CTN0601714B* | 23400 | 16 | 8.1 | 21600 | 16700 | 77.31% | 1.9 | 0 | 10.5 |  |  |  | No | R-410A | 1.95 | Residential & Commercial | Ducted CEE Tier 1
213773004 | Central HP <5.4 tons | TEMPSTAR | HRCU-A-CB (Split System: Heat Pump with Remote Outdoor Unit-Air-Source) | TVH825GKA3* |  |  | EA*4X36L17A*+WALLCON | *97CMN0801714B* | 23400 | 16.5 | 8.1 | 21600 | 16700 | 77.31% | 1.92 | 0 | 10.5 |  |  |  | No | R-410A | 1.95 | Residential & Commercial | Ducted CEE Tier 1
213361589 | Central HP <5.4 tons | CARRIER | HRCU-A-CB (Split System: Heat Pump with Remote Outdoor Unit-Air-Source) | 25VNA448A*031* |  |  | FE4BN(B,X)C48L*+UI |  | 45000 | 22 | 9.5 | 46000 | 36000 | 78.26% | 2.34 | 0 | 12 |  |  |  | No | R-410A | 3.75 | Residential & Commercial | Ducted CEE Tier 1
216032257 | Central HP <5.4 tons | ACIQ | HRCU-A-CB (Split System: Heat Pump with Remote Outdoor Unit-Air-Source) | ACIQ-48-HPD |  |  | ACIQ-48-PAH |  | 48000 | 17.5 | 9.5 | 48000 | 48000 | 100% | 2 | 0 | 12 |  |  |  | No | R-454B | 4 | Residential & Commercial | Ducted CEE Tier 1
214075317 | Central HP <5.4 tons | RUUD | HRCU-A-CB (Split System: Heat Pump with Remote Outdoor Unit-Air-Source) | RD17AZ60AJ3N |  |  | RCFZ6024STANM | R951V0705A21M4S | 55000 | 18 | 8.1 | 54000 | 49500 | 91.67% | 1.75 | 0 | 10 |  |  |  | No | R-410A | 4.5833 | Residential & Commercial | Ducted CEE Tier 1
214075349 | Central HP <5.4 tons | RUUD | HRCU-A-CB (Split System: Heat Pump with Remote Outdoor Unit-Air-Source) | RD17AZ60AJ3N |  |  | RCFZ6024STANM | R921V1155A24M4S | 55500 | 18 | 8.1 | 54000 | 49000 | 90.74% | 1.75 | 0 | 10 |  |  |  | No | R-410A | 4.625 | Residential & Commercial | Ducted CEE Tier 1
214075217 | Central HP <5.4 tons | RUUD | HRCU-A-CB (Split System: Heat Pump with Remote Outdoor Unit-Air-Source) | RD17AZ60AJ3N |  |  | RCFZ6024STANM | U802VA125524M | 55500 | 19 | 8.1 | 53500 | 49000 | 91.59% | 1.75 | 0 | 10 |  |  |  | No | R-410A | 4.625 | Residential & Commercial | Ducted CEE Tier 1
214097886 | Central HP <5.4 tons | RUUD | HRCU-A-CB (Split System: Heat Pump with Remote Outdoor Unit-Air-Source) | RD17AZ60AJ3N |  |  | RH3VZ6024STACN |  | 55500 | 19 | 8.1 | 53500 | 48500 | 90.65% | 1.75 | 0 | 10 |  |  |  | No | R-410A | 4.625 | Residential & Commercial | Ducted CEE Tier 1
214066472 | Central HP <5.4 tons | RUUD | HRCU-A-CB (Split System: Heat Pump with Remote Outdoor Unit-Air-Source) | RD17AZ36AJ3N |  |  | RCFZ3621MTANM | U98MV0855A21UPS | 34200 | 18 | 8.1 | 34200 | 29400 | 85.96% | 1.9 | 0 | 10 |  |  |  | No | R-410A | 2.85 | Residential & Commercial | Ducted CEE Tier 1
214066638 | Central HP <5.4 tons | RUUD | HRCU-A-CB (Split System: Heat Pump with Remote Outdoor Unit-Air-Source) | RD17AZ36AJ3N |  |  | RCFZ3621MTANM | R802V0754A17UHS | 34200 | 18 | 8.1 | 34200 | 29400 | 85.96% | 2 | 0 | 10 |  |  |  | No | R-410A | 2.85 | Residential & Commercial | Ducted CEE Tier 1
214066842 | Central HP <5.4 tons | RUUD | HRCU-A-CB (Split System: Heat Pump with Remote Outdoor Unit-Air-Source) | RD17AZ36AJ3N |  |  | RCFZ3621MTANM | R802V0755A21DZ | 34200 | 17 | 8.1 | 34200 | 29400 | 85.96% | 2 | 0 | 11.7 |  |  |  | No | R-410A | 2.85 | Residential & Commercial | Ducted CEE Tier 1
215932037 | Central HP <5.4 tons | AIRQUEST | HRCU-A-CB (Split System: Heat Pump with Remote Outdoor Unit-Air-Source) | H5H3V36*K*AAA* |  |  | EA*5X36M17A*+WALLCON | *80CSU0401712A* | 32200 | 19.5 | 9.5 | 35200 | 27200 | 77.27% | 1.98 | 0 | 11 |  |  |  | No | R-454B | 2.6833 | Residential & Commercial | Ducted CEE Tier 1
215932167 | Central HP <5.4 tons | AIRQUEST | HRCU-A-CB (Split System: Heat Pump with Remote Outdoor Unit-Air-Source) | H5H3V36*K*AAA* |  |  | EA*5X37M21A*+WALLCON | *97CMN0601714B* | 33600 | 19.5 | 9.5 | 34200 | 26200 | 76.61% | 2.06 | 0 | 11 |  |  |  | No | R-454B | 2.8 | Residential & Commercial | Ducted CEE Tier 1
215932187 | Central HP <5.4 tons | AIRQUEST | HRCU-A-CB (Split System: Heat Pump with Remote Outdoor Unit-Air-Source) | H5H3V36*K*AAA* |  |  | EA*5X42M21A*+WALLCON | *80CSU0401712A* | 32600 | 20 | 9.5 | 35000 | 26800 | 76.57% | 2 | 0 | 11 |  |  |  | No | R-454B | 2.7167 | Residential & Commercial | Ducted CEE Tier 1
215932217 | Central HP <5.4 tons | AIRQUEST | HRCU-A-CB (Split System: Heat Pump with Remote Outdoor Unit-Air-Source) | H5H3V36*K*AAA* |  |  | EA*5X42M21A*+WALLCON | *80CTL0451712B* | 32200 | 19 | 9 | 35800 | 27600 | 77.09% | 1.88 | 0 | 10.5 |  |  |  | No | R-454B | 2.6833 | Residential & Commercial | Ducted CEE Tier 1
215932237 | Central HP <5.4 tons | AIRQUEST | HRCU-A-CB (Split System: Heat Pump with Remote Outdoor Unit-Air-Source) | H5H3V36*K*AAA* |  |  | EA*5X42M21A*+WALLCON | *80CTL0702120B* | 32600 | 19.5 | 9.5 | 35000 | 26800 | 76.57% | 2.02 | 0 | 11 |  |  |  | No | R-454B | 2.7167 | Residential & Commercial | Ducted CEE Tier 1
215932257 | Central HP <5.4 tons | AIRQUEST | HRCU-A-CB (Split System: Heat Pump with Remote Outdoor Unit-Air-Source) | H5H3V36*K*AAA* |  |  | EA*5X42M21A*+WALLCON | *80CTL1102120B* | 32800 | 20 | 9.5 | 34600 | 26600 | 76.88% | 2.02 | 0 | 11.5 |  |  |  | No | R-454B | 2.7333 | Residential & Commercial | Ducted CEE Tier 1
215932307 | Central HP <5.4 tons | AIRQUEST | HRCU-A-CB (Split System: Heat Pump with Remote Outdoor Unit-Air-Source) | H5H3V36*K*AAA* |  |  | EA*5X42M21A*+WALLCON | *97CMN0801714B* | 32400 | 19.5 | 9.5 | 35400 | 27200 | 76.84% | 2 | 0 | 11 |  |  |  | No | R-454B | 2.7 | Residential & Commercial | Ducted CEE Tier 1
214097669 | Central HP <5.4 tons | RUUD | HRCU-A-CB (Split System: Heat Pump with Remote Outdoor Unit-Air-Source) | RD17AZ48AJ3N |  |  | RCFZ6024SEANM | R802V1505A24UHS | 45500 | 17 | 8.1 | 45500 | 40000 | 87.91% | 2.1 | 0 | 10 |  |  |  | No | R-410A | 3.7917 | Residential & Commercial | Ducted CEE Tier 1
214097689 | Central HP <5.4 tons | RUUD | HRCU-A-CB (Split System: Heat Pump with Remote Outdoor Unit-Air-Source) | RD17AZ48AJ3N |  |  | RCFZ6024SEANM | R802V0755A21DZ | 45500 | 17 | 8.1 | 45500 | 40000 | 87.91% | 2.1 | 0 | 10 |  |  |  | No | R-410A | 3.7917 | Residential & Commercial | Ducted CEE Tier 1
216032253 | Central HP <5.4 tons | ACIQ | HRCU-A-CB (Split System: Heat Pump with Remote Outdoor Unit-Air-Source) | ACIQ-18-HPD |  |  | ACIQ-18-PAH |  | 18000 | 19 | 10.1 | 18000 | 18600 | 103.3% | 2.12 | 0 | 12.5 |  |  |  | No | R-454B | 1.5 | Residential & Commercial | Ducted CEE Tier 1
210798404 | Central HP <5.4 tons | AMANA | HRCU-A-CB (Split System: Heat Pump with Remote Outdoor Unit-Air-Source) | ASZS601810A* |  |  | CA*EA1818*4A* | A*VC960804CNB* | 16600 | 17.5 | 8.5 | 17400 | 13000 | 74.71% | 2.1 | 0 | 10.9 |  |  |  | No | R-410A | 1.3833 | Residential & Commercial | Ducted CEE Tier 1
210798419 | Central HP <5.4 tons | AMANA | HRCU-A-CB (Split System: Heat Pump with Remote Outdoor Unit-Air-Source) | ASZS601810A* |  |  | CA*EA2422*4A* | A*VC800804C*A* | 16600 | 17.5 | 8.5 | 17400 | 13000 | 74.71% | 2.1 | 0 | 10.9 |  |  |  | No | R-410A | 1.3833 | Residential & Commercial | Ducted CEE Tier 1
210798421 | Central HP <5.4 tons | AMANA | HRCU-A-CB (Split System: Heat Pump with Remote Outdoor Unit-Air-Source) | ASZS601810A* |  |  | CA*EA2422*4A* | A*VS960805CUA* | 16600 | 17.5 | 8.5 | 17400 | 13000 | 74.71% | 2.1 | 0 | 10.9 |  |  |  | No | R-410A | 1.3833 | Residential & Commercial | Ducted CEE Tier 1
210798410 | Central HP <5.4 tons | AMANA | HRCU-A-CB (Split System: Heat Pump with Remote Outdoor Unit-Air-Source) | ASZS601810A* |  |  | CA*EA2422*4A* | A*VC800803B*A* | 16600 | 17.5 | 8.5 | 17400 | 13000 | 74.71% | 2.1 | 0 | 10.9 |  |  |  | No | R-410A | 1.3833 | Residential & Commercial | Ducted CEE Tier 1
210692576 | Central HP <5.4 tons | AMANA | HRCU-A-CB (Split System: Heat Pump with Remote Outdoor Unit-Air-Source) | ASZV903610A* |  |  | CSCF3642N6D*+TXV | A*VS960805CUA* | 33800 | 18.5 | 8.2 | 34000 | 24400 | 71.76% | 1.8 | 0 | 11.5 |  |  |  | No | R-410A | 2.8167 | Residential & Commercial | Ducted CEE Tier 1
211228263 | Central HP <5.4 tons | COMFORTMAKER | HRCU-A-CB (Split System: Heat Pump with Remote Outdoor Unit-Air-Source) | DLCURAH36ABK |  |  | EA*4X43L21A* | *80ES(N,L)0902116A* | 36800 | 16 | 8.5 | 38500 | 34800 | 90.39% | 2.1 | 0 | 10 |  |  |  | No | R-410A | 3.0667 | Residential & Commercial | Ducted CEE Tier 1
210692550 | Central HP <5.4 tons | AMANA | HRCU-A-CB (Split System: Heat Pump with Remote Outdoor Unit-Air-Source) | ASZV903610A* |  |  | CHPF3743C6B*+TXV | A*VC800805C*A* | 33400 | 18 | 8.2 | 34000 | 24400 | 71.76% | 1.8 | 0 | 11 |  |  |  | No | R-410A | 2.7833 | Residential & Commercial | Ducted CEE Tier 1
213773674 | Central HP <5.4 tons | TEMPSTAR | HRCU-A-CB (Split System: Heat Pump with Remote Outdoor Unit-Air-Source) | TVH825GKA3* |  |  | EA*4X43L21A*+WALLCON | *96CTN0801714B* | 24400 | 16.5 | 8.1 | 21200 | 16600 | 78.3% | 2.02 | 0 | 11 |  |  |  | No | R-410A | 2.0333 | Residential & Commercial | Ducted CEE Tier 1
213773774 | Central HP <5.4 tons | TEMPSTAR | HRCU-A-CB (Split System: Heat Pump with Remote Outdoor Unit-Air-Source) | TVH825GKA3* |  |  | EA*4X48L21A*+WALLCON | *97CMN1002122B* | 24000 | 16.5 | 8.1 | 21000 | 16500 | 78.57% | 2.02 | 0 | 11 |  |  |  | No | R-410A | 2 | Residential & Commercial | Ducted CEE Tier 1
215931567 | Central HP <5.4 tons | AIRQUEST | HRCU-A-CB (Split System: Heat Pump with Remote Outdoor Unit-Air-Source) | H5H3V60*K*AAA* |  |  | EA*5X60M24A*+WALLCON | *80CTL1352422B* | 56000 | 18.5 | 8.5 | 60500 | 45500 | 75.21% | 2.08 | 0 | 11.5 |  |  |  | No | R-454B | 4.6667 | Residential & Commercial | Ducted CEE Tier 1
215931557 | Central HP <5.4 tons | AIRQUEST | HRCU-A-CB (Split System: Heat Pump with Remote Outdoor Unit-Air-Source) | H5H3V60*K*AAA* |  |  | EA*5X60M24A*+WALLCON | *80CTL1102120B* | 56000 | 18.5 | 8.5 | 60500 | 45500 | 75.21% | 2.06 | 0 | 11.5 |  |  |  | No | R-454B | 4.6667 | Residential & Commercial | Ducted CEE Tier 1
215931577 | Central HP <5.4 tons | AIRQUEST | HRCU-A-CB (Split System: Heat Pump with Remote Outdoor Unit-Air-Source) | H5H3V60*K*AAA* |  |  | EA*5X60M24A*+WALLCON | *95CSU0802120B* | 55500 | 18 | 8.1 | 60500 | 46000 | 76.03% | 1.95 | 0 | 11 |  |  |  | No | R-454B | 4.625 | Residential & Commercial | Ducted CEE Tier 1
215931727 | Central HP <5.4 tons | AIRQUEST | HRCU-A-CB (Split System: Heat Pump with Remote Outdoor Unit-Air-Source) | H5H3V60*K*AAA* |  |  | EA*5X61M24A*+WALLCON | *95CSU0802120B* | 56500 | 18.5 | 8.5 | 60500 | 46500 | 76.86% | 2.02 | 0 | 11 |  |  |  | No | R-454B | 4.7083 | Residential & Commercial | Ducted CEE Tier 1
215931827 | Central HP <5.4 tons | AIRQUEST | HRCU-A-CB (Split System: Heat Pump with Remote Outdoor Unit-Air-Source) | H5H3V60*K*AAA* |  |  | ESH5X60M12A*+WALLCON | *80CTL0902120B* | 56500 | 18 | 8.1 | 61000 | 45500 | 74.59% | 2 | 0 | 11.5 |  |  |  | No | R-454B | 4.7083 | Residential & Commercial | Ducted CEE Tier 1
210692519 | Central HP <5.4 tons | AMANA | HRCU-A-CB (Split System: Heat Pump with Remote Outdoor Unit-Air-Source) | ASZV903610A* |  |  | CA*F3743*6D*+TXV | A*VC961205DNB* | 33600 | 19 | 8.2 | 34000 | 24400 | 71.76% | 1.8 | 0 | 12 |  |  |  | No | R-410A | 2.8 | Residential & Commercial | Ducted CEE Tier 1
210692553 | Central HP <5.4 tons | AMANA | HRCU-A-CB (Split System: Heat Pump with Remote Outdoor Unit-Air-Source) | ASZV903610A* |  |  | CHPF3743C6B*+TXV | A*VS960603BUA* | 33400 | 18 | 8.2 | 34000 | 24400 | 71.76% | 1.8 | 0 | 11 |  |  |  | No | R-410A | 2.7833 | Residential & Commercial | Ducted CEE Tier 1
213492139 | Central HP <5.4 tons | ACIQ | HRCU-A-C (Split System: Heat Pump with Remote Outdoor Unit with No Indoor Fan --Air Source) | ACIQ-36-HPB |  |  | ACIQ-36-ACL-17 |  | 35000 | 15.5 | 8.6 | 38000 | 31600 | 83.16% | 1.85 | 0 | 10 |  |  |  | No | R-410A | 2.9167 | Residential & Commercial | Ducted CEE Tier 1
213080637 | Central HP <5.4 tons | COMFORTMAKER | HRCU-A-CB (Split System: Heat Pump with Remote Outdoor Unit-Air-Source) | DLCURAH36ABK |  |  | EN(A,D,W)4X48L21** | *95MSU0401712A* | 35800 | 15.2 | 8.1 | 38500 | 35200 | 91.43% | 2 | 0 | 10 |  |  |  | No | R-410A | 2.9833 | Residential & Commercial | Ducted CEE Tier 1
214066700 | Central HP <5.4 tons | RUUD | HRCU-A-CB (Split System: Heat Pump with Remote Outdoor Unit-Air-Source) | RD17AZ36AJ3N |  |  | RCFZ3621MTANM | R801V0755A21UHS | 34200 | 18 | 8.1 | 34200 | 29400 | 85.96% | 2 | 0 | 11.7 |  |  |  | No | R-410A | 2.85 | Residential & Commercial | Ducted CEE Tier 1
214066869 | Central HP <5.4 tons | RUUD | HRCU-A-CB (Split System: Heat Pump with Remote Outdoor Unit-Air-Source) | RD17AZ36AJ3N |  |  | RCFZ3621MTANM | R801V0754A17UHS | 34200 | 18 | 8.1 | 34200 | 29400 | 85.96% | 2 | 0 | 10 |  |  |  | No | R-410A | 2.85 | Residential & Commercial | Ducted CEE Tier 1
214066654 | Central HP <5.4 tons | RUUD | HRCU-A-CB (Split System: Heat Pump with Remote Outdoor Unit-Air-Source) | RD17AZ36AJ3N |  |  | RCFZ3621MTANM | R962V0403A17M4S | 34200 | 18 | 8.1 | 34200 | 29600 | 86.55% | 1.9 | 0 | 10 |  |  |  | No | R-410A | 2.85 | Residential & Commercial | Ducted CEE Tier 1
214066684 | Central HP <5.4 tons | RUUD | HRCU-A-CB (Split System: Heat Pump with Remote Outdoor Unit-Air-Source) | RD17AZ36AJ3N |  |  | RCFZ3621MTANM | R801V0755A21DZ | 34200 | 17 | 8.1 | 34200 | 29400 | 85.96% | 2 | 0 | 11.7 |  |  |  | No | R-410A | 2.85 | Residential & Commercial | Ducted CEE Tier 1
215570365 | Central HP <5.4 tons | ACIQ | HRCU-A-CB (Split System: Heat Pump with Remote Outdoor Unit-Air-Source) | ACIQ-30-HPB |  |  | ACIQ-30-AHB |  | 30000 | 16.2 | 8.9 | 33000 | 24000 | 72.73% | 1.8 | 11 | 10 |  |  |  | No | R-410A | 2.5 | Residential & Commercial | Ducted CEE Tier 1
210692574 | Central HP <5.4 tons | AMANA | HRCU-A-CB (Split System: Heat Pump with Remote Outdoor Unit-Air-Source) | ASZV903610A* |  |  | CSCF3642N6D*+TXV | A*VC960803BNB* | 33800 | 18.5 | 8.2 | 34000 | 24400 | 71.76% | 1.8 | 0 | 11.5 |  |  |  | No | R-410A | 2.8167 | Residential & Commercial | Ducted CEE Tier 1
215683902 | Central HP <5.4 tons | BRYANT HEATING AND COOLING SYSTEMS | HRCU-A-CB (Split System: Heat Pump with Remote Outdoor Unit-Air-Source) | 290VAN036**AA* |  |  | CAA**3721AM*+UI | 88*TB60070C21*** | 34400 | 18 | 9 | 35400 | 25200 | 71.19% | 1.88 | 0 | 10 |  |  |  | No | R-454B | 2.8667 | Residential & Commercial | Ducted CEE Tier 1
216571203 | Central HP <5.4 tons | AMERICAN STANDARD | HRCU-A-CB (Split System: Heat Pump with Remote Outdoor Unit-Air-Source) | 5A6V8X24A1 |  |  | 5PX*B006AS3 | S8V2B080M4PCB | 22000 | 18.1 | 8.5 | 23000 | 18600 | 80.87% | 2.2 | 0 | 11.5 |  |  |  | No | R-454B | 1.8333 | Residential & Commercial | Ducted CEE Tier 1
216571219 | Central HP <5.4 tons | AMERICAN STANDARD | HRCU-A-CB (Split System: Heat Pump with Remote Outdoor Unit-Air-Source) | 5A6V8X24A1 |  |  | 5PX*BD06AS3 | *DHMB080CCV3+LRP | 21800 | 18.1 | 8.5 | 23800 | 18600 | 78.15% | 2.2 | 0 | 11.5 |  |  |  | No | R-454B | 1.8167 | Residential & Commercial | Ducted CEE Tier 1
214097659 | Central HP <5.4 tons | RUUD | HRCU-A-CB (Split System: Heat Pump with Remote Outdoor Unit-Air-Source) | RD17AZ48AJ3N |  |  | RCFZ6024SEANM | R921V0855A21M4S | 45500 | 16 | 8.1 | 45500 | 40500 | 89.01% | 2.1 | 0 | 10 |  |  |  | No | R-410A | 3.7917 | Residential & Commercial | Ducted CEE Tier 1
214097675 | Central HP <5.4 tons | RUUD | HRCU-A-CB (Split System: Heat Pump with Remote Outdoor Unit-Air-Source) | RD17AZ48AJ3N |  |  | RCFZ6024SEANM | R802V1255A24UHN | 45500 | 17 | 8.1 | 45500 | 40000 | 87.91% | 2.1 | 0 | 10 |  |  |  | No | R-410A | 3.7917 | Residential & Commercial | Ducted CEE Tier 1
214097536 | Central HP <5.4 tons | RUUD | HRCU-A-CB (Split System: Heat Pump with Remote Outdoor Unit-Air-Source) | RD17AZ48AJ3N |  |  | RCFZ6024SEANM | U802VA075421Z | 45500 | 17 | 8.1 | 45500 | 40000 | 87.91% | 2.1 | 0 | 10 |  |  |  | No | R-410A | 3.7917 | Residential & Commercial | Ducted CEE Tier 1
214097653 | Central HP <5.4 tons | RUUD | HRCU-A-CB (Split System: Heat Pump with Remote Outdoor Unit-Air-Source) | RD17AZ48AJ3N |  |  | RCFZ6024SEANM | R951V0705A21M4S | 45500 | 16 | 8.1 | 45500 | 40500 | 89.01% | 2.1 | 0 | 10 |  |  |  | No | R-410A | 3.7917 | Residential & Commercial | Ducted CEE Tier 1
214097531 | Central HP <5.4 tons | RUUD | HRCU-A-CB (Split System: Heat Pump with Remote Outdoor Unit-Air-Source) | RD17AZ48AJ3N |  |  | RCFZ6024SEANM | U97MV1005A21DHS | 45500 | 17 | 8.1 | 45500 | 40500 | 89.01% | 2.1 | 0 | 10 |  |  |  | No | R-410A | 3.7917 | Residential & Commercial | Ducted CEE Tier 1
214097685 | Central HP <5.4 tons | RUUD | HRCU-A-CB (Split System: Heat Pump with Remote Outdoor Unit-Air-Source) | RD17AZ48AJ3N |  |  | RCFZ6024SEANM | R802V0755A21UHS | 45500 | 17 | 8.1 | 45500 | 40000 | 87.91% | 2.1 | 0 | 10 |  |  |  | No | R-410A | 3.7917 | Residential & Commercial | Ducted CEE Tier 1
216551686 | Central HP <5.4 tons | RUUD | HRCU-A-CB (Split System: Heat Pump with Remote Outdoor Unit-Air-Source) | UP19AY24AJVC |  |  | RCFY2421HEAAM | U97MV0703A17DH | 22800 | 21 | 10 | 22800 | 18500 | 81.14% | 1.8 | 0 | 13 |  |  |  | No | R-454B | 1.9 | Residential & Commercial | Ducted CEE Tier 1
216551720 | Central HP <5.4 tons | RUUD | HRCU-A-CB (Split System: Heat Pump with Remote Outdoor Unit-Air-Source) | UP19AY24AJVC |  |  | RCFY2421HEAAM | U962V0703A17M4 | 22800 | 20 | 10 | 22800 | 18600 | 81.58% | 1.8 | 0 | 12 |  |  |  | No | R-454B | 1.9 | Residential & Commercial | Ducted CEE Tier 1
212394317 | Central HP <5.4 tons | ACIQ | HRCU-A-C (Split System: Heat Pump with Remote Outdoor Unit with No Indoor Fan --Air Source) | ACIQ-24-EHPB |  |  | ACIQ-24-ACL |  | 24000 | 15.7 | 9.8 | 25600 | 18500 | 72.27% | 2.2 | 10.3 | 10 |  |  |  | No | R-410A | 2 | Residential & Commercial | Ducted CEE Tier 1
210798390 | Central HP <5.4 tons | AMANA | HRCU-A-CB (Split System: Heat Pump with Remote Outdoor Unit-Air-Source) | ASZS601810A* |  |  | CA*EA1818*4A* | A*VC800603B*A* | 16600 | 17.5 | 8.5 | 17400 | 13000 | 74.71% | 2.1 | 0 | 10.9 |  |  |  | No | R-410A | 1.3833 | Residential & Commercial | Ducted CEE Tier 1
210798415 | Central HP <5.4 tons | AMANA | HRCU-A-CB (Split System: Heat Pump with Remote Outdoor Unit-Air-Source) | ASZS601810A* |  |  | CA*EA2422*4A* | A*VM970603BNB* | 16600 | 17.5 | 8.5 | 17400 | 13000 | 74.71% | 2.1 | 0 | 10.9 |  |  |  | No | R-410A | 1.3833 | Residential & Commercial | Ducted CEE Tier 1
214097532 | Central HP <5.4 tons | RUUD | HRCU-A-CB (Split System: Heat Pump with Remote Outdoor Unit-Air-Source) | RD17AZ48AJ3N |  |  | RCFZ6024SEANM | U97MV0855A21DHS | 45500 | 16 | 8.1 | 45500 | 40500 | 89.01% | 2.1 | 0 | 10 |  |  |  | No | R-410A | 3.7917 | Residential & Commercial | Ducted CEE Tier 1
214097641 | Central HP <5.4 tons | RUUD | HRCU-A-CB (Split System: Heat Pump with Remote Outdoor Unit-Air-Source) | RD17AZ48AJ3N |  |  | RCFZ6024SEANM | R962V0855A21M4S | 45500 | 16 | 8.1 | 45500 | 40500 | 89.01% | 2.1 | 0 | 10 |  |  |  | No | R-410A | 3.7917 | Residential & Commercial | Ducted CEE Tier 1
214097534 | Central HP <5.4 tons | RUUD | HRCU-A-CB (Split System: Heat Pump with Remote Outdoor Unit-Air-Source) | RD17AZ48AJ3N |  |  | RCFZ6024SEANM | U802VA125524M | 45500 | 17 | 8.1 | 45500 | 40000 | 87.91% | 2.1 | 0 | 10 |  |  |  | No | R-410A | 3.7917 | Residential & Commercial | Ducted CEE Tier 1
214097698 | Central HP <5.4 tons | RUUD | HRCU-A-CB (Split System: Heat Pump with Remote Outdoor Unit-Air-Source) | RD17AZ48AJ3N |  |  | RCFZ6024SEANM | R801V1005A21UHS | 45500 | 17 | 8.1 | 45500 | 40000 | 87.91% | 2.1 | 0 | 10 |  |  |  | No | R-410A | 3.7917 | Residential & Commercial | Ducted CEE Tier 1
214066467 | Central HP <5.4 tons | RUUD | HRCU-A-CB (Split System: Heat Pump with Remote Outdoor Unit-Air-Source) | RD17AZ36AJ3N |  |  | RCFZ3621MTANM | U98MV0703A17UPS | 34200 | 18 | 8.1 | 34200 | 29800 | 87.13% | 1.9 | 0 | 10 |  |  |  | No | R-410A | 2.85 | Residential & Commercial | Ducted CEE Tier 1
214066511 | Central HP <5.4 tons | RUUD | HRCU-A-CB (Split System: Heat Pump with Remote Outdoor Unit-Air-Source) | RD17AZ36AJ3N |  |  | RCFZ3621MTANM | U97MV1005A21DHS | 34200 | 18 | 8.1 | 34200 | 29400 | 85.96% | 1.9 | 0 | 10 |  |  |  | No | R-410A | 2.85 | Residential & Commercial | Ducted CEE Tier 1
216032251 | Central HP <5.4 tons | ACIQ | HRCU-A-CB (Split System: Heat Pump with Remote Outdoor Unit-Air-Source) | ACIQ-48-HPD |  |  | ACIQ-48-AHD |  | 48000 | 16.5 | 9.5 | 50000 | 46000 | 92% | 1.9 | 0 | 10.5 |  |  |  | No | R-454B | 4 | Residential & Commercial | Ducted CEE Tier 1
214097661 | Central HP <5.4 tons | RUUD | HRCU-A-CB (Split System: Heat Pump with Remote Outdoor Unit-Air-Source) | RD17AZ48AJ3N |  |  | RCFZ6024SEANM | R921V0705A21M4S | 45500 | 16 | 8.1 | 45500 | 40500 | 89.01% | 2.1 | 0 | 10 |  |  |  | No | R-410A | 3.7917 | Residential & Commercial | Ducted CEE Tier 1
214097656 | Central HP <5.4 tons | RUUD | HRCU-A-CB (Split System: Heat Pump with Remote Outdoor Unit-Air-Source) | RD17AZ48AJ3N |  |  | RCFZ6024SEANM | R921V1005A21M4S | 45500 | 16 | 8.1 | 45500 | 40500 | 89.01% | 2.1 | 0 | 10 |  |  |  | No | R-410A | 3.7917 | Residential & Commercial | Ducted CEE Tier 1
214066800 | Central HP <5.4 tons | RUUD | HRCU-A-CB (Split System: Heat Pump with Remote Outdoor Unit-Air-Source) | RD17AZ36AJ3N |  |  | RCFZ3621MTANM | R951V1005A21M4S | 34200 | 17 | 8.1 | 34200 | 29600 | 86.55% | 1.9 | 0 | 10 |  |  |  | No | R-410A | 2.85 | Residential & Commercial | Ducted CEE Tier 1
214066909 | Central HP <5.4 tons | RUUD | HRCU-A-CB (Split System: Heat Pump with Remote Outdoor Unit-Air-Source) | RD17AZ36AJ3N |  |  | RCFZ3621MTANM | R802V0755A21UHS | 34200 | 18 | 8.1 | 34200 | 29400 | 85.96% | 2 | 0 | 11.7 |  |  |  | No | R-410A | 2.85 | Residential & Commercial | Ducted CEE Tier 1
214066884 | Central HP <5.4 tons | RUUD | HRCU-A-CB (Split System: Heat Pump with Remote Outdoor Unit-Air-Source) | RD17AZ36AJ3N |  |  | RCFZ3621MTANM | R801V0754A17UHN | 34200 | 18 | 8.1 | 34200 | 29400 | 85.96% | 2 | 0 | 10 |  |  |  | No | R-410A | 2.85 | Residential & Commercial | Ducted CEE Tier 1
214626027 | Central HP <5.4 tons | LENNOX | HRCU-A-CB (Split System: Heat Pump with Remote Outdoor Unit-Air-Source) | SL25XPV-024-230A** |  |  | CK40HT-42B-0*+TDR | SL280UH090V48B* | 22800 | 22.4 | 9.6 | 21400 | 19900 | 92.99% | 1.98 | 0 | 15 |  |  |  | No | R-410A | 1.9 | Residential & Commercial | Ducted CEE Tier 1
214626044 | Central HP <5.4 tons | LENNOX | HRCU-A-CB (Split System: Heat Pump with Remote Outdoor Unit-Air-Source) | SL25XPV-024-230A** |  |  | CK40CT-36A-0*+TDR | SL280UH060NV36A* | 22400 | 22.2 | 9.2 | 21400 | 20400 | 95.33% | 1.84 | 0 | 14.5 |  |  |  | No | R-410A | 1.8667 | Residential & Commercial | Ducted CEE Tier 1
215433953 | Central HP <5.4 tons | AMANA | HRCU-A-CB (Split System: Heat Pump with Remote Outdoor Unit-Air-Source) | AZV7SA4810A* |  |  | CA*EA6030*3A*+MBVK16CP1X00A* |  | 45500 | 17 | 8.8 | 47000 | 33600 | 71.49% | 2 | 0 | 10 |  |  |  | No | R-32 | 3.7917 | Residential & Commercial | Ducted CEE Tier 1
211240323 | Central HP <5.4 tons | COMFORTMAKER | HRCU-A-CB (Split System: Heat Pump with Remote Outdoor Unit-Air-Source) | DLCURAH24ABK |  |  | EA*4X24L14A* | *80ES(N,L)0451412A* | 24200 | 16 | 8.5 | 27200 | 23400 | 86.03% | 1.9 | 0 | 10 |  |  |  | No | R-410A | 2.0167 | Residential & Commercial | Ducted CEE Tier 1
211240490 | Central HP <5.4 tons | COMFORTMAKER | HRCU-A-CB (Split System: Heat Pump with Remote Outdoor Unit-Air-Source) | DLCURAH24ABK |  |  | EA*4X24L17A* | *95ESU0601716A* | 24000 | 16.5 | 8.5 | 26800 | 24000 | 89.55% | 1.98 | 0 | 10 |  |  |  | No | R-410A | 2 | Residential & Commercial | Ducted CEE Tier 1
211240926 | Central HP <5.4 tons | COMFORTMAKER | HRCU-A-CB (Split System: Heat Pump with Remote Outdoor Unit-Air-Source) | DLCURAH24ABK |  |  | EA*4X25L17A* | *95ESU0601716A* | 24800 | 17 | 8.5 | 25600 | 21000 | 82.03% | 1.78 | 0 | 10.5 |  |  |  | No | R-410A | 2.0667 | Residential & Commercial | Ducted CEE Tier 1
214097671 | Central HP <5.4 tons | RUUD | HRCU-A-CB (Split System: Heat Pump with Remote Outdoor Unit-Air-Source) | RD17AZ48AJ3N |  |  | RCFZ6024SEANM | R802V1505A24UHN | 45500 | 17 | 8.1 | 45500 | 40000 | 87.91% | 2.1 | 0 | 10 |  |  |  | No | R-410A | 3.7917 | Residential & Commercial | Ducted CEE Tier 1
213361591 | Central HP <5.4 tons | CARRIER | HRCU-A-CB (Split System: Heat Pump with Remote Outdoor Unit-Air-Source) | 25VNA448A*031* |  |  | FE4BNBD60L*+UI |  | 46000 | 22 | 9.5 | 45500 | 35400 | 77.8% | 2.48 | 0 | 13 |  |  |  | No | R-410A | 3.8333 | Residential & Commercial | Ducted CEE Tier 1
215683984 | Central HP <5.4 tons | BRYANT HEATING AND COOLING SYSTEMS | HRCU-A-CB (Split System: Heat Pump with Remote Outdoor Unit-Air-Source) | 290VAN036**AA* |  |  | CAA**4321AM*+UI | 88*TB48090C17*** | 34400 | 18 | 9 | 35400 | 25200 | 71.19% | 1.88 | 0 | 10 |  |  |  | No | R-454B | 2.8667 | Residential & Commercial | Ducted CEE Tier 1
210692554 | Central HP <5.4 tons | AMANA | HRCU-A-CB (Split System: Heat Pump with Remote Outdoor Unit-Air-Source) | ASZV903610A* |  |  | CHPF3743C6B*+TXV | A*VC960603BNB* | 33400 | 18 | 8.2 | 34000 | 24400 | 71.76% | 1.8 | 0 | 11 |  |  |  | No | R-410A | 2.7833 | Residential & Commercial | Ducted CEE Tier 1
210692556 | Central HP <5.4 tons | AMANA | HRCU-A-CB (Split System: Heat Pump with Remote Outdoor Unit-Air-Source) | ASZV903610A* |  |  | CHPF3743C6B*+TXV | A*VC960804CNB* | 33400 | 18 | 8.2 | 34000 | 24400 | 71.76% | 1.8 | 0 | 11 |  |  |  | No | R-410A | 2.7833 | Residential & Commercial | Ducted CEE Tier 1
208106636 | Central HP <5.4 tons | ACIQ | HRCU-A-CB (Split System: Heat Pump with Remote Outdoor Unit-Air-Source) | ACIQ-36-HPB |  |  | ACIQ-36-AHB |  | 36000 | 16 | 9.5 | 40000 | 34400 | 86% | 1.97 | 10.5 | 10 |  |  |  | No | R-410A | 3 | Residential & Commercial | Ducted CEE Tier 1
210692499 | Central HP <5.4 tons | AMANA | HRCU-A-CB (Split System: Heat Pump with Remote Outdoor Unit-Air-Source) | ASZV903610A* |  |  | CA*F3137*6A*+TXV | A*VC960403BNB* | 33600 | 18 | 8.2 | 34000 | 24400 | 71.76% | 1.8 | 0 | 11.5 |  |  |  | No | R-410A | 2.8 | Residential & Commercial | Ducted CEE Tier 1
210692532 | Central HP <5.4 tons | AMANA | HRCU-A-CB (Split System: Heat Pump with Remote Outdoor Unit-Air-Source) | ASZV903610A* |  |  | CHPF3642C6C*+TXV | A*VC801005C*A* | 33400 | 18 | 8.2 | 34000 | 24400 | 71.76% | 1.8 | 0 | 11 |  |  |  | No | R-410A | 2.7833 | Residential & Commercial | Ducted CEE Tier 1
216032241 | Central HP <5.4 tons | ACIQ | HRCU-A-CB (Split System: Heat Pump with Remote Outdoor Unit-Air-Source) | ACIQ-24-EHPD |  |  | ACIQ-24-AHD |  | 24000 | 18.1 | 9.7 | 26000 | 21600 | 83.08% | 1.87 | 0 | 11 |  |  |  | No | R-454B | 2 | Residential & Commercial | Ducted CEE Tier 1
215676622 | Central HP <5.4 tons | TEMPSTAR | HRCU-A-CB (Split System: Heat Pump with Remote Outdoor Unit-Air-Source) | T5H0V48*K*AAA* |  |  | EVD5X60M24A*+WALLCON | *80CTL0902120B* | 48000 | 19 | 9 | 50000 | 36400 | 72.8% | 2 | 0 | 10.5 |  |  |  | No | R-454B | 4 | Residential & Commercial | Ducted CEE Tier 1
215939793 | Central HP <5.4 tons | TEMPSTAR | HRCU-A-CB (Split System: Heat Pump with Remote Outdoor Unit-Air-Source) | T5H3V36*K*AAA* |  |  | EA*5X60M24A*+WALLCON | *96CTN0802120B* | 34000 | 20 | 9.5 | 34200 | 26000 | 76.02% | 2.06 | 0 | 11.7 |  |  |  | No | R-454B | 2.8333 | Residential & Commercial | Ducted CEE Tier 1
215939843 | Central HP <5.4 tons | TEMPSTAR | HRCU-A-CB (Split System: Heat Pump with Remote Outdoor Unit-Air-Source) | T5H3V36*K*AAA* |  |  | EA*5X61M21A*+WALLCON | *80CSU0401712B* | 34400 | 20.5 | 9.5 | 34200 | 26000 | 76.02% | 2.06 | 0 | 12 |  |  |  | No | R-454B | 2.8667 | Residential & Commercial | Ducted CEE Tier 1
215940043 | Central HP <5.4 tons | TEMPSTAR | HRCU-A-CB (Split System: Heat Pump with Remote Outdoor Unit-Air-Source) | T5H3V36*K*AAA* |  |  | ESH5X42M12A*+WALLCON | *80CSU0601716B* | 33600 | 19.5 | 9 | 34800 | 26600 | 76.44% | 1.94 | 0 | 11.7 |  |  |  | No | R-454B | 2.8 | Residential & Commercial | Ducted CEE Tier 1
214066720 | Central HP <5.4 tons | RUUD | HRCU-A-CB (Split System: Heat Pump with Remote Outdoor Unit-Air-Source) | RD17AZ36AJ3N |  |  | RCFZ3621MTANM | R802V0754A17UHN | 34200 | 18 | 8.1 | 34200 | 29400 | 85.96% | 2 | 0 | 10 |  |  |  | No | R-410A | 2.85 | Residential & Commercial | Ducted CEE Tier 1
214066919 | Central HP <5.4 tons | RUUD | HRCU-A-CB (Split System: Heat Pump with Remote Outdoor Unit-Air-Source) | RD17AZ36AJ3N |  |  | RCFZ3621MTANM | U802VA075317Z | 34200 | 18 | 8.1 | 34200 | 29600 | 86.55% | 1.9 | 0 | 10 |  |  |  | No | R-410A | 2.85 | Residential & Commercial | Ducted CEE Tier 1
214097642 | Central HP <5.4 tons | RUUD | HRCU-A-CB (Split System: Heat Pump with Remote Outdoor Unit-Air-Source) | RD17AZ48AJ3N |  |  | RCFZ6024SEANM | R962V0705A21M4S | 45500 | 16 | 8.1 | 45500 | 40500 | 89.01% | 2.1 | 0 | 10 |  |  |  | No | R-410A | 3.7917 | Residential & Commercial | Ducted CEE Tier 1
214097701 | Central HP <5.4 tons | RUUD | HRCU-A-CB (Split System: Heat Pump with Remote Outdoor Unit-Air-Source) | RD17AZ48AJ3N |  |  | RCFZ6024SEANM | R801V1005A21UHN | 45500 | 17 | 8.1 | 45500 | 40000 | 87.91% | 2.1 | 0 | 10 |  |  |  | No | R-410A | 3.7917 | Residential & Commercial | Ducted CEE Tier 1
213372132 | Central HP <5.4 tons | DAY & NIGHT | HRCU-A-C (Split System: Heat Pump with Remote Outdoor Unit with No Indoor Fan --Air Source) | DLCURAH18ABK |  |  | DLFULAH24XBX + CI |  | 18000 | 16.1 | 9.5 | 19000 | 15000 | 78.95% | 2.2 | 11.6 | 11.7 |  |  |  | No | R-410A | 1.5 | Residential & Commercial | Ducted CEE Tier 1
214810557 | Central HP <5.4 tons | ACIQ | HRCU-A-CB (Split System: Heat Pump with Remote Outdoor Unit-Air-Source) | ACIQ-18-HPB |  |  | ACIQ-18-AHB |  | 18000 | 18 | 9.3 | 19000 | 16500 | 86.84% | 2.04 | 12.5 | 12.4 |  |  |  | No | R-410A | 1.5 | Residential & Commercial | Ducted CEE Tier 1
213372133 | Central HP <5.4 tons | DAY & NIGHT | HRCU-A-C (Split System: Heat Pump with Remote Outdoor Unit with No Indoor Fan --Air Source) | DLCURAH24ABK |  |  | DLFULAH24XAX + CI |  | 24000 | 16.1 | 9.8 | 25000 | 20000 | 80% | 2 | 0 | 10.7 |  |  |  | No | R-410A | 2 | Residential & Commercial | Ducted CEE Tier 1
213372134 | Central HP <5.4 tons | DAY & NIGHT | HRCU-A-C (Split System: Heat Pump with Remote Outdoor Unit with No Indoor Fan --Air Source) | DLCURAH24ABK |  |  | DLFULAH24XBX + CI |  | 24000 | 16.5 | 9.5 | 25000 | 20000 | 80% | 1.95 | 11 | 10.7 |  |  |  | No | R-410A | 2 | Residential & Commercial | Ducted CEE Tier 1
208106635 | Central HP <5.4 tons | ACIQ | HRCU-A-CB (Split System: Heat Pump with Remote Outdoor Unit-Air-Source) | ACIQ-24-HPB |  |  | ACIQ-24-AHB |  | 24000 | 17.4 | 10 | 24000 | 22600 | 94.17% | 1.91 | 12.5 | 11.7 |  |  |  | No | R-410A | 2 | Residential & Commercial | Ducted CEE Tier 1
215669283 | Central HP <5.4 tons | BRYANT HEATING AND COOLING SYSTEMS | HRCU-A-CB (Split System: Heat Pump with Remote Outdoor Unit-Air-Source) | 290VAN036**AA* |  |  | CAA**4821AM*+UI | 986TD66100C21*** | 33800 | 18 | 9 | 35000 | 25000 | 71.43% | 1.9 | 0 | 10 |  |  |  | No | R-454B | 2.8167 | Residential & Commercial | Ducted CEE Tier 1
215940363 | Central HP <5.4 tons | TEMPSTAR | HRCU-A-CB (Split System: Heat Pump with Remote Outdoor Unit-Air-Source) | T5H3V36*K*AAA* |  |  | EVM5X49M21A*+WALLCON | *97CTN0601716A* | 35200 | 21 | 8.5 | 38500 | 29400 | 76.36% | 2.02 | 0 | 11.7 |  |  |  | No | R-454B | 2.9333 | Residential & Commercial | Ducted CEE Tier 1
212985964 | Central HP <5.4 tons | BRYANT HEATING AND COOLING SYSTEMS | HRCU-A-CB (Split System: Heat Pump with Remote Outdoor Unit-Air-Source) | 38MURAQ18AB3* |  |  | CNPV*3014AL* | 916SA30026M14*** | 17500 | 16 | 8.1 | 18100 | 18600 | 102.8% | 2.24 | 0 | 11 |  |  |  | No | R-410A | 1.4583 | Residential & Commercial | Ducted CEE Tier 1
212986668 | Central HP <5.4 tons | BRYANT HEATING AND COOLING SYSTEMS | HRCU-A-CB (Split System: Heat Pump with Remote Outdoor Unit-Air-Source) | 38MURAQ18AB3* |  |  | CAP**2417AL* | 916SA36040M17*** | 17200 | 15.5 | 8.5 | 18300 | 19400 | 106% | 2.32 | 0 | 10 |  |  |  | No | R-410A | 1.4333 | Residential & Commercial | Ducted CEE Tier 1
215940463 | Central HP <5.4 tons | TEMPSTAR | HRCU-A-CB (Split System: Heat Pump with Remote Outdoor Unit-Air-Source) | T5H3V36*K*AAA* |  |  | EVM5X60M21A*+WALLCON | *97CTN1002122A* | 35600 | 22 | 8.5 | 38000 | 28600 | 75.26% | 2.02 | 0 | 12.5 |  |  |  | No | R-454B | 2.9667 | Residential & Commercial | Ducted CEE Tier 1
215940613 | Central HP <5.4 tons | TEMPSTAR | HRCU-A-CB (Split System: Heat Pump with Remote Outdoor Unit-Air-Source) | T5H3V36*K*AAA* |  |  | EVD5X38M17A*+WALLCON | *97CTN0801716A* | 35200 | 21 | 8.5 | 38500 | 29200 | 75.84% | 2.06 | 0 | 11.7 |  |  |  | No | R-454B | 2.9333 | Residential & Commercial | Ducted CEE Tier 1
215940813 | Central HP <5.4 tons | TEMPSTAR | HRCU-A-CB (Split System: Heat Pump with Remote Outdoor Unit-Air-Source) | T5H3V36*K*AAA* |  |  | EVD5X60M21A*+WALLCON | *96CTN0802120B* | 35600 | 21.5 | 8.5 | 38000 | 28600 | 75.26% | 2.02 | 0 | 12 |  |  |  | No | R-454B | 2.9667 | Residential & Commercial | Ducted CEE Tier 1
215942669 | Central HP <5.4 tons | TEMPSTAR | HRCU-A-CB (Split System: Heat Pump with Remote Outdoor Unit-Air-Source) | T5H3V36*K*AAA* |  |  | EVD5X61M24A*+WALLCON | *97CTN0802120A* | 36000 | 22 | 8.5 | 37400 | 28200 | 75.4% | 2.04 | 0 | 12.5 |  |  |  | No | R-454B | 3 | Residential & Commercial | Ducted CEE Tier 1
214097693 | Central HP <5.4 tons | RUUD | HRCU-A-CB (Split System: Heat Pump with Remote Outdoor Unit-Air-Source) | RD17AZ48AJ3N |  |  | RCFZ6024SEANM | R801V1255A24UH | 45500 | 17 | 8.1 | 45500 | 40000 | 87.91% | 2.1 | 0 | 10 |  |  |  | No | R-410A | 3.7917 | Residential & Commercial | Ducted CEE Tier 1
215681552 | Central HP <5.4 tons | TEMPSTAR | HRCU-A-CB (Split System: Heat Pump with Remote Outdoor Unit-Air-Source) | T5H0V48*K*AAA* |  |  | EA*5X61M24A*+WALLCON | *97CTN0802120A* | 46000 | 18 | 9 | 48000 | 33800 | 70.42% | 2.08 | 0 | 10 |  |  |  | No | R-454B | 3.8333 | Residential & Commercial | Ducted CEE Tier 1
215681922 | Central HP <5.4 tons | TEMPSTAR | HRCU-A-CB (Split System: Heat Pump with Remote Outdoor Unit-Air-Source) | T5H0V48*K*AAA* |  |  | EVM5X60M21A*+WALLCON | *80CSU0601716B* | 48000 | 18.5 | 9 | 50000 | 36800 | 73.6% | 2 | 0 | 10 |  |  |  | No | R-454B | 4 | Residential & Commercial | Ducted CEE Tier 1
207826598 | Central HP <5.4 tons | DAY & NIGHT | HRCU-A-CB (Split System: Heat Pump with Remote Outdoor Unit-Air-Source) | DLCSRBH24AAK |  |  | DLFSABH24XBK |  | 23000 | 18.4 | 9.3 | 26000 | 21200 | 81.54% | 1.9 | 12.5 | 11.7 |  |  |  | No | R-410A | 1.9167 | Residential & Commercial | Ducted CEE Tier 1
214097529 | Central HP <5.4 tons | RUUD | HRCU-A-CB (Split System: Heat Pump with Remote Outdoor Unit-Air-Source) | RD17AZ48AJ3N |  |  | RCFZ6024SEANM | U98MV0855A21UPS | 45500 | 16 | 8.1 | 45500 | 40500 | 89.01% | 2.1 | 0 | 10 |  |  |  | No | R-410A | 3.7917 | Residential & Commercial | Ducted CEE Tier 1
214097645 | Central HP <5.4 tons | RUUD | HRCU-A-CB (Split System: Heat Pump with Remote Outdoor Unit-Air-Source) | RD17AZ48AJ3N |  |  | RCFZ6024SEANM | R951V1155A24M4S | 45500 | 17 | 8.1 | 45500 | 40000 | 87.91% | 2.1 | 0 | 10 |  |  |  | No | R-410A | 3.7917 | Residential & Commercial | Ducted CEE Tier 1
213780094 | Central HP <5.4 tons | TEMPSTAR | HRCU-A-CB (Split System: Heat Pump with Remote Outdoor Unit-Air-Source) | TVH837GKA** |  |  | EHD4X42AAL+WALLCON | *97CMN1202422B* | 32400 | 16.5 | 8.1 | 32800 | 24800 | 75.61% | 1.94 | 0 | 11 |  |  |  | No | R-410A | 2.7 | Residential & Commercial | Ducted CEE Tier 1
215669253 | Central HP <5.4 tons | BRYANT HEATING AND COOLING SYSTEMS | HRCU-A-CB (Split System: Heat Pump with Remote Outdoor Unit-Air-Source) | 290VAN036**AA* |  |  | CAA**4821AM*+UI | 987MC66100C21*** | 33800 | 18 | 9 | 35000 | 25000 | 71.43% | 1.9 | 0 | 10 |  |  |  | No | R-454B | 2.8167 | Residential & Commercial | Ducted CEE Tier 1
215669353 | Central HP <5.4 tons | BRYANT HEATING AND COOLING SYSTEMS | HRCU-A-CB (Split System: Heat Pump with Remote Outdoor Unit-Air-Source) | 290VAN036**AA* |  |  | CAA**6024AM*+UI | 935CB66100C21*** | 34400 | 18 | 9 | 34200 | 24600 | 71.93% | 1.92 | 0 | 10 |  |  |  | No | R-454B | 2.8667 | Residential & Commercial | Ducted CEE Tier 1
215669703 | Central HP <5.4 tons | BRYANT HEATING AND COOLING SYSTEMS | HRCU-A-CB (Split System: Heat Pump with Remote Outdoor Unit-Air-Source) | 290VAN036**AA* |  |  | CAA**6124AM*+UI | 987MC66100C21*** | 35000 | 18.5 | 9 | 34400 | 24800 | 72.09% | 1.92 | 0 | 10.5 |  |  |  | No | R-454B | 2.9167 | Residential & Commercial | Ducted CEE Tier 1
214097679 | Central HP <5.4 tons | RUUD | HRCU-A-CB (Split System: Heat Pump with Remote Outdoor Unit-Air-Source) | RD17AZ48AJ3N |  |  | RCFZ6024SEANM | R802V1005A21UHS | 45500 | 17 | 8.1 | 45500 | 40000 | 87.91% | 2.1 | 0 | 10 |  |  |  | No | R-410A | 3.7917 | Residential & Commercial | Ducted CEE Tier 1
214097695 | Central HP <5.4 tons | RUUD | HRCU-A-CB (Split System: Heat Pump with Remote Outdoor Unit-Air-Source) | RD17AZ48AJ3N |  |  | RCFZ6024SEANM | R801V1255A24DZ | 45500 | 17 | 8.1 | 45500 | 40000 | 87.91% | 2.1 | 0 | 10 |  |  |  | No | R-410A | 3.7917 | Residential & Commercial | Ducted CEE Tier 1
210798422 | Central HP <5.4 tons | AMANA | HRCU-A-CB (Split System: Heat Pump with Remote Outdoor Unit-Air-Source) | ASZS601810A* |  |  | CA*EA2422*4A* | A*VC960804CNB* | 16600 | 17.5 | 8.5 | 17400 | 13000 | 74.71% | 2.1 | 0 | 10.9 |  |  |  | No | R-410A | 1.3833 | Residential & Commercial | Ducted CEE Tier 1
214505358 | Central HP <5.4 tons | AMANA | HRCU-A-CB (Split System: Heat Pump with Remote Outdoor Unit-Air-Source) | ASZS60241EA* |  |  | CA*EA3026*4B* | A*VC801005C*A* | 23000 | 17 | 8.6 | 23000 | 16100 | 70% | 2 | 0 | 10 |  |  |  | No | R-410A | 1.9167 | Residential & Commercial | Ducted CEE Tier 1
215669523 | Central HP <5.4 tons | BRYANT HEATING AND COOLING SYSTEMS | HRCU-A-CB (Split System: Heat Pump with Remote Outdoor Unit-Air-Source) | 290VAN036**AA* |  |  | CAA**6121AM*+UI | 935CB66100C21*** | 35000 | 18 | 9 | 34400 | 24800 | 72.09% | 1.92 | 0 | 10 |  |  |  | No | R-454B | 2.9167 | Residential & Commercial | Ducted CEE Tier 1
215669643 | Central HP <5.4 tons | BRYANT HEATING AND COOLING SYSTEMS | HRCU-A-CB (Split System: Heat Pump with Remote Outdoor Unit-Air-Source) | 290VAN036**AA* |  |  | CAA**6124AM*+UI | 88*TB60110C21*** | 35000 | 18.5 | 9 | 34400 | 24600 | 71.51% | 1.92 | 0 | 10.5 |  |  |  | No | R-454B | 2.9167 | Residential & Commercial | Ducted CEE Tier 1
210857357 | Central HP <5.4 tons | ACIQ | HRCU-A-CB (Split System: Heat Pump with Remote Outdoor Unit-Air-Source) | ACIQ-18ZPL-HP230B |  |  | ACIQ-18AHB-HH-M |  | 18000 | 17.6 | 9.6 | 19000 | 17000 | 89.47% | 2 | 12.5 | 11.7 |  |  |  | No | R-410A | 1.5 | Residential & Commercial | Ducted CEE Tier 1
213781404 | Central HP <5.4 tons | TEMPSTAR | HRCU-A-CB (Split System: Heat Pump with Remote Outdoor Unit-Air-Source) | TVH837GKA2* |  |  | EA*4X48L24A*+WALLCON | *80CTL0902120B* | 32400 | 17 | 8.5 | 32200 | 24800 | 77.02% | 1.98 | 0 | 11.5 |  |  |  | No | R-410A | 2.7 | Residential & Commercial | Ducted CEE Tier 1
213781654 | Central HP <5.4 tons | TEMPSTAR | HRCU-A-CB (Split System: Heat Pump with Remote Outdoor Unit-Air-Source) | TVH837GKA2* |  |  | EA*4X61L21A*+WALLCON | *96CTN1002122B* | 33200 | 17.5 | 8.5 | 32000 | 24800 | 77.5% | 1.98 | 0 | 11.7 |  |  |  | No | R-410A | 2.7667 | Residential & Commercial | Ducted CEE Tier 1
213782024 | Central HP <5.4 tons | TEMPSTAR | HRCU-A-CB (Split System: Heat Pump with Remote Outdoor Unit-Air-Source) | TVH837GKA2* |  |  | EHD4X42AAL+WALLCON | *96CTN0801714B* | 32400 | 16 | 8.1 | 33000 | 24800 | 75.15% | 1.92 | 0 | 11 |  |  |  | No | R-410A | 2.7 | Residential & Commercial | Ducted CEE Tier 1
214075416 | Central HP <5.4 tons | RUUD | HRCU-A-CB (Split System: Heat Pump with Remote Outdoor Unit-Air-Source) | RD17AZ24AJ3N |  |  | RCFZ2417MTANM | U97MV0703A17DHS | 22600 | 17 | 9.5 | 22600 | 16900 | 74.78% | 2 | 0 | 11.2 |  |  |  | No | R-410A | 1.8833 | Residential & Commercial | Ducted CEE Tier 1
214097687 | Central HP <5.4 tons | RUUD | HRCU-A-CB (Split System: Heat Pump with Remote Outdoor Unit-Air-Source) | RD17AZ48AJ3N |  |  | RCFZ6024SEANM | R802V0755A21UHN | 45500 | 17 | 8.1 | 45500 | 40000 | 87.91% | 2.1 | 0 | 10 |  |  |  | No | R-410A | 3.7917 | Residential & Commercial | Ducted CEE Tier 1
213773124 | Central HP <5.4 tons | TEMPSTAR | HRCU-A-CB (Split System: Heat Pump with Remote Outdoor Unit-Air-Source) | TVH825GKA3* |  |  | EA*4X36L21A*+WALLCON | *97CMN1002122B* | 23600 | 16.5 | 8.1 | 21400 | 16600 | 77.57% | 1.94 | 0 | 10.5 |  |  |  | No | R-410A | 1.9667 | Residential & Commercial | Ducted CEE Tier 1
213773034 | Central HP <5.4 tons | TEMPSTAR | HRCU-A-CB (Split System: Heat Pump with Remote Outdoor Unit-Air-Source) | TVH825GKA3* |  |  | EA*4X36L17A*+WALLCON | *96CTN0801714B* | 23600 | 16.5 | 8.1 | 21600 | 16700 | 77.31% | 1.92 | 0 | 10.5 |  |  |  | No | R-410A | 1.9667 | Residential & Commercial | Ducted CEE Tier 1
213773184 | Central HP <5.4 tons | TEMPSTAR | HRCU-A-CB (Split System: Heat Pump with Remote Outdoor Unit-Air-Source) | TVH825GKA3* |  |  | EA*4X37L17A*+WALLCON | *80CTL0701716B* | 24200 | 16.5 | 8.1 | 21400 | 16700 | 78.04% | 1.98 | 0 | 10.5 |  |  |  | No | R-410A | 2.0167 | Residential & Commercial | Ducted CEE Tier 1
213773254 | Central HP <5.4 tons | TEMPSTAR | HRCU-A-CB (Split System: Heat Pump with Remote Outdoor Unit-Air-Source) | TVH825GKA3* |  |  | EA*4X37L17A*+WALLCON | *96CTN0801714B* | 24200 | 16.5 | 8.1 | 21400 | 16700 | 78.04% | 1.98 | 0 | 10.5 |  |  |  | No | R-410A | 2.0167 | Residential & Commercial | Ducted CEE Tier 1
213773754 | Central HP <5.4 tons | TEMPSTAR | HRCU-A-CB (Split System: Heat Pump with Remote Outdoor Unit-Air-Source) | TVH825GKA3* |  |  | EA*4X48L21A*+WALLCON | *97CMN0601714B* | 24000 | 16.5 | 8.1 | 21000 | 16600 | 79.05% | 2 | 0 | 10.5 |  |  |  | No | R-410A | 2 | Residential & Commercial | Ducted CEE Tier 1
215684000 | Central HP <5.4 tons | BRYANT HEATING AND COOLING SYSTEMS | HRCU-A-CB (Split System: Heat Pump with Remote Outdoor Unit-Air-Source) | 290VAN036**AA* |  |  | CAA**4321AM*+UI | 987MC60080C21*** | 34600 | 18 | 9 | 35200 | 25000 | 71.02% | 1.88 | 0 | 10 |  |  |  | No | R-454B | 2.8833 | Residential & Commercial | Ducted CEE Tier 1
215679332 | Central HP <5.4 tons | TEMPSTAR | HRCU-A-CB (Split System: Heat Pump with Remote Outdoor Unit-Air-Source) | T5H0V36*K*AAA* |  |  | EA*5X37M21A*+WALLCON | *97CTN0802120A* | 34400 | 18 | 9 | 35400 | 25200 | 71.19% | 1.88 | 0 | 10 |  |  |  | No | R-454B | 2.8667 | Residential & Commercial | Ducted CEE Tier 1
215679412 | Central HP <5.4 tons | TEMPSTAR | HRCU-A-CB (Split System: Heat Pump with Remote Outdoor Unit-Air-Source) | T5H0V36*K*AAA* |  |  | EA*5X42M21A*+WALLCON | *97CTN1002122A* | 33200 | 17.5 | 9 | 35800 | 25600 | 71.51% | 1.84 | 0 | 10 |  |  |  | No | R-454B | 2.7667 | Residential & Commercial | Ducted CEE Tier 1
215669673 | Central HP <5.4 tons | BRYANT HEATING AND COOLING SYSTEMS | HRCU-A-CB (Split System: Heat Pump with Remote Outdoor Unit-Air-Source) | 290VAN036**AA* |  |  | CAA**6124AM*+UI | 935CB66100C21*** | 35000 | 18.5 | 9 | 34400 | 24600 | 71.51% | 1.92 | 0 | 10 |  |  |  | No | R-454B | 2.9167 | Residential & Commercial | Ducted CEE Tier 1
213433251 | Central HP <5.4 tons | ACIQ | HRCU-A-CB (Split System: Heat Pump with Remote Outdoor Unit-Air-Source) | ACIQ-36-HPB |  |  | ACIQ-36W-WM |  | 36000 | 17.6 | 9.2 | 38000 | 33400 | 87.89% | 1.81 | 0 | 10.2 |  |  |  | No | R-410A | 3 | Residential & Commercial | Ducted CEE Tier 1
213349038 | Central HP <5.4 tons | GOODMAN | HRCU-A-CB (Split System: Heat Pump with Remote Outdoor Unit-Air-Source) | GSZS601810A* |  |  | CA*EA1818*4A* | G*VC960403BNB* | 16600 | 17.5 | 8.5 | 17400 | 13000 | 74.71% | 2.1 | 0 | 10.9 |  |  |  | No | R-410A | 1.3833 | Residential & Commercial | Ducted CEE Tier 1
213779254 | Central HP <5.4 tons | TEMPSTAR | HRCU-A-CB (Split System: Heat Pump with Remote Outdoor Unit-Air-Source) | TVH837GKA** |  |  | EA*4X43L21A*+WALLCON | *80CTL0451712B* | 32600 | 16.5 | 8.1 | 33200 | 25400 | 76.51% | 1.94 | 0 | 10.5 |  |  |  | No | R-410A | 2.7167 | Residential & Commercial | Ducted CEE Tier 1
213779304 | Central HP <5.4 tons | TEMPSTAR | HRCU-A-CB (Split System: Heat Pump with Remote Outdoor Unit-Air-Source) | TVH837GKA** |  |  | EA*4X43L21A*+WALLCON | *95CSU0601716B* | 32800 | 17 | 8.5 | 33000 | 25200 | 76.36% | 1.96 | 0 | 11 |  |  |  | No | R-410A | 2.7333 | Residential & Commercial | Ducted CEE Tier 1
213779334 | Central HP <5.4 tons | TEMPSTAR | HRCU-A-CB (Split System: Heat Pump with Remote Outdoor Unit-Air-Source) | TVH837GKA** |  |  | EA*4X43L21A*+WALLCON | *97CMN1002122B* | 33000 | 17 | 8.5 | 32600 | 25000 | 76.69% | 1.98 | 0 | 11.5 |  |  |  | No | R-410A | 2.75 | Residential & Commercial | Ducted CEE Tier 1
213779384 | Central HP <5.4 tons | TEMPSTAR | HRCU-A-CB (Split System: Heat Pump with Remote Outdoor Unit-Air-Source) | TVH837GKA** |  |  | EA*4X48L21A*+WALLCON | *80CTL0701716B* | 32200 | 17 | 8.1 | 32600 | 25000 | 76.69% | 1.96 | 0 | 11 |  |  |  | No | R-410A | 2.6833 | Residential & Commercial | Ducted CEE Tier 1
213779484 | Central HP <5.4 tons | TEMPSTAR | HRCU-A-CB (Split System: Heat Pump with Remote Outdoor Unit-Air-Source) | TVH837GKA** |  |  | EA*4X48L21A*+WALLCON | *96CTN1002122B* | 32400 | 17 | 8.1 | 32600 | 24800 | 76.07% | 1.98 | 0 | 11 |  |  |  | No | R-410A | 2.7 | Residential & Commercial | Ducted CEE Tier 1
214097533 | Central HP <5.4 tons | RUUD | HRCU-A-CB (Split System: Heat Pump with Remote Outdoor Unit-Air-Source) | RD17AZ48AJ3N |  |  | RCFZ6024SEANM | U802VA125524Z | 45500 | 17 | 8.1 | 45500 | 40000 | 87.91% | 2.1 | 0 | 10 |  |  |  | No | R-410A | 3.7917 | Residential & Commercial | Ducted CEE Tier 1
214097649 | Central HP <5.4 tons | RUUD | HRCU-A-CB (Split System: Heat Pump with Remote Outdoor Unit-Air-Source) | RD17AZ48AJ3N |  |  | RCFZ6024SEANM | R951V1005A21M4S | 45500 | 16 | 8.1 | 45500 | 40500 | 89.01% | 2.1 | 0 | 10 |  |  |  | No | R-410A | 3.7917 | Residential & Commercial | Ducted CEE Tier 1
210692507 | Central HP <5.4 tons | AMANA | HRCU-A-CB (Split System: Heat Pump with Remote Outdoor Unit-Air-Source) | ASZV903610A* |  |  | CA*F3743*6D*+TXV | A*VC800604B*A* | 33600 | 19 | 8.2 | 34000 | 24400 | 71.76% | 1.8 | 0 | 12 |  |  |  | No | R-410A | 2.8 | Residential & Commercial | Ducted CEE Tier 1
214097704 | Central HP <5.4 tons | RUUD | HRCU-A-CB (Split System: Heat Pump with Remote Outdoor Unit-Air-Source) | RD17AZ48AJ3N |  |  | RCFZ6024SEANM | R801V0755A21UHS | 45500 | 17 | 8.1 | 45500 | 40000 | 87.91% | 2.1 | 0 | 10 |  |  |  | No | R-410A | 3.7917 | Residential & Commercial | Ducted CEE Tier 1
215934463 | Central HP <5.4 tons | TEMPSTAR | HRCU-A-CB (Split System: Heat Pump with Remote Outdoor Unit-Air-Source) | T5H3V48*K*AAA* |  |  | ESH5X48M12A*+WALLCON | *80CTL0902120B* | 44500 | 20.5 | 9 | 48500 | 36400 | 75.05% | 1.82 | 0 | 11 |  |  |  | No | R-454B | 3.7083 | Residential & Commercial | Ducted CEE Tier 1
215934513 | Central HP <5.4 tons | TEMPSTAR | HRCU-A-CB (Split System: Heat Pump with Remote Outdoor Unit-Air-Source) | T5H3V48*K*AAA* |  |  | ESH5X48M12A*+WALLCON | *97CMN1202422B* | 44000 | 20 | 9 | 48500 | 36600 | 75.46% | 1.82 | 0 | 10.5 |  |  |  | No | R-454B | 3.6667 | Residential & Commercial | Ducted CEE Tier 1
214075197 | Central HP <5.4 tons | RUUD | HRCU-A-CB (Split System: Heat Pump with Remote Outdoor Unit-Air-Source) | RD17AZ60AJ3N |  |  | RCFZ6024STANM | R801V1255A24DZ | 55500 | 18 | 8.1 | 53500 | 49000 | 91.59% | 1.75 | 0 | 10 |  |  |  | No | R-410A | 4.625 | Residential & Commercial | Ducted CEE Tier 1
214075311 | Central HP <5.4 tons | RUUD | HRCU-A-CB (Split System: Heat Pump with Remote Outdoor Unit-Air-Source) | RD17AZ60AJ3N |  |  | RCFZ6024STANM | R951V1005A21M4S | 55000 | 18 | 8.1 | 54000 | 49500 | 91.67% | 1.75 | 0 | 10 |  |  |  | No | R-410A | 4.5833 | Residential & Commercial | Ducted CEE Tier 1
215433922 | Central HP <5.4 tons | AMANA | HRCU-A-CB (Split System: Heat Pump with Remote Outdoor Unit-Air-Source) | AZV7SA3610A* |  |  | CHPEA4830*3A*+MBVK16CP1X00A* |  | 35000 | 19 | 8.1 | 35000 | 28400 | 81.14% | 2 | 0 | 10.5 |  |  |  | No | R-32 | 2.9167 | Residential & Commercial | Ducted CEE Tier 1
211241025 | Central HP <5.4 tons | COMFORTMAKER | HRCU-A-CB (Split System: Heat Pump with Remote Outdoor Unit-Air-Source) | DLCURAH24ABK |  |  | EA*4X25L17A* | *96VTN0401410A* | 24400 | 16 | 8.5 | 25600 | 21600 | 84.38% | 1.78 | 0 | 10 |  |  |  | No | R-410A | 2.0333 | Residential & Commercial | Ducted CEE Tier 1
211241125 | Central HP <5.4 tons | COMFORTMAKER | HRCU-A-CB (Split System: Heat Pump with Remote Outdoor Unit-Air-Source) | DLCURAH24ABK |  |  | EA*4X25L17A* | *92ESN0601714A* | 25000 | 17 | 8.5 | 25600 | 21000 | 82.03% | 1.78 | 0 | 10.5 |  |  |  | No | R-410A | 2.0833 | Residential & Commercial | Ducted CEE Tier 1
214097682 | Central HP <5.4 tons | RUUD | HRCU-A-CB (Split System: Heat Pump with Remote Outdoor Unit-Air-Source) | RD17AZ48AJ3N |  |  | RCFZ6024SEANM | R802V1005A21DZ | 45500 | 17 | 8.1 | 45500 | 40000 | 87.91% | 2.1 | 0 | 10 |  |  |  | No | R-410A | 3.7917 | Residential & Commercial | Ducted CEE Tier 1
214097707 | Central HP <5.4 tons | RUUD | HRCU-A-CB (Split System: Heat Pump with Remote Outdoor Unit-Air-Source) | RD17AZ48AJ3N |  |  | RCFZ6024SEANM | R801V0755A21UHN | 45500 | 17 | 8.1 | 45500 | 40000 | 87.91% | 2.1 | 0 | 10 |  |  |  | No | R-410A | 3.7917 | Residential & Commercial | Ducted CEE Tier 1
215434038 | Central HP <5.4 tons | AMANA | HRCU-A-CB (Split System: Heat Pump with Remote Outdoor Unit-Air-Source) | AZV7SA2410A* |  |  | CA*EA3022*3A* | A*VT960803BNA* | 23200 | 19 | 8.6 | 23200 | 17000 | 73.28% | 2 | 0 | 11 |  |  |  | No | R-32 | 1.9333 | Residential & Commercial | Ducted CEE Tier 1
215434052 | Central HP <5.4 tons | AMANA | HRCU-A-CB (Split System: Heat Pump with Remote Outdoor Unit-Air-Source) | AZV7SA2410A* |  |  | CA*EA3626*3A* | A*VT800804C*A* | 23200 | 19 | 8.6 | 23200 | 17000 | 73.28% | 2 | 0 | 11 |  |  |  | No | R-32 | 1.9333 | Residential & Commercial | Ducted CEE Tier 1
215434063 | Central HP <5.4 tons | AMANA | HRCU-A-CB (Split System: Heat Pump with Remote Outdoor Unit-Air-Source) | AZV7SA2410A* |  |  | CHPEA3026*3A* | A*VM971005CNA* | 23200 | 19 | 8.6 | 23200 | 17000 | 73.28% | 2 | 0 | 11 |  |  |  | No | R-32 | 1.9333 | Residential & Commercial | Ducted CEE Tier 1
211260074 | Central HP <5.4 tons | COMFORTMAKER | HRCU-A-CB (Split System: Heat Pump with Remote Outdoor Unit-Air-Source) | DLCURAH18ABK |  |  | EA*4X24L14A* | *80VSL0451412A* | 17700 | 16 | 8.5 | 18600 | 19100 | 102.7% | 2.3 | 0 | 10.5 |  |  |  | No | R-410A | 1.475 | Residential & Commercial | Ducted CEE Tier 1
211260267 | Central HP <5.4 tons | COMFORTMAKER | HRCU-A-CB (Split System: Heat Pump with Remote Outdoor Unit-Air-Source) | DLCURAH18ABK |  |  | EA*4X24L17A* | *96VSN0601714A* | 17700 | 16 | 8.5 | 18600 | 19100 | 102.7% | 2.3 | 0 | 10.5 |  |  |  | No | R-410A | 1.475 | Residential & Commercial | Ducted CEE Tier 1
211262119 | Central HP <5.4 tons | COMFORTMAKER | HRCU-A-CB (Split System: Heat Pump with Remote Outdoor Unit-Air-Source) | DLCURAH18ABK |  |  | EA*4X30L17A* | *92ESN0401410A* | 18000 | 15.5 | 8.5 | 18700 | 18500 | 98.93% | 2.22 | 0 | 10.5 |  |  |  | No | R-410A | 1.5 | Residential & Commercial | Ducted CEE Tier 1
215434035 | Central HP <5.4 tons | AMANA | HRCU-A-CB (Split System: Heat Pump with Remote Outdoor Unit-Air-Source) | AZV7SA2410A* |  |  | CA*EA3022*3A* | A*VT801005C*A* | 23200 | 19 | 8.6 | 23200 | 17000 | 73.28% | 2 | 0 | 11 |  |  |  | No | R-32 | 1.9333 | Residential & Commercial | Ducted CEE Tier 1
213779554 | Central HP <5.4 tons | TEMPSTAR | HRCU-A-CB (Split System: Heat Pump with Remote Outdoor Unit-Air-Source) | TVH837GKA** |  |  | EA*4X48L24A*+WALLCON | *96CTN1202422B* | 32400 | 17 | 8.5 | 32400 | 24800 | 76.54% | 1.98 | 0 | 11 |  |  |  | No | R-410A | 2.7 | Residential & Commercial | Ducted CEE Tier 1
206136023 | Central HP <5.4 tons | TEMPSTAR | HRCU-A-CB (Split System: Heat Pump with Remote Outdoor Unit-Air-Source) | TVH837GKA** |  |  | EHD4X48AAL+WALLCON | *80CSU0601716A* | 32600 | 16.5 | 8.1 | 33200 | 25000 | 75.3% | 1.96 | 11.5 | 11 |  |  |  | No | R-410A | 2.7167 | Residential & Commercial | Ducted CEE Tier 1
206136123 | Central HP <5.4 tons | TEMPSTAR | HRCU-A-CB (Split System: Heat Pump with Remote Outdoor Unit-Air-Source) | TVH837GKA** |  |  | EA*4X42L24A*+WALLCON | *95CSU0802120A* | 31800 | 17.5 | 8.1 | 33000 | 24400 | 73.94% | 1.9 | 11.5 | 11 |  |  |  | No | R-410A | 2.65 | Residential & Commercial | Ducted CEE Tier 1
213077239 | Central HP <5.4 tons | COMFORTMAKER | HRCU-A-CB (Split System: Heat Pump with Remote Outdoor Unit-Air-Source) | DLCURAH36ABK |  |  | EA*4X42L24A* | *96VSN1202422B* | 35400 | 16 | 8.1 | 38500 | 35000 | 90.91% | 1.9 | 0 | 10 |  |  |  | No | R-410A | 2.95 | Residential & Commercial | Ducted CEE Tier 1
213780364 | Central HP <5.4 tons | TEMPSTAR | HRCU-A-CB (Split System: Heat Pump with Remote Outdoor Unit-Air-Source) | TVH837GKA** |  |  | EHD4X60AAL+WALLCON | *80CTL1352422B* | 33000 | 16.5 | 8.1 | 32200 | 24800 | 77.02% | 2 | 0 | 11.5 |  |  |  | No | R-410A | 2.75 | Residential & Commercial | Ducted CEE Tier 1
215434402 | Central HP <5.4 tons | AMANA | HRCU-A-CB (Split System: Heat Pump with Remote Outdoor Unit-Air-Source) | AZV7SA4810A* |  |  | CHPEA4830*3A* | A*VT800805C*A* | 45500 | 16.5 | 8.5 | 46000 | 33600 | 73.04% | 2 | 0 | 10 |  |  |  | No | R-32 | 3.7917 | Residential & Commercial | Ducted CEE Tier 1
215434416 | Central HP <5.4 tons | AMANA | HRCU-A-CB (Split System: Heat Pump with Remote Outdoor Unit-Air-Source) | AZV7SA4810A* |  |  | CHPEA6030*3A* | A*VT801005C*A* | 45500 | 16.5 | 8.5 | 46500 | 33600 | 72.26% | 2 | 0 | 10 |  |  |  | No | R-32 | 3.7917 | Residential & Commercial | Ducted CEE Tier 1
215318964 | Central HP <5.4 tons | DAY & NIGHT | HRCU-A-CB (Split System: Heat Pump with Remote Outdoor Unit-Air-Source) | D5CSRAH24AAK |  |  | D5FSAAH24XBK |  | 24000 | 19.8 | 9 | 25000 | 18000 | 72% | 2.2 | 0 | 11.7 |  |  |  | No | R-454B | 2 | Residential & Commercial | Ducted CEE Tier 1
213780714 | Central HP <5.4 tons | TEMPSTAR | HRCU-A-CB (Split System: Heat Pump with Remote Outdoor Unit-Air-Source) | TVH837GKA2* |  |  | EA*4X36L17A*+WALLCON | *96CTN0601714B* | 31200 | 16.5 | 8.1 | 33400 | 24600 | 73.65% | 1.82 | 0 | 10.5 |  |  |  | No | R-410A | 2.6 | Residential & Commercial | Ducted CEE Tier 1
213780764 | Central HP <5.4 tons | TEMPSTAR | HRCU-A-CB (Split System: Heat Pump with Remote Outdoor Unit-Air-Source) | TVH837GKA2* |  |  | EA*4X36L21A*+WALLCON | *80CTL0902120B* | 31600 | 17 | 8.1 | 32800 | 24200 | 73.78% | 1.86 | 0 | 11 |  |  |  | No | R-410A | 2.6333 | Residential & Commercial | Ducted CEE Tier 1
213780814 | Central HP <5.4 tons | TEMPSTAR | HRCU-A-CB (Split System: Heat Pump with Remote Outdoor Unit-Air-Source) | TVH837GKA2* |  |  | EA*4X36L21A*+WALLCON | *97CMN1002122B* | 31600 | 17 | 8.1 | 32800 | 24200 | 73.78% | 1.86 | 0 | 11 |  |  |  | No | R-410A | 2.6333 | Residential & Commercial | Ducted CEE Tier 1
213780664 | Central HP <5.4 tons | TEMPSTAR | HRCU-A-CB (Split System: Heat Pump with Remote Outdoor Unit-Air-Source) | TVH837GKA2* |  |  | EA*4X36L17A*+WALLCON | *80CTL0701716B* | 31400 | 16.5 | 8.1 | 33400 | 24400 | 73.05% | 1.82 | 0 | 10.5 |  |  |  | No | R-410A | 2.6167 | Residential & Commercial | Ducted CEE Tier 1
213773804 | Central HP <5.4 tons | TEMPSTAR | HRCU-A-CB (Split System: Heat Pump with Remote Outdoor Unit-Air-Source) | TVH825GKA3* |  |  | EA*4X48L21A*+WALLCON | *96CTN1002122B* | 24000 | 16.5 | 8.1 | 21000 | 16500 | 78.57% | 2.02 | 0 | 11 |  |  |  | No | R-410A | 2 | Residential & Commercial | Ducted CEE Tier 1
213774554 | Central HP <5.4 tons | TEMPSTAR | HRCU-A-CB (Split System: Heat Pump with Remote Outdoor Unit-Air-Source) | TVH825GKA3* |  |  | EHD4X42AAL+WALLCON | *96CTN1202422B* | 24200 | 16 | 8.1 | 21400 | 16600 | 77.57% | 2 | 0 | 10.5 |  |  |  | No | R-410A | 2.0167 | Residential & Commercial | Ducted CEE Tier 1
213774724 | Central HP <5.4 tons | TEMPSTAR | HRCU-A-CB (Split System: Heat Pump with Remote Outdoor Unit-Air-Source) | TVH825GKA3* |  |  | EHD4X48AAL+WALLCON | *96CTN1202422B* | 24200 | 16.5 | 8.1 | 21200 | 16600 | 78.3% | 2.02 | 0 | 11 |  |  |  | No | R-410A | 2.0167 | Residential & Commercial | Ducted CEE Tier 1
213774664 | Central HP <5.4 tons | TEMPSTAR | HRCU-A-CB (Split System: Heat Pump with Remote Outdoor Unit-Air-Source) | TVH825GKA3* |  |  | EHD4X48AAL+WALLCON | *97CMN1002122B* | 24200 | 16 | 8.1 | 21200 | 16600 | 78.3% | 2.02 | 0 | 11 |  |  |  | No | R-410A | 2.0167 | Residential & Commercial | Ducted CEE Tier 1
213433254 | Central HP <5.4 tons | ACIQ | HRCU-A-CB (Split System: Heat Pump with Remote Outdoor Unit-Air-Source) | ACIQ-30-HPB |  |  | ACIQ-30W-P |  | 28000 | 18.2 | 8.8 | 30000 | 26000 | 86.67% | 1.8 | 0 | 11.7 |  |  |  | No | R-410A | 2.3333 | Residential & Commercial | Ducted CEE Tier 1
213077441 | Central HP <5.4 tons | COMFORTMAKER | HRCU-A-CB (Split System: Heat Pump with Remote Outdoor Unit-Air-Source) | DLCURAH36ABK |  |  | END4X42L17** | *96VTN0801716B* | 35800 | 15.5 | 8.1 | 39000 | 35200 | 90.26% | 1.96 | 0 | 10 |  |  |  | No | R-410A | 2.9833 | Residential & Commercial | Ducted CEE Tier 1
213077590 | Central HP <5.4 tons | COMFORTMAKER | HRCU-A-CB (Split System: Heat Pump with Remote Outdoor Unit-Air-Source) | DLCURAH36ABK |  |  | EA*4X36L21A* | *96VTN1002120B* | 35200 | 16 | 8.1 | 38500 | 35200 | 91.43% | 1.82 | 0 | 10 |  |  |  | No | R-410A | 2.9333 | Residential & Commercial | Ducted CEE Tier 1
213078158 | Central HP <5.4 tons | COMFORTMAKER | HRCU-A-CB (Split System: Heat Pump with Remote Outdoor Unit-Air-Source) | DLCURAH36ABK |  |  | EN(A,D,W)4X48L21** | *80MS(N,L)0701716A* | 35800 | 16.5 | 8.1 | 38500 | 35000 | 90.91% | 2 | 0 | 10 |  |  |  | No | R-410A | 2.9833 | Residential & Commercial | Ducted CEE Tier 1
213078579 | Central HP <5.4 tons | COMFORTMAKER | HRCU-A-CB (Split System: Heat Pump with Remote Outdoor Unit-Air-Source) | DLCURAH36ABK |  |  | EN(A,D)4X48L24** | *80MS(N,L)0902120A* | 36000 | 16.5 | 8.1 | 38500 | 35000 | 90.91% | 2 | 0 | 10.5 |  |  |  | No | R-410A | 3 | Residential & Commercial | Ducted CEE Tier 1
215434270 | Central HP <5.4 tons | AMANA | HRCU-A-CB (Split System: Heat Pump with Remote Outdoor Unit-Air-Source) | AZV7SA4210A* |  |  | CA*EA6030*3A* | A*VM970804CNA* | 40500 | 16.5 | 8.8 | 41000 | 31000 | 75.61% | 2 | 0 | 10 |  |  |  | No | R-32 | 3.375 | Residential & Commercial | Ducted CEE Tier 1
213780156 | Central HP <5.4 tons | BRYANT HEATING AND COOLING SYSTEMS | HRCU-A-CB (Split System: Heat Pump with Remote Outdoor Unit-Air-Source) | 288BNV037*0**A* |  |  | CSPH*4812AL*+UI | 88*TB48070C17*** | 32600 | 16.5 | 8.1 | 33200 | 25000 | 75.3% | 1.94 | 0 | 11 |  |  |  | No | R-410A | 2.7167 | Residential & Commercial | Ducted CEE Tier 1
215434279 | Central HP <5.4 tons | AMANA | HRCU-A-CB (Split System: Heat Pump with Remote Outdoor Unit-Air-Source) | AZV7SA4210A* |  |  | CA*EA6030*3A* | A*VT960804CNA* | 40500 | 16.5 | 8.8 | 41000 | 31000 | 75.61% | 2 | 0 | 10 |  |  |  | No | R-32 | 3.375 | Residential & Commercial | Ducted CEE Tier 1
215434286 | Central HP <5.4 tons | AMANA | HRCU-A-CB (Split System: Heat Pump with Remote Outdoor Unit-Air-Source) | AZV7SA4210A* |  |  | CHPEA4830*3A* | A*VS800805CUA* | 40500 | 17 | 8.6 | 41000 | 31000 | 75.61% | 2 | 0 | 10 |  |  |  | No | R-32 | 3.375 | Residential & Commercial | Ducted CEE Tier 1
213078728 | Central HP <5.4 tons | COMFORTMAKER | HRCU-A-CB (Split System: Heat Pump with Remote Outdoor Unit-Air-Source) | DLCURAH36ABK |  |  | EN(A,D)4X48L24** | *80MS(N,L)1102120A* | 36400 | 16.5 | 8.1 | 38500 | 35000 | 90.91% | 2.02 | 0 | 10.5 |  |  |  | No | R-410A | 3.0333 | Residential & Commercial | Ducted CEE Tier 1
213078846 | Central HP <5.4 tons | COMFORTMAKER | HRCU-A-CB (Split System: Heat Pump with Remote Outdoor Unit-Air-Source) | DLCURAH36ABK |  |  | EA*4X37L17A* | *80MSU1002120A* | 36000 | 15.5 | 8.5 | 38500 | 35000 | 90.91% | 2 | 0 | 10 |  |  |  | No | R-410A | 3 | Residential & Commercial | Ducted CEE Tier 1
213079314 | Central HP <5.4 tons | COMFORTMAKER | HRCU-A-CB (Split System: Heat Pump with Remote Outdoor Unit-Air-Source) | DLCURAH36ABK |  |  | EN(A,D,W)4X48L21** | *80MSU0802120A* | 35800 | 17 | 8.1 | 38000 | 34800 | 91.58% | 2.04 | 0 | 10.5 |  |  |  | No | R-410A | 2.9833 | Residential & Commercial | Ducted CEE Tier 1
213079746 | Central HP <5.4 tons | COMFORTMAKER | HRCU-A-CB (Split System: Heat Pump with Remote Outdoor Unit-Air-Source) | DLCURAH36ABK |  |  | EA*4X37L21A* | *92MSN1002120A* | 36600 | 16.5 | 8.5 | 38000 | 34800 | 91.58% | 2.06 | 0 | 10 |  |  |  | No | R-410A | 3.05 | Residential & Commercial | Ducted CEE Tier 1
213778794 | Central HP <5.4 tons | TEMPSTAR | HRCU-A-CB (Split System: Heat Pump with Remote Outdoor Unit-Air-Source) | TVH837GKA** |  |  | EA*4X36L17A*+WALLCON | *97CMN0801714B* | 31400 | 16.5 | 8.1 | 33200 | 24400 | 73.49% | 1.82 | 0 | 10.5 |  |  |  | No | R-410A | 2.6167 | Residential & Commercial | Ducted CEE Tier 1
213779794 | Central HP <5.4 tons | TEMPSTAR | HRCU-A-CB (Split System: Heat Pump with Remote Outdoor Unit-Air-Source) | TVH837GKA** |  |  | EA*4X61L24A*+WALLCON | *97CMN1202422B* | 33200 | 17.5 | 8.5 | 32000 | 24800 | 77.5% | 1.98 | 0 | 11.7 |  |  |  | No | R-410A | 2.7667 | Residential & Commercial | Ducted CEE Tier 1
213780214 | Central HP <5.4 tons | TEMPSTAR | HRCU-A-CB (Split System: Heat Pump with Remote Outdoor Unit-Air-Source) | TVH837GKA** |  |  | EHD4X48AAL+WALLCON | *95CSU0601716B* | 32400 | 16 | 8.1 | 33000 | 25000 | 75.76% | 1.94 | 0 | 11 |  |  |  | No | R-410A | 2.7 | Residential & Commercial | Ducted CEE Tier 1
213349157 | Central HP <5.4 tons | GOODMAN | HRCU-A-CB (Split System: Heat Pump with Remote Outdoor Unit-Air-Source) | GSZS601810A* |  |  | CA*EA1818*4A*+MBVC1200**-1A* |  | 16600 | 17.5 | 8.5 | 17400 | 13000 | 74.71% | 2.1 | 0 | 10.9 |  |  |  | No | R-410A | 1.3833 | Residential & Commercial | Ducted CEE Tier 1
215433954 | Central HP <5.4 tons | AMANA | HRCU-A-CB (Split System: Heat Pump with Remote Outdoor Unit-Air-Source) | AZV7SA4810A* |  |  | CA*EA6030*3A*+MBVK20DP1X00A* |  | 45500 | 17.5 | 8.8 | 47000 | 33600 | 71.49% | 2 | 0 | 10 |  |  |  | No | R-32 | 3.7917 | Residential & Commercial | Ducted CEE Tier 1
215434388 | Central HP <5.4 tons | AMANA | HRCU-A-CB (Split System: Heat Pump with Remote Outdoor Unit-Air-Source) | AZV7SA4810A* |  |  | CA*EA6030*3A* | A*VT800804C*A* | 45500 | 16.5 | 8.8 | 47000 | 33600 | 71.49% | 2 | 0 | 10 |  |  |  | No | R-32 | 3.7917 | Residential & Commercial | Ducted CEE Tier 1
213773854 | Central HP <5.4 tons | TEMPSTAR | HRCU-A-CB (Split System: Heat Pump with Remote Outdoor Unit-Air-Source) | TVH825GKA3* |  |  | EA*4X48L24A*+WALLCON | *97CMN1202422B* | 24000 | 16.5 | 8.1 | 21000 | 16500 | 78.57% | 2.02 | 0 | 11 |  |  |  | No | R-410A | 2 | Residential & Commercial | Ducted CEE Tier 1
213774574 | Central HP <5.4 tons | TEMPSTAR | HRCU-A-CB (Split System: Heat Pump with Remote Outdoor Unit-Air-Source) | TVH825GKA3* |  |  | EHD4X48AAL+WALLCON | *80CTL0701412B* | 24400 | 16.5 | 8.1 | 21200 | 16600 | 78.3% | 2 | 0 | 10.5 |  |  |  | No | R-410A | 2.0333 | Residential & Commercial | Ducted CEE Tier 1
213774624 | Central HP <5.4 tons | TEMPSTAR | HRCU-A-CB (Split System: Heat Pump with Remote Outdoor Unit-Air-Source) | TVH825GKA3* |  |  | EHD4X48AAL+WALLCON | *80CTL1352422B* | 24200 | 16 | 8.1 | 21200 | 16600 | 78.3% | 2 | 0 | 10.5 |  |  |  | No | R-410A | 2.0167 | Residential & Commercial | Ducted CEE Tier 1
213773084 | Central HP <5.4 tons | TEMPSTAR | HRCU-A-CB (Split System: Heat Pump with Remote Outdoor Unit-Air-Source) | TVH825GKA3* |  |  | EA*4X36L21A*+WALLCON | *80CTL1102120B* | 23600 | 16.5 | 8.1 | 21400 | 16600 | 77.57% | 1.94 | 0 | 10.5 |  |  |  | No | R-410A | 1.9667 | Residential & Commercial | Ducted CEE Tier 1
213773154 | Central HP <5.4 tons | TEMPSTAR | HRCU-A-CB (Split System: Heat Pump with Remote Outdoor Unit-Air-Source) | TVH825GKA3* |  |  | EA*4X36L21A*+WALLCON | *96CTN1002122B* | 23600 | 16.5 | 8.1 | 21400 | 16600 | 77.57% | 1.94 | 0 | 10.5 |  |  |  | No | R-410A | 1.9667 | Residential & Commercial | Ducted CEE Tier 1
213773304 | Central HP <5.4 tons | TEMPSTAR | HRCU-A-CB (Split System: Heat Pump with Remote Outdoor Unit-Air-Source) | TVH825GKA3* |  |  | EA*4X37L21A*+WALLCON | *80CTL1102120B* | 24400 | 17 | 8.1 | 21200 | 16600 | 78.3% | 2.02 | 0 | 11 |  |  |  | No | R-410A | 2.0333 | Residential & Commercial | Ducted CEE Tier 1
213773404 | Central HP <5.4 tons | TEMPSTAR | HRCU-A-CB (Split System: Heat Pump with Remote Outdoor Unit-Air-Source) | TVH825GKA3* |  |  | EA*4X42L21A*+WALLCON | *80CTL0901716B* | 23800 | 16.5 | 8.1 | 21400 | 16600 | 77.57% | 1.96 | 0 | 10.5 |  |  |  | No | R-410A | 1.9833 | Residential & Commercial | Ducted CEE Tier 1
215670527 | Central HP <5.4 tons | BRYANT HEATING AND COOLING SYSTEMS | HRCU-A-CB (Split System: Heat Pump with Remote Outdoor Unit-Air-Source) | 290VAN036**AA* |  |  | CSAH*6012AM*+UI | 987MC60080C21*** | 34600 | 17 | 8.5 | 34600 | 24800 | 71.68% | 1.8 | 0 | 10 |  |  |  | No | R-454B | 2.8833 | Residential & Commercial | Ducted CEE Tier 1
213773324 | Central HP <5.4 tons | TEMPSTAR | HRCU-A-CB (Split System: Heat Pump with Remote Outdoor Unit-Air-Source) | TVH825GKA3* |  |  | EA*4X37L21A*+WALLCON | *97CMN0601714B* | 24200 | 16 | 8.1 | 21200 | 16700 | 78.77% | 2 | 0 | 10.5 |  |  |  | No | R-410A | 2.0167 | Residential & Commercial | Ducted CEE Tier 1
213773374 | Central HP <5.4 tons | TEMPSTAR | HRCU-A-CB (Split System: Heat Pump with Remote Outdoor Unit-Air-Source) | TVH825GKA3* |  |  | EA*4X37L21A*+WALLCON | *96CTN1002122B* | 24400 | 16.5 | 8.5 | 21200 | 16600 | 78.3% | 2.02 | 0 | 11 |  |  |  | No | R-410A | 2.0333 | Residential & Commercial | Ducted CEE Tier 1
213773424 | Central HP <5.4 tons | TEMPSTAR | HRCU-A-CB (Split System: Heat Pump with Remote Outdoor Unit-Air-Source) | TVH825GKA3* |  |  | EA*4X42L21A*+WALLCON | *80CTL1102120B* | 23800 | 16.5 | 8.1 | 21400 | 16600 | 77.57% | 1.96 | 0 | 10.5 |  |  |  | No | R-410A | 1.9833 | Residential & Commercial | Ducted CEE Tier 1
213773474 | Central HP <5.4 tons | TEMPSTAR | HRCU-A-CB (Split System: Heat Pump with Remote Outdoor Unit-Air-Source) | TVH825GKA3* |  |  | EA*4X42L21A*+WALLCON | *96CTN0601714B* | 23600 | 16.5 | 8.1 | 21400 | 16700 | 78.04% | 1.94 | 0 | 10.5 |  |  |  | No | R-410A | 1.9667 | Residential & Commercial | Ducted CEE Tier 1
213773174 | Central HP <5.4 tons | TEMPSTAR | HRCU-A-CB (Split System: Heat Pump with Remote Outdoor Unit-Air-Source) | TVH825GKA3* |  |  | EA*4X37L17A*+WALLCON | *80CTL0701412B* | 24200 | 16.5 | 8.1 | 21400 | 16700 | 78.04% | 2 | 0 | 10.5 |  |  |  | No | R-410A | 2.0167 | Residential & Commercial | Ducted CEE Tier 1
213773524 | Central HP <5.4 tons | TEMPSTAR | HRCU-A-CB (Split System: Heat Pump with Remote Outdoor Unit-Air-Source) | TVH825GKA3* |  |  | EA*4X42L24A*+WALLCON | *80CTL1352422B* | 23800 | 16.5 | 8.1 | 21400 | 16600 | 77.57% | 1.96 | 0 | 10.5 |  |  |  | No | R-410A | 1.9833 | Residential & Commercial | Ducted CEE Tier 1
214066714 | Central HP <5.4 tons | RUUD | HRCU-A-CB (Split System: Heat Pump with Remote Outdoor Unit-Air-Source) | RD17AZ36AJ3N |  |  | RCFZ3621MTANM | R802V1004A17UHN | 34200 | 18 | 8.1 | 34200 | 29400 | 85.96% | 1.9 | 0 | 10 |  |  |  | No | R-410A | 2.85 | Residential & Commercial | Ducted CEE Tier 1
210692496 | Central HP <5.4 tons | AMANA | HRCU-A-CB (Split System: Heat Pump with Remote Outdoor Unit-Air-Source) | ASZV903610A* |  |  | CA*F3137*6A*+MBVC1201**-1A*+TXV |  | 34000 | 18.5 | 8.2 | 34000 | 24400 | 71.76% | 1.8 | 0 | 12 |  |  |  | No | R-410A | 2.8333 | Residential & Commercial | Ducted CEE Tier 1
210692546 | Central HP <5.4 tons | AMANA | HRCU-A-CB (Split System: Heat Pump with Remote Outdoor Unit-Air-Source) | ASZV903610A* |  |  | CHPF3743C6B*+TXV | A*VS800604BUA* | 33400 | 18 | 8.2 | 34000 | 24400 | 71.76% | 1.8 | 0 | 11 |  |  |  | No | R-410A | 2.7833 | Residential & Commercial | Ducted CEE Tier 1
211230673 | Central HP <5.4 tons | COMFORTMAKER | HRCU-A-CB (Split System: Heat Pump with Remote Outdoor Unit-Air-Source) | DLCURAH36ABK |  |  | EN(A,D)4X48L24** | *95ESN1202422A* | 37400 | 15.5 | 8.1 | 39500 | 35000 | 88.61% | 2.08 | 0 | 10.5 |  |  |  | No | R-410A | 3.1167 | Residential & Commercial | Ducted CEE Tier 1
213433255 | Central HP <5.4 tons | ACIQ | HRCU-A-CB (Split System: Heat Pump with Remote Outdoor Unit-Air-Source) | ACIQ-36-HPB |  |  | ACIQ-36W-P |  | 36000 | 17 | 9.9 | 36000 | 36000 | 100% | 1.9 | 0 | 10 |  |  |  | No | R-410A | 3 | Residential & Commercial | Ducted CEE Tier 1
213080128 | Central HP <5.4 tons | COMFORTMAKER | HRCU-A-CB (Split System: Heat Pump with Remote Outdoor Unit-Air-Source) | DLCURAH36ABK |  |  | EN(A,D,W)4X48L21** | *96MSN0801716A* | 35600 | 16 | 8.1 | 38500 | 35000 | 90.91% | 1.98 | 0 | 10 |  |  |  | No | R-410A | 2.9667 | Residential & Commercial | Ducted CEE Tier 1
216551773 | Central HP <5.4 tons | RUUD | HRCU-A-CB (Split System: Heat Pump with Remote Outdoor Unit-Air-Source) | UP19AY48AJVC |  |  | RCFY4821SEAAM | U962V0705A21M4 | 45500 | 18 | 10 | 45500 | 42000 | 92.31% | 2.1 | 0 | 12 |  |  |  | No | R-454B | 3.7917 | Residential & Commercial | Ducted CEE Tier 1
215937855 | Central HP <5.4 tons | BRYANT HEATING AND COOLING SYSTEMS | HRCU-A-CB (Split System: Heat Pump with Remote Outdoor Unit-Air-Source) | 293VAN048**AA* |  |  | CVAVA4821XMA*+UI | 986TD66100C21*** | 44500 | 20 | 8.1 | 52000 | 38500 | 74.04% | 2 | 0 | 11 |  |  |  | No | R-454B | 3.7083 | Residential & Commercial | Ducted CEE Tier 1
215937905 | Central HP <5.4 tons | BRYANT HEATING AND COOLING SYSTEMS | HRCU-A-CB (Split System: Heat Pump with Remote Outdoor Unit-Air-Source) | 293VAN048**AA* |  |  | CVAVA4824XMA*+UI | 88*TB66135C24*** | 45000 | 20.5 | 8.1 | 52000 | 38000 | 73.08% | 1.95 | 0 | 11.5 |  |  |  | No | R-454B | 3.75 | Residential & Commercial | Ducted CEE Tier 1
214097690 | Central HP <5.4 tons | RUUD | HRCU-A-CB (Split System: Heat Pump with Remote Outdoor Unit-Air-Source) | RD17AZ48AJ3N |  |  | RCFZ6024SEANM | R801V1505A24UH | 45500 | 17 | 8.1 | 45500 | 40000 | 87.91% | 2.1 | 0 | 10 |  |  |  | No | R-410A | 3.7917 | Residential & Commercial | Ducted CEE Tier 1
213773574 | Central HP <5.4 tons | TEMPSTAR | HRCU-A-CB (Split System: Heat Pump with Remote Outdoor Unit-Air-Source) | TVH825GKA3* |  |  | EA*4X43L21A*+WALLCON | *80CTL0451712B* | 24200 | 16.5 | 8.1 | 21200 | 16700 | 78.77% | 2 | 0 | 10.5 |  |  |  | No | R-410A | 2.0167 | Residential & Commercial | Ducted CEE Tier 1
213772814 | Central HP <5.4 tons | TEMPSTAR | HRCU-A-CB (Split System: Heat Pump with Remote Outdoor Unit-Air-Source) | TVH825GKA3* |  |  | EA*4X25L17A*+WALLCON | *96CTN0801714B* | 24200 | 16.5 | 8.1 | 21400 | 16600 | 77.57% | 2 | 0 | 11 |  |  |  | No | R-410A | 2.0167 | Residential & Commercial | Ducted CEE Tier 1
213772964 | Central HP <5.4 tons | TEMPSTAR | HRCU-A-CB (Split System: Heat Pump with Remote Outdoor Unit-Air-Source) | TVH825GKA3* |  |  | EA*4X36L17A*+WALLCON | *80CTL0701716B* | 23600 | 16.5 | 8.1 | 21400 | 16700 | 78.04% | 1.92 | 0 | 10.5 |  |  |  | No | R-410A | 1.9667 | Residential & Commercial | Ducted CEE Tier 1
213773614 | Central HP <5.4 tons | TEMPSTAR | HRCU-A-CB (Split System: Heat Pump with Remote Outdoor Unit-Air-Source) | TVH825GKA3* |  |  | EA*4X43L21A*+WALLCON | *80CTL1102120B* | 24400 | 17 | 8.1 | 21200 | 16600 | 78.3% | 2.02 | 0 | 11 |  |  |  | No | R-410A | 2.0333 | Residential & Commercial | Ducted CEE Tier 1
213773834 | Central HP <5.4 tons | TEMPSTAR | HRCU-A-CB (Split System: Heat Pump with Remote Outdoor Unit-Air-Source) | TVH825GKA3* |  |  | EA*4X48L24A*+WALLCON | *80CTL1352422B* | 24200 | 17 | 8.1 | 21000 | 16500 | 78.57% | 2.02 | 0 | 11 |  |  |  | No | R-410A | 2.0167 | Residential & Commercial | Ducted CEE Tier 1
215434390 | Central HP <5.4 tons | AMANA | HRCU-A-CB (Split System: Heat Pump with Remote Outdoor Unit-Air-Source) | AZV7SA4810A* |  |  | CA*EA6030*3A* | A*VT801005C*A* | 45500 | 16.5 | 8.8 | 47000 | 33600 | 71.49% | 2 | 0 | 10 |  |  |  | No | R-32 | 3.7917 | Residential & Commercial | Ducted CEE Tier 1
215434411 | Central HP <5.4 tons | AMANA | HRCU-A-CB (Split System: Heat Pump with Remote Outdoor Unit-Air-Source) | AZV7SA4810A* |  |  | CHPEA4830*3A* | A*VT961205DNA* | 45500 | 16.5 | 8.5 | 46000 | 33600 | 73.04% | 2 | 0 | 10 |  |  |  | No | R-32 | 3.7917 | Residential & Commercial | Ducted CEE Tier 1
215434404 | Central HP <5.4 tons | AMANA | HRCU-A-CB (Split System: Heat Pump with Remote Outdoor Unit-Air-Source) | AZV7SA4810A* |  |  | CHPEA4830*3A* | A*VS960805CUA* | 45500 | 16.2 | 8.5 | 46000 | 33600 | 73.04% | 2 | 0 | 10 |  |  |  | No | R-32 | 3.7917 | Residential & Commercial | Ducted CEE Tier 1
215434177 | Central HP <5.4 tons | AMANA | HRCU-A-CB (Split System: Heat Pump with Remote Outdoor Unit-Air-Source) | AZV7SA3610A* |  |  | CA*EA4830*3A* | A*VM971205DNA* | 34800 | 18.5 | 8.5 | 35000 | 28400 | 81.14% | 2 | 0 | 10.5 |  |  |  | No | R-32 | 2.9 | Residential & Commercial | Ducted CEE Tier 1
215434179 | Central HP <5.4 tons | AMANA | HRCU-A-CB (Split System: Heat Pump with Remote Outdoor Unit-Air-Source) | AZV7SA3610A* |  |  | CA*EA4830*3A* | A*VM970804CNA* | 34800 | 18.5 | 8.5 | 35000 | 28400 | 81.14% | 2 | 0 | 10.5 |  |  |  | No | R-32 | 2.9 | Residential & Commercial | Ducted CEE Tier 1
211257980 | Central HP <5.4 tons | CARRIER | HRCU-A-CB (Split System: Heat Pump with Remote Outdoor Unit-Air-Source) | 38MURAQ18AB3* |  |  | CNPV*2414AL* | 59TP6B060V14**12 | 17900 | 15.5 | 8.5 | 18800 | 18700 | 99.47% | 2.26 | 0 | 11 |  |  |  | No | R-410A | 1.4917 | Residential & Commercial | Ducted CEE Tier 1
215434192 | Central HP <5.4 tons | AMANA | HRCU-A-CB (Split System: Heat Pump with Remote Outdoor Unit-Air-Source) | AZV7SA3610A* |  |  | CHPEA4830*3A* | A*VT800805C*A* | 35000 | 18.5 | 8.1 | 35000 | 28400 | 81.14% | 2 | 0 | 10.5 |  |  |  | No | R-32 | 2.9167 | Residential & Commercial | Ducted CEE Tier 1
216032254 | Central HP <5.4 tons | ACIQ | HRCU-A-CB (Split System: Heat Pump with Remote Outdoor Unit-Air-Source) | ACIQ-24-HPD |  |  | ACIQ-24-PAH |  | 24000 | 18.6 | 10 | 24000 | 20600 | 85.83% | 2.14 | 0 | 12 |  |  |  | No | R-454B | 2 | Residential & Commercial | Ducted CEE Tier 1
213770774 | Central HP <5.4 tons | TEMPSTAR | HRCU-A-CB (Split System: Heat Pump with Remote Outdoor Unit-Air-Source) | TVH825GKA2* |  |  | EA*4X30L17A*+WALLCON | *97CMN0801714B* | 23400 | 16 | 8.1 | 21600 | 16700 | 77.31% | 1.9 | 0 | 10.5 |  |  |  | No | R-410A | 1.95 | Residential & Commercial | Ducted CEE Tier 1
213080212 | Central HP <5.4 tons | COMFORTMAKER | HRCU-A-CB (Split System: Heat Pump with Remote Outdoor Unit-Air-Source) | DLCURAH36ABK |  |  | EA*4X48L24A* | *96MSN0802120A* | 36000 | 16 | 8.5 | 38000 | 34800 | 91.58% | 2.04 | 0 | 10 |  |  |  | No | R-410A | 3 | Residential & Commercial | Ducted CEE Tier 1
210609968 | Central HP <5.4 tons | AMANA | HRCU-A-CB (Split System: Heat Pump with Remote Outdoor Unit-Air-Source) | ASZV903610A* |  |  | AMVE36CP1400A* |  | 33600 | 18.5 | 8.2 | 34000 | 24400 | 71.76% | 1.8 | 0 | 11.5 |  |  |  | No | R-410A | 2.8 | Residential & Commercial | Ducted CEE Tier 1
215669423 | Central HP <5.4 tons | BRYANT HEATING AND COOLING SYSTEMS | HRCU-A-CB (Split System: Heat Pump with Remote Outdoor Unit-Air-Source) | 290VAN036**AA* |  |  | CAA**6121AM*+UI | 83*CA36040C17*** | 34800 | 18.5 | 9 | 34400 | 24800 | 72.09% | 1.92 | 0 | 10 |  |  |  | No | R-454B | 2.9 | Residential & Commercial | Ducted CEE Tier 1
215669693 | Central HP <5.4 tons | BRYANT HEATING AND COOLING SYSTEMS | HRCU-A-CB (Split System: Heat Pump with Remote Outdoor Unit-Air-Source) | 290VAN036**AA* |  |  | CAA**6124AM*+UI | 987MC60080C21*** | 34800 | 18 | 9 | 34400 | 24800 | 72.09% | 1.92 | 0 | 10.5 |  |  |  | No | R-454B | 2.9 | Residential & Commercial | Ducted CEE Tier 1
215669723 | Central HP <5.4 tons | BRYANT HEATING AND COOLING SYSTEMS | HRCU-A-CB (Split System: Heat Pump with Remote Outdoor Unit-Air-Source) | 290VAN036**AA* |  |  | CAA**6124AM*+UI | 986TD66100C21*** | 35000 | 18.5 | 9 | 34400 | 24800 | 72.09% | 1.92 | 0 | 10.5 |  |  |  | No | R-454B | 2.9167 | Residential & Commercial | Ducted CEE Tier 1
213772894 | Central HP <5.4 tons | TEMPSTAR | HRCU-A-CB (Split System: Heat Pump with Remote Outdoor Unit-Air-Source) | TVH825GKA3* |  |  | EA*4X30L17A*+WALLCON | *97CMN0601714B* | 23200 | 16 | 8.1 | 21600 | 16800 | 77.78% | 1.9 | 0 | 10.5 |  |  |  | No | R-410A | 1.9333 | Residential & Commercial | Ducted CEE Tier 1
213492138 | Central HP <5.4 tons | ACIQ | HRCU-A-C (Split System: Heat Pump with Remote Outdoor Unit with No Indoor Fan --Air Source) | ACIQ-30-HPB |  |  | ACIQ-36-ACL-17 |  | 29000 | 15.2 | 8.5 | 31000 | 22600 | 72.9% | 1.8 | 0 | 10 |  |  |  | No | R-410A | 2.4167 | Residential & Commercial | Ducted CEE Tier 1
213772854 | Central HP <5.4 tons | TEMPSTAR | HRCU-A-CB (Split System: Heat Pump with Remote Outdoor Unit-Air-Source) | TVH825GKA3* |  |  | EA*4X30L17A*+WALLCON | *80CTL0701412B* | 23600 | 16.5 | 8.1 | 21600 | 16700 | 77.31% | 1.9 | 0 | 10.5 |  |  |  | No | R-410A | 1.9667 | Residential & Commercial | Ducted CEE Tier 1
215434023 | Central HP <5.4 tons | AMANA | HRCU-A-CB (Split System: Heat Pump with Remote Outdoor Unit-Air-Source) | AZV7SA2410A* |  |  | CA*EA3022*3A* | A*VM970603BNA* | 23200 | 19 | 8.6 | 23200 | 17000 | 73.28% | 2 | 0 | 11 |  |  |  | No | R-32 | 1.9333 | Residential & Commercial | Ducted CEE Tier 1
215434026 | Central HP <5.4 tons | AMANA | HRCU-A-CB (Split System: Heat Pump with Remote Outdoor Unit-Air-Source) | AZV7SA2410A* |  |  | CA*EA3022*3A* | A*VM971005CNA* | 23200 | 19 | 8.6 | 23200 | 17000 | 73.28% | 2 | 0 | 11 |  |  |  | No | R-32 | 1.9333 | Residential & Commercial | Ducted CEE Tier 1
215434056 | Central HP <5.4 tons | AMANA | HRCU-A-CB (Split System: Heat Pump with Remote Outdoor Unit-Air-Source) | AZV7SA2410A* |  |  | CA*EA3626*3A* | A*VT960603BNA* | 23200 | 19 | 8.6 | 23200 | 17000 | 73.28% | 2 | 0 | 11 |  |  |  | No | R-32 | 1.9333 | Residential & Commercial | Ducted CEE Tier 1
205751081 | Central HP <5.4 tons | HEIL | HRCU-A-CB (Split System: Heat Pump with Remote Outdoor Unit-Air-Source) | HVH837GKA** |  |  | EA*4X37L21A*+WALLCON | *96CTN1002122A* | 33000 | 17.5 | 8.5 | 33000 | 25200 | 76.36% | 2 | 12 | 11.7 |  |  |  | No | R-410A | 2.75 | Residential & Commercial | Ducted CEE Tier 1
215434032 | Central HP <5.4 tons | AMANA | HRCU-A-CB (Split System: Heat Pump with Remote Outdoor Unit-Air-Source) | AZV7SA2410A* |  |  | CA*EA3022*3A* | A*VT800803B*A* | 23200 | 19 | 8.6 | 23200 | 17000 | 73.28% | 2 | 0 | 11 |  |  |  | No | R-32 | 1.9333 | Residential & Commercial | Ducted CEE Tier 1
215434033 | Central HP <5.4 tons | AMANA | HRCU-A-CB (Split System: Heat Pump with Remote Outdoor Unit-Air-Source) | AZV7SA2410A* |  |  | CA*EA3022*3A* | A*VT800804C*A* | 23200 | 19 | 8.6 | 23200 | 17000 | 73.28% | 2 | 0 | 11 |  |  |  | No | R-32 | 1.9333 | Residential & Commercial | Ducted CEE Tier 1
215434034 | Central HP <5.4 tons | AMANA | HRCU-A-CB (Split System: Heat Pump with Remote Outdoor Unit-Air-Source) | AZV7SA2410A* |  |  | CA*EA3022*3A* | A*VT800805C*A* | 23200 | 19 | 8.6 | 23200 | 17000 | 73.28% | 2 | 0 | 11 |  |  |  | No | R-32 | 1.9333 | Residential & Commercial | Ducted CEE Tier 1
214097708 | Central HP <5.4 tons | RUUD | HRCU-A-CB (Split System: Heat Pump with Remote Outdoor Unit-Air-Source) | RD17AZ48AJ3N |  |  | RCFZ6024SEANM | R801V0755A21DZ | 45500 | 17 | 8.1 | 45500 | 40000 | 87.91% | 2.1 | 0 | 10 |  |  |  | No | R-410A | 3.7917 | Residential & Commercial | Ducted CEE Tier 1
213773204 | Central HP <5.4 tons | TEMPSTAR | HRCU-A-CB (Split System: Heat Pump with Remote Outdoor Unit-Air-Source) | TVH825GKA3* |  |  | EA*4X37L17A*+WALLCON | *95CSU0601716B* | 24200 | 16.5 | 8.1 | 21400 | 16700 | 78.04% | 1.98 | 0 | 10.5 |  |  |  | No | R-410A | 2.0167 | Residential & Commercial | Ducted CEE Tier 1
213773044 | Central HP <5.4 tons | TEMPSTAR | HRCU-A-CB (Split System: Heat Pump with Remote Outdoor Unit-Air-Source) | TVH825GKA3* |  |  | EA*4X36L21A*+WALLCON | *80CTL0451712B* | 23400 | 16 | 8.1 | 21600 | 16700 | 77.31% | 1.92 | 0 | 10.5 |  |  |  | No | R-410A | 1.95 | Residential & Commercial | Ducted CEE Tier 1
213773344 | Central HP <5.4 tons | TEMPSTAR | HRCU-A-CB (Split System: Heat Pump with Remote Outdoor Unit-Air-Source) | TVH825GKA3* |  |  | EA*4X37L21A*+WALLCON | *97CMN1002122B* | 24400 | 16.5 | 8.5 | 21200 | 16600 | 78.3% | 2.02 | 0 | 11 |  |  |  | No | R-410A | 2.0333 | Residential & Commercial | Ducted CEE Tier 1
210798398 | Central HP <5.4 tons | AMANA | HRCU-A-CB (Split System: Heat Pump with Remote Outdoor Unit-Air-Source) | ASZS601810A* |  |  | CA*EA1818*4A* | A*VM970803BNB* | 16600 | 17.5 | 8.5 | 17400 | 13000 | 74.71% | 2.1 | 0 | 10.9 |  |  |  | No | R-410A | 1.3833 | Residential & Commercial | Ducted CEE Tier 1
215433917 | Central HP <5.4 tons | AMANA | HRCU-A-CB (Split System: Heat Pump with Remote Outdoor Unit-Air-Source) | AZV7SA3610A* |  |  | CA*EA4830*3A*+MBVK20DP1X00A* |  | 35000 | 19 | 8.5 | 35000 | 28400 | 81.14% | 2 | 0 | 10.5 |  |  |  | No | R-32 | 2.9167 | Residential & Commercial | Ducted CEE Tier 1
215434168 | Central HP <5.4 tons | AMANA | HRCU-A-CB (Split System: Heat Pump with Remote Outdoor Unit-Air-Source) | AZV7SA3610A* |  |  | CA*EA4830*3A* | A*VT961005DNA* | 34800 | 18.5 | 8.5 | 35000 | 28400 | 81.14% | 2 | 0 | 10.5 |  |  |  | No | R-32 | 2.9 | Residential & Commercial | Ducted CEE Tier 1
215434288 | Central HP <5.4 tons | AMANA | HRCU-A-CB (Split System: Heat Pump with Remote Outdoor Unit-Air-Source) | AZV7SA4210A* |  |  | CHPEA4830*3A* | A*VT800804C*A* | 40500 | 17 | 8.6 | 41000 | 31000 | 75.61% | 2 | 0 | 10 |  |  |  | No | R-32 | 3.375 | Residential & Commercial | Ducted CEE Tier 1
215434306 | Central HP <5.4 tons | AMANA | HRCU-A-CB (Split System: Heat Pump with Remote Outdoor Unit-Air-Source) | AZV7SA4210A* |  |  | CHPEA6030*3A* | A*VT961005CNA* | 40500 | 16.5 | 8.6 | 41000 | 31000 | 75.61% | 2 | 0 | 10 |  |  |  | No | R-32 | 3.375 | Residential & Commercial | Ducted CEE Tier 1
215433935 | Central HP <5.4 tons | AMANA | HRCU-A-CB (Split System: Heat Pump with Remote Outdoor Unit-Air-Source) | AZV7SA4210A* |  |  | CA*EA6030*3A*+MBVK16CP1X00A* |  | 40500 | 17.5 | 8.8 | 41000 | 31000 | 75.61% | 2 | 0 | 10 |  |  |  | No | R-32 | 3.375 | Residential & Commercial | Ducted CEE Tier 1
215434276 | Central HP <5.4 tons | AMANA | HRCU-A-CB (Split System: Heat Pump with Remote Outdoor Unit-Air-Source) | AZV7SA4210A* |  |  | CA*EA6030*3A* | A*VT800805C*A* | 40500 | 17 | 8.8 | 41000 | 31000 | 75.61% | 2 | 0 | 10 |  |  |  | No | R-32 | 3.375 | Residential & Commercial | Ducted CEE Tier 1
215434293 | Central HP <5.4 tons | AMANA | HRCU-A-CB (Split System: Heat Pump with Remote Outdoor Unit-Air-Source) | AZV7SA4210A* |  |  | CHPEA4830*3A* | A*VT961005CNA* | 40500 | 16.5 | 8.6 | 41000 | 31000 | 75.61% | 2 | 0 | 10 |  |  |  | No | R-32 | 3.375 | Residential & Commercial | Ducted CEE Tier 1
214066908 | Central HP <5.4 tons | RUUD | HRCU-A-CB (Split System: Heat Pump with Remote Outdoor Unit-Air-Source) | RD17AZ36AJ3N |  |  | RCFZ3621MTANM | R951V0403A17M4S | 34200 | 18 | 8.1 | 34200 | 29600 | 86.55% | 1.9 | 0 | 10 |  |  |  | No | R-410A | 2.85 | Residential & Commercial | Ducted CEE Tier 1
214066859 | Central HP <5.4 tons | RUUD | HRCU-A-CB (Split System: Heat Pump with Remote Outdoor Unit-Air-Source) | RD17AZ36AJ3N |  |  | RCFZ3621MTANM | R802V0755A21UHN | 34200 | 18 | 8.1 | 34200 | 29400 | 85.96% | 2 | 0 | 11.7 |  |  |  | No | R-410A | 2.85 | Residential & Commercial | Ducted CEE Tier 1
212394323 | Central HP <5.4 tons | ACIQ | HRCU-A-C (Split System: Heat Pump with Remote Outdoor Unit with No Indoor Fan --Air Source) | ACIQ-24-HPB |  |  | ACIQ-24-ACL |  | 24000 | 16.5 | 9.5 | 25000 | 20000 | 80% | 1.95 | 11 | 10.7 |  |  |  | No | R-410A | 2 | Residential & Commercial | Ducted CEE Tier 1
213433253 | Central HP <5.4 tons | ACIQ | HRCU-A-CB (Split System: Heat Pump with Remote Outdoor Unit-Air-Source) | ACIQ-24-HPB |  |  | ACIQ-24W-P |  | 24000 | 19 | 9.3 | 27400 | 24000 | 87.59% | 1.91 | 0 | 12 |  |  |  | No | R-410A | 2 | Residential & Commercial | Ducted CEE Tier 1
213433252 | Central HP <5.4 tons | ACIQ | HRCU-A-CB (Split System: Heat Pump with Remote Outdoor Unit-Air-Source) | ACIQ-18-HPB |  |  | ACIQ-18W-P |  | 18000 | 17 | 9.5 | 19000 | 18000 | 94.74% | 2 | 0 | 12.4 |  |  |  | No | R-410A | 1.5 | Residential & Commercial | Ducted CEE Tier 1
208842390 | Central HP <5.4 tons | AURUS | HRCU-A-CB (Split System: Heat Pump with Remote Outdoor Unit-Air-Source) | ARU-H24CD/INVS-US |  |  | ARU-H24AH/INVS-US |  | 22000 | 16.5 | 9 | 23000 | 16900 | 73.48% | 2.05 | 10.9 | 10.1 |  |  |  | No | R-410A | 1.8333 | Residential & Commercial | Ducted CEE Tier 1
210692522 | Central HP <5.4 tons | AMANA | HRCU-A-CB (Split System: Heat Pump with Remote Outdoor Unit-Air-Source) | ASZV903610A* |  |  | CA*F3743*6D*+TXV | A*VM970804CNB* | 33200 | 19 | 8.2 | 33600 | 24400 | 72.62% | 1.8 | 0 | 12 |  |  |  | No | R-410A | 2.7667 | Residential & Commercial | Ducted CEE Tier 1
210692540 | Central HP <5.4 tons | AMANA | HRCU-A-CB (Split System: Heat Pump with Remote Outdoor Unit-Air-Source) | ASZV903610A* |  |  | CHPF3642C6C*+TXV | A*VM970603BNB* | 33400 | 18 | 8.2 | 34000 | 24400 | 71.76% | 1.8 | 0 | 11 |  |  |  | No | R-410A | 2.7833 | Residential & Commercial | Ducted CEE Tier 1
213778884 | Central HP <5.4 tons | TEMPSTAR | HRCU-A-CB (Split System: Heat Pump with Remote Outdoor Unit-Air-Source) | TVH837GKA** |  |  | EA*4X36L21A*+WALLCON | *97CMN0601714B* | 31200 | 16.5 | 8.1 | 33200 | 24600 | 74.1% | 1.82 | 0 | 10.5 |  |  |  | No | R-410A | 2.6 | Residential & Commercial | Ducted CEE Tier 1
213778984 | Central HP <5.4 tons | TEMPSTAR | HRCU-A-CB (Split System: Heat Pump with Remote Outdoor Unit-Air-Source) | TVH837GKA** |  |  | EA*4X37L21A*+WALLCON | *80CTL1102120B* | 33000 | 17 | 8.5 | 32800 | 25000 | 76.22% | 1.98 | 0 | 11.5 |  |  |  | No | R-410A | 2.75 | Residential & Commercial | Ducted CEE Tier 1
213779204 | Central HP <5.4 tons | TEMPSTAR | HRCU-A-CB (Split System: Heat Pump with Remote Outdoor Unit-Air-Source) | TVH837GKA** |  |  | EA*4X42L24A*+WALLCON | *80CTL1352422B* | 31800 | 17 | 8.1 | 33000 | 24200 | 73.33% | 1.88 | 0 | 11 |  |  |  | No | R-410A | 2.65 | Residential & Commercial | Ducted CEE Tier 1
213779234 | Central HP <5.4 tons | TEMPSTAR | HRCU-A-CB (Split System: Heat Pump with Remote Outdoor Unit-Air-Source) | TVH837GKA** |  |  | EA*4X42L24A*+WALLCON | *96CTN1002122B* | 31800 | 17 | 8.1 | 33000 | 24200 | 73.33% | 1.88 | 0 | 11 |  |  |  | No | R-410A | 2.65 | Residential & Commercial | Ducted CEE Tier 1
213779284 | Central HP <5.4 tons | TEMPSTAR | HRCU-A-CB (Split System: Heat Pump with Remote Outdoor Unit-Air-Source) | TVH837GKA** |  |  | EA*4X43L21A*+WALLCON | *80CTL0902120B* | 32800 | 17 | 8.5 | 32600 | 25000 | 76.69% | 1.98 | 0 | 11.5 |  |  |  | No | R-410A | 2.7333 | Residential & Commercial | Ducted CEE Tier 1
213779354 | Central HP <5.4 tons | TEMPSTAR | HRCU-A-CB (Split System: Heat Pump with Remote Outdoor Unit-Air-Source) | TVH837GKA** |  |  | EA*4X43L21A*+WALLCON | *96CTN0801714B* | 32800 | 17 | 8.5 | 32800 | 25200 | 76.83% | 1.96 | 0 | 11 |  |  |  | No | R-410A | 2.7333 | Residential & Commercial | Ducted CEE Tier 1
215674155 | Central HP <5.4 tons | BRYANT HEATING AND COOLING SYSTEMS | HRCU-A-CB (Split System: Heat Pump with Remote Outdoor Unit-Air-Source) | 290VAN048**AA* |  |  | CAA**6024AM*+UI | 83*CA60080C21*** | 45000 | 18 | 9 | 47000 | 33400 | 71.06% | 2.08 | 0 | 10 |  |  |  | No | R-454B | 3.75 | Residential & Commercial | Ducted CEE Tier 1
215674185 | Central HP <5.4 tons | BRYANT HEATING AND COOLING SYSTEMS | HRCU-A-CB (Split System: Heat Pump with Remote Outdoor Unit-Air-Source) | 290VAN048**AA* |  |  | CAA**6024AM*+UI | 88*TB60090C21*** | 45000 | 18 | 9 | 47500 | 33400 | 70.32% | 2.08 | 0 | 10 |  |  |  | No | R-454B | 3.75 | Residential & Commercial | Ducted CEE Tier 1
210798407 | Central HP <5.4 tons | AMANA | HRCU-A-CB (Split System: Heat Pump with Remote Outdoor Unit-Air-Source) | ASZS601810A* |  |  | CA*EA2422*4A* | A*VS800604BUA* | 16600 | 17.5 | 8.5 | 17400 | 13000 | 74.71% | 2.1 | 0 | 10.9 |  |  |  | No | R-410A | 1.3833 | Residential & Commercial | Ducted CEE Tier 1
210798409 | Central HP <5.4 tons | AMANA | HRCU-A-CB (Split System: Heat Pump with Remote Outdoor Unit-Air-Source) | ASZS601810A* |  |  | CA*EA2422*4A* | A*VC800604B*A* | 16600 | 17.5 | 8.5 | 17400 | 13000 | 74.71% | 2.1 | 0 | 10.9 |  |  |  | No | R-410A | 1.3833 | Residential & Commercial | Ducted CEE Tier 1
210798418 | Central HP <5.4 tons | AMANA | HRCU-A-CB (Split System: Heat Pump with Remote Outdoor Unit-Air-Source) | ASZS601810A* |  |  | CA*EA2422*4A* | A*VS800805CUA* | 16600 | 17.5 | 8.5 | 17400 | 13000 | 74.71% | 2.1 | 0 | 10.9 |  |  |  | No | R-410A | 1.3833 | Residential & Commercial | Ducted CEE Tier 1
210798389 | Central HP <5.4 tons | AMANA | HRCU-A-CB (Split System: Heat Pump with Remote Outdoor Unit-Air-Source) | ASZS601810A* |  |  | CA*EA1818*4A* | A*VS800604BUA* | 16600 | 17.5 | 8.5 | 17400 | 13000 | 74.71% | 2.1 | 0 | 10.9 |  |  |  | No | R-410A | 1.3833 | Residential & Commercial | Ducted CEE Tier 1
213779044 | Central HP <5.4 tons | TEMPSTAR | HRCU-A-CB (Split System: Heat Pump with Remote Outdoor Unit-Air-Source) | TVH837GKA** |  |  | EA*4X37L21A*+WALLCON | *96CTN0801714B* | 32800 | 17 | 8.5 | 33000 | 25200 | 76.36% | 1.96 | 0 | 11 |  |  |  | No | R-410A | 2.7333 | Residential & Commercial | Ducted CEE Tier 1
213779594 | Central HP <5.4 tons | TEMPSTAR | HRCU-A-CB (Split System: Heat Pump with Remote Outdoor Unit-Air-Source) | TVH837GKA** |  |  | EA*4X60L24A*+WALLCON | *97CMN1002122B* | 32800 | 17.5 | 8.1 | 31800 | 24600 | 77.36% | 1.98 | 0 | 11.5 |  |  |  | No | R-410A | 2.7333 | Residential & Commercial | Ducted CEE Tier 1
213779744 | Central HP <5.4 tons | TEMPSTAR | HRCU-A-CB (Split System: Heat Pump with Remote Outdoor Unit-Air-Source) | TVH837GKA** |  |  | EA*4X61L21A*+WALLCON | *96CTN1002122B* | 33200 | 17.5 | 8.5 | 32000 | 24800 | 77.5% | 1.98 | 0 | 11.7 |  |  |  | No | R-410A | 2.7667 | Residential & Commercial | Ducted CEE Tier 1
213770874 | Central HP <5.4 tons | TEMPSTAR | HRCU-A-CB (Split System: Heat Pump with Remote Outdoor Unit-Air-Source) | TVH825GKA2* |  |  | EA*4X36L17A*+WALLCON | *97CMN0801714B* | 23400 | 16.5 | 8.1 | 21600 | 16700 | 77.31% | 1.94 | 0 | 10.5 |  |  |  | No | R-410A | 1.95 | Residential & Commercial | Ducted CEE Tier 1
213770924 | Central HP <5.4 tons | TEMPSTAR | HRCU-A-CB (Split System: Heat Pump with Remote Outdoor Unit-Air-Source) | TVH825GKA2* |  |  | EA*4X36L21A*+WALLCON | *80CTL0701716B* | 23600 | 16.5 | 8.1 | 21400 | 16700 | 78.04% | 1.94 | 0 | 10.5 |  |  |  | No | R-410A | 1.9667 | Residential & Commercial | Ducted CEE Tier 1
213770994 | Central HP <5.4 tons | TEMPSTAR | HRCU-A-CB (Split System: Heat Pump with Remote Outdoor Unit-Air-Source) | TVH825GKA2* |  |  | EA*4X36L21A*+WALLCON | *97CMN1002122B* | 23600 | 16.5 | 8.1 | 21400 | 16600 | 77.57% | 1.94 | 0 | 11 |  |  |  | No | R-410A | 1.9667 | Residential & Commercial | Ducted CEE Tier 1
213771174 | Central HP <5.4 tons | TEMPSTAR | HRCU-A-CB (Split System: Heat Pump with Remote Outdoor Unit-Air-Source) | TVH825GKA2* |  |  | EA*4X37L21A*+WALLCON | *80CTL1102120B* | 24400 | 17 | 8.5 | 21200 | 16600 | 78.3% | 2.04 | 0 | 11 |  |  |  | No | R-410A | 2.0333 | Residential & Commercial | Ducted CEE Tier 1
215939989 | Central HP <5.4 tons | COMFORTMAKER | HRCU-A-CB (Split System: Heat Pump with Remote Outdoor Unit-Air-Source) | C5H3V36*K*AAA* |  |  | ESH5X36M12A*+WALLCON | *97CTN0802120A* | 33200 | 19 | 9 | 35000 | 26800 | 76.57% | 1.92 | 0 | 11 |  |  |  | No | R-454B | 2.7667 | Residential & Commercial | Ducted CEE Tier 1
208842391 | Central HP <5.4 tons | AURUS | HRCU-A-CB (Split System: Heat Pump with Remote Outdoor Unit-Air-Source) | ARU-H36CD/INVS-US |  |  | ARU-H36AH/INVS-US |  | 34000 | 18 | 9.5 | 35000 | 26000 | 74.29% | 2.05 | 9.55 | 10.1 |  |  |  | No | R-410A | 2.8333 | Residential & Commercial | Ducted CEE Tier 1
214097650 | Central HP <5.4 tons | RUUD | HRCU-A-CB (Split System: Heat Pump with Remote Outdoor Unit-Air-Source) | RD17AZ48AJ3N |  |  | RCFZ6024SEANM | R951V0855A21M4S | 45500 | 16 | 8.1 | 45500 | 40500 | 89.01% | 2.1 | 0 | 10 |  |  |  | No | R-410A | 3.7917 | Residential & Commercial | Ducted CEE Tier 1
215735327 | Central HP <5.4 tons | SENVILLE | HRCU-A-CB (Split System: Heat Pump with Remote Outdoor Unit-Air-Source) | SENDC-30HF-OG |  |  | SENDC-30HF-IG |  | 30000 | 16.8 | 10 | 34000 | 32600 | 95.88% | 1.96 | 0 | 11.7 |  |  |  | No | R-454B | 2.5 | Residential & Commercial | Ducted CEE Tier 1
210692557 | Central HP <5.4 tons | AMANA | HRCU-A-CB (Split System: Heat Pump with Remote Outdoor Unit-Air-Source) | ASZV903610A* |  |  | CHPF3743C6B*+TXV | A*VS960805CUA* | 33400 | 18 | 8.2 | 34000 | 24400 | 71.76% | 1.8 | 0 | 11 |  |  |  | No | R-410A | 2.7833 | Residential & Commercial | Ducted CEE Tier 1
215683914 | Central HP <5.4 tons | BRYANT HEATING AND COOLING SYSTEMS | HRCU-A-CB (Split System: Heat Pump with Remote Outdoor Unit-Air-Source) | 290VAN036**AA* |  |  | CAA**3721AM*+UI | 935CB66100C21*** | 34600 | 18 | 9 | 35200 | 25000 | 71.02% | 1.9 | 0 | 10 |  |  |  | No | R-454B | 2.8833 | Residential & Commercial | Ducted CEE Tier 1
215674345 | Central HP <5.4 tons | BRYANT HEATING AND COOLING SYSTEMS | HRCU-A-CB (Split System: Heat Pump with Remote Outdoor Unit-Air-Source) | 290VAN048**AA* |  |  | CAA**6121AM*+UI | 88*TB60070C21*** | 46000 | 18 | 9 | 48000 | 33800 | 70.42% | 2.06 | 0 | 10 |  |  |  | No | R-454B | 3.8333 | Residential & Commercial | Ducted CEE Tier 1
213492135 | Central HP <5.4 tons | ACIQ | HRCU-A-C (Split System: Heat Pump with Remote Outdoor Unit with No Indoor Fan --Air Source) | ACIQ-24-HPB |  |  | ACIQ-24-ACL-14 |  | 24000 | 16.1 | 9.8 | 25000 | 20000 | 80% | 2 | 0 | 10.7 |  |  |  | No | R-410A | 2 | Residential & Commercial | Ducted CEE Tier 1
215674265 | Central HP <5.4 tons | BRYANT HEATING AND COOLING SYSTEMS | HRCU-A-CB (Split System: Heat Pump with Remote Outdoor Unit-Air-Source) | 290VAN048**AA* |  |  | CAA**6024AM*+UI | 987MC66120C24*** | 45000 | 18 | 9 | 47500 | 33600 | 70.74% | 2.06 | 0 | 10 |  |  |  | No | R-454B | 3.75 | Residential & Commercial | Ducted CEE Tier 1
210798397 | Central HP <5.4 tons | AMANA | HRCU-A-CB (Split System: Heat Pump with Remote Outdoor Unit-Air-Source) | ASZS601810A* |  |  | CA*EA1818*4A* | A*VM970603BNB* | 16600 | 17.5 | 8.5 | 17400 | 13000 | 74.71% | 2.1 | 0 | 10.9 |  |  |  | No | R-410A | 1.3833 | Residential & Commercial | Ducted CEE Tier 1
210854807 | Central HP <5.4 tons | AMANA | HRCU-A-CB (Split System: Heat Pump with Remote Outdoor Unit-Air-Source) | ASZS601810A* |  |  | CA*EA1818*4A*+MBVC1200**-1A* |  | 16600 | 17.5 | 8.5 | 17400 | 13000 | 74.71% | 2.1 | 0 | 10.9 |  |  |  | No | R-410A | 1.3833 | Residential & Commercial | Ducted CEE Tier 1
213781034 | Central HP <5.4 tons | TEMPSTAR | HRCU-A-CB (Split System: Heat Pump with Remote Outdoor Unit-Air-Source) | TVH837GKA2* |  |  | EA*4X42L21A*+WALLCON | *97CMN0601714B* | 31600 | 16.5 | 8.1 | 33200 | 24600 | 74.1% | 1.84 | 0 | 10.5 |  |  |  | No | R-410A | 2.6333 | Residential & Commercial | Ducted CEE Tier 1
213781234 | Central HP <5.4 tons | TEMPSTAR | HRCU-A-CB (Split System: Heat Pump with Remote Outdoor Unit-Air-Source) | TVH837GKA2* |  |  | EA*4X43L21A*+WALLCON | *97CMN0801714B* | 32800 | 17 | 8.1 | 33000 | 25200 | 76.36% | 1.96 | 0 | 11 |  |  |  | No | R-410A | 2.7333 | Residential & Commercial | Ducted CEE Tier 1
213781384 | Central HP <5.4 tons | TEMPSTAR | HRCU-A-CB (Split System: Heat Pump with Remote Outdoor Unit-Air-Source) | TVH837GKA2* |  |  | EA*4X48L21A*+WALLCON | *96CTN0801714B* | 32200 | 17 | 8.1 | 32800 | 25000 | 76.22% | 1.96 | 0 | 11 |  |  |  | No | R-410A | 2.6833 | Residential & Commercial | Ducted CEE Tier 1
213781634 | Central HP <5.4 tons | TEMPSTAR | HRCU-A-CB (Split System: Heat Pump with Remote Outdoor Unit-Air-Source) | TVH837GKA2* |  |  | EA*4X61L21A*+WALLCON | *96CTN0601714B* | 33000 | 17 | 8.1 | 32200 | 25000 | 77.64% | 1.96 | 0 | 11 |  |  |  | No | R-410A | 2.75 | Residential & Commercial | Ducted CEE Tier 1
213781704 | Central HP <5.4 tons | TEMPSTAR | HRCU-A-CB (Split System: Heat Pump with Remote Outdoor Unit-Air-Source) | TVH837GKA2* |  |  | EA*4X61L24A*+WALLCON | *97CMN1202422B* | 33200 | 17.5 | 8.5 | 32000 | 24800 | 77.5% | 1.98 | 0 | 11.7 |  |  |  | No | R-410A | 2.7667 | Residential & Commercial | Ducted CEE Tier 1
215683982 | Central HP <5.4 tons | BRYANT HEATING AND COOLING SYSTEMS | HRCU-A-CB (Split System: Heat Pump with Remote Outdoor Unit-Air-Source) | 290VAN036**AA* |  |  | CAA**4321AM*+UI | 88*TB60070C21*** | 34400 | 18 | 9 | 35400 | 25200 | 71.19% | 1.88 | 0 | 10 |  |  |  | No | R-454B | 2.8667 | Residential & Commercial | Ducted CEE Tier 1
215433926 | Central HP <5.4 tons | GOODMAN | HRCU-A-CB (Split System: Heat Pump with Remote Outdoor Unit-Air-Source) | GZV7SA3610A* |  |  | CA*EA6030*3A*+MBVK16CP1X00A* |  | 35000 | 19 | 8.5 | 35000 | 28400 | 81.14% | 2 | 0 | 10.5 |  |  |  | No | R-32 | 2.9167 | Residential & Commercial | Ducted CEE Tier 1
215434208 | Central HP <5.4 tons | GOODMAN | HRCU-A-CB (Split System: Heat Pump with Remote Outdoor Unit-Air-Source) | GZV7SA3610A* |  |  | CA*EA4830*3A* | G*VS800805CUA* | 34800 | 18.5 | 8.5 | 35000 | 28400 | 81.14% | 2 | 0 | 10.5 |  |  |  | No | R-32 | 2.9 | Residential & Commercial | Ducted CEE Tier 1
215434282 | Central HP <5.4 tons | AMANA | HRCU-A-CB (Split System: Heat Pump with Remote Outdoor Unit-Air-Source) | AZV7SA4210A* |  |  | CA*EA6030*3A* | A*VT961205DNA* | 40500 | 17 | 8.8 | 41000 | 31000 | 75.61% | 2 | 0 | 10 |  |  |  | No | R-32 | 3.375 | Residential & Commercial | Ducted CEE Tier 1
215434283 | Central HP <5.4 tons | AMANA | HRCU-A-CB (Split System: Heat Pump with Remote Outdoor Unit-Air-Source) | AZV7SA4210A* |  |  | CHPEA4830*3A* | A*VM970804CNA* | 40500 | 16.5 | 8.6 | 41000 | 31000 | 75.61% | 2 | 0 | 10 |  |  |  | No | R-32 | 3.375 | Residential & Commercial | Ducted CEE Tier 1
215434299 | Central HP <5.4 tons | AMANA | HRCU-A-CB (Split System: Heat Pump with Remote Outdoor Unit-Air-Source) | AZV7SA4210A* |  |  | CHPEA6030*3A* | A*VS800805CUA* | 40500 | 17 | 8.6 | 41000 | 31000 | 75.61% | 2 | 0 | 10 |  |  |  | No | R-32 | 3.375 | Residential & Commercial | Ducted CEE Tier 1
215669243 | Central HP <5.4 tons | BRYANT HEATING AND COOLING SYSTEMS | HRCU-A-CB (Split System: Heat Pump with Remote Outdoor Unit-Air-Source) | 290VAN036**AA* |  |  | CAA**4821AM*+UI | 987MC60080C21*** | 33800 | 18 | 9 | 35000 | 25000 | 71.43% | 1.88 | 0 | 10 |  |  |  | No | R-454B | 2.8167 | Residential & Commercial | Ducted CEE Tier 1
215669293 | Central HP <5.4 tons | BRYANT HEATING AND COOLING SYSTEMS | HRCU-A-CB (Split System: Heat Pump with Remote Outdoor Unit-Air-Source) | 290VAN036**AA* |  |  | CAA**6024AM*+UI | 83*CA60100C21*** | 34400 | 18 | 9 | 34200 | 24800 | 72.51% | 1.9 | 0 | 10 |  |  |  | No | R-454B | 2.8667 | Residential & Commercial | Ducted CEE Tier 1
215674445 | Central HP <5.4 tons | BRYANT HEATING AND COOLING SYSTEMS | HRCU-A-CB (Split System: Heat Pump with Remote Outdoor Unit-Air-Source) | 290VAN048**AA* |  |  | CAA**6121AM*+UI | 986TD66100C21*** | 46000 | 18 | 9 | 47500 | 33800 | 71.16% | 2.08 | 0 | 10 |  |  |  | No | R-454B | 3.8333 | Residential & Commercial | Ducted CEE Tier 1
213386472 | Central HP <5.4 tons | SENVILLE | HRCU-A-CB (Split System: Heat Pump with Remote Outdoor Unit-Air-Source) | SENDC-24HF-OM |  |  | SENDC-24HF-IM |  | 24000 | 17.4 | 10 | 24000 | 22600 | 94.17% | 1.91 | 12.5 | 11.7 |  |  |  | No | R-410A | 2 | Residential & Commercial | Ducted CEE Tier 1
215669711 | Central HP <5.4 tons | TEMPSTAR | HRCU-A-CB (Split System: Heat Pump with Remote Outdoor Unit-Air-Source) | T5H0V36*K*AAA* |  |  | EA*5X61M24A*+WALLCON | *97CMN1002122B* | 35000 | 18.5 | 9 | 34400 | 24800 | 72.09% | 1.92 | 0 | 10.5 |  |  |  | No | R-454B | 2.9167 | Residential & Commercial | Ducted CEE Tier 1
215669313 | Central HP <5.4 tons | BRYANT HEATING AND COOLING SYSTEMS | HRCU-A-CB (Split System: Heat Pump with Remote Outdoor Unit-Air-Source) | 290VAN036**AA* |  |  | CAA**6024AM*+UI | 88*TB60090C21*** | 34400 | 18.5 | 9 | 34200 | 24600 | 71.93% | 1.92 | 0 | 10.5 |  |  |  | No | R-454B | 2.8667 | Residential & Commercial | Ducted CEE Tier 1
211253526 | Central HP <5.4 tons | PERFECTAIRE | HRCU-A-CB (Split System: Heat Pump with Remote Outdoor Unit-Air-Source) | 3PAHHSD36-SZO |  |  | 3PAHHSD36-AHU |  | 36000 | 16 | 9.5 | 40000 | 34400 | 86% | 1.97 | 10.5 | 10 |  |  |  | No | R-410A | 3 | Residential & Commercial | Ducted CEE Tier 1
215669413 | Central HP <5.4 tons | BRYANT HEATING AND COOLING SYSTEMS | HRCU-A-CB (Split System: Heat Pump with Remote Outdoor Unit-Air-Source) | 290VAN036**AA* |  |  | CAA**6024AM*+UI | 986TD66120C24*** | 34400 | 18.5 | 9 | 34200 | 24800 | 72.51% | 1.9 | 0 | 10.5 |  |  |  | No | R-454B | 2.8667 | Residential & Commercial | Ducted CEE Tier 1
215669443 | Central HP <5.4 tons | BRYANT HEATING AND COOLING SYSTEMS | HRCU-A-CB (Split System: Heat Pump with Remote Outdoor Unit-Air-Source) | 290VAN036**AA* |  |  | CAA**6121AM*+UI | 83*CA60100C21*** | 34800 | 18 | 9 | 34400 | 24800 | 72.09% | 1.9 | 0 | 10 |  |  |  | No | R-454B | 2.9 | Residential & Commercial | Ducted CEE Tier 1
215669463 | Central HP <5.4 tons | BRYANT HEATING AND COOLING SYSTEMS | HRCU-A-CB (Split System: Heat Pump with Remote Outdoor Unit-Air-Source) | 290VAN036**AA* |  |  | CAA**6121AM*+UI | 88*TB48070C17*** | 34600 | 18 | 9 | 34600 | 25000 | 72.25% | 1.9 | 0 | 10 |  |  |  | No | R-454B | 2.8833 | Residential & Commercial | Ducted CEE Tier 1
213433245 | Central HP <5.4 tons | ACIQ | HRCU-A-CB (Split System: Heat Pump with Remote Outdoor Unit-Air-Source) | ACIQ-24-EHPB |  |  | ACIQ-24W-WM |  | 24000 | 17 | 10.2 | 26000 | 19400 | 74.62% | 2.33 | 0 | 10.5 |  |  |  | No | R-410A | 2 | Residential & Commercial | Ducted CEE Tier 1
210798394 | Central HP <5.4 tons | AMANA | HRCU-A-CB (Split System: Heat Pump with Remote Outdoor Unit-Air-Source) | ASZS601810A* |  |  | CA*EA1818*4A* | A*VC960403BNB* | 16600 | 17.5 | 8.5 | 17400 | 13000 | 74.71% | 2.1 | 0 | 10.9 |  |  |  | No | R-410A | 1.3833 | Residential & Commercial | Ducted CEE Tier 1
210798395 | Central HP <5.4 tons | AMANA | HRCU-A-CB (Split System: Heat Pump with Remote Outdoor Unit-Air-Source) | ASZS601810A* |  |  | CA*EA1818*4A* | A*VC960603BNB* | 16600 | 17.5 | 8.5 | 17400 | 13000 | 74.71% | 2.1 | 0 | 10.9 |  |  |  | No | R-410A | 1.3833 | Residential & Commercial | Ducted CEE Tier 1
210798416 | Central HP <5.4 tons | AMANA | HRCU-A-CB (Split System: Heat Pump with Remote Outdoor Unit-Air-Source) | ASZS601810A* |  |  | CA*EA2422*4A* | A*VM970803BNB* | 16600 | 17.5 | 8.5 | 17400 | 13000 | 74.71% | 2.1 | 0 | 10.9 |  |  |  | No | R-410A | 1.3833 | Residential & Commercial | Ducted CEE Tier 1
215434391 | Central HP <5.4 tons | AMANA | HRCU-A-CB (Split System: Heat Pump with Remote Outdoor Unit-Air-Source) | AZV7SA4810A* |  |  | CA*EA6030*3A* | A*VS960805CUA* | 45500 | 16.2 | 8.8 | 47000 | 33600 | 71.49% | 2 | 0 | 10 |  |  |  | No | R-32 | 3.7917 | Residential & Commercial | Ducted CEE Tier 1
215434394 | Central HP <5.4 tons | AMANA | HRCU-A-CB (Split System: Heat Pump with Remote Outdoor Unit-Air-Source) | AZV7SA4810A* |  |  | CA*EA6030*3A* | A*VM970804CNA* | 45500 | 16.2 | 8.8 | 47000 | 33600 | 71.49% | 2 | 0 | 10 |  |  |  | No | R-32 | 3.7917 | Residential & Commercial | Ducted CEE Tier 1
215433955 | Central HP <5.4 tons | AMANA | HRCU-A-CB (Split System: Heat Pump with Remote Outdoor Unit-Air-Source) | AZV7SA4810A* |  |  | CHPEA4830*3A*+MBVK16CP1X00A* |  | 45500 | 17 | 8.5 | 46000 | 33600 | 73.04% | 2 | 0 | 10 |  |  |  | No | R-32 | 3.7917 | Residential & Commercial | Ducted CEE Tier 1
215683712 | Central HP <5.4 tons | BRYANT HEATING AND COOLING SYSTEMS | HRCU-A-CB (Split System: Heat Pump with Remote Outdoor Unit-Air-Source) | 290VAN024**AA* |  |  | CAA**3721AM*+UI | 987MC66100C21*** | 24000 | 17.5 | 9 | 23200 | 16300 | 70.26% | 2.02 | 0 | 10.5 |  |  |  | No | R-454B | 2 | Residential & Commercial | Ducted CEE Tier 1
215683714 | Central HP <5.4 tons | BRYANT HEATING AND COOLING SYSTEMS | HRCU-A-CB (Split System: Heat Pump with Remote Outdoor Unit-Air-Source) | 290VAN024**AA* |  |  | CAA**3721AM*+UI | 986TD42060C17*** | 24000 | 17.5 | 9 | 23400 | 16400 | 70.09% | 2 | 0 | 10.5 |  |  |  | No | R-454B | 2 | Residential & Commercial | Ducted CEE Tier 1
215934907 | Central HP <5.4 tons | AIRQUEST | HRCU-A-CB (Split System: Heat Pump with Remote Outdoor Unit-Air-Source) | H5H3V36*K*AAA* |  |  | EVM5X44M21A*+WALLCON | *97CMN0801714B* | 35400 | 21.5 | 8.5 | 38500 | 29000 | 75.32% | 2.02 | 0 | 12 |  |  |  | No | R-454B | 2.95 | Residential & Commercial | Ducted CEE Tier 1
215669493 | Central HP <5.4 tons | BRYANT HEATING AND COOLING SYSTEMS | HRCU-A-CB (Split System: Heat Pump with Remote Outdoor Unit-Air-Source) | 290VAN036**AA* |  |  | CAA**6121AM*+UI | 88*TB60110C21*** | 35000 | 18.5 | 9 | 34400 | 24800 | 72.09% | 1.92 | 0 | 10.5 |  |  |  | No | R-454B | 2.9167 | Residential & Commercial | Ducted CEE Tier 1
215669513 | Central HP <5.4 tons | BRYANT HEATING AND COOLING SYSTEMS | HRCU-A-CB (Split System: Heat Pump with Remote Outdoor Unit-Air-Source) | 290VAN036**AA* |  |  | CAA**6121AM*+UI | 935CB60080C21*** | 34800 | 18 | 9 | 34400 | 24800 | 72.09% | 1.92 | 0 | 10 |  |  |  | No | R-454B | 2.9 | Residential & Commercial | Ducted CEE Tier 1
210798396 | Central HP <5.4 tons | AMANA | HRCU-A-CB (Split System: Heat Pump with Remote Outdoor Unit-Air-Source) | ASZS601810A* |  |  | CA*EA1818*4A* | A*VC960803BNB* | 16600 | 17.5 | 8.5 | 17400 | 13000 | 74.71% | 2.1 | 0 | 10.9 |  |  |  | No | R-410A | 1.3833 | Residential & Commercial | Ducted CEE Tier 1
210798413 | Central HP <5.4 tons | AMANA | HRCU-A-CB (Split System: Heat Pump with Remote Outdoor Unit-Air-Source) | ASZS601810A* |  |  | CA*EA2422*4A* | A*VC960603BNB* | 16600 | 17.5 | 8.5 | 17400 | 13000 | 74.71% | 2.1 | 0 | 10.9 |  |  |  | No | R-410A | 1.3833 | Residential & Commercial | Ducted CEE Tier 1
210798411 | Central HP <5.4 tons | AMANA | HRCU-A-CB (Split System: Heat Pump with Remote Outdoor Unit-Air-Source) | ASZS601810A* |  |  | CA*EA2422*4A* | A*VS960603BUA* | 16600 | 17.5 | 8.5 | 17400 | 13000 | 74.71% | 2.1 | 0 | 10.9 |  |  |  | No | R-410A | 1.3833 | Residential & Commercial | Ducted CEE Tier 1
215669671 | Central HP <5.4 tons | TEMPSTAR | HRCU-A-CB (Split System: Heat Pump with Remote Outdoor Unit-Air-Source) | T5H0V36*K*AAA* |  |  | EA*5X61M24A*+WALLCON | *95CSU0802120B* | 34800 | 18 | 9 | 34400 | 24800 | 72.09% | 1.92 | 0 | 10 |  |  |  | No | R-454B | 2.9 | Residential & Commercial | Ducted CEE Tier 1
215433907 | Central HP <5.4 tons | GOODMAN | HRCU-A-CB (Split System: Heat Pump with Remote Outdoor Unit-Air-Source) | GZV7SA2410A* |  |  | CA*EA3626*3A*+MBVK12BP1X00A* |  | 23200 | 19 | 8.6 | 23200 | 17000 | 73.28% | 2 | 0 | 11 |  |  |  | No | R-32 | 1.9333 | Residential & Commercial | Ducted CEE Tier 1
215434106 | Central HP <5.4 tons | GOODMAN | HRCU-A-CB (Split System: Heat Pump with Remote Outdoor Unit-Air-Source) | GZV7SA2410A* |  |  | CA*EA3626*3A* | G*VT800604B*A* | 23200 | 19 | 8.6 | 23200 | 17000 | 73.28% | 2 | 0 | 11 |  |  |  | No | R-32 | 1.9333 | Residential & Commercial | Ducted CEE Tier 1
215669393 | Central HP <5.4 tons | BRYANT HEATING AND COOLING SYSTEMS | HRCU-A-CB (Split System: Heat Pump with Remote Outdoor Unit-Air-Source) | 290VAN036**AA* |  |  | CAA**6024AM*+UI | 987MC66120C24*** | 34400 | 18.5 | 9 | 34200 | 24800 | 72.51% | 1.9 | 0 | 10 |  |  |  | No | R-454B | 2.8667 | Residential & Commercial | Ducted CEE Tier 1
215669181 | Central HP <5.4 tons | TEMPSTAR | HRCU-A-CB (Split System: Heat Pump with Remote Outdoor Unit-Air-Source) | T5H0V36*K*AAA* |  |  | EA*5X48M21A*+WALLCON | *80CTL1102120B* | 33800 | 18 | 9 | 35000 | 25000 | 71.43% | 1.9 | 0 | 10 |  |  |  | No | R-454B | 2.8167 | Residential & Commercial | Ducted CEE Tier 1
215669331 | Central HP <5.4 tons | TEMPSTAR | HRCU-A-CB (Split System: Heat Pump with Remote Outdoor Unit-Air-Source) | T5H0V36*K*AAA* |  |  | EA*5X60M24A*+WALLCON | *80CTL1102120B* | 34400 | 18.5 | 9 | 34200 | 24600 | 71.93% | 1.92 | 0 | 10.5 |  |  |  | No | R-454B | 2.8667 | Residential & Commercial | Ducted CEE Tier 1
215669431 | Central HP <5.4 tons | TEMPSTAR | HRCU-A-CB (Split System: Heat Pump with Remote Outdoor Unit-Air-Source) | T5H0V36*K*AAA* |  |  | EA*5X61M21A*+WALLCON | *80CSU0401712A* | 34800 | 18.5 | 9 | 34400 | 24800 | 72.09% | 1.92 | 0 | 10 |  |  |  | No | R-454B | 2.9 | Residential & Commercial | Ducted CEE Tier 1
215669019 | Central HP <5.4 tons | TEMPSTAR | HRCU-A-CB (Split System: Heat Pump with Remote Outdoor Unit-Air-Source) | T5H0V36*K*AAA* |  |  | EA*5X43M21A*+WALLCON | *80CTL1102120B* | 34600 | 18 | 9 | 35200 | 25000 | 71.02% | 1.9 | 0 | 10 |  |  |  | No | R-454B | 2.8833 | Residential & Commercial | Ducted CEE Tier 1
215669321 | Central HP <5.4 tons | TEMPSTAR | HRCU-A-CB (Split System: Heat Pump with Remote Outdoor Unit-Air-Source) | T5H0V36*K*AAA* |  |  | EA*5X60M24A*+WALLCON | *80CTL0902120B* | 34400 | 18.5 | 9 | 34200 | 24600 | 71.93% | 1.92 | 0 | 10.5 |  |  |  | No | R-454B | 2.8667 | Residential & Commercial | Ducted CEE Tier 1
215668971 | Central HP <5.4 tons | TEMPSTAR | HRCU-A-CB (Split System: Heat Pump with Remote Outdoor Unit-Air-Source) | T5H0V36*K*AAA* |  |  | EA*5X43M21A*+WALLCON | *80CSU1002120A* | 34400 | 17.5 | 9 | 35400 | 25200 | 71.19% | 1.9 | 0 | 10 |  |  |  | No | R-454B | 2.8667 | Residential & Commercial | Ducted CEE Tier 1
215669141 | Central HP <5.4 tons | TEMPSTAR | HRCU-A-CB (Split System: Heat Pump with Remote Outdoor Unit-Air-Source) | T5H0V36*K*AAA* |  |  | EA*5X48M21A*+WALLCON | *80CTL0701716B* | 33600 | 18 | 9 | 35200 | 25200 | 71.59% | 1.88 | 0 | 10 |  |  |  | No | R-454B | 2.8 | Residential & Commercial | Ducted CEE Tier 1
215669491 | Central HP <5.4 tons | TEMPSTAR | HRCU-A-CB (Split System: Heat Pump with Remote Outdoor Unit-Air-Source) | T5H0V36*K*AAA* |  |  | EA*5X61M21A*+WALLCON | *80CTL0901716B* | 34800 | 18.5 | 9 | 34400 | 24800 | 72.09% | 1.92 | 0 | 10 |  |  |  | No | R-454B | 2.9 | Residential & Commercial | Ducted CEE Tier 1
215669481 | Central HP <5.4 tons | TEMPSTAR | HRCU-A-CB (Split System: Heat Pump with Remote Outdoor Unit-Air-Source) | T5H0V36*K*AAA* |  |  | EA*5X61M21A*+WALLCON | *80CTL0702120B* | 34800 | 18.5 | 9 | 34400 | 24800 | 72.09% | 1.92 | 0 | 10 |  |  |  | No | R-454B | 2.9 | Residential & Commercial | Ducted CEE Tier 1
213773544 | Central HP <5.4 tons | TEMPSTAR | HRCU-A-CB (Split System: Heat Pump with Remote Outdoor Unit-Air-Source) | TVH825GKA3* |  |  | EA*4X42L24A*+WALLCON | *97CMN1202422B* | 23800 | 16.5 | 8.1 | 21400 | 16600 | 77.57% | 1.96 | 0 | 10.5 |  |  |  | No | R-410A | 1.9833 | Residential & Commercial | Ducted CEE Tier 1
213773644 | Central HP <5.4 tons | TEMPSTAR | HRCU-A-CB (Split System: Heat Pump with Remote Outdoor Unit-Air-Source) | TVH825GKA3* |  |  | EA*4X43L21A*+WALLCON | *97CMN0801714B* | 24400 | 16.5 | 8.1 | 21200 | 16600 | 78.3% | 2.02 | 0 | 11 |  |  |  | No | R-410A | 2.0333 | Residential & Commercial | Ducted CEE Tier 1
213773024 | Central HP <5.4 tons | TEMPSTAR | HRCU-A-CB (Split System: Heat Pump with Remote Outdoor Unit-Air-Source) | TVH825GKA3* |  |  | EA*4X36L17A*+WALLCON | *96CTN0601714B* | 23400 | 16 | 8.1 | 21600 | 16700 | 77.31% | 1.92 | 0 | 10.5 |  |  |  | No | R-410A | 1.95 | Residential & Commercial | Ducted CEE Tier 1
213773054 | Central HP <5.4 tons | TEMPSTAR | HRCU-A-CB (Split System: Heat Pump with Remote Outdoor Unit-Air-Source) | TVH825GKA3* |  |  | EA*4X36L21A*+WALLCON | *80CTL0701716B* | 23600 | 16.5 | 8.1 | 21400 | 16700 | 78.04% | 1.92 | 0 | 10.5 |  |  |  | No | R-410A | 1.9667 | Residential & Commercial | Ducted CEE Tier 1
213773104 | Central HP <5.4 tons | TEMPSTAR | HRCU-A-CB (Split System: Heat Pump with Remote Outdoor Unit-Air-Source) | TVH825GKA3* |  |  | EA*4X36L21A*+WALLCON | *97CMN0601714B* | 23400 | 16 | 8.1 | 21600 | 16700 | 77.31% | 1.92 | 0 | 10.5 |  |  |  | No | R-410A | 1.95 | Residential & Commercial | Ducted CEE Tier 1
213773624 | Central HP <5.4 tons | TEMPSTAR | HRCU-A-CB (Split System: Heat Pump with Remote Outdoor Unit-Air-Source) | TVH825GKA3* |  |  | EA*4X43L21A*+WALLCON | *95CSU0601716B* | 24400 | 16.5 | 8.1 | 21200 | 16600 | 78.3% | 2.02 | 0 | 10.5 |  |  |  | No | R-410A | 2.0333 | Residential & Commercial | Ducted CEE Tier 1
213773794 | Central HP <5.4 tons | TEMPSTAR | HRCU-A-CB (Split System: Heat Pump with Remote Outdoor Unit-Air-Source) | TVH825GKA3* |  |  | EA*4X48L21A*+WALLCON | *96CTN0801714B* | 24000 | 16.5 | 8.1 | 21000 | 16600 | 79.05% | 2 | 0 | 11 |  |  |  | No | R-410A | 2 | Residential & Commercial | Ducted CEE Tier 1
213782004 | Central HP <5.4 tons | TEMPSTAR | HRCU-A-CB (Split System: Heat Pump with Remote Outdoor Unit-Air-Source) | TVH837GKA2* |  |  | EHD4X42AAL+WALLCON | *97CMN1202422B* | 32400 | 16.5 | 8.1 | 32800 | 24800 | 75.61% | 1.94 | 0 | 11 |  |  |  | No | R-410A | 2.7 | Residential & Commercial | Ducted CEE Tier 1
213780674 | Central HP <5.4 tons | TEMPSTAR | HRCU-A-CB (Split System: Heat Pump with Remote Outdoor Unit-Air-Source) | TVH837GKA2* |  |  | EA*4X36L17A*+WALLCON | *80CTL0901716B* | 31200 | 16.5 | 8.1 | 33200 | 24200 | 72.89% | 1.84 | 0 | 10.5 |  |  |  | No | R-410A | 2.6 | Residential & Commercial | Ducted CEE Tier 1
213780724 | Central HP <5.4 tons | TEMPSTAR | HRCU-A-CB (Split System: Heat Pump with Remote Outdoor Unit-Air-Source) | TVH837GKA2* |  |  | EA*4X36L17A*+WALLCON | *96CTN0801714B* | 31400 | 16.5 | 8.1 | 33200 | 24400 | 73.49% | 1.82 | 0 | 10.5 |  |  |  | No | R-410A | 2.6167 | Residential & Commercial | Ducted CEE Tier 1
213780874 | Central HP <5.4 tons | TEMPSTAR | HRCU-A-CB (Split System: Heat Pump with Remote Outdoor Unit-Air-Source) | TVH837GKA2* |  |  | EA*4X37L21A*+WALLCON | *80CTL0901716B* | 32600 | 17 | 8.5 | 32800 | 25000 | 76.22% | 1.98 | 0 | 11 |  |  |  | No | R-410A | 2.7167 | Residential & Commercial | Ducted CEE Tier 1
213780964 | Central HP <5.4 tons | TEMPSTAR | HRCU-A-CB (Split System: Heat Pump with Remote Outdoor Unit-Air-Source) | TVH837GKA2* |  |  | EA*4X37L21A*+WALLCON | *96CTN1002122B* | 33000 | 17 | 8.5 | 32600 | 25000 | 76.69% | 1.98 | 0 | 11.5 |  |  |  | No | R-410A | 2.75 | Residential & Commercial | Ducted CEE Tier 1
213781084 | Central HP <5.4 tons | TEMPSTAR | HRCU-A-CB (Split System: Heat Pump with Remote Outdoor Unit-Air-Source) | TVH837GKA2* |  |  | EA*4X42L21A*+WALLCON | *96CTN1002122B* | 31800 | 17 | 8.1 | 33000 | 24400 | 73.94% | 1.88 | 0 | 11 |  |  |  | No | R-410A | 2.65 | Residential & Commercial | Ducted CEE Tier 1
213778784 | Central HP <5.4 tons | TEMPSTAR | HRCU-A-CB (Split System: Heat Pump with Remote Outdoor Unit-Air-Source) | TVH837GKA** |  |  | EA*4X36L17A*+WALLCON | *97CMN0601714B* | 31200 | 16.5 | 8.1 | 33400 | 24600 | 73.65% | 1.82 | 0 | 10.5 |  |  |  | No | R-410A | 2.6 | Residential & Commercial | Ducted CEE Tier 1
213778934 | Central HP <5.4 tons | TEMPSTAR | HRCU-A-CB (Split System: Heat Pump with Remote Outdoor Unit-Air-Source) | TVH837GKA** |  |  | EA*4X36L21A*+WALLCON | *96CTN1002122B* | 31600 | 17 | 8.1 | 32800 | 24200 | 73.78% | 1.86 | 0 | 11 |  |  |  | No | R-410A | 2.6333 | Residential & Commercial | Ducted CEE Tier 1
213349040 | Central HP <5.4 tons | GOODMAN | HRCU-A-CB (Split System: Heat Pump with Remote Outdoor Unit-Air-Source) | GSZS601810A* |  |  | CA*EA1818*4A* | G*VC960803BNB* | 16600 | 17.5 | 8.5 | 17400 | 13000 | 74.71% | 2.1 | 0 | 10.9 |  |  |  | No | R-410A | 1.3833 | Residential & Commercial | Ducted CEE Tier 1
214573517 | Central HP <5.4 tons | TEMPSTAR | HRCU-A-CB (Split System: Heat Pump with Remote Outdoor Unit-Air-Source) | TVH837GKA** |  |  | EN(A,D)4X48L24**+WALLCON | *95CSU1002122B* | 32400 | 17.5 | 8.5 | 32600 | 24800 | 76.07% | 1.98 | 0 | 11.5 |  |  |  | No | R-410A | 2.7 | Residential & Commercial | Ducted CEE Tier 1
214097655 | Central HP <5.4 tons | RUUD | HRCU-A-CB (Split System: Heat Pump with Remote Outdoor Unit-Air-Source) | RD17AZ48AJ3N |  |  | RCFZ6024SEANM | R921V1155A24M4S | 45500 | 17 | 8.1 | 45500 | 40000 | 87.91% | 2.1 | 0 | 10 |  |  |  | No | R-410A | 3.7917 | Residential & Commercial | Ducted CEE Tier 1
214097702 | Central HP <5.4 tons | RUUD | HRCU-A-CB (Split System: Heat Pump with Remote Outdoor Unit-Air-Source) | RD17AZ48AJ3N |  |  | RCFZ6024SEANM | R801V1005A21DZ | 45500 | 17 | 8.1 | 45500 | 40000 | 87.91% | 2.1 | 0 | 10 |  |  |  | No | R-410A | 3.7917 | Residential & Commercial | Ducted CEE Tier 1
215864645 | Central HP <5.4 tons | TRANE | HRCU-A-CB (Split System: Heat Pump with Remote Outdoor Unit-Air-Source) | 5TWV8X48A1 |  |  | 5PX*C007AS3 | *UHMC100CCV4+LRP | 45000 | 18.1 | 8.5 | 45500 | 35000 | 76.92% | 2.1 | 0 | 10.5 |  |  |  | No | R-454B | 3.75 | Residential & Commercial | Ducted CEE Tier 1
211240413 | Central HP <5.4 tons | COMFORTMAKER | HRCU-A-CB (Split System: Heat Pump with Remote Outdoor Unit-Air-Source) | DLCURAH24ABK |  |  | EA*4X24L17A* | *96VSN0601412A* | 23200 | 16.5 | 8.5 | 26400 | 25600 | 96.97% | 2.14 | 0 | 10 |  |  |  | No | R-410A | 1.9333 | Residential & Commercial | Ducted CEE Tier 1
211240795 | Central HP <5.4 tons | COMFORTMAKER | HRCU-A-CB (Split System: Heat Pump with Remote Outdoor Unit-Air-Source) | DLCURAH24ABK |  |  | EA*4X24L17A* | OMV112K14A | 23800 | 15.5 | 8.5 | 27000 | 24000 | 88.89% | 1.96 | 0 | 10 |  |  |  | No | R-410A | 1.9833 | Residential & Commercial | Ducted CEE Tier 1
215931517 | Central HP <5.4 tons | AIRQUEST | HRCU-A-CB (Split System: Heat Pump with Remote Outdoor Unit-Air-Source) | H5H3V60*K*AAA* |  |  | EA*5X60M24A*+WALLCON | *80CSU0802120A* | 56000 | 19 | 8.5 | 60500 | 45500 | 75.21% | 2.06 | 0 | 11.5 |  |  |  | No | R-454B | 4.6667 | Residential & Commercial | Ducted CEE Tier 1
215931867 | Central HP <5.4 tons | AIRQUEST | HRCU-A-CB (Split System: Heat Pump with Remote Outdoor Unit-Air-Source) | H5H3V60*K*AAA* |  |  | ESH5X60M12A*+WALLCON | *97CMN0602120B* | 55500 | 17 | 8.1 | 61500 | 47000 | 76.42% | 1.95 | 0 | 10.5 |  |  |  | No | R-454B | 4.625 | Residential & Commercial | Ducted CEE Tier 1
215864679 | Central HP <5.4 tons | TRANE | HRCU-A-CB (Split System: Heat Pump with Remote Outdoor Unit-Air-Source) | 5TWV8X60A1 |  |  | 5PX*C007AS3 | S8V2C080M5PCB | 52500 | 18.1 | 8.5 | 55500 | 40000 | 72.07% | 2 | 0 | 10 |  |  |  | No | R-454B | 4.375 | Residential & Commercial | Ducted CEE Tier 1
213773844 | Central HP <5.4 tons | TEMPSTAR | HRCU-A-CB (Split System: Heat Pump with Remote Outdoor Unit-Air-Source) | TVH825GKA3* |  |  | EA*4X48L24A*+WALLCON | *97CMN1002122B* | 24200 | 16.5 | 8.1 | 21000 | 16500 | 78.57% | 2.02 | 0 | 11 |  |  |  | No | R-410A | 2.0167 | Residential & Commercial | Ducted CEE Tier 1
213774614 | Central HP <5.4 tons | TEMPSTAR | HRCU-A-CB (Split System: Heat Pump with Remote Outdoor Unit-Air-Source) | TVH825GKA3* |  |  | EHD4X48AAL+WALLCON | *80CTL1102120B* | 24200 | 16 | 8.1 | 21200 | 16600 | 78.3% | 2.02 | 0 | 10.5 |  |  |  | No | R-410A | 2.0167 | Residential & Commercial | Ducted CEE Tier 1
214242428 | Central HP <5.4 tons | AIRQUEST | HRCU-A-CB (Split System: Heat Pump with Remote Outdoor Unit-Air-Source) | HVH825GKA2* |  |  | EN(A,D)4X24L17**+WALLCON | *80CTL0701412B* | 23200 | 16 | 8.1 | 22000 | 16800 | 76.36% | 1.94 | 0 | 10.5 |  |  |  | No | R-410A | 1.9333 | Residential & Commercial | Ducted CEE Tier 1
214242598 | Central HP <5.4 tons | AIRQUEST | HRCU-A-CB (Split System: Heat Pump with Remote Outdoor Unit-Air-Source) | HVH825GKA2* |  |  | EN(A,D)4X30L17**+WALLCON | *97CMN0801714B* | 23400 | 16.5 | 8.1 | 21600 | 16700 | 77.31% | 1.92 | 0 | 10.5 |  |  |  | No | R-410A | 1.95 | Residential & Commercial | Ducted CEE Tier 1
215669601 | Central HP <5.4 tons | TEMPSTAR | HRCU-A-CB (Split System: Heat Pump with Remote Outdoor Unit-Air-Source) | T5H0V36*K*AAA* |  |  | EA*5X61M21A*+WALLCON | *96CTN0801714B* | 34600 | 18 | 9 | 34600 | 25000 | 72.25% | 1.9 | 0 | 10 |  |  |  | No | R-454B | 2.8833 | Residential & Commercial | Ducted CEE Tier 1
215669541 | Central HP <5.4 tons | TEMPSTAR | HRCU-A-CB (Split System: Heat Pump with Remote Outdoor Unit-Air-Source) | T5H0V36*K*AAA* |  |  | EA*5X61M21A*+WALLCON | *97CMN0601714B* | 34400 | 18 | 9 | 34600 | 25200 | 72.83% | 1.9 | 0 | 10 |  |  |  | No | R-454B | 2.8667 | Residential & Commercial | Ducted CEE Tier 1
215864649 | Central HP <5.4 tons | TRANE | HRCU-A-CB (Split System: Heat Pump with Remote Outdoor Unit-Air-Source) | 5TWV8X48A1 |  |  | 5PX*C007AS3 | S9V2C100U5PSC+LRP | 45500 | 18.1 | 8.5 | 46000 | 35400 | 76.96% | 2.1 | 0 | 10 |  |  |  | No | R-454B | 3.7917 | Residential & Commercial | Ducted CEE Tier 1
215864667 | Central HP <5.4 tons | TRANE | HRCU-A-CB (Split System: Heat Pump with Remote Outdoor Unit-Air-Source) | 5TWV8X48A1 |  |  | 5TXCB006AS3 | S9V2B080U4PSC+LRP | 44500 | 18.1 | 8.5 | 46000 | 35400 | 76.96% | 2.1 | 0 | 10 |  |  |  | No | R-454B | 3.7083 | Residential & Commercial | Ducted CEE Tier 1
215932317 | Central HP <5.4 tons | AIRQUEST | HRCU-A-CB (Split System: Heat Pump with Remote Outdoor Unit-Air-Source) | H5H3V36*K*AAA* |  |  | EA*5X42M21A*+WALLCON | *97CMN0802120B* | 32800 | 19.5 | 9.5 | 34800 | 26800 | 77.01% | 2.02 | 0 | 11 |  |  |  | No | R-454B | 2.7333 | Residential & Commercial | Ducted CEE Tier 1
215931987 | Central HP <5.4 tons | AIRQUEST | HRCU-A-CB (Split System: Heat Pump with Remote Outdoor Unit-Air-Source) | H5H3V36*K*AAA* |  |  | EA*5X25M17A*+WALLCON | *96CTN0601714B* | 33600 | 19.5 | 9.5 | 34400 | 26200 | 76.16% | 2.05 | 0 | 11 |  |  |  | No | R-454B | 2.8 | Residential & Commercial | Ducted CEE Tier 1
215932017 | Central HP <5.4 tons | AIRQUEST | HRCU-A-CB (Split System: Heat Pump with Remote Outdoor Unit-Air-Source) | H5H3V36*K*AAA* |  |  | EA*5X30M17A*+WALLCON | *96CTN0401410B* | 30800 | 17.5 | 9 | 34400 | 26600 | 77.33% | 1.9 | 0 | 10 |  |  |  | No | R-454B | 2.5667 | Residential & Commercial | Ducted CEE Tier 1
213781164 | Central HP <5.4 tons | TEMPSTAR | HRCU-A-CB (Split System: Heat Pump with Remote Outdoor Unit-Air-Source) | TVH837GKA2* |  |  | EA*4X43L21A*+WALLCON | *80CTL0451712B* | 32600 | 16.5 | 8.1 | 33200 | 25400 | 76.51% | 1.94 | 0 | 10.5 |  |  |  | No | R-410A | 2.7167 | Residential & Commercial | Ducted CEE Tier 1
213781184 | Central HP <5.4 tons | TEMPSTAR | HRCU-A-CB (Split System: Heat Pump with Remote Outdoor Unit-Air-Source) | TVH837GKA2* |  |  | EA*4X43L21A*+WALLCON | *80CTL0901716B* | 33000 | 17 | 8.5 | 32800 | 25000 | 76.22% | 1.98 | 0 | 11 |  |  |  | No | R-410A | 2.75 | Residential & Commercial | Ducted CEE Tier 1
213781124 | Central HP <5.4 tons | TEMPSTAR | HRCU-A-CB (Split System: Heat Pump with Remote Outdoor Unit-Air-Source) | TVH837GKA2* |  |  | EA*4X42L24A*+WALLCON | *97CMN1002122B* | 31800 | 17 | 8.1 | 33000 | 24200 | 73.33% | 1.88 | 0 | 11 |  |  |  | No | R-410A | 2.65 | Residential & Commercial | Ducted CEE Tier 1
213781174 | Central HP <5.4 tons | TEMPSTAR | HRCU-A-CB (Split System: Heat Pump with Remote Outdoor Unit-Air-Source) | TVH837GKA2* |  |  | EA*4X43L21A*+WALLCON | *80CTL0701716B* | 32800 | 17 | 8.5 | 33000 | 25200 | 76.36% | 1.96 | 0 | 11 |  |  |  | No | R-410A | 2.7333 | Residential & Commercial | Ducted CEE Tier 1
213781644 | Central HP <5.4 tons | TEMPSTAR | HRCU-A-CB (Split System: Heat Pump with Remote Outdoor Unit-Air-Source) | TVH837GKA2* |  |  | EA*4X61L21A*+WALLCON | *96CTN0801714B* | 33000 | 17 | 8.1 | 32000 | 25000 | 78.12% | 1.96 | 0 | 11 |  |  |  | No | R-410A | 2.75 | Residential & Commercial | Ducted CEE Tier 1
213781674 | Central HP <5.4 tons | TEMPSTAR | HRCU-A-CB (Split System: Heat Pump with Remote Outdoor Unit-Air-Source) | TVH837GKA2* |  |  | EA*4X61L24A*+WALLCON | *80CTL1102120B* | 33200 | 17.5 | 8.5 | 32000 | 24800 | 77.5% | 2 | 0 | 11.5 |  |  |  | No | R-410A | 2.7667 | Residential & Commercial | Ducted CEE Tier 1
213773504 | Central HP <5.4 tons | TEMPSTAR | HRCU-A-CB (Split System: Heat Pump with Remote Outdoor Unit-Air-Source) | TVH825GKA3* |  |  | EA*4X42L24A*+WALLCON | *80CTL0902120B* | 23800 | 16.5 | 8.1 | 21400 | 16600 | 77.57% | 1.96 | 0 | 10.5 |  |  |  | No | R-410A | 1.9833 | Residential & Commercial | Ducted CEE Tier 1
213773704 | Central HP <5.4 tons | TEMPSTAR | HRCU-A-CB (Split System: Heat Pump with Remote Outdoor Unit-Air-Source) | TVH825GKA3* |  |  | EA*4X48L21A*+WALLCON | *80CTL0701716B* | 24000 | 17 | 8.1 | 21000 | 16600 | 79.05% | 2 | 0 | 11 |  |  |  | No | R-410A | 2 | Residential & Commercial | Ducted CEE Tier 1
213774424 | Central HP <5.4 tons | TEMPSTAR | HRCU-A-CB (Split System: Heat Pump with Remote Outdoor Unit-Air-Source) | TVH825GKA3* |  |  | EHD4X42AAL+WALLCON | *80CTL0901716B* | 24200 | 16 | 8.1 | 21200 | 16600 | 78.3% | 2 | 0 | 10.5 |  |  |  | No | R-410A | 2.0167 | Residential & Commercial | Ducted CEE Tier 1
214398445 | Central HP <5.4 tons | JOHNSON CONTROLS | HRCU-A-CB (Split System: Heat Pump with Remote Outdoor Unit-Air-Source) | HH860E2S11 |  |  | CTM60C5CHS1 | TM8E100C20MP11 | 53500 | 19 | 8.5 | 55000 | 39000 | 70.91% | 2 | 0 | 11 |  |  |  | No | R-454B | 4.4583 | Residential & Commercial | Ducted CEE Tier 1
215864747 | Central HP <5.4 tons | TRANE | HRCU-A-CB (Split System: Heat Pump with Remote Outdoor Unit-Air-Source) | 5TWV8X60A1 |  |  | 5TXCD008AS3 | S8V2C080M5PDB | 53000 | 18.1 | 8.5 | 55500 | 40000 | 72.07% | 2 | 0 | 10 |  |  |  | No | R-454B | 4.4167 | Residential & Commercial | Ducted CEE Tier 1
215931607 | Central HP <5.4 tons | AIRQUEST | HRCU-A-CB (Split System: Heat Pump with Remote Outdoor Unit-Air-Source) | H5H3V60*K*AAA* |  |  | EA*5X60M24A*+WALLCON | *97CMN0802120B* | 55500 | 18 | 8.1 | 60500 | 46000 | 76.03% | 1.95 | 0 | 11 |  |  |  | No | R-454B | 4.625 | Residential & Commercial | Ducted CEE Tier 1
215931637 | Central HP <5.4 tons | AIRQUEST | HRCU-A-CB (Split System: Heat Pump with Remote Outdoor Unit-Air-Source) | H5H3V60*K*AAA* |  |  | EA*5X60M24A*+WALLCON | *96CTN1002122B* | 55500 | 18.5 | 8.5 | 60500 | 46000 | 76.03% | 2.06 | 0 | 11 |  |  |  | No | R-454B | 4.625 | Residential & Commercial | Ducted CEE Tier 1
215434190 | Central HP <5.4 tons | AMANA | HRCU-A-CB (Split System: Heat Pump with Remote Outdoor Unit-Air-Source) | AZV7SA3610A* |  |  | CHPEA4830*3A* | A*VT801005C*A* | 35000 | 18.5 | 8.1 | 35000 | 28400 | 81.14% | 2 | 0 | 10.5 |  |  |  | No | R-32 | 2.9167 | Residential & Commercial | Ducted CEE Tier 1
215433920 | Central HP <5.4 tons | AMANA | HRCU-A-CB (Split System: Heat Pump with Remote Outdoor Unit-Air-Source) | AZV7SA3610A* |  |  | CA*EA6030*3A*+MBVK16CP1X00A* |  | 35000 | 19 | 8.5 | 35000 | 28400 | 81.14% | 2 | 0 | 10.5 |  |  |  | No | R-32 | 2.9167 | Residential & Commercial | Ducted CEE Tier 1
215434043 | Central HP <5.4 tons | AMANA | HRCU-A-CB (Split System: Heat Pump with Remote Outdoor Unit-Air-Source) | AZV7SA2410A* |  |  | CA*EA3626*3A* | A*VM970804CNA* | 23200 | 19 | 8.6 | 23200 | 17000 | 73.28% | 2 | 0 | 11 |  |  |  | No | R-32 | 1.9333 | Residential & Commercial | Ducted CEE Tier 1
215434058 | Central HP <5.4 tons | AMANA | HRCU-A-CB (Split System: Heat Pump with Remote Outdoor Unit-Air-Source) | AZV7SA2410A* |  |  | CA*EA3626*3A* | A*VT960804CNA* | 23200 | 19 | 8.6 | 23200 | 17000 | 73.28% | 2 | 0 | 11 |  |  |  | No | R-32 | 1.9333 | Residential & Commercial | Ducted CEE Tier 1
215434077 | Central HP <5.4 tons | AMANA | HRCU-A-CB (Split System: Heat Pump with Remote Outdoor Unit-Air-Source) | AZV7SA2410A* |  |  | CHPEA3026*3A* | A*VT960804CNA* | 23200 | 19 | 8.6 | 23200 | 17000 | 73.28% | 2 | 0 | 11 |  |  |  | No | R-32 | 1.9333 | Residential & Commercial | Ducted CEE Tier 1
215864661 | Central HP <5.4 tons | TRANE | HRCU-A-CB (Split System: Heat Pump with Remote Outdoor Unit-Air-Source) | 5TWV8X48A1 |  |  | 5PX*C007AS3 | S8V2C080M5PCB | 45000 | 18.1 | 8.5 | 45500 | 35400 | 77.8% | 2.1 | 0 | 10 |  |  |  | No | R-454B | 3.75 | Residential & Commercial | Ducted CEE Tier 1
215864663 | Central HP <5.4 tons | TRANE | HRCU-A-CB (Split System: Heat Pump with Remote Outdoor Unit-Air-Source) | 5TWV8X48A1 |  |  | 5TXCB006AS3 | L8V1B080U4VSB+LRP | 44500 | 18.1 | 8.5 | 46000 | 35400 | 76.96% | 2.1 | 0 | 10 |  |  |  | No | R-454B | 3.7083 | Residential & Commercial | Ducted CEE Tier 1
215434441 | Central HP <5.4 tons | GOODMAN | HRCU-A-CB (Split System: Heat Pump with Remote Outdoor Unit-Air-Source) | GZV7SA4810A* |  |  | CHPEA4830*3A* | G*VT800805C*A* | 45500 | 16.5 | 8.5 | 46000 | 33600 | 73.04% | 2 | 0 | 10 |  |  |  | No | R-32 | 3.7917 | Residential & Commercial | Ducted CEE Tier 1
215434458 | Central HP <5.4 tons | GOODMAN | HRCU-A-CB (Split System: Heat Pump with Remote Outdoor Unit-Air-Source) | GZV7SA4810A* |  |  | CHPEA6030*3A* | G*VT961005CNA* | 45500 | 16.2 | 8.5 | 46500 | 33600 | 72.26% | 2 | 0 | 10 |  |  |  | No | R-32 | 3.7917 | Residential & Commercial | Ducted CEE Tier 1
215434285 | Central HP <5.4 tons | AMANA | HRCU-A-CB (Split System: Heat Pump with Remote Outdoor Unit-Air-Source) | AZV7SA4210A* |  |  | CHPEA4830*3A* | A*VM971205DNA* | 40500 | 17 | 8.6 | 41000 | 31000 | 75.61% | 2 | 0 | 10 |  |  |  | No | R-32 | 3.375 | Residential & Commercial | Ducted CEE Tier 1
215434280 | Central HP <5.4 tons | AMANA | HRCU-A-CB (Split System: Heat Pump with Remote Outdoor Unit-Air-Source) | AZV7SA4210A* |  |  | CA*EA6030*3A* | A*VT961005CNA* | 40500 | 16.5 | 8.8 | 41000 | 31000 | 75.61% | 2 | 0 | 10 |  |  |  | No | R-32 | 3.375 | Residential & Commercial | Ducted CEE Tier 1
215434303 | Central HP <5.4 tons | AMANA | HRCU-A-CB (Split System: Heat Pump with Remote Outdoor Unit-Air-Source) | AZV7SA4210A* |  |  | CHPEA6030*3A* | A*VT800805D*A* | 40500 | 17 | 8.6 | 41000 | 31000 | 75.61% | 2 | 0 | 10 |  |  |  | No | R-32 | 3.375 | Residential & Commercial | Ducted CEE Tier 1
214602075 | Central HP <5.4 tons | STEALTH | HRCU-A-CB (Split System: Heat Pump with Remote Outdoor Unit-Air-Source) | ACIQ-12-EHPB |  |  | ACIQ-12-AHB |  | 12000 | 17.5 | 9 | 13000 | 11000 | 84.62% | 2.6 | 0 | 11.7 |  |  |  | No | R-410A | 1 | Residential & Commercial | Ducted CEE Tier 1
216032250 | Central HP <5.4 tons | ACIQ | HRCU-A-CB (Split System: Heat Pump with Remote Outdoor Unit-Air-Source) | ACIQ-42-HPD |  |  | ACIQ-42-AHD |  | 42000 | 16.7 | 9.5 | 50000 | 46000 | 92% | 1.9 | 0 | 11.7 |  |  |  | No | R-454B | 3.5 | Residential & Commercial | Ducted CEE Tier 1
215864545 | Central HP <5.4 tons | TRANE | HRCU-A-CB (Split System: Heat Pump with Remote Outdoor Unit-Air-Source) | 5TWV8X36A1 |  |  | 5PX*C007AS3 | S9V2C100U4VSB+LRP | 33000 | 18.1 | 8.5 | 33200 | 25400 | 76.51% | 2.1 | 0 | 10.5 |  |  |  | No | R-454B | 2.75 | Residential & Commercial | Ducted CEE Tier 1
215864613 | Central HP <5.4 tons | TRANE | HRCU-A-CB (Split System: Heat Pump with Remote Outdoor Unit-Air-Source) | 5TWV8X36A1 |  |  | 5TXCB006AS3 | S8V2B080M4PCB | 32800 | 18.1 | 8.5 | 33600 | 25800 | 76.79% | 2.1 | 0 | 10 |  |  |  | No | R-454B | 2.7333 | Residential & Commercial | Ducted CEE Tier 1
215864631 | Central HP <5.4 tons | TRANE | HRCU-A-CB (Split System: Heat Pump with Remote Outdoor Unit-Air-Source) | 5TWV8X36A1 |  |  | 5TXCC005AS3 | S9V2C100U4VSB+LRP | 32000 | 18.1 | 8.5 | 32800 | 25600 | 78.05% | 2.1 | 0 | 10 |  |  |  | No | R-454B | 2.6667 | Residential & Commercial | Ducted CEE Tier 1
215434412 | Central HP <5.4 tons | AMANA | HRCU-A-CB (Split System: Heat Pump with Remote Outdoor Unit-Air-Source) | AZV7SA4810A* |  |  | CHPEA4830*3A* | A*VM971205DNA* | 45500 | 16.5 | 8.5 | 46000 | 33600 | 73.04% | 2 | 0 | 10 |  |  |  | No | R-32 | 3.7917 | Residential & Commercial | Ducted CEE Tier 1
215433902 | Central HP <5.4 tons | AMANA | HRCU-A-CB (Split System: Heat Pump with Remote Outdoor Unit-Air-Source) | AZV7SA2410A* |  |  | CA*EA3626*3A*+MBVK16CP1X00A* |  | 23200 | 19 | 8.6 | 23200 | 17000 | 73.28% | 2 | 0 | 11 |  |  |  | No | R-32 | 1.9333 | Residential & Commercial | Ducted CEE Tier 1
215932137 | Central HP <5.4 tons | AIRQUEST | HRCU-A-CB (Split System: Heat Pump with Remote Outdoor Unit-Air-Source) | H5H3V36*K*AAA* |  |  | EA*5X37M17A*+WALLCON | *97CMN0601714B* | 33200 | 19 | 9.5 | 34600 | 26400 | 76.3% | 2.04 | 0 | 10.5 |  |  |  | No | R-454B | 2.7667 | Residential & Commercial | Ducted CEE Tier 1
215932387 | Central HP <5.4 tons | AIRQUEST | HRCU-A-CB (Split System: Heat Pump with Remote Outdoor Unit-Air-Source) | H5H3V36*K*AAA* |  |  | EA*5X48M21A*+WALLCON | *80CSU0401712A* | 33400 | 20.5 | 9.5 | 34600 | 26400 | 76.3% | 2.04 | 0 | 11.5 |  |  |  | No | R-454B | 2.7833 | Residential & Commercial | Ducted CEE Tier 1
215932437 | Central HP <5.4 tons | AIRQUEST | HRCU-A-CB (Split System: Heat Pump with Remote Outdoor Unit-Air-Source) | H5H3V36*K*AAA* |  |  | EA*5X48M21A*+WALLCON | *80CTL0902120B* | 33400 | 20 | 9.5 | 34600 | 26400 | 76.3% | 2.04 | 0 | 11.7 |  |  |  | No | R-454B | 2.7833 | Residential & Commercial | Ducted CEE Tier 1
215931498 | Central HP <5.4 tons | AIRQUEST | HRCU-A-CB (Split System: Heat Pump with Remote Outdoor Unit-Air-Source) | H5H3V36*K*AAA* |  |  | FCMA5B48L0C*+WALLCON |  | 34400 | 21.5 | 9.5 | 34200 | 25800 | 75.44% | 2.06 | 0 | 12.5 |  |  |  | No | R-454B | 2.8667 | Residential & Commercial | Ducted CEE Tier 1
215932287 | Central HP <5.4 tons | AIRQUEST | HRCU-A-CB (Split System: Heat Pump with Remote Outdoor Unit-Air-Source) | H5H3V36*K*AAA* |  |  | EA*5X42M21A*+WALLCON | *97CMN0601714B* | 32400 | 19 | 9.5 | 34400 | 26400 | 76.74% | 2.04 | 0 | 10.5 |  |  |  | No | R-454B | 2.7 | Residential & Commercial | Ducted CEE Tier 1
215434081 | Central HP <5.4 tons | GOODMAN | HRCU-A-CB (Split System: Heat Pump with Remote Outdoor Unit-Air-Source) | GZV7SA2410A* |  |  | CA*EA3022*3A* | G*VM970804CNA* | 23200 | 19 | 8.6 | 23200 | 17000 | 73.28% | 2 | 0 | 11 |  |  |  | No | R-32 | 1.9333 | Residential & Commercial | Ducted CEE Tier 1
215434118 | Central HP <5.4 tons | GOODMAN | HRCU-A-CB (Split System: Heat Pump with Remote Outdoor Unit-Air-Source) | GZV7SA2410A* |  |  | CHPEA3026*3A* | G*VM970804CNA* | 23200 | 19 | 8.6 | 23200 | 17000 | 73.28% | 2 | 0 | 11 |  |  |  | No | R-32 | 1.9333 | Residential & Commercial | Ducted CEE Tier 1
210857358 | Central HP <5.4 tons | ACIQ | HRCU-A-CB (Split System: Heat Pump with Remote Outdoor Unit-Air-Source) | ACIQ-24ZPL-HP230B |  |  | ACIQ-24AHB-HH-M |  | 23000 | 18.4 | 9.3 | 26000 | 21200 | 81.54% | 1.9 | 12.5 | 11.7 |  |  |  | No | R-410A | 1.9167 | Residential & Commercial | Ducted CEE Tier 1
215931687 | Central HP <5.4 tons | AIRQUEST | HRCU-A-CB (Split System: Heat Pump with Remote Outdoor Unit-Air-Source) | H5H3V60*K*AAA* |  |  | EA*5X61M24A*+WALLCON | *80CTL0702120B* | 56500 | 18.5 | 8.5 | 60500 | 47000 | 77.69% | 2.02 | 0 | 11 |  |  |  | No | R-454B | 4.7083 | Residential & Commercial | Ducted CEE Tier 1
215931807 | Central HP <5.4 tons | AIRQUEST | HRCU-A-CB (Split System: Heat Pump with Remote Outdoor Unit-Air-Source) | H5H3V60*K*AAA* |  |  | ESH5X60M12A*+WALLCON | *80CSU1002120A* | 56000 | 18 | 8.1 | 61000 | 46000 | 75.41% | 1.95 | 0 | 11 |  |  |  | No | R-454B | 4.6667 | Residential & Commercial | Ducted CEE Tier 1
215931897 | Central HP <5.4 tons | AIRQUEST | HRCU-A-CB (Split System: Heat Pump with Remote Outdoor Unit-Air-Source) | H5H3V60*K*AAA* |  |  | ESH5X60M12A*+WALLCON | *97CMN1202422B* | 56000 | 17.5 | 8.1 | 61000 | 46000 | 75.41% | 1.95 | 0 | 11 |  |  |  | No | R-454B | 4.6667 | Residential & Commercial | Ducted CEE Tier 1
215931917 | Central HP <5.4 tons | AIRQUEST | HRCU-A-CB (Split System: Heat Pump with Remote Outdoor Unit-Air-Source) | H5H3V60*K*AAA* |  |  | ESH5X60M12A*+WALLCON | *96CTN1202422B* | 56500 | 18 | 8.1 | 61000 | 46000 | 75.41% | 1.95 | 0 | 11 |  |  |  | No | R-454B | 4.7083 | Residential & Commercial | Ducted CEE Tier 1
215434188 | Central HP <5.4 tons | AMANA | HRCU-A-CB (Split System: Heat Pump with Remote Outdoor Unit-Air-Source) | AZV7SA3610A* |  |  | CHPEA4830*3A* | A*VT961005CNA* | 35000 | 18.5 | 8.1 | 35000 | 28400 | 81.14% | 2 | 0 | 10.5 |  |  |  | No | R-32 | 2.9167 | Residential & Commercial | Ducted CEE Tier 1
212984066 | Central HP <5.4 tons | COMFORTMAKER | HRCU-A-CB (Split System: Heat Pump with Remote Outdoor Unit-Air-Source) | DLCURAH24ABK |  |  | EA*4X36L17A* | *92MSN0601714A* | 23800 | 17 | 8.5 | 26200 | 23800 | 90.84% | 1.98 | 0 | 10 |  |  |  | No | R-410A | 1.9833 | Residential & Commercial | Ducted CEE Tier 1
212979129 | Central HP <5.4 tons | TEMPSTAR | HRCU-A-CB (Split System: Heat Pump with Remote Outdoor Unit-Air-Source) | DLCURAH24ABK |  |  | EA*4X24L17A* | *80MS(N,L)0701716A* | 23400 | 17 | 9 | 26800 | 26400 | 98.51% | 2.24 | 0 | 10 |  |  |  | No | R-410A | 1.95 | Residential & Commercial | Ducted CEE Tier 1
212979915 | Central HP <5.4 tons | TEMPSTAR | HRCU-A-CB (Split System: Heat Pump with Remote Outdoor Unit-Air-Source) | DLCURAH24ABK |  |  | EN(A,D)4X30L17** | *80MS(N,L)0901714A* | 23600 | 17 | 8.5 | 26400 | 24400 | 92.42% | 2.02 | 0 | 10.5 |  |  |  | No | R-410A | 1.9667 | Residential & Commercial | Ducted CEE Tier 1
215662837 | Central HP <5.4 tons | BRYANT HEATING AND COOLING SYSTEMS | HRCU-A-CB (Split System: Heat Pump with Remote Outdoor Unit-Air-Source) | 290VAN036**AA* |  |  | FE5BN(B,X)C48L*+UI |  | 34800 | 19 | 9 | 34600 | 24600 | 71.1% | 1.96 | 0 | 11 |  |  |  | No | R-454B | 2.9 | Residential & Commercial | Ducted CEE Tier 1
215434413 | Central HP <5.4 tons | AMANA | HRCU-A-CB (Split System: Heat Pump with Remote Outdoor Unit-Air-Source) | AZV7SA4810A* |  |  | CHPEA6030*3A* | A*VS800805CUA* | 45500 | 16.5 | 8.5 | 46500 | 33600 | 72.26% | 2 | 0 | 10 |  |  |  | No | R-32 | 3.7917 | Residential & Commercial | Ducted CEE Tier 1
215434415 | Central HP <5.4 tons | AMANA | HRCU-A-CB (Split System: Heat Pump with Remote Outdoor Unit-Air-Source) | AZV7SA4810A* |  |  | CHPEA6030*3A* | A*VT800805C*A* | 45500 | 16.5 | 8.5 | 46500 | 33600 | 72.26% | 2 | 0 | 10 |  |  |  | No | R-32 | 3.7917 | Residential & Commercial | Ducted CEE Tier 1
213779604 | Central HP <5.4 tons | TEMPSTAR | HRCU-A-CB (Split System: Heat Pump with Remote Outdoor Unit-Air-Source) | TVH837GKA** |  |  | EA*4X60L24A*+WALLCON | *97CMN1202422B* | 32800 | 17.5 | 8.1 | 31600 | 24600 | 77.85% | 1.98 | 0 | 11.5 |  |  |  | No | R-410A | 2.7333 | Residential & Commercial | Ducted CEE Tier 1
213492131 | Central HP <5.4 tons | ACIQ | HRCU-A-C (Split System: Heat Pump with Remote Outdoor Unit with No Indoor Fan --Air Source) | ACIQ-36-HPC |  |  | ACIQ-36-ACL-17 |  | 35000 | 15.2 | 8.5 | 36000 | 30000 | 83.33% | 1.8 | 0 | 10 |  |  |  | No | R-410A | 2.9167 | Residential & Commercial | Ducted CEE Tier 1
215434178 | Central HP <5.4 tons | AMANA | HRCU-A-CB (Split System: Heat Pump with Remote Outdoor Unit-Air-Source) | AZV7SA3610A* |  |  | CA*EA4830*3A* | A*VM971005CNA* | 34800 | 18.5 | 8.5 | 35000 | 28400 | 81.14% | 2 | 0 | 10.5 |  |  |  | No | R-32 | 2.9 | Residential & Commercial | Ducted CEE Tier 1
215434194 | Central HP <5.4 tons | AMANA | HRCU-A-CB (Split System: Heat Pump with Remote Outdoor Unit-Air-Source) | AZV7SA3610A* |  |  | CHPEA4830*3A* | A*VS960805CUA* | 35000 | 18.5 | 8.1 | 35000 | 28400 | 81.14% | 2 | 0 | 10.5 |  |  |  | No | R-32 | 2.9167 | Residential & Commercial | Ducted CEE Tier 1
215434196 | Central HP <5.4 tons | AMANA | HRCU-A-CB (Split System: Heat Pump with Remote Outdoor Unit-Air-Source) | AZV7SA3610A* |  |  | CHPEA4830*3A* | A*VM971205DNA* | 35000 | 18.5 | 8.1 | 35000 | 28400 | 81.14% | 2 | 0 | 10.5 |  |  |  | No | R-32 | 2.9167 | Residential & Commercial | Ducted CEE Tier 1
215434171 | Central HP <5.4 tons | AMANA | HRCU-A-CB (Split System: Heat Pump with Remote Outdoor Unit-Air-Source) | AZV7SA3610A* |  |  | CA*EA4830*3A* | A*VT801005C*A* | 34800 | 18.5 | 8.5 | 35000 | 28400 | 81.14% | 2 | 0 | 10.5 |  |  |  | No | R-32 | 2.9 | Residential & Commercial | Ducted CEE Tier 1
215683614 | Central HP <5.4 tons | BRYANT HEATING AND COOLING SYSTEMS | HRCU-A-CB (Split System: Heat Pump with Remote Outdoor Unit-Air-Source) | 290VAN024**AA* |  |  | CAA**2517AM*+UI | 986TD42060C17*** | 23800 | 17 | 9 | 23400 | 16500 | 70.51% | 2.02 | 0 | 10.5 |  |  |  | No | R-454B | 1.9833 | Residential & Commercial | Ducted CEE Tier 1
213771444 | Central HP <5.4 tons | TEMPSTAR | HRCU-A-CB (Split System: Heat Pump with Remote Outdoor Unit-Air-Source) | TVH825GKA2* |  |  | EA*4X43L21A*+WALLCON | *80CTL0451712B* | 24200 | 16.5 | 8.1 | 21200 | 16700 | 78.77% | 2.02 | 0 | 10.5 |  |  |  | No | R-410A | 2.0167 | Residential & Commercial | Ducted CEE Tier 1
215434046 | Central HP <5.4 tons | AMANA | HRCU-A-CB (Split System: Heat Pump with Remote Outdoor Unit-Air-Source) | AZV7SA2410A* |  |  | CA*EA3626*3A* | A*VS800805CUA* | 23200 | 19 | 8.6 | 23200 | 17000 | 73.28% | 2 | 0 | 11 |  |  |  | No | R-32 | 1.9333 | Residential & Commercial | Ducted CEE Tier 1
211260299 | Central HP <5.4 tons | COMFORTMAKER | HRCU-A-CB (Split System: Heat Pump with Remote Outdoor Unit-Air-Source) | DLCURAH18ABK |  |  | EA*4X24L17A* | *96VSN0601412A* | 17900 | 16 | 8.5 | 18800 | 19000 | 101.1% | 2.28 | 0 | 10.5 |  |  |  | No | R-410A | 1.4917 | Residential & Commercial | Ducted CEE Tier 1
211260642 | Central HP <5.4 tons | COMFORTMAKER | HRCU-A-CB (Split System: Heat Pump with Remote Outdoor Unit-Air-Source) | DLCURAH18ABK |  |  | EA*4X24L17A* | *80ESU0601716A | 18500 | 16 | 9 | 19400 | 18600 | 95.88% | 2.26 | 0 | 10.5 |  |  |  | No | R-410A | 1.5417 | Residential & Commercial | Ducted CEE Tier 1
204459246 | Central HP <5.4 tons | DAY & NIGHT | HRCU-A-CB (Split System: Heat Pump with Remote Outdoor Unit-Air-Source) | CVH825GKA2* |  |  | EHD4X30AAL+WALLCON | *80CTL0901716A* | 23800 | 16 | 8.1 | 21800 | 16700 | 76.61% | 1.98 | 11 | 10.5 |  |  |  | No | R-410A | 1.9833 | Residential & Commercial | Ducted CEE Tier 1
215318954 | Central HP <5.4 tons | DAY & NIGHT | HRCU-A-CB (Split System: Heat Pump with Remote Outdoor Unit-Air-Source) | D5CURAH36AAK |  |  | D5FUAAH36XAK |  | 36000 | 16.2 | 8.7 | 36000 | 27000 | 75% | 2 | 0 | 10 |  |  |  | No | R-454B | 3 | Residential & Commercial | Ducted CEE Tier 1
216051169 | Central HP <5.4 tons | RUUD | HRCU-A-CB (Split System: Heat Pump with Remote Outdoor Unit-Air-Source) | UP19AY60AJVC |  |  | RCFY6021SEAAM | U97MV1005A21DHS | 53500 | 17 | 10 | 53500 | 48500 | 90.65% | 2 | 0 | 10 |  |  |  | No | R-454B | 4.4583 | Residential & Commercial | Ducted CEE Tier 1
215934257 | Central HP <5.4 tons | AIRQUEST | HRCU-A-CB (Split System: Heat Pump with Remote Outdoor Unit-Air-Source) | H5H3V48*K*AAA* |  |  | EA*5X61M21A*+WALLCON | *97CMN0802120B* | 45000 | 21 | 9.5 | 48500 | 37000 | 76.29% | 2 | 0 | 11 |  |  |  | No | R-454B | 3.75 | Residential & Commercial | Ducted CEE Tier 1
210798408 | Central HP <5.4 tons | AMANA | HRCU-A-CB (Split System: Heat Pump with Remote Outdoor Unit-Air-Source) | ASZS601810A* |  |  | CA*EA2422*4A* | A*VC800603B*A* | 16600 | 17.5 | 8.5 | 17400 | 13000 | 74.71% | 2.1 | 0 | 10.9 |  |  |  | No | R-410A | 1.3833 | Residential & Commercial | Ducted CEE Tier 1
215932637 | Central HP <5.4 tons | AIRQUEST | HRCU-A-CB (Split System: Heat Pump with Remote Outdoor Unit-Air-Source) | H5H3V36*K*AAA* |  |  | EA*5X60M24A*+WALLCON | *96CTN1002122B* | 34000 | 20.5 | 9.5 | 34000 | 25800 | 75.88% | 2.06 | 0 | 12 |  |  |  | No | R-454B | 2.8333 | Residential & Commercial | Ducted CEE Tier 1
215932787 | Central HP <5.4 tons | AIRQUEST | HRCU-A-CB (Split System: Heat Pump with Remote Outdoor Unit-Air-Source) | H5H3V36*K*AAA* |  |  | EA*5X61M21A*+WALLCON | *97CMN0602120B* | 34200 | 20 | 9 | 34800 | 26600 | 76.44% | 1.92 | 0 | 11.5 |  |  |  | No | R-454B | 2.85 | Residential & Commercial | Ducted CEE Tier 1
215933137 | Central HP <5.4 tons | AIRQUEST | HRCU-A-CB (Split System: Heat Pump with Remote Outdoor Unit-Air-Source) | H5H3V36*K*AAA* |  |  | ESH5X36M12A*+WALLCON | *95CSU0601716B* | 33000 | 18.5 | 9 | 35400 | 27200 | 76.84% | 1.92 | 0 | 11 |  |  |  | No | R-454B | 2.75 | Residential & Commercial | Ducted CEE Tier 1
215933357 | Central HP <5.4 tons | AIRQUEST | HRCU-A-CB (Split System: Heat Pump with Remote Outdoor Unit-Air-Source) | H5H3V36*K*AAA* |  |  | ESH5X42M12A*+WALLCON | *80CTL1352422B* | 33600 | 19.5 | 9 | 34600 | 26400 | 76.3% | 1.92 | 0 | 11.7 |  |  |  | No | R-454B | 2.8 | Residential & Commercial | Ducted CEE Tier 1
215933287 | Central HP <5.4 tons | AIRQUEST | HRCU-A-CB (Split System: Heat Pump with Remote Outdoor Unit-Air-Source) | H5H3V36*K*AAA* |  |  | ESH5X42M12A*+WALLCON | *80CSU1002120A* | 33600 | 19 | 9 | 35000 | 26600 | 76% | 1.92 | 0 | 11 |  |  |  | No | R-454B | 2.8 | Residential & Commercial | Ducted CEE Tier 1
215933757 | Central HP <5.4 tons | AIRQUEST | HRCU-A-CB (Split System: Heat Pump with Remote Outdoor Unit-Air-Source) | H5H3V36*K*AAA* |  |  | ESH5X60M12A*+WALLCON | *80CTL0701412B* | 34000 | 19.5 | 9 | 34800 | 26400 | 75.86% | 1.92 | 0 | 11 |  |  |  | No | R-454B | 2.8333 | Residential & Commercial | Ducted CEE Tier 1
215934427 | Central HP <5.4 tons | AIRQUEST | HRCU-A-CB (Split System: Heat Pump with Remote Outdoor Unit-Air-Source) | H5H3V48*K*AAA* |  |  | ESH5X48M12A*+WALLCON | *80CSU1002120A* | 44000 | 20 | 9 | 48500 | 36600 | 75.46% | 1.8 | 0 | 10.5 |  |  |  | No | R-454B | 3.6667 | Residential & Commercial | Ducted CEE Tier 1
215934457 | Central HP <5.4 tons | AIRQUEST | HRCU-A-CB (Split System: Heat Pump with Remote Outdoor Unit-Air-Source) | H5H3V48*K*AAA* |  |  | ESH5X48M12A*+WALLCON | *80CTL0902120B* | 44500 | 20.5 | 9 | 48500 | 36400 | 75.05% | 1.82 | 0 | 11 |  |  |  | No | R-454B | 3.7083 | Residential & Commercial | Ducted CEE Tier 1
215934527 | Central HP <5.4 tons | AIRQUEST | HRCU-A-CB (Split System: Heat Pump with Remote Outdoor Unit-Air-Source) | H5H3V48*K*AAA* |  |  | ESH5X48M12A*+WALLCON | *96CTN1002122B* | 44000 | 20 | 9 | 48500 | 36400 | 75.05% | 1.82 | 0 | 10.5 |  |  |  | No | R-454B | 3.6667 | Residential & Commercial | Ducted CEE Tier 1
215934607 | Central HP <5.4 tons | AIRQUEST | HRCU-A-CB (Split System: Heat Pump with Remote Outdoor Unit-Air-Source) | H5H3V48*K*AAA* |  |  | ESH5X60M12A*+WALLCON | *96CTN0801714B* | 43500 | 19.5 | 9 | 49000 | 35600 | 72.65% | 1.92 | 0 | 11.5 |  |  |  | No | R-454B | 3.625 | Residential & Commercial | Ducted CEE Tier 1
215933437 | Central HP <5.4 tons | AIRQUEST | HRCU-A-CB (Split System: Heat Pump with Remote Outdoor Unit-Air-Source) | H5H3V36*K*AAA* |  |  | ESH5X42M12A*+WALLCON | *97CMN1002122B* | 33600 | 19 | 9 | 34600 | 26600 | 76.88% | 1.94 | 0 | 11.5 |  |  |  | No | R-454B | 2.8 | Residential & Commercial | Ducted CEE Tier 1
215934627 | Central HP <5.4 tons | AIRQUEST | HRCU-A-CB (Split System: Heat Pump with Remote Outdoor Unit-Air-Source) | H5H3V36*K*AAA* |  |  | EVM5X25M17A*+WALLCON | *97CMN0601714B* | 34000 | 20 | 8.1 | 38000 | 27200 | 71.58% | 2 | 0 | 11 |  |  |  | No | R-454B | 2.8333 | Residential & Commercial | Ducted CEE Tier 1
215934827 | Central HP <5.4 tons | AIRQUEST | HRCU-A-CB (Split System: Heat Pump with Remote Outdoor Unit-Air-Source) | H5H3V36*K*AAA* |  |  | EVM5X44M21A*+WALLCON | *80CTL0702120B* | 35600 | 21.5 | 8.5 | 38000 | 28600 | 75.26% | 2.02 | 0 | 12 |  |  |  | No | R-454B | 2.9667 | Residential & Commercial | Ducted CEE Tier 1
215932067 | Central HP <5.4 tons | AIRQUEST | HRCU-A-CB (Split System: Heat Pump with Remote Outdoor Unit-Air-Source) | H5H3V36*K*AAA* |  |  | EA*5X36M17A*+WALLCON | *80CTL0701716B* | 32200 | 19 | 9.5 | 35400 | 27200 | 76.84% | 2 | 0 | 10.5 |  |  |  | No | R-454B | 2.6833 | Residential & Commercial | Ducted CEE Tier 1
215932087 | Central HP <5.4 tons | AIRQUEST | HRCU-A-CB (Split System: Heat Pump with Remote Outdoor Unit-Air-Source) | H5H3V36*K*AAA* |  |  | EA*5X36M17A*+WALLCON | *97CMN0601714B* | 32000 | 19 | 9.5 | 34600 | 26600 | 76.88% | 2 | 0 | 10.5 |  |  |  | No | R-454B | 2.6667 | Residential & Commercial | Ducted CEE Tier 1
215932267 | Central HP <5.4 tons | AIRQUEST | HRCU-A-CB (Split System: Heat Pump with Remote Outdoor Unit-Air-Source) | H5H3V36*K*AAA* |  |  | EA*5X42M21A*+WALLCON | *95CSU0601716B* | 32400 | 19.5 | 9.5 | 35400 | 27200 | 76.84% | 2 | 0 | 11 |  |  |  | No | R-454B | 2.7 | Residential & Commercial | Ducted CEE Tier 1
215932337 | Central HP <5.4 tons | AIRQUEST | HRCU-A-CB (Split System: Heat Pump with Remote Outdoor Unit-Air-Source) | H5H3V36*K*AAA* |  |  | EA*5X42M21A*+WALLCON | *96CTN0601714B* | 32400 | 19.5 | 9.5 | 34200 | 26400 | 77.19% | 2.02 | 0 | 10.5 |  |  |  | No | R-454B | 2.7 | Residential & Commercial | Ducted CEE Tier 1
215670597 | Central HP <5.4 tons | BRYANT HEATING AND COOLING SYSTEMS | HRCU-A-CB (Split System: Heat Pump with Remote Outdoor Unit-Air-Source) | 290VAN036**AA* |  |  | CSAH*6012AM*+UI | 986TD66120C24*** | 34600 | 17 | 8.5 | 34600 | 24800 | 71.68% | 1.92 | 0 | 10 |  |  |  | No | R-454B | 2.8833 | Residential & Commercial | Ducted CEE Tier 1
211228123 | Central HP <5.4 tons | COMFORTMAKER | HRCU-A-CB (Split System: Heat Pump with Remote Outdoor Unit-Air-Source) | DLCURAH36ABK |  |  | EA*4X42L24A* | *96VTN1002120A* | 35800 | 15.5 | 8.1 | 39500 | 35200 | 89.11% | 1.9 | 0 | 10 |  |  |  | No | R-410A | 2.9833 | Residential & Commercial | Ducted CEE Tier 1
211228239 | Central HP <5.4 tons | COMFORTMAKER | HRCU-A-CB (Split System: Heat Pump with Remote Outdoor Unit-Air-Source) | DLCURAH36ABK |  |  | EA*4X43L21A* | *80ES(N,L)0702116A* | 37200 | 15.5 | 8.5 | 38500 | 35000 | 90.91% | 2.12 | 0 | 10 |  |  |  | No | R-410A | 3.1 | Residential & Commercial | Ducted CEE Tier 1
211228659 | Central HP <5.4 tons | COMFORTMAKER | HRCU-A-CB (Split System: Heat Pump with Remote Outdoor Unit-Air-Source) | DLCURAH36ABK |  |  | EA*4X43L21A* | *96VTN1002122A* | 36800 | 16.5 | 8.5 | 38500 | 34800 | 90.39% | 2.1 | 0 | 10 |  |  |  | No | R-410A | 3.0667 | Residential & Commercial | Ducted CEE Tier 1
214595729 | Central HP <5.4 tons | TEMPSTAR | HRCU-A-CB (Split System: Heat Pump with Remote Outdoor Unit-Air-Source) | DLCURAH24ABK |  |  | EA*4X30L17A* | *96VTN0601716B* | 23600 | 16.5 | 9 | 26000 | 24000 | 92.31% | 2 | 0 | 10 |  |  |  | No | R-410A | 1.9667 | Residential & Commercial | Ducted CEE Tier 1
211245329 | Central HP <5.4 tons | AIRQUEST | HRCU-A-CB (Split System: Heat Pump with Remote Outdoor Unit-Air-Source) | DLCURAH24ABK |  |  | EN(A,D)4X36L21** | *96VSN1002120A* | 23800 | 17 | 8.1 | 26000 | 23400 | 90% | 1.94 | 0 | 10.5 |  |  |  | No | R-410A | 1.9833 | Residential & Commercial | Ducted CEE Tier 1
212984150 | Central HP <5.4 tons | COMFORTMAKER | HRCU-A-CB (Split System: Heat Pump with Remote Outdoor Unit-Air-Source) | DLCURAH24ABK |  |  | EN(A,D)4X36L21** | *92MSN0601714A* | 23600 | 17 | 8.5 | 26400 | 24200 | 91.67% | 2.02 | 0 | 10.5 |  |  |  | No | R-410A | 1.9667 | Residential & Commercial | Ducted CEE Tier 1
212985818 | Central HP <5.4 tons | COMFORTMAKER | HRCU-A-CB (Split System: Heat Pump with Remote Outdoor Unit-Air-Source) | DLCURAH24ABK |  |  | EA*4X37L17A* | *96MSN0261410A* | 24000 | 16.5 | 8.5 | 25200 | 22200 | 88.1% | 1.84 | 0 | 10 |  |  |  | No | R-410A | 2 | Residential & Commercial | Ducted CEE Tier 1
212986204 | Central HP <5.4 tons | COMFORTMAKER | HRCU-A-CB (Split System: Heat Pump with Remote Outdoor Unit-Air-Source) | DLCURAH24ABK |  |  | EA*4X37L17A* | *96MSN0401410A* | 24000 | 16 | 8.1 | 25200 | 22200 | 88.1% | 1.84 | 0 | 10 |  |  |  | No | R-410A | 2 | Residential & Commercial | Ducted CEE Tier 1
212986252 | Central HP <5.4 tons | COMFORTMAKER | HRCU-A-CB (Split System: Heat Pump with Remote Outdoor Unit-Air-Source) | DLCURAH24ABK |  |  | EN(A,D)4X30L17** | *96MSN0401410A* | 23400 | 16 | 8.1 | 26400 | 24400 | 92.42% | 2.02 | 0 | 10 |  |  |  | No | R-410A | 1.95 | Residential & Commercial | Ducted CEE Tier 1
215931817 | Central HP <5.4 tons | AIRQUEST | HRCU-A-CB (Split System: Heat Pump with Remote Outdoor Unit-Air-Source) | H5H3V60*K*AAA* |  |  | ESH5X60M12A*+WALLCON | *80CTL0702120B* | 56000 | 17.5 | 8.1 | 61000 | 46500 | 76.23% | 1.95 | 0 | 11 |  |  |  | No | R-454B | 4.6667 | Residential & Commercial | Ducted CEE Tier 1
214242698 | Central HP <5.4 tons | AIRQUEST | HRCU-A-CB (Split System: Heat Pump with Remote Outdoor Unit-Air-Source) | HVH825GKA2* |  |  | EN(A,D,W)4X36L17**+WALLCON | *97CMN0801714B* | 23400 | 16.5 | 8.1 | 21600 | 16700 | 77.31% | 1.92 | 0 | 10.5 |  |  |  | No | R-410A | 1.95 | Residential & Commercial | Ducted CEE Tier 1
214242898 | Central HP <5.4 tons | AIRQUEST | HRCU-A-CB (Split System: Heat Pump with Remote Outdoor Unit-Air-Source) | HVH825GKA2* |  |  | END4X42L17**+WALLCON | *95CSU0601716B* | 23800 | 16.5 | 8.1 | 21400 | 16700 | 78.04% | 1.98 | 0 | 11 |  |  |  | No | R-410A | 1.9833 | Residential & Commercial | Ducted CEE Tier 1
215669691 | Central HP <5.4 tons | TEMPSTAR | HRCU-A-CB (Split System: Heat Pump with Remote Outdoor Unit-Air-Source) | T5H0V36*K*AAA* |  |  | EA*5X61M24A*+WALLCON | *97CMN0602120B* | 34600 | 18 | 9 | 34600 | 25000 | 72.25% | 1.9 | 0 | 10 |  |  |  | No | R-454B | 2.8833 | Residential & Commercial | Ducted CEE Tier 1
216551910 | Central HP <5.4 tons | RUUD | HRCU-A-CB (Split System: Heat Pump with Remote Outdoor Unit-Air-Source) | UP19AY36AJVC |  |  | RCFY3621MEAAM | U802V0504A17UH | 34200 | 20 | 10 | 34200 | 29600 | 86.55% | 2 | 0 | 12 |  |  |  | No | R-454B | 2.85 | Residential & Commercial | Ducted CEE Tier 1
215674305 | Central HP <5.4 tons | BRYANT HEATING AND COOLING SYSTEMS | HRCU-A-CB (Split System: Heat Pump with Remote Outdoor Unit-Air-Source) | 290VAN048**AA* |  |  | CAA**6121AM*+UI | 83*CA60080C21*** | 46000 | 18 | 9 | 47500 | 33600 | 70.74% | 2.08 | 0 | 10 |  |  |  | No | R-454B | 3.8333 | Residential & Commercial | Ducted CEE Tier 1
215668955 | Central HP <5.4 tons | TEMPSTAR | HRCU-A-CB (Split System: Heat Pump with Remote Outdoor Unit-Air-Source) | T5H0V36*K*AAA* |  |  | EA*5X43M21A*+WALLCON | *80CSU0401712A* | 34400 | 18 | 9 | 35200 | 25200 | 71.59% | 1.88 | 0 | 10 |  |  |  | No | R-454B | 2.8667 | Residential & Commercial | Ducted CEE Tier 1
216051112 | Central HP <5.4 tons | RUUD | HRCU-A-CB (Split System: Heat Pump with Remote Outdoor Unit-Air-Source) | UP19AY36AJVC |  |  | RCFY3621MEAAM | U98MV1005A21UPS | 34200 | 21 | 10 | 34200 | 29400 | 85.96% | 2 | 0 | 12 |  |  |  | No | R-454B | 2.85 | Residential & Commercial | Ducted CEE Tier 1
215669171 | Central HP <5.4 tons | TEMPSTAR | HRCU-A-CB (Split System: Heat Pump with Remote Outdoor Unit-Air-Source) | T5H0V36*K*AAA* |  |  | EA*5X48M21A*+WALLCON | *80CTL0902120B* | 33800 | 18 | 9 | 35000 | 25000 | 71.43% | 1.9 | 0 | 10 |  |  |  | No | R-454B | 2.8167 | Residential & Commercial | Ducted CEE Tier 1
215669551 | Central HP <5.4 tons | TEMPSTAR | HRCU-A-CB (Split System: Heat Pump with Remote Outdoor Unit-Air-Source) | T5H0V36*K*AAA* |  |  | EA*5X61M21A*+WALLCON | *97CMN0602120B* | 34600 | 18 | 9 | 34600 | 25000 | 72.25% | 1.9 | 0 | 10 |  |  |  | No | R-454B | 2.8833 | Residential & Commercial | Ducted CEE Tier 1
215669651 | Central HP <5.4 tons | TEMPSTAR | HRCU-A-CB (Split System: Heat Pump with Remote Outdoor Unit-Air-Source) | T5H0V36*K*AAA* |  |  | EA*5X61M24A*+WALLCON | *80CTL1102120B* | 35000 | 18.5 | 9 | 34400 | 24600 | 71.51% | 1.92 | 0 | 10.5 |  |  |  | No | R-454B | 2.9167 | Residential & Commercial | Ducted CEE Tier 1
215669731 | Central HP <5.4 tons | TEMPSTAR | HRCU-A-CB (Split System: Heat Pump with Remote Outdoor Unit-Air-Source) | T5H0V36*K*AAA* |  |  | EA*5X61M24A*+WALLCON | *96CTN1002122B* | 35000 | 18.5 | 9 | 34400 | 24800 | 72.09% | 1.92 | 0 | 10.5 |  |  |  | No | R-454B | 2.9167 | Residential & Commercial | Ducted CEE Tier 1
215670465 | Central HP <5.4 tons | TEMPSTAR | HRCU-A-CB (Split System: Heat Pump with Remote Outdoor Unit-Air-Source) | T5H0V36*K*AAA* |  |  | ESH5X60M12A*+WALLCON | *80CTL1102120B* | 34600 | 17 | 8.5 | 34600 | 24800 | 71.68% | 1.92 | 0 | 10 |  |  |  | No | R-454B | 2.8833 | Residential & Commercial | Ducted CEE Tier 1
215669401 | Central HP <5.4 tons | TEMPSTAR | HRCU-A-CB (Split System: Heat Pump with Remote Outdoor Unit-Air-Source) | T5H0V36*K*AAA* |  |  | EA*5X60M24A*+WALLCON | *97CMN1202422B* | 34400 | 18.5 | 9 | 34200 | 24800 | 72.51% | 1.9 | 0 | 10 |  |  |  | No | R-454B | 2.8667 | Residential & Commercial | Ducted CEE Tier 1
215669451 | Central HP <5.4 tons | TEMPSTAR | HRCU-A-CB (Split System: Heat Pump with Remote Outdoor Unit-Air-Source) | T5H0V36*K*AAA* |  |  | EA*5X61M21A*+WALLCON | *80CSU1002120A* | 34800 | 18 | 9 | 34400 | 24800 | 72.09% | 1.9 | 0 | 10 |  |  |  | No | R-454B | 2.9 | Residential & Commercial | Ducted CEE Tier 1
215864699 | Central HP <5.4 tons | TRANE | HRCU-A-CB (Split System: Heat Pump with Remote Outdoor Unit-Air-Source) | 5TWV8X60A1 |  |  | 5TXCC007AS3 | S8V2C080M5PDB | 53000 | 18.1 | 8.5 | 56000 | 40000 | 71.43% | 2 | 0 | 10 |  |  |  | No | R-454B | 4.4167 | Residential & Commercial | Ducted CEE Tier 1
215864735 | Central HP <5.4 tons | TRANE | HRCU-A-CB (Split System: Heat Pump with Remote Outdoor Unit-Air-Source) | 5TWV8X60A1 |  |  | 5TXCD008AS3 | S9V2C100U5PSC+LRP | 53000 | 18.1 | 8.5 | 56000 | 40000 | 71.43% | 2 | 0 | 10 |  |  |  | No | R-454B | 4.4167 | Residential & Commercial | Ducted CEE Tier 1
215864767 | Central HP <5.4 tons | TRANE | HRCU-A-CB (Split System: Heat Pump with Remote Outdoor Unit-Air-Source) | 5TWV8X60A1 |  |  | 5TXCD010AS3 | S8V2D120M5PDB | 54500 | 18.1 | 8.5 | 55500 | 40000 | 72.07% | 2 | 0 | 10 |  |  |  | No | R-454B | 4.5417 | Residential & Commercial | Ducted CEE Tier 1
211245347 | Central HP <5.4 tons | AIRQUEST | HRCU-A-CB (Split System: Heat Pump with Remote Outdoor Unit-Air-Source) | DLCURAH24ABK |  |  | EN(A,D)4X36L21** | *96VSN0801716A* | 24200 | 16.5 | 8.1 | 26200 | 23000 | 87.79% | 1.9 | 0 | 10.5 |  |  |  | No | R-410A | 2.0167 | Residential & Commercial | Ducted CEE Tier 1
211245746 | Central HP <5.4 tons | AIRQUEST | HRCU-A-CB (Split System: Heat Pump with Remote Outdoor Unit-Air-Source) | DLCURAH24ABK |  |  | EN(A,D)4X36L21** | *80ESU0601716A | 24800 | 16.5 | 8.5 | 26600 | 22200 | 83.46% | 1.84 | 0 | 10.5 |  |  |  | No | R-410A | 2.0667 | Residential & Commercial | Ducted CEE Tier 1
211245765 | Central HP <5.4 tons | AIRQUEST | HRCU-A-CB (Split System: Heat Pump with Remote Outdoor Unit-Air-Source) | DLCURAH24ABK |  |  | EN(A,D)4X36L21** | OLV098A12* | 23400 | 16.5 | 8.1 | 25800 | 24200 | 93.8% | 2 | 0 | 10 |  |  |  | No | R-410A | 1.95 | Residential & Commercial | Ducted CEE Tier 1
211245829 | Central HP <5.4 tons | AIRQUEST | HRCU-A-CB (Split System: Heat Pump with Remote Outdoor Unit-Air-Source) | DLCURAH24ABK |  |  | FXM4X24**AL |  | 24000 | 17 | 8.5 | 26200 | 23400 | 89.31% | 1.94 | 0 | 10 |  |  |  | No | R-410A | 2 | Residential & Commercial | Ducted CEE Tier 1
214861258 | Central HP <5.4 tons | LENNOX | HRCU-A-CB (Split System: Heat Pump with Remote Outdoor Unit-Air-Source) | EL22XPV-024-230A** |  |  | CBK47UHET-030-230-0* |  | 24200 | 22 | 9.5 | 22400 | 16100 | 71.88% | 2.34 | 0 | 13.5 |  |  |  | No | R-410A | 2.0167 | Residential & Commercial | Ducted CEE Tier 1
212609306 | Central HP <5.4 tons | RUUD | HRCU-A-CB (Split System: Heat Pump with Remote Outdoor Unit-Air-Source) | UP18AZ24AJVC |  |  | RCFZ2421HEAAM | R802V1005A21UHS | 22800 | 20 | 8.5 | 22800 | 26000 | 114% | 2.1 | 0 | 12.5 |  |  |  | No | R-410A | 1.9 | Residential & Commercial | Ducted CEE Tier 1
213076485 | Central HP <5.4 tons | CARRIER | HRCU-A-CB (Split System: Heat Pump with Remote Outdoor Unit-Air-Source) | 38MURAQ36AB3* |  |  | CAP**3717AL* | 58TP*B070V17**16 | 36000 | 15.5 | 8.5 | 38500 | 35000 | 90.91% | 2 | 0 | 10 |  |  |  | No | R-410A | 3 | Residential & Commercial | Ducted CEE Tier 1
216051135 | Central HP <5.4 tons | RUUD | HRCU-A-CB (Split System: Heat Pump with Remote Outdoor Unit-Air-Source) | UP19AY48AJVC |  |  | RCFY4821SEAAM | R962V0855A21M4 | 45500 | 19 | 10 | 45500 | 42000 | 92.31% | 2.1 | 0 | 11.7 |  |  |  | No | R-454B | 3.7917 | Residential & Commercial | Ducted CEE Tier 1
211228975 | Central HP <5.4 tons | COMFORTMAKER | HRCU-A-CB (Split System: Heat Pump with Remote Outdoor Unit-Air-Source) | DLCURAH36ABK |  |  | EA*4X48L21A* | *92ESN0801716A* | 36000 | 16 | 8.5 | 38500 | 34600 | 89.87% | 2.06 | 0 | 10 |  |  |  | No | R-410A | 3 | Residential & Commercial | Ducted CEE Tier 1
211229343 | Central HP <5.4 tons | COMFORTMAKER | HRCU-A-CB (Split System: Heat Pump with Remote Outdoor Unit-Air-Source) | DLCURAH36ABK |  |  | EA*4X48L24A* | *80VSL0702120A* | 36000 | 16 | 8.5 | 38500 | 34600 | 89.87% | 2.06 | 0 | 10 |  |  |  | No | R-410A | 3 | Residential & Commercial | Ducted CEE Tier 1
211229361 | Central HP <5.4 tons | COMFORTMAKER | HRCU-A-CB (Split System: Heat Pump with Remote Outdoor Unit-Air-Source) | DLCURAH36ABK |  |  | EA*4X48L24A* | *80VSL0902420A* | 35800 | 16.5 | 8.5 | 37800 | 34600 | 91.53% | 2.04 | 0 | 10 |  |  |  | No | R-410A | 2.9833 | Residential & Commercial | Ducted CEE Tier 1
211229495 | Central HP <5.4 tons | COMFORTMAKER | HRCU-A-CB (Split System: Heat Pump with Remote Outdoor Unit-Air-Source) | DLCURAH36ABK |  |  | EA*4X48L24A* | *95ESN1002120A* | 36600 | 16 | 8.5 | 38500 | 34800 | 90.39% | 2.08 | 0 | 10 |  |  |  | No | R-410A | 3.05 | Residential & Commercial | Ducted CEE Tier 1
212383439 | Central HP <5.4 tons | COMFORTMAKER | HRCU-A-CB (Split System: Heat Pump with Remote Outdoor Unit-Air-Source) | DLCURAH36ABK |  |  | EA*4X37L21A* | *92ESN1002120A* | 37200 | 16 | 8.5 | 39000 | 34800 | 89.23% | 2.12 | 0 | 10 |  |  |  | No | R-410A | 3.1 | Residential & Commercial | Ducted CEE Tier 1
212384691 | Central HP <5.4 tons | COMFORTMAKER | HRCU-A-CB (Split System: Heat Pump with Remote Outdoor Unit-Air-Source) | DLCURAH36ABK |  |  | EN(A,D,W)4X42L21** | *92ESN1002120A* | 36200 | 15.5 | 8.1 | 39500 | 35200 | 89.11% | 1.9 | 0 | 10 |  |  |  | No | R-410A | 3.0167 | Residential & Commercial | Ducted CEE Tier 1
211240501 | Central HP <5.4 tons | COMFORTMAKER | HRCU-A-CB (Split System: Heat Pump with Remote Outdoor Unit-Air-Source) | DLCURAH24ABK |  |  | EA*4X24L17A* | *80ESU0401712A* | 23600 | 17 | 8.5 | 26600 | 24600 | 92.48% | 2.04 | 0 | 10 |  |  |  | No | R-410A | 1.9667 | Residential & Commercial | Ducted CEE Tier 1
211240512 | Central HP <5.4 tons | COMFORTMAKER | HRCU-A-CB (Split System: Heat Pump with Remote Outdoor Unit-Air-Source) | DLCURAH24ABK |  |  | EA*4X24L17A* | *80VTL0451412A* | 24000 | 16.5 | 8.5 | 26800 | 24000 | 89.55% | 1.98 | 0 | 10 |  |  |  | No | R-410A | 2 | Residential & Commercial | Ducted CEE Tier 1
211240578 | Central HP <5.4 tons | COMFORTMAKER | HRCU-A-CB (Split System: Heat Pump with Remote Outdoor Unit-Air-Source) | DLCURAH24ABK |  |  | EA*4X24L17A* | *95ESN0601412A* | 24000 | 15.5 | 8.5 | 27200 | 23600 | 86.76% | 1.92 | 0 | 10 |  |  |  | No | R-410A | 2 | Residential & Commercial | Ducted CEE Tier 1
211241003 | Central HP <5.4 tons | COMFORTMAKER | HRCU-A-CB (Split System: Heat Pump with Remote Outdoor Unit-Air-Source) | DLCURAH24ABK |  |  | EA*4X25L17A* | *95ESN0401712A* | 24600 | 15.2 | 8.5 | 25800 | 21200 | 82.17% | 1.76 | 0 | 10 |  |  |  | No | R-410A | 2.05 | Residential & Commercial | Ducted CEE Tier 1
211241014 | Central HP <5.4 tons | COMFORTMAKER | HRCU-A-CB (Split System: Heat Pump with Remote Outdoor Unit-Air-Source) | DLCURAH24ABK |  |  | EA*4X25L17A* | *95ESN0601412A* | 25000 | 16 | 8.5 | 26000 | 21000 | 80.77% | 1.76 | 0 | 10 |  |  |  | No | R-410A | 2.0833 | Residential & Commercial | Ducted CEE Tier 1
211241180 | Central HP <5.4 tons | COMFORTMAKER | HRCU-A-CB (Split System: Heat Pump with Remote Outdoor Unit-Air-Source) | DLCURAH24ABK |  |  | EA*4X25L17A* | *92ESN0401712A* | 24200 | 16 | 8.1 | 25400 | 21600 | 85.04% | 1.78 | 0 | 10 |  |  |  | No | R-410A | 2.0167 | Residential & Commercial | Ducted CEE Tier 1
213433250 | Central HP <5.4 tons | ACIQ | HRCU-A-CB (Split System: Heat Pump with Remote Outdoor Unit-Air-Source) | ACIQ-30-HPB |  |  | ACIQ-30W-WM |  | 30000 | 16.9 | 9 | 31000 | 25000 | 80.65% | 1.8 | 0 | 10 |  |  |  | No | R-410A | 2.5 | Residential & Commercial | Ducted CEE Tier 1
215434432 | Central HP <5.4 tons | GOODMAN | HRCU-A-CB (Split System: Heat Pump with Remote Outdoor Unit-Air-Source) | GZV7SA4810A* |  |  | CA*EA6030*3A* | G*VT961005CNA* | 45500 | 16.2 | 8.8 | 47000 | 33600 | 71.49% | 2 | 0 | 10 |  |  |  | No | R-32 | 3.7917 | Residential & Commercial | Ducted CEE Tier 1
215434186 | Central HP <5.4 tons | AMANA | HRCU-A-CB (Split System: Heat Pump with Remote Outdoor Unit-Air-Source) | AZV7SA3610A* |  |  | CHPEA4830*3A* | A*VT961205DNA* | 35000 | 18.5 | 8.1 | 35000 | 28400 | 81.14% | 2 | 0 | 10.5 |  |  |  | No | R-32 | 2.9167 | Residential & Commercial | Ducted CEE Tier 1
215670495 | Central HP <5.4 tons | TEMPSTAR | HRCU-A-CB (Split System: Heat Pump with Remote Outdoor Unit-Air-Source) | T5H0V36*K*AAA* |  |  | ESH5X60M12A*+WALLCON | *95CSU1002122B* | 34600 | 17 | 8.5 | 34600 | 24800 | 71.68% | 1.92 | 0 | 10 |  |  |  | No | R-454B | 2.8833 | Residential & Commercial | Ducted CEE Tier 1
215670595 | Central HP <5.4 tons | TEMPSTAR | HRCU-A-CB (Split System: Heat Pump with Remote Outdoor Unit-Air-Source) | T5H0V36*K*AAA* |  |  | ESH5X60M12A*+WALLCON | *96CTN1002122B* | 34600 | 17 | 8.5 | 34600 | 24800 | 71.68% | 1.92 | 0 | 10 |  |  |  | No | R-454B | 2.8833 | Residential & Commercial | Ducted CEE Tier 1
215669291 | Central HP <5.4 tons | TEMPSTAR | HRCU-A-CB (Split System: Heat Pump with Remote Outdoor Unit-Air-Source) | T5H0V36*K*AAA* |  |  | EA*5X48M21A*+WALLCON | *96CTN1002122B* | 33800 | 18 | 9 | 35000 | 25000 | 71.43% | 1.9 | 0 | 10 |  |  |  | No | R-454B | 2.8167 | Residential & Commercial | Ducted CEE Tier 1
215669341 | Central HP <5.4 tons | TEMPSTAR | HRCU-A-CB (Split System: Heat Pump with Remote Outdoor Unit-Air-Source) | T5H0V36*K*AAA* |  |  | EA*5X60M24A*+WALLCON | *80CTL1352422B* | 34400 | 18.5 | 9 | 34200 | 24600 | 71.93% | 1.92 | 0 | 10.5 |  |  |  | No | R-454B | 2.8667 | Residential & Commercial | Ducted CEE Tier 1
215669641 | Central HP <5.4 tons | TEMPSTAR | HRCU-A-CB (Split System: Heat Pump with Remote Outdoor Unit-Air-Source) | T5H0V36*K*AAA* |  |  | EA*5X61M24A*+WALLCON | *80CTL0902120B* | 35000 | 18.5 | 9 | 34400 | 24600 | 71.51% | 1.92 | 0 | 10.5 |  |  |  | No | R-454B | 2.9167 | Residential & Commercial | Ducted CEE Tier 1
214241978 | Central HP <5.4 tons | AIRQUEST | HRCU-A-CB (Split System: Heat Pump with Remote Outdoor Unit-Air-Source) | HVH825GKA3* |  |  | EN(A,D)4X36L21**+WALLCON | *96CTN1002122B* | 23600 | 16.5 | 8.1 | 21400 | 16700 | 78.04% | 1.92 | 0 | 11 |  |  |  | No | R-410A | 1.9667 | Residential & Commercial | Ducted CEE Tier 1
213249251 | Central HP <5.4 tons | COMFORTMAKER | HRCU-A-CB (Split System: Heat Pump with Remote Outdoor Unit-Air-Source) | DLCURAH18ABK |  |  | FEVA0024**+NAVA43601CK |  | 18100 | 16.5 | 8.5 | 18300 | 17900 | 97.81% | 2.16 | 0 | 11 |  |  |  | No | R-410A | 1.5083 | Residential & Commercial | Ducted CEE Tier 1
211229526 | Central HP <5.4 tons | COMFORTMAKER | HRCU-A-CB (Split System: Heat Pump with Remote Outdoor Unit-Air-Source) | DLCURAH36ABK |  |  | EA*4X48L24A* | *95ESN1402422A* | 37400 | 15.2 | 8.5 | 39500 | 35000 | 88.61% | 2.12 | 0 | 10 |  |  |  | No | R-410A | 3.1167 | Residential & Commercial | Ducted CEE Tier 1
211229960 | Central HP <5.4 tons | COMFORTMAKER | HRCU-A-CB (Split System: Heat Pump with Remote Outdoor Unit-Air-Source) | DLCURAH36ABK |  |  | EN(A,D,W)4X48L21** | *80ES(N,L)0902120A* | 36600 | 16 | 8.1 | 39500 | 34800 | 88.1% | 2.04 | 0 | 10.5 |  |  |  | No | R-410A | 3.05 | Residential & Commercial | Ducted CEE Tier 1
211230145 | Central HP <5.4 tons | COMFORTMAKER | HRCU-A-CB (Split System: Heat Pump with Remote Outdoor Unit-Air-Source) | DLCURAH36ABK |  |  | EN(A,D,W)4X48L21** | *92ESN1002120A* | 35800 | 16.5 | 8.1 | 38500 | 34800 | 90.39% | 2 | 0 | 10 |  |  |  | No | R-410A | 2.9833 | Residential & Commercial | Ducted CEE Tier 1
211230362 | Central HP <5.4 tons | COMFORTMAKER | HRCU-A-CB (Split System: Heat Pump with Remote Outdoor Unit-Air-Source) | DLCURAH36ABK |  |  | EN(A,D,W)4X48L21** | OLV112A16A | 36000 | 15.5 | 8.1 | 38500 | 35000 | 90.91% | 2.02 | 0 | 10 |  |  |  | No | R-410A | 3 | Residential & Commercial | Ducted CEE Tier 1
211227960 | Central HP <5.4 tons | COMFORTMAKER | HRCU-A-CB (Split System: Heat Pump with Remote Outdoor Unit-Air-Source) | DLCURAH36ABK |  |  | EA*4X42L24A* | *92ESN0802120A* | 35200 | 16.5 | 8.1 | 38500 | 35000 | 90.91% | 1.88 | 0 | 10 |  |  |  | No | R-410A | 2.9333 | Residential & Commercial | Ducted CEE Tier 1
211228460 | Central HP <5.4 tons | COMFORTMAKER | HRCU-A-CB (Split System: Heat Pump with Remote Outdoor Unit-Air-Source) | DLCURAH36ABK |  |  | EA*4X43L21A* | *92ESN1002120A* | 37200 | 16 | 8.5 | 38500 | 34800 | 90.39% | 2.12 | 0 | 10 |  |  |  | No | R-410A | 3.1 | Residential & Commercial | Ducted CEE Tier 1
211229039 | Central HP <5.4 tons | COMFORTMAKER | HRCU-A-CB (Split System: Heat Pump with Remote Outdoor Unit-Air-Source) | DLCURAH36ABK |  |  | EA*4X48L21A* | *95ESN0802120A* | 36600 | 15.5 | 8.5 | 38500 | 34800 | 90.39% | 2.08 | 0 | 10 |  |  |  | No | R-410A | 3.05 | Residential & Commercial | Ducted CEE Tier 1
212985918 | Central HP <5.4 tons | COMFORTMAKER | HRCU-A-CB (Split System: Heat Pump with Remote Outdoor Unit-Air-Source) | DLCURAH18ABK |  |  | EA*4X30L14A* | *96MSN0261410A* | 17400 | 16 | 8.5 | 18000 | 18800 | 104.4% | 2.26 | 0 | 10.5 |  |  |  | No | R-410A | 1.45 | Residential & Commercial | Ducted CEE Tier 1
212986336 | Central HP <5.4 tons | COMFORTMAKER | HRCU-A-CB (Split System: Heat Pump with Remote Outdoor Unit-Air-Source) | DLCURAH18ABK |  |  | EN(A,D)4X18L14** | *96MSN0401410A* | 17200 | 15.5 | 8.5 | 18500 | 19800 | 107% | 2.38 | 0 | 10.5 |  |  |  | No | R-410A | 1.4333 | Residential & Commercial | Ducted CEE Tier 1
211241312 | Central HP <5.4 tons | COMFORTMAKER | HRCU-A-CB (Split System: Heat Pump with Remote Outdoor Unit-Air-Source) | DLCURAH24ABK |  |  | EA*4X30L14A* | *96VTN0601412A* | 23400 | 16.5 | 8.5 | 25800 | 24200 | 93.8% | 2 | 0 | 10 |  |  |  | No | R-410A | 1.95 | Residential & Commercial | Ducted CEE Tier 1
211241546 | Central HP <5.4 tons | COMFORTMAKER | HRCU-A-CB (Split System: Heat Pump with Remote Outdoor Unit-Air-Source) | DLCURAH24ABK |  |  | EA*4X30L17A* | *96VTN0801716A* | 24200 | 16.5 | 8.5 | 26400 | 23000 | 87.12% | 1.9 | 0 | 10 |  |  |  | No | R-410A | 2.0167 | Residential & Commercial | Ducted CEE Tier 1
211241814 | Central HP <5.4 tons | COMFORTMAKER | HRCU-A-CB (Split System: Heat Pump with Remote Outdoor Unit-Air-Source) | DLCURAH24ABK |  |  | EA*4X36L17A* | *80VSL0451412A* | 23400 | 16.5 | 8.5 | 25600 | 23600 | 92.19% | 1.96 | 0 | 10 |  |  |  | No | R-410A | 1.95 | Residential & Commercial | Ducted CEE Tier 1
211241889 | Central HP <5.4 tons | COMFORTMAKER | HRCU-A-CB (Split System: Heat Pump with Remote Outdoor Unit-Air-Source) | DLCURAH24ABK |  |  | EA*4X36L17A* | *80ES(N,L)0701716A* | 25000 | 16 | 8.5 | 26800 | 21800 | 81.34% | 1.8 | 0 | 10 |  |  |  | No | R-410A | 2.0833 | Residential & Commercial | Ducted CEE Tier 1
212988762 | Central HP <5.4 tons | COMFORTMAKER | HRCU-A-CB (Split System: Heat Pump with Remote Outdoor Unit-Air-Source) | DLCURAH24ABK |  |  | EN(A,D)4X36L21** | *95MSU0401712A* | 23600 | 16.5 | 8.5 | 26400 | 24200 | 91.67% | 2 | 0 | 10 |  |  |  | No | R-410A | 1.9667 | Residential & Commercial | Ducted CEE Tier 1
211240654 | Central HP <5.4 tons | COMFORTMAKER | HRCU-A-CB (Split System: Heat Pump with Remote Outdoor Unit-Air-Source) | DLCURAH24ABK |  |  | EA*4X24L17A* | *80ES(N,L)0701712A* | 24000 | 16 | 8.5 | 27000 | 23600 | 87.41% | 1.94 | 0 | 10 |  |  |  | No | R-410A | 2 | Residential & Commercial | Ducted CEE Tier 1
215434189 | Central HP <5.4 tons | AMANA | HRCU-A-CB (Split System: Heat Pump with Remote Outdoor Unit-Air-Source) | AZV7SA3610A* |  |  | CHPEA4830*3A* | A*VT960804CNA* | 35000 | 18.5 | 8.1 | 35000 | 28400 | 81.14% | 2 | 0 | 10.5 |  |  |  | No | R-32 | 2.9167 | Residential & Commercial | Ducted CEE Tier 1
213773164 | Central HP <5.4 tons | TEMPSTAR | HRCU-A-CB (Split System: Heat Pump with Remote Outdoor Unit-Air-Source) | TVH825GKA3* |  |  | EA*4X37L17A*+WALLCON | *80CTL0451712B* | 24000 | 16 | 8.1 | 21600 | 16800 | 77.78% | 1.98 | 0 | 10.5 |  |  |  | No | R-410A | 2 | Residential & Commercial | Ducted CEE Tier 1
213773264 | Central HP <5.4 tons | TEMPSTAR | HRCU-A-CB (Split System: Heat Pump with Remote Outdoor Unit-Air-Source) | TVH825GKA3* |  |  | EA*4X37L21A*+WALLCON | *80CTL0451712B* | 24200 | 16.5 | 8.1 | 21200 | 16700 | 78.77% | 2 | 0 | 10.5 |  |  |  | No | R-410A | 2.0167 | Residential & Commercial | Ducted CEE Tier 1
213773464 | Central HP <5.4 tons | TEMPSTAR | HRCU-A-CB (Split System: Heat Pump with Remote Outdoor Unit-Air-Source) | TVH825GKA3* |  |  | EA*4X42L21A*+WALLCON | *97CMN1002122B* | 23800 | 16.5 | 8.1 | 21400 | 16600 | 77.57% | 1.96 | 0 | 11 |  |  |  | No | R-410A | 1.9833 | Residential & Commercial | Ducted CEE Tier 1
215434451 | Central HP <5.4 tons | GOODMAN | HRCU-A-CB (Split System: Heat Pump with Remote Outdoor Unit-Air-Source) | GZV7SA4810A* |  |  | CHPEA4830*3A* | G*VM971205DNA* | 45500 | 16.5 | 8.5 | 46000 | 33600 | 73.04% | 2 | 0 | 10 |  |  |  | No | R-32 | 3.7917 | Residential & Commercial | Ducted CEE Tier 1
215669741 | Central HP <5.4 tons | TEMPSTAR | HRCU-A-CB (Split System: Heat Pump with Remote Outdoor Unit-Air-Source) | T5H0V36*K*AAA* |  |  | EA*5X61M24A*+WALLCON | *96CTN1202422B* | 35000 | 18.5 | 9 | 34400 | 24800 | 72.09% | 1.92 | 0 | 10.5 |  |  |  | No | R-454B | 2.9167 | Residential & Commercial | Ducted CEE Tier 1
213433249 | Central HP <5.4 tons | ACIQ | HRCU-A-CB (Split System: Heat Pump with Remote Outdoor Unit-Air-Source) | ACIQ-24-HPB |  |  | ACIQ-24W-WM |  | 24000 | 17.5 | 10.5 | 26000 | 24000 | 92.31% | 2 | 0 | 11.7 |  |  |  | No | R-410A | 2 | Residential & Commercial | Ducted CEE Tier 1
215674175 | Central HP <5.4 tons | BRYANT HEATING AND COOLING SYSTEMS | HRCU-A-CB (Split System: Heat Pump with Remote Outdoor Unit-Air-Source) | 290VAN048**AA* |  |  | CAA**6024AM*+UI | 88*TB60070C21*** | 45000 | 18 | 9 | 47500 | 33600 | 70.74% | 2.08 | 0 | 10 |  |  |  | No | R-454B | 3.75 | Residential & Commercial | Ducted CEE Tier 1
215669075 | Central HP <5.4 tons | TEMPSTAR | HRCU-A-CB (Split System: Heat Pump with Remote Outdoor Unit-Air-Source) | T5H0V36*K*AAA* |  |  | EA*5X43M21A*+WALLCON | *97CMN1002122B* | 34600 | 18 | 9 | 35200 | 25000 | 71.02% | 1.9 | 0 | 10 |  |  |  | No | R-454B | 2.8833 | Residential & Commercial | Ducted CEE Tier 1
215670625 | Central HP <5.4 tons | TEMPSTAR | HRCU-A-CB (Split System: Heat Pump with Remote Outdoor Unit-Air-Source) | T5H0V36*K*AAA* |  |  | FCMA5B60L0D*+WALLCON |  | 35400 | 19.5 | 9.5 | 34000 | 24400 | 71.76% | 2.04 | 0 | 11.5 |  |  |  | No | R-454B | 2.95 | Residential & Commercial | Ducted CEE Tier 1
210798391 | Central HP <5.4 tons | AMANA | HRCU-A-CB (Split System: Heat Pump with Remote Outdoor Unit-Air-Source) | ASZS601810A* |  |  | CA*EA1818*4A* | A*VC800604B*A* | 16600 | 17.5 | 8.5 | 17400 | 13000 | 74.71% | 2.1 | 0 | 10.9 |  |  |  | No | R-410A | 1.3833 | Residential & Commercial | Ducted CEE Tier 1
210798400 | Central HP <5.4 tons | AMANA | HRCU-A-CB (Split System: Heat Pump with Remote Outdoor Unit-Air-Source) | ASZS601810A* |  |  | CA*EA1818*4A* | A*VS800805CUA* | 16600 | 17.5 | 8.5 | 17400 | 13000 | 74.71% | 2.1 | 0 | 10.9 |  |  |  | No | R-410A | 1.3833 | Residential & Commercial | Ducted CEE Tier 1
211229262 | Central HP <5.4 tons | COMFORTMAKER | HRCU-A-CB (Split System: Heat Pump with Remote Outdoor Unit-Air-Source) | DLCURAH36ABK |  |  | EA*4X48L24A* | *80ES(N,L)0902116A* | 36400 | 16 | 8.5 | 38500 | 34600 | 89.87% | 2.08 | 0 | 10 |  |  |  | No | R-410A | 3.0333 | Residential & Commercial | Ducted CEE Tier 1
211229391 | Central HP <5.4 tons | COMFORTMAKER | HRCU-A-CB (Split System: Heat Pump with Remote Outdoor Unit-Air-Source) | DLCURAH36ABK |  |  | EA*4X48L24A* | *80ESU1002120A* | 36000 | 16 | 8.5 | 38500 | 34600 | 89.87% | 2.06 | 0 | 10 |  |  |  | No | R-410A | 3 | Residential & Commercial | Ducted CEE Tier 1
211229948 | Central HP <5.4 tons | COMFORTMAKER | HRCU-A-CB (Split System: Heat Pump with Remote Outdoor Unit-Air-Source) | DLCURAH36ABK |  |  | EN(A,D,W)4X48L21** | *80ES(N,L)0902116A* | 36400 | 16 | 8.1 | 38500 | 34800 | 90.39% | 2.04 | 0 | 10.5 |  |  |  | No | R-410A | 3.0333 | Residential & Commercial | Ducted CEE Tier 1
211230468 | Central HP <5.4 tons | COMFORTMAKER | HRCU-A-CB (Split System: Heat Pump with Remote Outdoor Unit-Air-Source) | DLCURAH36ABK |  |  | EN(A,D)4X48L24** | *80ES(N,L)1102420A* | 36000 | 16.5 | 8.1 | 38500 | 34800 | 90.39% | 2.02 | 0 | 10.5 |  |  |  | No | R-410A | 3 | Residential & Commercial | Ducted CEE Tier 1
216051085 | Central HP <5.4 tons | RUUD | HRCU-A-CB (Split System: Heat Pump with Remote Outdoor Unit-Air-Source) | UP19AY36AJVC |  |  | RCFY3621MEAAM | U97MV0855A21DHS | 34200 | 21 | 10 | 34200 | 29400 | 85.96% | 2 | 0 | 12 |  |  |  | No | R-454B | 2.85 | Residential & Commercial | Ducted CEE Tier 1
211240722 | Central HP <5.4 tons | COMFORTMAKER | HRCU-A-CB (Split System: Heat Pump with Remote Outdoor Unit-Air-Source) | DLCURAH24ABK |  |  | EA*4X24L17A* | *95ESN0801716A* | 24400 | 15.5 | 8.5 | 27400 | 23000 | 83.94% | 1.88 | 0 | 10 |  |  |  | No | R-410A | 2.0333 | Residential & Commercial | Ducted CEE Tier 1
211240804 | Central HP <5.4 tons | COMFORTMAKER | HRCU-A-CB (Split System: Heat Pump with Remote Outdoor Unit-Air-Source) | DLCURAH24ABK |  |  | EA*4X25L17A* | *80VSL0451412A* | 25000 | 16.5 | 8.5 | 25800 | 21000 | 81.4% | 1.76 | 0 | 10.5 |  |  |  | No | R-410A | 2.0833 | Residential & Commercial | Ducted CEE Tier 1
211240972 | Central HP <5.4 tons | COMFORTMAKER | HRCU-A-CB (Split System: Heat Pump with Remote Outdoor Unit-Air-Source) | DLCURAH24ABK |  |  | EA*4X25L17A* | *96VTN0801716A* | 24800 | 17 | 8.5 | 25600 | 21200 | 82.81% | 1.78 | 0 | 10.5 |  |  |  | No | R-410A | 2.0667 | Residential & Commercial | Ducted CEE Tier 1
211241056 | Central HP <5.4 tons | COMFORTMAKER | HRCU-A-CB (Split System: Heat Pump with Remote Outdoor Unit-Air-Source) | DLCURAH24ABK |  |  | EA*4X25L17A* | *96VTN0601714A* | 24600 | 16.5 | 8.5 | 25400 | 21400 | 84.25% | 1.78 | 0 | 10 |  |  |  | No | R-410A | 2.05 | Residential & Commercial | Ducted CEE Tier 1
211241231 | Central HP <5.4 tons | COMFORTMAKER | HRCU-A-CB (Split System: Heat Pump with Remote Outdoor Unit-Air-Source) | DLCURAH24ABK |  |  | EA*4X25L17A* | OMV112K14A | 24800 | 16 | 8.5 | 25800 | 21200 | 82.17% | 1.76 | 0 | 10 |  |  |  | No | R-410A | 2.0667 | Residential & Commercial | Ducted CEE Tier 1
211241240 | Central HP <5.4 tons | COMFORTMAKER | HRCU-A-CB (Split System: Heat Pump with Remote Outdoor Unit-Air-Source) | DLCURAH24ABK |  |  | EA*4X30L14A* | *80VSL0451412A* | 24200 | 16 | 8.5 | 26400 | 23000 | 87.12% | 1.9 | 0 | 10 |  |  |  | No | R-410A | 2.0167 | Residential & Commercial | Ducted CEE Tier 1
211241556 | Central HP <5.4 tons | COMFORTMAKER | HRCU-A-CB (Split System: Heat Pump with Remote Outdoor Unit-Air-Source) | DLCURAH24ABK |  |  | EA*4X30L17A* | *80VTL0701716A* | 24200 | 17 | 8.5 | 26200 | 23000 | 87.79% | 1.92 | 0 | 10 |  |  |  | No | R-410A | 2.0167 | Residential & Commercial | Ducted CEE Tier 1
215434050 | Central HP <5.4 tons | AMANA | HRCU-A-CB (Split System: Heat Pump with Remote Outdoor Unit-Air-Source) | AZV7SA2410A* |  |  | CA*EA3626*3A* | A*VT800604B*A* | 23200 | 19 | 8.6 | 23200 | 17000 | 73.28% | 2 | 0 | 11 |  |  |  | No | R-32 | 1.9333 | Residential & Commercial | Ducted CEE Tier 1
212984750 | Central HP <5.4 tons | COMFORTMAKER | HRCU-A-CB (Split System: Heat Pump with Remote Outdoor Unit-Air-Source) | DLCURAH18ABK |  |  | EN(A,D)4X24L17** | *92MSN0801716A* | 17700 | 16.5 | 8.5 | 18700 | 19100 | 102.1% | 2.3 | 0 | 11 |  |  |  | No | R-410A | 1.475 | Residential & Commercial | Ducted CEE Tier 1
212986672 | Central HP <5.4 tons | COMFORTMAKER | HRCU-A-CB (Split System: Heat Pump with Remote Outdoor Unit-Air-Source) | DLCURAH18ABK |  |  | EA*4X24L17A* | *96MSN0401712A* | 17200 | 15.5 | 8.5 | 18300 | 19400 | 106% | 2.32 | 0 | 10 |  |  |  | No | R-410A | 1.4333 | Residential & Commercial | Ducted CEE Tier 1
212986720 | Central HP <5.4 tons | COMFORTMAKER | HRCU-A-CB (Split System: Heat Pump with Remote Outdoor Unit-Air-Source) | DLCURAH18ABK |  |  | EN(A,D)4X30L17** | *96MSN0401712A* | 17400 | 15.5 | 8.1 | 18100 | 18700 | 103.3% | 2.24 | 0 | 10.5 |  |  |  | No | R-410A | 1.45 | Residential & Commercial | Ducted CEE Tier 1
215434215 | Central HP <5.4 tons | GOODMAN | HRCU-A-CB (Split System: Heat Pump with Remote Outdoor Unit-Air-Source) | GZV7SA3610A* |  |  | CA*EA6030*3A* | G*VT800804C*A* | 35000 | 18.5 | 8.5 | 35000 | 28400 | 81.14% | 2 | 0 | 10.5 |  |  |  | No | R-32 | 2.9167 | Residential & Commercial | Ducted CEE Tier 1
215434218 | Central HP <5.4 tons | GOODMAN | HRCU-A-CB (Split System: Heat Pump with Remote Outdoor Unit-Air-Source) | GZV7SA3610A* |  |  | CHPEA4830*3A* | G*VT961205DNA* | 35000 | 18.5 | 8.1 | 35000 | 28400 | 81.14% | 2 | 0 | 10.5 |  |  |  | No | R-32 | 2.9167 | Residential & Commercial | Ducted CEE Tier 1
215434230 | Central HP <5.4 tons | GOODMAN | HRCU-A-CB (Split System: Heat Pump with Remote Outdoor Unit-Air-Source) | GZV7SA3610A* |  |  | CHPEA4830*3A* | G*VM970804CNA* | 35000 | 18.5 | 8.1 | 35000 | 28400 | 81.14% | 2 | 0 | 10.5 |  |  |  | No | R-32 | 2.9167 | Residential & Commercial | Ducted CEE Tier 1
215434428 | Central HP <5.4 tons | GOODMAN | HRCU-A-CB (Split System: Heat Pump with Remote Outdoor Unit-Air-Source) | GZV7SA4810A* |  |  | CA*EA6030*3A* | G*VT800805C*A* | 45500 | 16.5 | 8.8 | 47000 | 33600 | 71.49% | 2 | 0 | 10 |  |  |  | No | R-32 | 3.7917 | Residential & Commercial | Ducted CEE Tier 1
215434430 | Central HP <5.4 tons | GOODMAN | HRCU-A-CB (Split System: Heat Pump with Remote Outdoor Unit-Air-Source) | GZV7SA4810A* |  |  | CA*EA6030*3A* | G*VS960805CUA* | 45500 | 16.2 | 8.8 | 47000 | 33600 | 71.49% | 2 | 0 | 10 |  |  |  | No | R-32 | 3.7917 | Residential & Commercial | Ducted CEE Tier 1
215434448 | Central HP <5.4 tons | GOODMAN | HRCU-A-CB (Split System: Heat Pump with Remote Outdoor Unit-Air-Source) | GZV7SA4810A* |  |  | CHPEA4830*3A* | G*VT800805D*A* | 45500 | 17 | 8.5 | 46000 | 33600 | 73.04% | 2 | 0 | 10 |  |  |  | No | R-32 | 3.7917 | Residential & Commercial | Ducted CEE Tier 1
215669391 | Central HP <5.4 tons | TEMPSTAR | HRCU-A-CB (Split System: Heat Pump with Remote Outdoor Unit-Air-Source) | T5H0V36*K*AAA* |  |  | EA*5X60M24A*+WALLCON | *97CMN1002122B* | 34400 | 18 | 9 | 34200 | 24800 | 72.51% | 1.9 | 0 | 10.5 |  |  |  | No | R-454B | 2.8667 | Residential & Commercial | Ducted CEE Tier 1
215674505 | Central HP <5.4 tons | BRYANT HEATING AND COOLING SYSTEMS | HRCU-A-CB (Split System: Heat Pump with Remote Outdoor Unit-Air-Source) | 290VAN048**AA* |  |  | CAA**6124AM*+UI | 88*TB66135C24*** | 46000 | 18.5 | 9 | 47500 | 33600 | 70.74% | 2.08 | 0 | 10 |  |  |  | No | R-454B | 3.8333 | Residential & Commercial | Ducted CEE Tier 1
215675574 | Central HP <5.4 tons | BRYANT HEATING AND COOLING SYSTEMS | HRCU-A-CB (Split System: Heat Pump with Remote Outdoor Unit-Air-Source) | 290VAN048**AA* |  |  | CVAMA4921XMA*+UI | 88*TB60110C21*** | 48000 | 19 | 9 | 50000 | 36600 | 73.2% | 2 | 0 | 10.5 |  |  |  | No | R-454B | 4 | Residential & Commercial | Ducted CEE Tier 1
215675824 | Central HP <5.4 tons | BRYANT HEATING AND COOLING SYSTEMS | HRCU-A-CB (Split System: Heat Pump with Remote Outdoor Unit-Air-Source) | 290VAN048**AA* |  |  | CVAMA6021XMA*+UI | 986TD42080C17*** | 47500 | 18.5 | 9 | 50000 | 36200 | 72.4% | 2.02 | 0 | 10 |  |  |  | No | R-454B | 3.9583 | Residential & Commercial | Ducted CEE Tier 1
215675424 | Central HP <5.4 tons | BRYANT HEATING AND COOLING SYSTEMS | HRCU-A-CB (Split System: Heat Pump with Remote Outdoor Unit-Air-Source) | 290VAN048**AA* |  |  | CVAMA4821XMA*+UI | 935CB66100C21*** | 47000 | 18 | 9 | 50000 | 36400 | 72.8% | 2.02 | 0 | 10 |  |  |  | No | R-454B | 3.9167 | Residential & Commercial | Ducted CEE Tier 1
215675474 | Central HP <5.4 tons | BRYANT HEATING AND COOLING SYSTEMS | HRCU-A-CB (Split System: Heat Pump with Remote Outdoor Unit-Air-Source) | 290VAN048**AA* |  |  | CVAMA4821XMA*+UI | 986TD60080C21*** | 47000 | 18.5 | 9 | 50000 | 36400 | 72.8% | 2 | 0 | 10 |  |  |  | No | R-454B | 3.9167 | Residential & Commercial | Ducted CEE Tier 1
215675944 | Central HP <5.4 tons | BRYANT HEATING AND COOLING SYSTEMS | HRCU-A-CB (Split System: Heat Pump with Remote Outdoor Unit-Air-Source) | 290VAN048**AA* |  |  | CVAMA6024XMA*+UI | 986TD66100C21*** | 48000 | 19 | 9 | 50000 | 36600 | 73.2% | 2 | 0 | 10.5 |  |  |  | No | R-454B | 4 | Residential & Commercial | Ducted CEE Tier 1
215675874 | Central HP <5.4 tons | BRYANT HEATING AND COOLING SYSTEMS | HRCU-A-CB (Split System: Heat Pump with Remote Outdoor Unit-Air-Source) | 290VAN048**AA* |  |  | CVAMA6024XMA*+UI | 88*TB60090C21*** | 48000 | 19 | 9 | 50000 | 36400 | 72.8% | 2 | 0 | 10.5 |  |  |  | No | R-454B | 4 | Residential & Commercial | Ducted CEE Tier 1
215676174 | Central HP <5.4 tons | BRYANT HEATING AND COOLING SYSTEMS | HRCU-A-CB (Split System: Heat Pump with Remote Outdoor Unit-Air-Source) | 290VAN048**AA* |  |  | CVAVA4824XMA*+UI | 83*CA60080C21*** | 47500 | 19 | 9 | 50000 | 36200 | 72.4% | 2.02 | 0 | 10 |  |  |  | No | R-454B | 3.9583 | Residential & Commercial | Ducted CEE Tier 1
211260113 | Central HP <5.4 tons | COMFORTMAKER | HRCU-A-CB (Split System: Heat Pump with Remote Outdoor Unit-Air-Source) | DLCURAH18ABK |  |  | EA*4X24L14A* | *80VTL0451412A* | 17600 | 16 | 8.5 | 18400 | 19100 | 103.8% | 2.3 | 0 | 10.5 |  |  |  | No | R-410A | 1.4667 | Residential & Commercial | Ducted CEE Tier 1
211260446 | Central HP <5.4 tons | COMFORTMAKER | HRCU-A-CB (Split System: Heat Pump with Remote Outdoor Unit-Air-Source) | DLCURAH18ABK |  |  | EA*4X24L17A* | *95ESN0401410A* | 17700 | 15.5 | 8.5 | 18700 | 19000 | 101.6% | 2.28 | 0 | 10.5 |  |  |  | No | R-410A | 1.475 | Residential & Commercial | Ducted CEE Tier 1
211260664 | Central HP <5.4 tons | COMFORTMAKER | HRCU-A-CB (Split System: Heat Pump with Remote Outdoor Unit-Air-Source) | DLCURAH18ABK |  |  | EA*4X24L17A* | OLV098A12* | 18000 | 15.5 | 8.5 | 19000 | 18900 | 99.47% | 2.26 | 0 | 10.5 |  |  |  | No | R-410A | 1.5 | Residential & Commercial | Ducted CEE Tier 1
211260995 | Central HP <5.4 tons | COMFORTMAKER | HRCU-A-CB (Split System: Heat Pump with Remote Outdoor Unit-Air-Source) | DLCURAH18ABK |  |  | EA*4X25L17A* | *80ES(N,L)0451712A* | 19100 | 16 | 8.5 | 19000 | 17300 | 91.05% | 2.12 | 0 | 11 |  |  |  | No | R-410A | 1.5917 | Residential & Commercial | Ducted CEE Tier 1
215433927 | Central HP <5.4 tons | GOODMAN | HRCU-A-CB (Split System: Heat Pump with Remote Outdoor Unit-Air-Source) | GZV7SA3610A* |  |  | CHPEA4830*3A*+MBVK20DP1X00A* |  | 35000 | 19 | 8.1 | 35000 | 28400 | 81.14% | 2 | 0 | 10.5 |  |  |  | No | R-32 | 2.9167 | Residential & Commercial | Ducted CEE Tier 1
215434211 | Central HP <5.4 tons | GOODMAN | HRCU-A-CB (Split System: Heat Pump with Remote Outdoor Unit-Air-Source) | GZV7SA3610A* |  |  | CA*EA4830*3A* | G*VM970804CNA* | 34800 | 18.5 | 8.5 | 35000 | 28400 | 81.14% | 2 | 0 | 10.5 |  |  |  | No | R-32 | 2.9 | Residential & Commercial | Ducted CEE Tier 1
215434222 | Central HP <5.4 tons | GOODMAN | HRCU-A-CB (Split System: Heat Pump with Remote Outdoor Unit-Air-Source) | GZV7SA3610A* |  |  | CHPEA4830*3A* | G*VT801005C*A* | 35000 | 18.5 | 8.1 | 35000 | 28400 | 81.14% | 2 | 0 | 10.5 |  |  |  | No | R-32 | 2.9167 | Residential & Commercial | Ducted CEE Tier 1
215434088 | Central HP <5.4 tons | GOODMAN | HRCU-A-CB (Split System: Heat Pump with Remote Outdoor Unit-Air-Source) | GZV7SA2410A* |  |  | CA*EA3022*3A* | G*VT800803B*A* | 23200 | 19 | 8.6 | 23200 | 17000 | 73.28% | 2 | 0 | 11 |  |  |  | No | R-32 | 1.9333 | Residential & Commercial | Ducted CEE Tier 1
215433910 | Central HP <5.4 tons | GOODMAN | HRCU-A-CB (Split System: Heat Pump with Remote Outdoor Unit-Air-Source) | GZV7SA2410A* |  |  | CHPEA3026*3A*+MBVK16CP1X00A* |  | 23200 | 19 | 8.6 | 23200 | 17000 | 73.28% | 2 | 0 | 11 |  |  |  | No | R-32 | 1.9333 | Residential & Commercial | Ducted CEE Tier 1
215864781 | Central HP <5.4 tons | TRANE | HRCU-A-CB (Split System: Heat Pump with Remote Outdoor Unit-Air-Source) | 5TWV8X36A1 |  |  | 5PX*BD06AS3 | *DHMB080CCV3+LRP | 32400 | 18.1 | 8.5 | 34000 | 25800 | 75.88% | 2 | 0 | 10 |  |  |  | No | R-454B | 2.7 | Residential & Commercial | Ducted CEE Tier 1
215864795 | Central HP <5.4 tons | TRANE | HRCU-A-CB (Split System: Heat Pump with Remote Outdoor Unit-Air-Source) | 5TWV8X36A1 |  |  | 5PX*BD06AS3 | S9V2B040D3PSC+LRP | 32600 | 18.1 | 8.5 | 34200 | 26000 | 76.02% | 2 | 0 | 10 |  |  |  | No | R-454B | 2.7167 | Residential & Commercial | Ducted CEE Tier 1
213349049 | Central HP <5.4 tons | GOODMAN | HRCU-A-CB (Split System: Heat Pump with Remote Outdoor Unit-Air-Source) | GSZS601810A* |  |  | CA*EA2422*4A* | G*VS800604BUA* | 16600 | 17.5 | 8.5 | 17400 | 13000 | 74.71% | 2.1 | 0 | 10.9 |  |  |  | No | R-410A | 1.3833 | Residential & Commercial | Ducted CEE Tier 1
215676294 | Central HP <5.4 tons | BRYANT HEATING AND COOLING SYSTEMS | HRCU-A-CB (Split System: Heat Pump with Remote Outdoor Unit-Air-Source) | 290VAN048**AA* |  |  | CVAVA4924XMA*+UI | 88*TB60070C21*** | 47500 | 19 | 9 | 50000 | 36800 | 73.6% | 2 | 0 | 10 |  |  |  | No | R-454B | 3.9583 | Residential & Commercial | Ducted CEE Tier 1
211253524 | Central HP <5.4 tons | PERFECTAIRE | HRCU-A-CB (Split System: Heat Pump with Remote Outdoor Unit-Air-Source) | 3PAHHSD24-SZO |  |  | 3PAHHSD24-AHU |  | 24000 | 17.4 | 10 | 24000 | 22600 | 94.17% | 1.91 | 12.5 | 11.7 |  |  |  | No | R-410A | 2 | Residential & Commercial | Ducted CEE Tier 1
215674395 | Central HP <5.4 tons | BRYANT HEATING AND COOLING SYSTEMS | HRCU-A-CB (Split System: Heat Pump with Remote Outdoor Unit-Air-Source) | 290VAN048**AA* |  |  | CAA**6121AM*+UI | 935CB66100C21*** | 46000 | 18 | 9 | 48000 | 33600 | 70% | 2.08 | 0 | 10 |  |  |  | No | R-454B | 3.8333 | Residential & Commercial | Ducted CEE Tier 1
214395905 | Central HP <5.4 tons | YORK | HRCU-A-CB (Split System: Heat Pump with Remote Outdoor Unit-Air-Source) | HH836E2S11 |  |  | CTM36B5CDS1 | TP9C080B12MP13 | 33000 | 17 | 8.5 | 30600 | 25000 | 81.7% | 2 | 0 | 11 |  |  |  | No | R-454B | 2.75 | Residential & Commercial | Ducted CEE Tier 1
213361585 | Central HP <5.4 tons | CARRIER | HRCU-A-CB (Split System: Heat Pump with Remote Outdoor Unit-Air-Source) | 25VNA436A*031* |  |  | FE4BN(B,X)C48L*+UI |  | 34400 | 21 | 9 | 35800 | 25200 | 70.39% | 2.04 | 0 | 12.5 |  |  |  | No | R-410A | 2.8667 | Residential & Commercial | Ducted CEE Tier 1
211241588 | Central HP <5.4 tons | COMFORTMAKER | HRCU-A-CB (Split System: Heat Pump with Remote Outdoor Unit-Air-Source) | DLCURAH24ABK |  |  | EA*4X30L17A* | *95ESN0601412A* | 24400 | 15.5 | 8.5 | 26600 | 22800 | 85.71% | 1.86 | 0 | 10 |  |  |  | No | R-410A | 2.0333 | Residential & Commercial | Ducted CEE Tier 1
212984030 | Central HP <5.4 tons | COMFORTMAKER | HRCU-A-CB (Split System: Heat Pump with Remote Outdoor Unit-Air-Source) | DLCURAH24ABK |  |  | EA*4X24L17A* | *92MSN0601714A* | 23400 | 17 | 8.5 | 26800 | 26400 | 98.51% | 2.24 | 0 | 10 |  |  |  | No | R-410A | 1.95 | Residential & Commercial | Ducted CEE Tier 1
212986624 | Central HP <5.4 tons | COMFORTMAKER | HRCU-A-CB (Split System: Heat Pump with Remote Outdoor Unit-Air-Source) | DLCURAH24ABK |  |  | EN(A,D)4X30L17** | *96MSN0401712A* | 23200 | 15.5 | 8.1 | 26000 | 24400 | 93.85% | 2.02 | 0 | 10 |  |  |  | No | R-410A | 1.9333 | Residential & Commercial | Ducted CEE Tier 1
211261247 | Central HP <5.4 tons | COMFORTMAKER | HRCU-A-CB (Split System: Heat Pump with Remote Outdoor Unit-Air-Source) | DLCURAH18ABK |  |  | EA*4X30L14A* | *80VSL0451412A* | 17800 | 16 | 8.5 | 18400 | 18500 | 100.5% | 2.22 | 0 | 10.5 |  |  |  | No | R-410A | 1.4833 | Residential & Commercial | Ducted CEE Tier 1
211261814 | Central HP <5.4 tons | COMFORTMAKER | HRCU-A-CB (Split System: Heat Pump with Remote Outdoor Unit-Air-Source) | DLCURAH18ABK |  |  | EA*4X30L17A* | *96VTN0801716A* | 17600 | 16 | 8.5 | 18100 | 18600 | 102.8% | 2.24 | 0 | 10.5 |  |  |  | No | R-410A | 1.4667 | Residential & Commercial | Ducted CEE Tier 1
212986992 | Central HP <5.4 tons | COMFORTMAKER | HRCU-A-CB (Split System: Heat Pump with Remote Outdoor Unit-Air-Source) | DLCURAH18ABK |  |  | EA*4X24L14A* | *96MSN0601412A* | 17300 | 16 | 8.5 | 18200 | 19400 | 106.6% | 2.34 | 0 | 10.5 |  |  |  | No | R-410A | 1.4417 | Residential & Commercial | Ducted CEE Tier 1
216032255 | Central HP <5.4 tons | ACIQ | HRCU-A-CB (Split System: Heat Pump with Remote Outdoor Unit-Air-Source) | ACIQ-30-HPD |  |  | ACIQ-30-PAH |  | 30000 | 17.2 | 10.8 | 33000 | 33200 | 100.6% | 1.97 | 0 | 12 |  |  |  | No | R-454B | 2.5 | Residential & Commercial | Ducted CEE Tier 1
210798412 | Central HP <5.4 tons | AMANA | HRCU-A-CB (Split System: Heat Pump with Remote Outdoor Unit-Air-Source) | ASZS601810A* |  |  | CA*EA2422*4A* | A*VC960403BNB* | 16600 | 17.5 | 8.5 | 17400 | 13000 | 74.71% | 2.1 | 0 | 10.9 |  |  |  | No | R-410A | 1.3833 | Residential & Commercial | Ducted CEE Tier 1
215434087 | Central HP <5.4 tons | GOODMAN | HRCU-A-CB (Split System: Heat Pump with Remote Outdoor Unit-Air-Source) | GZV7SA2410A* |  |  | CA*EA3022*3A* | G*VT800603B*A* | 23200 | 19 | 8.6 | 23200 | 17000 | 73.28% | 2 | 0 | 11 |  |  |  | No | R-32 | 1.9333 | Residential & Commercial | Ducted CEE Tier 1
215434119 | Central HP <5.4 tons | GOODMAN | HRCU-A-CB (Split System: Heat Pump with Remote Outdoor Unit-Air-Source) | GZV7SA2410A* |  |  | CHPEA3026*3A* | G*VM971005CNA* | 23200 | 19 | 8.6 | 23200 | 17000 | 73.28% | 2 | 0 | 11 |  |  |  | No | R-32 | 1.9333 | Residential & Commercial | Ducted CEE Tier 1
215935157 | Central HP <5.4 tons | AIRQUEST | HRCU-A-CB (Split System: Heat Pump with Remote Outdoor Unit-Air-Source) | H5H3V36*K*AAA* |  |  | EVM5X60M21A*+WALLCON | *80CSU0601716A* | 35600 | 22 | 8.5 | 38000 | 28600 | 75.26% | 2.02 | 0 | 12 |  |  |  | No | R-454B | 2.9667 | Residential & Commercial | Ducted CEE Tier 1
215935357 | Central HP <5.4 tons | AIRQUEST | HRCU-A-CB (Split System: Heat Pump with Remote Outdoor Unit-Air-Source) | H5H3V36*K*AAA* |  |  | EVM5X60M24A*+WALLCON | *80CTL1102120B* | 35600 | 22 | 8.5 | 38000 | 28400 | 74.74% | 2.04 | 0 | 12.5 |  |  |  | No | R-454B | 2.9667 | Residential & Commercial | Ducted CEE Tier 1
215935207 | Central HP <5.4 tons | AIRQUEST | HRCU-A-CB (Split System: Heat Pump with Remote Outdoor Unit-Air-Source) | H5H3V36*K*AAA* |  |  | EVM5X60M21A*+WALLCON | *80CTL0901716B* | 35600 | 22 | 8.5 | 38000 | 28600 | 75.26% | 2.02 | 0 | 12 |  |  |  | No | R-454B | 2.9667 | Residential & Commercial | Ducted CEE Tier 1
215931947 | Central HP <5.4 tons | AIRQUEST | HRCU-A-CB (Split System: Heat Pump with Remote Outdoor Unit-Air-Source) | H5H3V36*K*AAA* |  |  | EA*5X24M17A*+WALLCON | *96CTN0401410B* | 30600 | 17 | 9 | 34800 | 26800 | 77.01% | 1.9 | 0 | 10 |  |  |  | No | R-454B | 2.55 | Residential & Commercial | Ducted CEE Tier 1
215932347 | Central HP <5.4 tons | AIRQUEST | HRCU-A-CB (Split System: Heat Pump with Remote Outdoor Unit-Air-Source) | H5H3V36*K*AAA* |  |  | EA*5X42M21A*+WALLCON | *96CTN0801714B* | 32600 | 19.5 | 9.5 | 35200 | 27000 | 76.7% | 2 | 0 | 11 |  |  |  | No | R-454B | 2.7167 | Residential & Commercial | Ducted CEE Tier 1
215932397 | Central HP <5.4 tons | AIRQUEST | HRCU-A-CB (Split System: Heat Pump with Remote Outdoor Unit-Air-Source) | H5H3V36*K*AAA* |  |  | EA*5X48M21A*+WALLCON | *80CSU1002120A* | 33400 | 20 | 9.5 | 34600 | 26400 | 76.3% | 2.04 | 0 | 11.5 |  |  |  | No | R-454B | 2.7833 | Residential & Commercial | Ducted CEE Tier 1
215932417 | Central HP <5.4 tons | AIRQUEST | HRCU-A-CB (Split System: Heat Pump with Remote Outdoor Unit-Air-Source) | H5H3V36*K*AAA* |  |  | EA*5X48M21A*+WALLCON | *80CTL0702120B* | 33400 | 20 | 9.5 | 34600 | 26400 | 76.3% | 2.04 | 0 | 11.5 |  |  |  | No | R-454B | 2.7833 | Residential & Commercial | Ducted CEE Tier 1
215670447 | Central HP <5.4 tons | BRYANT HEATING AND COOLING SYSTEMS | HRCU-A-CB (Split System: Heat Pump with Remote Outdoor Unit-Air-Source) | 290VAN036**AA* |  |  | CSAH*6012AM*+UI | 88*TB60090C21*** | 34600 | 17 | 8.5 | 34600 | 24800 | 71.68% | 1.92 | 0 | 10 |  |  |  | No | R-454B | 2.8833 | Residential & Commercial | Ducted CEE Tier 1
215670547 | Central HP <5.4 tons | BRYANT HEATING AND COOLING SYSTEMS | HRCU-A-CB (Split System: Heat Pump with Remote Outdoor Unit-Air-Source) | 290VAN036**AA* |  |  | CSAH*6012AM*+UI | 987MC66120C24*** | 34600 | 17 | 8.5 | 34600 | 24800 | 71.68% | 1.8 | 0 | 10 |  |  |  | No | R-454B | 2.8833 | Residential & Commercial | Ducted CEE Tier 1
215433961 | Central HP <5.4 tons | GOODMAN | HRCU-A-CB (Split System: Heat Pump with Remote Outdoor Unit-Air-Source) | GZV7SA4810A* |  |  | CHPEA4830*3A*+MBVK16CP1X00A* |  | 45500 | 17 | 8.5 | 46000 | 33600 | 73.04% | 2 | 0 | 10 |  |  |  | No | R-32 | 3.7917 | Residential & Commercial | Ducted CEE Tier 1
215434429 | Central HP <5.4 tons | GOODMAN | HRCU-A-CB (Split System: Heat Pump with Remote Outdoor Unit-Air-Source) | GZV7SA4810A* |  |  | CA*EA6030*3A* | G*VT801005C*A* | 45500 | 16.5 | 8.8 | 47000 | 33600 | 71.49% | 2 | 0 | 10 |  |  |  | No | R-32 | 3.7917 | Residential & Commercial | Ducted CEE Tier 1
215434310 | Central HP <5.4 tons | GOODMAN | HRCU-A-CB (Split System: Heat Pump with Remote Outdoor Unit-Air-Source) | GZV7SA4210A* |  |  | CA*EA6030*3A* | G*VM971005CNA* | 40500 | 16.5 | 8.8 | 41000 | 31000 | 75.61% | 2 | 0 | 10 |  |  |  | No | R-32 | 3.375 | Residential & Commercial | Ducted CEE Tier 1
215434326 | Central HP <5.4 tons | GOODMAN | HRCU-A-CB (Split System: Heat Pump with Remote Outdoor Unit-Air-Source) | GZV7SA4210A* |  |  | CHPEA4830*3A* | G*VS960805CUA* | 40500 | 16.5 | 8.6 | 41000 | 31000 | 75.61% | 2 | 0 | 10 |  |  |  | No | R-32 | 3.375 | Residential & Commercial | Ducted CEE Tier 1
215434327 | Central HP <5.4 tons | GOODMAN | HRCU-A-CB (Split System: Heat Pump with Remote Outdoor Unit-Air-Source) | GZV7SA4210A* |  |  | CHPEA4830*3A* | G*VT800804C*A* | 40500 | 17 | 8.6 | 41000 | 31000 | 75.61% | 2 | 0 | 10 |  |  |  | No | R-32 | 3.375 | Residential & Commercial | Ducted CEE Tier 1
215434341 | Central HP <5.4 tons | GOODMAN | HRCU-A-CB (Split System: Heat Pump with Remote Outdoor Unit-Air-Source) | GZV7SA4210A* |  |  | CHPEA6030*3A* | G*VT800805C*A* | 40500 | 17 | 8.6 | 41000 | 31000 | 75.61% | 2 | 0 | 10 |  |  |  | No | R-32 | 3.375 | Residential & Commercial | Ducted CEE Tier 1
215434318 | Central HP <5.4 tons | GOODMAN | HRCU-A-CB (Split System: Heat Pump with Remote Outdoor Unit-Air-Source) | GZV7SA4210A* |  |  | CA*EA6030*3A* | G*VT960804CNA* | 40500 | 16.5 | 8.8 | 41000 | 31000 | 75.61% | 2 | 0 | 10 |  |  |  | No | R-32 | 3.375 | Residential & Commercial | Ducted CEE Tier 1
215434319 | Central HP <5.4 tons | GOODMAN | HRCU-A-CB (Split System: Heat Pump with Remote Outdoor Unit-Air-Source) | GZV7SA4210A* |  |  | CA*EA6030*3A* | G*VT961005CNA* | 40500 | 16.5 | 8.8 | 41000 | 31000 | 75.61% | 2 | 0 | 10 |  |  |  | No | R-32 | 3.375 | Residential & Commercial | Ducted CEE Tier 1
215434334 | Central HP <5.4 tons | GOODMAN | HRCU-A-CB (Split System: Heat Pump with Remote Outdoor Unit-Air-Source) | GZV7SA4210A* |  |  | CHPEA4830*3A* | G*VT961205DNA* | 40500 | 17 | 8.6 | 41000 | 31000 | 75.61% | 2 | 0 | 10 |  |  |  | No | R-32 | 3.375 | Residential & Commercial | Ducted CEE Tier 1
215675784 | Central HP <5.4 tons | BRYANT HEATING AND COOLING SYSTEMS | HRCU-A-CB (Split System: Heat Pump with Remote Outdoor Unit-Air-Source) | 290VAN048**AA* |  |  | CVAMA6021XMA*+UI | 987MC60060C21*** | 47500 | 18.5 | 9 | 50000 | 37200 | 74.4% | 1.98 | 0 | 10 |  |  |  | No | R-454B | 3.9583 | Residential & Commercial | Ducted CEE Tier 1
211253523 | Central HP <5.4 tons | PERFECTAIRE | HRCU-A-CB (Split System: Heat Pump with Remote Outdoor Unit-Air-Source) | 3PAHHSD18-SZO |  |  | 3PAHHSD18-AHU |  | 18000 | 18 | 9.3 | 19000 | 16500 | 86.84% | 2.04 | 12.5 | 12.4 |  |  |  | No | R-410A | 1.5 | Residential & Commercial | Ducted CEE Tier 1
213079782 | Central HP <5.4 tons | COMFORTMAKER | HRCU-A-CB (Split System: Heat Pump with Remote Outdoor Unit-Air-Source) | DLCURAH36ABK |  |  | EA*4X43L21A* | *92MSN1002120A* | 36600 | 16.5 | 8.5 | 38000 | 34800 | 91.58% | 2.08 | 0 | 10 |  |  |  | No | R-410A | 3.05 | Residential & Commercial | Ducted CEE Tier 1
214280271 | Central HP <5.4 tons | AIRQUEST | HRCU-A-CB (Split System: Heat Pump with Remote Outdoor Unit-Air-Source) | DLCURAH36ABK |  |  | EA*4X37L21A* | *96MSN0601716A* | 36000 | 15.5 | 8.5 | 38000 | 35000 | 92.11% | 2.06 | 0 | 10 |  |  |  | No | R-410A | 3 | Residential & Commercial | Ducted CEE Tier 1
216051007 | Central HP <5.4 tons | RUUD | HRCU-A-CB (Split System: Heat Pump with Remote Outdoor Unit-Air-Source) | UP19AY24AJVC |  |  | RCFY2421HEAAM | R962V0403A17M4 | 22800 | 21 | 10 | 22800 | 18500 | 81.14% | 1.8 | 0 | 13 |  |  |  | No | R-454B | 1.9 | Residential & Commercial | Ducted CEE Tier 1
215931797 | Central HP <5.4 tons | AIRQUEST | HRCU-A-CB (Split System: Heat Pump with Remote Outdoor Unit-Air-Source) | H5H3V60*K*AAA* |  |  | ESH5X60M12A*+WALLCON | *80CSU0802120A* | 56500 | 18 | 8.1 | 61000 | 45500 | 74.59% | 1.95 | 0 | 11.5 |  |  |  | No | R-454B | 4.7083 | Residential & Commercial | Ducted CEE Tier 1
212988714 | Central HP <5.4 tons | COMFORTMAKER | HRCU-A-CB (Split System: Heat Pump with Remote Outdoor Unit-Air-Source) | DLCURAH24ABK |  |  | EA*4X37L21A* | *95MSU0401712A* | 24200 | 17 | 8.5 | 25200 | 21400 | 84.92% | 1.8 | 0 | 10 |  |  |  | No | R-410A | 2.0167 | Residential & Commercial | Ducted CEE Tier 1
212988750 | Central HP <5.4 tons | COMFORTMAKER | HRCU-A-CB (Split System: Heat Pump with Remote Outdoor Unit-Air-Source) | DLCURAH24ABK |  |  | EN(A,D,W)4X36L17** | *95MSU0401712A* | 23600 | 16.5 | 8.1 | 26400 | 24200 | 91.67% | 2.02 | 0 | 10 |  |  |  | No | R-410A | 1.9667 | Residential & Commercial | Ducted CEE Tier 1
211240357 | Central HP <5.4 tons | COMFORTMAKER | HRCU-A-CB (Split System: Heat Pump with Remote Outdoor Unit-Air-Source) | DLCURAH24ABK |  |  | EA*4X24L14A* | *80ES(N,L)0701412A* | 24000 | 16.5 | 8.5 | 26800 | 24000 | 89.55% | 1.98 | 0 | 10 |  |  |  | No | R-410A | 2 | Residential & Commercial | Ducted CEE Tier 1
212989266 | Central HP <5.4 tons | COMFORTMAKER | HRCU-A-CB (Split System: Heat Pump with Remote Outdoor Unit-Air-Source) | DLCURAH18ABK |  |  | EA*4X19L17A* | *95MSU0601716A* | 17800 | 16.5 | 8.1 | 17800 | 17900 | 100.6% | 2.16 | 0 | 10.5 |  |  |  | No | R-410A | 1.4833 | Residential & Commercial | Ducted CEE Tier 1
215674205 | Central HP <5.4 tons | BRYANT HEATING AND COOLING SYSTEMS | HRCU-A-CB (Split System: Heat Pump with Remote Outdoor Unit-Air-Source) | 290VAN048**AA* |  |  | CAA**6024AM*+UI | 88*TB66135C24*** | 45000 | 18 | 9 | 47500 | 33400 | 70.32% | 2.08 | 0 | 10 |  |  |  | No | R-454B | 3.75 | Residential & Commercial | Ducted CEE Tier 1
215675364 | Central HP <5.4 tons | BRYANT HEATING AND COOLING SYSTEMS | HRCU-A-CB (Split System: Heat Pump with Remote Outdoor Unit-Air-Source) | 290VAN048**AA* |  |  | CVAMA4821XMA*+UI | 83*CA60080C21*** | 47000 | 18.5 | 9 | 50000 | 36400 | 72.8% | 2 | 0 | 10 |  |  |  | No | R-454B | 3.9167 | Residential & Commercial | Ducted CEE Tier 1
215675614 | Central HP <5.4 tons | BRYANT HEATING AND COOLING SYSTEMS | HRCU-A-CB (Split System: Heat Pump with Remote Outdoor Unit-Air-Source) | 290VAN048**AA* |  |  | CVAMA4921XMA*+UI | 987MC42080C17*** | 47500 | 18.5 | 9 | 50000 | 37400 | 74.8% | 1.98 | 0 | 10 |  |  |  | No | R-454B | 3.9583 | Residential & Commercial | Ducted CEE Tier 1
215675514 | Central HP <5.4 tons | BRYANT HEATING AND COOLING SYSTEMS | HRCU-A-CB (Split System: Heat Pump with Remote Outdoor Unit-Air-Source) | 290VAN048**AA* |  |  | CVAMA4921XMA*+UI | 83*CA60100C21*** | 48000 | 18.5 | 9 | 50000 | 36800 | 73.6% | 2 | 0 | 10 |  |  |  | No | R-454B | 4 | Residential & Commercial | Ducted CEE Tier 1
216051021 | Central HP <5.4 tons | RUUD | HRCU-A-CB (Split System: Heat Pump with Remote Outdoor Unit-Air-Source) | UP19AY24AJVC |  |  | RCFY2421HEAAM | U98MV1005A21UPS | 22800 | 21 | 10 | 22800 | 18500 | 81.14% | 1.8 | 0 | 13 |  |  |  | No | R-454B | 1.9 | Residential & Commercial | Ducted CEE Tier 1
214671752 | Central HP <5.4 tons | AMERICAN STANDARD | HRCU-A-CB (Split System: Heat Pump with Remote Outdoor Unit-Air-Source) | 4A6V7X60A1 |  |  | TEM8A0C48V41+TDR+LRP |  | 54000 | 17.1 | 8.5 | 52000 | 38000 | 73.08% | 1.8 | 0 | 12 |  |  |  | No | R-410A | 4.5 | Residential & Commercial | Ducted CEE Tier 1
215434042 | Central HP <5.4 tons | AMANA | HRCU-A-CB (Split System: Heat Pump with Remote Outdoor Unit-Air-Source) | AZV7SA2410A* |  |  | CA*EA3626*3A* | A*VM970803BNA* | 23200 | 19 | 8.6 | 23200 | 17000 | 73.28% | 2 | 0 | 11 |  |  |  | No | R-32 | 1.9333 | Residential & Commercial | Ducted CEE Tier 1
215434075 | Central HP <5.4 tons | AMANA | HRCU-A-CB (Split System: Heat Pump with Remote Outdoor Unit-Air-Source) | AZV7SA2410A* |  |  | CHPEA3026*3A* | A*VT960603BNA* | 23200 | 19 | 8.6 | 23200 | 17000 | 73.28% | 2 | 0 | 11 |  |  |  | No | R-32 | 1.9333 | Residential & Commercial | Ducted CEE Tier 1
214279878 | Central HP <5.4 tons | BRYANT HEATING AND COOLING SYSTEMS | HRCU-A-CB (Split System: Heat Pump with Remote Outdoor Unit-Air-Source) | 38MURAQ24AB3* |  |  | CAP**2517AL* | 916SA48060M17*** | 24400 | 16.5 | 9 | 25400 | 21600 | 85.04% | 1.8 | 0 | 10 |  |  |  | No | R-410A | 2.0333 | Residential & Commercial | Ducted CEE Tier 1
215433904 | Central HP <5.4 tons | AMANA | HRCU-A-CB (Split System: Heat Pump with Remote Outdoor Unit-Air-Source) | AZV7SA2410A* |  |  | CHPEA3026*3A*+MBVK16CP1X00A* |  | 23200 | 19 | 8.6 | 23200 | 17000 | 73.28% | 2 | 0 | 11 |  |  |  | No | R-32 | 1.9333 | Residential & Commercial | Ducted CEE Tier 1
214572847 | Central HP <5.4 tons | TEMPSTAR | HRCU-A-CB (Split System: Heat Pump with Remote Outdoor Unit-Air-Source) | TVH837GKA** |  |  | EA*4X48L24A*+WALLCON | *95CSU0802120B* | 32200 | 17.5 | 8.5 | 32400 | 25000 | 77.16% | 1.98 | 0 | 11 |  |  |  | No | R-410A | 2.6833 | Residential & Commercial | Ducted CEE Tier 1
214573367 | Central HP <5.4 tons | TEMPSTAR | HRCU-A-CB (Split System: Heat Pump with Remote Outdoor Unit-Air-Source) | TVH837GKA** |  |  | EN(A,D)4X36L21**+WALLCON | *96CTN0802120B* | 31400 | 17 | 8.1 | 33000 | 24000 | 72.73% | 1.84 | 0 | 11 |  |  |  | No | R-410A | 2.6167 | Residential & Commercial | Ducted CEE Tier 1
215434078 | Central HP <5.4 tons | AMANA | HRCU-A-CB (Split System: Heat Pump with Remote Outdoor Unit-Air-Source) | AZV7SA2410A* |  |  | CHPEA3026*3A* | A*VT961005CNA* | 23200 | 19 | 8.6 | 23200 | 17000 | 73.28% | 2 | 0 | 11 |  |  |  | No | R-32 | 1.9333 | Residential & Commercial | Ducted CEE Tier 1
211259734 | Central HP <5.4 tons | COMFORTMAKER | HRCU-A-CB (Split System: Heat Pump with Remote Outdoor Unit-Air-Source) | DLCURAH18ABK |  |  | EA*4X19L17A* | *80ESU0401712A* | 19000 | 17 | 8.5 | 18900 | 17400 | 92.06% | 2.14 | 0 | 11 |  |  |  | No | R-410A | 1.5833 | Residential & Commercial | Ducted CEE Tier 1
211259800 | Central HP <5.4 tons | COMFORTMAKER | HRCU-A-CB (Split System: Heat Pump with Remote Outdoor Unit-Air-Source) | DLCURAH18ABK |  |  | EA*4X19L17A* | *95ESN0401410A* | 18300 | 16 | 8.5 | 18300 | 17600 | 96.17% | 2.12 | 0 | 10.5 |  |  |  | No | R-410A | 1.525 | Residential & Commercial | Ducted CEE Tier 1
211260001 | Central HP <5.4 tons | COMFORTMAKER | HRCU-A-CB (Split System: Heat Pump with Remote Outdoor Unit-Air-Source) | DLCURAH18ABK |  |  | EA*4X19L17A* | *80ES(N,L)0701412A* | 18100 | 16.5 | 8.5 | 18000 | 17700 | 98.33% | 2.14 | 0 | 11 |  |  |  | No | R-410A | 1.5083 | Residential & Commercial | Ducted CEE Tier 1
216051119 | Central HP <5.4 tons | RUUD | HRCU-A-CB (Split System: Heat Pump with Remote Outdoor Unit-Air-Source) | UP19AY48AJVC |  |  | RCFY4821SEAAM | R802V0755A21DZ | 45500 | 19 | 10 | 45500 | 41500 | 91.21% | 2.1 | 0 | 12 |  |  |  | No | R-454B | 3.7917 | Residential & Commercial | Ducted CEE Tier 1
215434029 | Central HP <5.4 tons | AMANA | HRCU-A-CB (Split System: Heat Pump with Remote Outdoor Unit-Air-Source) | AZV7SA2410A* |  |  | CA*EA3022*3A* | A*VS960603BUA* | 23200 | 19 | 8.6 | 23200 | 17000 | 73.28% | 2 | 0 | 11 |  |  |  | No | R-32 | 1.9333 | Residential & Commercial | Ducted CEE Tier 1
215434047 | Central HP <5.4 tons | AMANA | HRCU-A-CB (Split System: Heat Pump with Remote Outdoor Unit-Air-Source) | AZV7SA2410A* |  |  | CA*EA3626*3A* | A*VS960603BUA* | 23200 | 19 | 8.6 | 23200 | 17000 | 73.28% | 2 | 0 | 11 |  |  |  | No | R-32 | 1.9333 | Residential & Commercial | Ducted CEE Tier 1
215670555 | Central HP <5.4 tons | TEMPSTAR | HRCU-A-CB (Split System: Heat Pump with Remote Outdoor Unit-Air-Source) | T5H0V36*K*AAA* |  |  | ESH5X60M12A*+WALLCON | *97CMN1202422B* | 34600 | 17 | 8.5 | 34600 | 24800 | 71.68% | 1.8 | 0 | 10 |  |  |  | No | R-454B | 2.8833 | Residential & Commercial | Ducted CEE Tier 1
215433928 | Central HP <5.4 tons | GOODMAN | HRCU-A-CB (Split System: Heat Pump with Remote Outdoor Unit-Air-Source) | GZV7SA3610A* |  |  | CHPEA4830*3A*+MBVK16CP1X00A* |  | 35000 | 19 | 8.1 | 35000 | 28400 | 81.14% | 2 | 0 | 10.5 |  |  |  | No | R-32 | 2.9167 | Residential & Commercial | Ducted CEE Tier 1
215433925 | Central HP <5.4 tons | GOODMAN | HRCU-A-CB (Split System: Heat Pump with Remote Outdoor Unit-Air-Source) | GZV7SA3610A* |  |  | CA*EA6030*3A*+MBVK20DP1X00A* |  | 35000 | 19 | 8.5 | 35000 | 28400 | 81.14% | 2 | 0 | 10.5 |  |  |  | No | R-32 | 2.9167 | Residential & Commercial | Ducted CEE Tier 1
215434272 | Central HP <5.4 tons | AMANA | HRCU-A-CB (Split System: Heat Pump with Remote Outdoor Unit-Air-Source) | AZV7SA4210A* |  |  | CA*EA6030*3A* | A*VM971205DNA* | 40500 | 17 | 8.8 | 41000 | 31000 | 75.61% | 2 | 0 | 10 |  |  |  | No | R-32 | 3.375 | Residential & Commercial | Ducted CEE Tier 1
215434281 | Central HP <5.4 tons | AMANA | HRCU-A-CB (Split System: Heat Pump with Remote Outdoor Unit-Air-Source) | AZV7SA4210A* |  |  | CA*EA6030*3A* | A*VT961005DNA* | 40500 | 17 | 8.8 | 41000 | 31000 | 75.61% | 2 | 0 | 10 |  |  |  | No | R-32 | 3.375 | Residential & Commercial | Ducted CEE Tier 1
210692730 | Central HP <5.4 tons | GOODMAN | HRCU-A-CB (Split System: Heat Pump with Remote Outdoor Unit-Air-Source) | GSZV903610A* |  |  | CHPF3642C6C*+MBVC1601**-1A*+TXV |  | 33400 | 18 | 8.2 | 34000 | 24400 | 71.76% | 1.8 | 0 | 11 |  |  |  | No | R-410A | 2.7833 | Residential & Commercial | Ducted CEE Tier 1
210692746 | Central HP <5.4 tons | GOODMAN | HRCU-A-CB (Split System: Heat Pump with Remote Outdoor Unit-Air-Source) | GSZV903610A* |  |  | CHPF3642C6C*+TXV | G*VM970804CNB* | 33400 | 18 | 8.2 | 34000 | 24400 | 71.76% | 1.8 | 0 | 11 |  |  |  | No | R-410A | 2.7833 | Residential & Commercial | Ducted CEE Tier 1
211240689 | Central HP <5.4 tons | COMFORTMAKER | HRCU-A-CB (Split System: Heat Pump with Remote Outdoor Unit-Air-Source) | DLCURAH24ABK |  |  | EA*4X24L17A* | *92ESN0601714A* | 24000 | 16.5 | 8.5 | 26800 | 23800 | 88.81% | 1.96 | 0 | 10 |  |  |  | No | R-410A | 2 | Residential & Commercial | Ducted CEE Tier 1
215864769 | Central HP <5.4 tons | TRANE | HRCU-A-CB (Split System: Heat Pump with Remote Outdoor Unit-Air-Source) | 5TWV8X60A1 |  |  | 5TXCD010AS3 | S8V2D120M5PCB | 54500 | 18.1 | 8.5 | 55500 | 40000 | 72.07% | 2 | 0 | 10 |  |  |  | No | R-454B | 4.5417 | Residential & Commercial | Ducted CEE Tier 1
215865117 | Central HP <5.4 tons | TRANE | HRCU-A-CB (Split System: Heat Pump with Remote Outdoor Unit-Air-Source) | 5TWV8X60A1 |  |  | 5PX*CD09AS3+P0V0C000M50SD+LRP |  | 54500 | 18.1 | 8.5 | 55000 | 39000 | 70.91% | 2 | 0 | 10.5 |  |  |  | No | R-454B | 4.5417 | Residential & Commercial | Ducted CEE Tier 1
215864669 | Central HP <5.4 tons | TRANE | HRCU-A-CB (Split System: Heat Pump with Remote Outdoor Unit-Air-Source) | 5TWV8X48A1 |  |  | 5TXCB006AS3 | S9V2B060U4PSC+LRP | 44500 | 18.1 | 8.5 | 46000 | 35400 | 76.96% | 2.1 | 0 | 10 |  |  |  | No | R-454B | 3.7083 | Residential & Commercial | Ducted CEE Tier 1
215864853 | Central HP <5.4 tons | TRANE | HRCU-A-CB (Split System: Heat Pump with Remote Outdoor Unit-Air-Source) | 5TWV8X48A1 |  |  | 5PX*CD09AS3 | S8V2C100M5PCB | 46000 | 18.1 | 8.5 | 45000 | 35000 | 77.78% | 2.1 | 0 | 10 |  |  |  | No | R-454B | 3.8333 | Residential & Commercial | Ducted CEE Tier 1
215865087 | Central HP <5.4 tons | TRANE | HRCU-A-CB (Split System: Heat Pump with Remote Outdoor Unit-Air-Source) | 5TWV8X48A1 |  |  | 5PX*C009AS3+P0V0C000M50SD+LRP |  | 46500 | 18.1 | 8.5 | 45000 | 34600 | 76.89% | 2.2 | 0 | 10.5 |  |  |  | No | R-454B | 3.875 | Residential & Commercial | Ducted CEE Tier 1
215865103 | Central HP <5.4 tons | TRANE | HRCU-A-CB (Split System: Heat Pump with Remote Outdoor Unit-Air-Source) | 5TWV8X48A1 |  |  | 5TXCC007AS3+P0V0C000M50SD+LRP |  | 45500 | 18.1 | 8.5 | 45500 | 35000 | 76.92% | 2.2 | 0 | 10.5 |  |  |  | No | R-454B | 3.7917 | Residential & Commercial | Ducted CEE Tier 1
215932247 | Central HP <5.4 tons | AIRQUEST | HRCU-A-CB (Split System: Heat Pump with Remote Outdoor Unit-Air-Source) | H5H3V36*K*AAA* |  |  | EA*5X42M21A*+WALLCON | *80CTL0901716B* | 32600 | 20 | 9.5 | 35000 | 26800 | 76.57% | 2.02 | 0 | 11 |  |  |  | No | R-454B | 2.7167 | Residential & Commercial | Ducted CEE Tier 1
215932197 | Central HP <5.4 tons | AIRQUEST | HRCU-A-CB (Split System: Heat Pump with Remote Outdoor Unit-Air-Source) | H5H3V36*K*AAA* |  |  | EA*5X42M21A*+WALLCON | *80CSU0601716A* | 32600 | 20 | 9.5 | 34800 | 26800 | 77.01% | 2 | 0 | 11 |  |  |  | No | R-454B | 2.7167 | Residential & Commercial | Ducted CEE Tier 1
215932097 | Central HP <5.4 tons | AIRQUEST | HRCU-A-CB (Split System: Heat Pump with Remote Outdoor Unit-Air-Source) | H5H3V36*K*AAA* |  |  | EA*5X36M17A*+WALLCON | *97CMN0801714B* | 32000 | 19 | 9.5 | 35600 | 27400 | 76.97% | 1.98 | 0 | 10.5 |  |  |  | No | R-454B | 2.6667 | Residential & Commercial | Ducted CEE Tier 1
215932147 | Central HP <5.4 tons | AIRQUEST | HRCU-A-CB (Split System: Heat Pump with Remote Outdoor Unit-Air-Source) | H5H3V36*K*AAA* |  |  | EA*5X37M17A*+WALLCON | *96CTN0401410B* | 32200 | 17.5 | 9 | 34000 | 26200 | 77.06% | 1.96 | 0 | 10.5 |  |  |  | No | R-454B | 2.6833 | Residential & Commercial | Ducted CEE Tier 1
215931507 | Central HP <5.4 tons | AIRQUEST | HRCU-A-CB (Split System: Heat Pump with Remote Outdoor Unit-Air-Source) | H5H3V48*K*AAA* |  |  | FCMA5B60L0D*+WALLCON |  | 46500 | 23 | 9.5 | 48000 | 35600 | 74.17% | 1.98 | 0 | 12.5 |  |  |  | No | R-454B | 3.875 | Residential & Commercial | Ducted CEE Tier 1
215735329 | Central HP <5.4 tons | SENVILLE | HRCU-A-CB (Split System: Heat Pump with Remote Outdoor Unit-Air-Source) | SENDC-48HF-OG |  |  | SENDC-48HF-IG |  | 48000 | 16.5 | 9.5 | 50000 | 46000 | 92% | 1.9 | 0 | 10.5 |  |  |  | No | R-454B | 4 | Residential & Commercial | Ducted CEE Tier 1
213781014 | Central HP <5.4 tons | TEMPSTAR | HRCU-A-CB (Split System: Heat Pump with Remote Outdoor Unit-Air-Source) | TVH837GKA2* |  |  | EA*4X42L21A*+WALLCON | *80CTL1102120B* | 31800 | 17 | 8.1 | 32800 | 24200 | 73.78% | 1.88 | 0 | 11 |  |  |  | No | R-410A | 2.65 | Residential & Commercial | Ducted CEE Tier 1
213781064 | Central HP <5.4 tons | TEMPSTAR | HRCU-A-CB (Split System: Heat Pump with Remote Outdoor Unit-Air-Source) | TVH837GKA2* |  |  | EA*4X42L21A*+WALLCON | *96CTN0601714B* | 31600 | 16.5 | 8.1 | 33200 | 24600 | 74.1% | 1.86 | 0 | 10.5 |  |  |  | No | R-410A | 2.6333 | Residential & Commercial | Ducted CEE Tier 1
213781264 | Central HP <5.4 tons | TEMPSTAR | HRCU-A-CB (Split System: Heat Pump with Remote Outdoor Unit-Air-Source) | TVH837GKA2* |  |  | EA*4X43L21A*+WALLCON | *96CTN0801714B* | 32800 | 17 | 8.5 | 32800 | 25200 | 76.83% | 1.96 | 0 | 11 |  |  |  | No | R-410A | 2.7333 | Residential & Commercial | Ducted CEE Tier 1
213781334 | Central HP <5.4 tons | TEMPSTAR | HRCU-A-CB (Split System: Heat Pump with Remote Outdoor Unit-Air-Source) | TVH837GKA2* |  |  | EA*4X48L21A*+WALLCON | *95CSU0601716B* | 32200 | 17 | 8.1 | 32600 | 25000 | 76.69% | 1.94 | 0 | 11 |  |  |  | No | R-410A | 2.6833 | Residential & Commercial | Ducted CEE Tier 1
213781434 | Central HP <5.4 tons | TEMPSTAR | HRCU-A-CB (Split System: Heat Pump with Remote Outdoor Unit-Air-Source) | TVH837GKA2* |  |  | EA*4X48L24A*+WALLCON | *97CMN1002122B* | 32400 | 17 | 8.5 | 32200 | 24800 | 77.02% | 1.98 | 0 | 11 |  |  |  | No | R-410A | 2.7 | Residential & Commercial | Ducted CEE Tier 1
213781534 | Central HP <5.4 tons | TEMPSTAR | HRCU-A-CB (Split System: Heat Pump with Remote Outdoor Unit-Air-Source) | TVH837GKA2* |  |  | EA*4X60L24A*+WALLCON | *96CTN1202422B* | 32800 | 17.5 | 8.1 | 31800 | 24600 | 77.36% | 1.98 | 0 | 11.5 |  |  |  | No | R-410A | 2.7333 | Residential & Commercial | Ducted CEE Tier 1
215434407 | Central HP <5.4 tons | AMANA | HRCU-A-CB (Split System: Heat Pump with Remote Outdoor Unit-Air-Source) | AZV7SA4810A* |  |  | CHPEA4830*3A* | A*VM970804CNA* | 45500 | 16.2 | 8.5 | 46000 | 33600 | 73.04% | 2 | 0 | 10 |  |  |  | No | R-32 | 3.7917 | Residential & Commercial | Ducted CEE Tier 1
215434410 | Central HP <5.4 tons | AMANA | HRCU-A-CB (Split System: Heat Pump with Remote Outdoor Unit-Air-Source) | AZV7SA4810A* |  |  | CHPEA4830*3A* | A*VT961005DNA* | 45500 | 16.5 | 8.5 | 46000 | 33600 | 73.04% | 2 | 0 | 10 |  |  |  | No | R-32 | 3.7917 | Residential & Commercial | Ducted CEE Tier 1
215434425 | Central HP <5.4 tons | AMANA | HRCU-A-CB (Split System: Heat Pump with Remote Outdoor Unit-Air-Source) | AZV7SA4810A* |  |  | CHPEA6030*3A* | A*VM971205DNA* | 45500 | 16.5 | 8.5 | 46500 | 33600 | 72.26% | 2 | 0 | 10 |  |  |  | No | R-32 | 3.7917 | Residential & Commercial | Ducted CEE Tier 1
215434397 | Central HP <5.4 tons | AMANA | HRCU-A-CB (Split System: Heat Pump with Remote Outdoor Unit-Air-Source) | AZV7SA4810A* |  |  | CA*EA6030*3A* | A*VT961005DNA* | 45500 | 16.5 | 8.8 | 47000 | 33600 | 71.49% | 2 | 0 | 10 |  |  |  | No | R-32 | 3.7917 | Residential & Commercial | Ducted CEE Tier 1
215434433 | Central HP <5.4 tons | GOODMAN | HRCU-A-CB (Split System: Heat Pump with Remote Outdoor Unit-Air-Source) | GZV7SA4810A* |  |  | CA*EA6030*3A* | G*VM970804CNA* | 45500 | 16.2 | 8.8 | 47000 | 33600 | 71.49% | 2 | 0 | 10 |  |  |  | No | R-32 | 3.7917 | Residential & Commercial | Ducted CEE Tier 1
215433960 | Central HP <5.4 tons | GOODMAN | HRCU-A-CB (Split System: Heat Pump with Remote Outdoor Unit-Air-Source) | GZV7SA4810A* |  |  | CA*EA6030*3A*+MBVK20DP1X00A* |  | 45500 | 17.5 | 8.8 | 47000 | 33600 | 71.49% | 2 | 0 | 10 |  |  |  | No | R-32 | 3.7917 | Residential & Commercial | Ducted CEE Tier 1
215434446 | Central HP <5.4 tons | GOODMAN | HRCU-A-CB (Split System: Heat Pump with Remote Outdoor Unit-Air-Source) | GZV7SA4810A* |  |  | CHPEA4830*3A* | G*VM970804CNA* | 45500 | 16.2 | 8.5 | 46000 | 33600 | 73.04% | 2 | 0 | 10 |  |  |  | No | R-32 | 3.7917 | Residential & Commercial | Ducted CEE Tier 1
211230631 | Central HP <5.4 tons | COMFORTMAKER | HRCU-A-CB (Split System: Heat Pump with Remote Outdoor Unit-Air-Source) | DLCURAH36ABK |  |  | EN(A,D)4X48L24** | *92ESN1202420A* | 36400 | 16 | 8.1 | 38500 | 34800 | 90.39% | 2.04 | 0 | 10.5 |  |  |  | No | R-410A | 3.0333 | Residential & Commercial | Ducted CEE Tier 1
211230763 | Central HP <5.4 tons | COMFORTMAKER | HRCU-A-CB (Split System: Heat Pump with Remote Outdoor Unit-Air-Source) | DLCURAH36ABK |  |  | EN(A,D)4X48L24** | *96VTN1002120A* | 36600 | 15.5 | 8.1 | 39500 | 35000 | 88.61% | 2.04 | 0 | 10 |  |  |  | No | R-410A | 3.05 | Residential & Commercial | Ducted CEE Tier 1
215434073 | Central HP <5.4 tons | AMANA | HRCU-A-CB (Split System: Heat Pump with Remote Outdoor Unit-Air-Source) | AZV7SA2410A* |  |  | CHPEA3026*3A* | A*VT801005C*A* | 23200 | 19 | 8.6 | 23200 | 17000 | 73.28% | 2 | 0 | 11 |  |  |  | No | R-32 | 1.9333 | Residential & Commercial | Ducted CEE Tier 1
212986584 | Central HP <5.4 tons | BRYANT HEATING AND COOLING SYSTEMS | HRCU-A-CB (Split System: Heat Pump with Remote Outdoor Unit-Air-Source) | 38MURAQ24AB3* |  |  | CAP**3717AL* | 916SA36040M17*** | 24000 | 15.5 | 8.5 | 25600 | 22200 | 86.72% | 1.82 | 0 | 10 |  |  |  | No | R-410A | 2 | Residential & Commercial | Ducted CEE Tier 1
215864829 | Central HP <5.4 tons | TRANE | HRCU-A-CB (Split System: Heat Pump with Remote Outdoor Unit-Air-Source) | 5TWV8X48A1 |  |  | 5PX*C009AS3 | S9V2C080U5PSC+LRP | 46000 | 18.1 | 8.5 | 45500 | 35000 | 76.92% | 2.1 | 0 | 10 |  |  |  | No | R-454B | 3.8333 | Residential & Commercial | Ducted CEE Tier 1
215864845 | Central HP <5.4 tons | TRANE | HRCU-A-CB (Split System: Heat Pump with Remote Outdoor Unit-Air-Source) | 5TWV8X48A1 |  |  | 5PX*CD09AS3 | S9V2C100D5PSC+LRP | 46000 | 18.1 | 8.5 | 45500 | 34800 | 76.48% | 2.1 | 0 | 10.5 |  |  |  | No | R-454B | 3.8333 | Residential & Commercial | Ducted CEE Tier 1
215864865 | Central HP <5.4 tons | TRANE | HRCU-A-CB (Split System: Heat Pump with Remote Outdoor Unit-Air-Source) | 5TWV8X48A1 |  |  | 5PX*D008AS3 | S8V2C080M5PDB | 45000 | 18.1 | 8.5 | 45500 | 35000 | 76.92% | 2.2 | 0 | 10 |  |  |  | No | R-454B | 3.75 | Residential & Commercial | Ducted CEE Tier 1
215864899 | Central HP <5.4 tons | TRANE | HRCU-A-CB (Split System: Heat Pump with Remote Outdoor Unit-Air-Source) | 5TWV8X48A1 |  |  | 5PX*D010AS3 | S8V2C100M5PDB | 46000 | 18.1 | 8.5 | 45000 | 34800 | 77.33% | 2.2 | 0 | 10.5 |  |  |  | No | R-454B | 3.8333 | Residential & Commercial | Ducted CEE Tier 1
215864913 | Central HP <5.4 tons | TRANE | HRCU-A-CB (Split System: Heat Pump with Remote Outdoor Unit-Air-Source) | 5TWV8X48A1 |  |  | 5PX*DD10AS3 | S8V2C100M5PCB | 45000 | 18.1 | 8.5 | 45000 | 34800 | 77.33% | 2.1 | 0 | 10 |  |  |  | No | R-454B | 3.75 | Residential & Commercial | Ducted CEE Tier 1
215864945 | Central HP <5.4 tons | TRANE | HRCU-A-CB (Split System: Heat Pump with Remote Outdoor Unit-Air-Source) | 5TWV8X48A1 |  |  | 5TXCC009AS3 | S9V2C100U5PSC+LRP | 46000 | 18.1 | 8.5 | 45500 | 34800 | 76.48% | 2.1 | 0 | 10.5 |  |  |  | No | R-454B | 3.8333 | Residential & Commercial | Ducted CEE Tier 1
215675724 | Central HP <5.4 tons | BRYANT HEATING AND COOLING SYSTEMS | HRCU-A-CB (Split System: Heat Pump with Remote Outdoor Unit-Air-Source) | 290VAN048**AA* |  |  | CVAMA6021XMA*+UI | 88*TB48090C17*** | 48000 | 19 | 9 | 50000 | 37000 | 74% | 1.98 | 0 | 10 |  |  |  | No | R-454B | 4 | Residential & Commercial | Ducted CEE Tier 1
215675624 | Central HP <5.4 tons | BRYANT HEATING AND COOLING SYSTEMS | HRCU-A-CB (Split System: Heat Pump with Remote Outdoor Unit-Air-Source) | 290VAN048**AA* |  |  | CVAMA4921XMA*+UI | 987MC60080C21*** | 48000 | 19 | 9 | 50000 | 36800 | 73.6% | 2 | 0 | 10 |  |  |  | No | R-454B | 4 | Residential & Commercial | Ducted CEE Tier 1
215676024 | Central HP <5.4 tons | BRYANT HEATING AND COOLING SYSTEMS | HRCU-A-CB (Split System: Heat Pump with Remote Outdoor Unit-Air-Source) | 290VAN048**AA* |  |  | CVAMA6124XMA*+UI | 935CB66100C21*** | 48500 | 19 | 9 | 50000 | 36600 | 73.2% | 2.1 | 0 | 10.5 |  |  |  | No | R-454B | 4.0417 | Residential & Commercial | Ducted CEE Tier 1
215676224 | Central HP <5.4 tons | BRYANT HEATING AND COOLING SYSTEMS | HRCU-A-CB (Split System: Heat Pump with Remote Outdoor Unit-Air-Source) | 290VAN048**AA* |  |  | CVAVA4824XMA*+UI | 88*TB66135C24*** | 47000 | 19 | 9 | 50000 | 36200 | 72.4% | 2 | 0 | 10 |  |  |  | No | R-454B | 3.9167 | Residential & Commercial | Ducted CEE Tier 1
215434295 | Central HP <5.4 tons | AMANA | HRCU-A-CB (Split System: Heat Pump with Remote Outdoor Unit-Air-Source) | AZV7SA4210A* |  |  | CHPEA4830*3A* | A*VT961205DNA* | 40500 | 17 | 8.6 | 41000 | 31000 | 75.61% | 2 | 0 | 10 |  |  |  | No | R-32 | 3.375 | Residential & Commercial | Ducted CEE Tier 1
215434304 | Central HP <5.4 tons | AMANA | HRCU-A-CB (Split System: Heat Pump with Remote Outdoor Unit-Air-Source) | AZV7SA4210A* |  |  | CHPEA6030*3A* | A*VT801005C*A* | 40500 | 17 | 8.6 | 41000 | 31000 | 75.61% | 2 | 0 | 10 |  |  |  | No | R-32 | 3.375 | Residential & Commercial | Ducted CEE Tier 1
215434210 | Central HP <5.4 tons | GOODMAN | HRCU-A-CB (Split System: Heat Pump with Remote Outdoor Unit-Air-Source) | GZV7SA3610A* |  |  | CA*EA4830*3A* | G*VM971005CNA* | 34800 | 18.5 | 8.5 | 35000 | 28400 | 81.14% | 2 | 0 | 10.5 |  |  |  | No | R-32 | 2.9 | Residential & Commercial | Ducted CEE Tier 1
215676344 | Central HP <5.4 tons | BRYANT HEATING AND COOLING SYSTEMS | HRCU-A-CB (Split System: Heat Pump with Remote Outdoor Unit-Air-Source) | 290VAN048**AA* |  |  | CVAVA4924XMA*+UI | 987MC60060C21*** | 47500 | 18.5 | 9 | 50000 | 37000 | 74% | 1.98 | 0 | 10 |  |  |  | No | R-454B | 3.9583 | Residential & Commercial | Ducted CEE Tier 1
215676534 | Central HP <5.4 tons | BRYANT HEATING AND COOLING SYSTEMS | HRCU-A-CB (Split System: Heat Pump with Remote Outdoor Unit-Air-Source) | 290VAN048**AA* |  |  | CVAVA6021XMA*+UI | 987MC42080C17*** | 47500 | 18.5 | 9 | 50000 | 37400 | 74.8% | 1.98 | 0 | 10 |  |  |  | No | R-454B | 3.9583 | Residential & Commercial | Ducted CEE Tier 1
215434420 | Central HP <5.4 tons | AMANA | HRCU-A-CB (Split System: Heat Pump with Remote Outdoor Unit-Air-Source) | AZV7SA4810A* |  |  | CHPEA6030*3A* | A*VM970804CNA* | 45500 | 16.2 | 8.5 | 46500 | 33600 | 72.26% | 2 | 0 | 10 |  |  |  | No | R-32 | 3.7917 | Residential & Commercial | Ducted CEE Tier 1
213778824 | Central HP <5.4 tons | TEMPSTAR | HRCU-A-CB (Split System: Heat Pump with Remote Outdoor Unit-Air-Source) | TVH837GKA** |  |  | EA*4X36L21A*+WALLCON | *80CTL0451712B* | 31200 | 16.5 | 8.1 | 33400 | 24600 | 73.65% | 1.82 | 0 | 10.5 |  |  |  | No | R-410A | 2.6 | Residential & Commercial | Ducted CEE Tier 1
215434398 | Central HP <5.4 tons | AMANA | HRCU-A-CB (Split System: Heat Pump with Remote Outdoor Unit-Air-Source) | AZV7SA4810A* |  |  | CA*EA6030*3A* | A*VT961205DNA* | 45500 | 16.5 | 8.8 | 47000 | 33600 | 71.49% | 2 | 0 | 10 |  |  |  | No | R-32 | 3.7917 | Residential & Commercial | Ducted CEE Tier 1
215434414 | Central HP <5.4 tons | AMANA | HRCU-A-CB (Split System: Heat Pump with Remote Outdoor Unit-Air-Source) | AZV7SA4810A* |  |  | CHPEA6030*3A* | A*VT800804C*A* | 45500 | 16.5 | 8.5 | 46500 | 33600 | 72.26% | 2 | 0 | 10 |  |  |  | No | R-32 | 3.7917 | Residential & Commercial | Ducted CEE Tier 1
213349041 | Central HP <5.4 tons | GOODMAN | HRCU-A-CB (Split System: Heat Pump with Remote Outdoor Unit-Air-Source) | GSZS601810A* |  |  | CA*EA1818*4A* | G*VM970603BNB* | 16600 | 17.5 | 8.5 | 17400 | 13000 | 74.71% | 2.1 | 0 | 10.9 |  |  |  | No | R-410A | 1.3833 | Residential & Commercial | Ducted CEE Tier 1
215434418 | Central HP <5.4 tons | AMANA | HRCU-A-CB (Split System: Heat Pump with Remote Outdoor Unit-Air-Source) | AZV7SA4810A* |  |  | CHPEA6030*3A* | A*VT960804CNA* | 45500 | 16.2 | 8.5 | 46500 | 33600 | 72.26% | 2 | 0 | 10 |  |  |  | No | R-32 | 3.7917 | Residential & Commercial | Ducted CEE Tier 1
215865119 | Central HP <5.4 tons | TRANE | HRCU-A-CB (Split System: Heat Pump with Remote Outdoor Unit-Air-Source) | 5TWV8X60A1 |  |  | 5PX*D010AS3+P0V0D000M50SD+LRP |  | 54500 | 18.1 | 8.5 | 54500 | 39000 | 71.56% | 2 | 0 | 10.5 |  |  |  | No | R-454B | 4.5417 | Residential & Commercial | Ducted CEE Tier 1
215434067 | Central HP <5.4 tons | AMANA | HRCU-A-CB (Split System: Heat Pump with Remote Outdoor Unit-Air-Source) | AZV7SA2410A* |  |  | CHPEA3026*3A* | A*VS960805CUA* | 23200 | 19 | 8.6 | 23200 | 17000 | 73.28% | 2 | 0 | 11 |  |  |  | No | R-32 | 1.9333 | Residential & Commercial | Ducted CEE Tier 1
215434068 | Central HP <5.4 tons | AMANA | HRCU-A-CB (Split System: Heat Pump with Remote Outdoor Unit-Air-Source) | AZV7SA2410A* |  |  | CHPEA3026*3A* | A*VT800603B*A* | 23200 | 19 | 8.6 | 23200 | 17000 | 73.28% | 2 | 0 | 11 |  |  |  | No | R-32 | 1.9333 | Residential & Commercial | Ducted CEE Tier 1
216453152 | Central HP <5.4 tons | AMERICAN STANDARD | HRCU-A-CB (Split System: Heat Pump with Remote Outdoor Unit-Air-Source) | 5A6V0X48A1 |  |  | 5PX*C007AS3 | S8V2C100M5PDB | 44500 | 20 | 9.7 | 47500 | 34200 | 72% | 2.1 | 0 | 11.7 |  |  |  | No | R-454B | 3.7083 | Residential & Commercial | Ducted CEE Tier 1
210798403 | Central HP <5.4 tons | AMANA | HRCU-A-CB (Split System: Heat Pump with Remote Outdoor Unit-Air-Source) | ASZS601810A* |  |  | CA*EA1818*4A* | A*VS960805CUA* | 16600 | 17.5 | 8.5 | 17400 | 13000 | 74.71% | 2.1 | 0 | 10.9 |  |  |  | No | R-410A | 1.3833 | Residential & Commercial | Ducted CEE Tier 1
214491775 | Central HP <5.4 tons | AMANA | HRCU-A-CB (Split System: Heat Pump with Remote Outdoor Unit-Air-Source) | ASZS601810A* |  |  | CA*EA1818*4B* | A*VC960803BNB* | 16600 | 17.5 | 8.5 | 17400 | 13000 | 74.71% | 2.1 | 0 | 10.9 |  |  |  | No | R-410A | 1.3833 | Residential & Commercial | Ducted CEE Tier 1
212614999 | Central HP <5.4 tons | AMANA | HRCU-A-CB (Split System: Heat Pump with Remote Outdoor Unit-Air-Source) | ASZS60361EA* |  |  | CA*EA4830*4A* | A*VC800805C*A* | 34200 | 17.5 | 8.6 | 34200 | 29000 | 84.8% | 2 | 0 | 10 |  |  |  | No | R-410A | 2.85 | Residential & Commercial | Ducted CEE Tier 1
212615001 | Central HP <5.4 tons | AMANA | HRCU-A-CB (Split System: Heat Pump with Remote Outdoor Unit-Air-Source) | ASZS60361EA* |  |  | CA*EA4830*4A* | A*VS800805CUA* | 34200 | 17.5 | 8.6 | 34200 | 29000 | 84.8% | 2 | 0 | 10 |  |  |  | No | R-410A | 2.85 | Residential & Commercial | Ducted CEE Tier 1
210798414 | Central HP <5.4 tons | AMANA | HRCU-A-CB (Split System: Heat Pump with Remote Outdoor Unit-Air-Source) | ASZS601810A* |  |  | CA*EA2422*4A* | A*VC960803BNB* | 16600 | 17.5 | 8.5 | 17400 | 13000 | 74.71% | 2.1 | 0 | 10.9 |  |  |  | No | R-410A | 1.3833 | Residential & Commercial | Ducted CEE Tier 1
213771494 | Central HP <5.4 tons | TEMPSTAR | HRCU-A-CB (Split System: Heat Pump with Remote Outdoor Unit-Air-Source) | TVH825GKA2* |  |  | EA*4X43L21A*+WALLCON | *95CSU0601716B* | 24400 | 16.5 | 8.1 | 21200 | 16600 | 78.3% | 2.02 | 0 | 10.5 |  |  |  | No | R-410A | 2.0333 | Residential & Commercial | Ducted CEE Tier 1
213772364 | Central HP <5.4 tons | TEMPSTAR | HRCU-A-CB (Split System: Heat Pump with Remote Outdoor Unit-Air-Source) | TVH825GKA2* |  |  | EHD4X42AAL+WALLCON | *97CMN1002122B* | 24200 | 16 | 8.1 | 21400 | 16600 | 77.57% | 2 | 0 | 10.5 |  |  |  | No | R-410A | 2.0167 | Residential & Commercial | Ducted CEE Tier 1
213772414 | Central HP <5.4 tons | TEMPSTAR | HRCU-A-CB (Split System: Heat Pump with Remote Outdoor Unit-Air-Source) | TVH825GKA2* |  |  | EHD4X42AAL+WALLCON | *96CTN1002122B* | 24200 | 16 | 8.1 | 21400 | 16600 | 77.57% | 2 | 0 | 10.5 |  |  |  | No | R-410A | 2.0167 | Residential & Commercial | Ducted CEE Tier 1
215683678 | Central HP <5.4 tons | BRYANT HEATING AND COOLING SYSTEMS | HRCU-A-CB (Split System: Heat Pump with Remote Outdoor Unit-Air-Source) | 290VAN024**AA* |  |  | CAA**3717AM*+UI | 987MC42060C17*** | 23600 | 17 | 9 | 23600 | 16600 | 70.34% | 1.98 | 0 | 10 |  |  |  | No | R-454B | 1.9667 | Residential & Commercial | Ducted CEE Tier 1
215683696 | Central HP <5.4 tons | BRYANT HEATING AND COOLING SYSTEMS | HRCU-A-CB (Split System: Heat Pump with Remote Outdoor Unit-Air-Source) | 290VAN024**AA* |  |  | CAA**3721AM*+UI | 88*TB60070C21*** | 24000 | 17.5 | 9 | 23200 | 16300 | 70.26% | 2.02 | 0 | 10.5 |  |  |  | No | R-454B | 2 | Residential & Commercial | Ducted CEE Tier 1
215931847 | Central HP <5.4 tons | AIRQUEST | HRCU-A-CB (Split System: Heat Pump with Remote Outdoor Unit-Air-Source) | H5H3V60*K*AAA* |  |  | ESH5X60M12A*+WALLCON | *95CSU0802120B* | 56000 | 17.5 | 8.1 | 61000 | 46000 | 75.41% | 1.95 | 0 | 11 |  |  |  | No | R-454B | 4.6667 | Residential & Commercial | Ducted CEE Tier 1
214279920 | Central HP <5.4 tons | AIRQUEST | HRCU-A-CB (Split System: Heat Pump with Remote Outdoor Unit-Air-Source) | DLCURAH24ABK |  |  | EA*4X36L21A* | *96MSN0601716A* | 23600 | 17 | 9 | 25800 | 23600 | 91.47% | 1.96 | 0 | 10 |  |  |  | No | R-410A | 1.9667 | Residential & Commercial | Ducted CEE Tier 1
215434090 | Central HP <5.4 tons | GOODMAN | HRCU-A-CB (Split System: Heat Pump with Remote Outdoor Unit-Air-Source) | GZV7SA2410A* |  |  | CA*EA3022*3A* | G*VT800805C*A* | 23200 | 19 | 8.6 | 23200 | 17000 | 73.28% | 2 | 0 | 11 |  |  |  | No | R-32 | 1.9333 | Residential & Commercial | Ducted CEE Tier 1
215434093 | Central HP <5.4 tons | GOODMAN | HRCU-A-CB (Split System: Heat Pump with Remote Outdoor Unit-Air-Source) | GZV7SA2410A* |  |  | CA*EA3022*3A* | G*VT960603BNA* | 23200 | 19 | 8.6 | 23200 | 17000 | 73.28% | 2 | 0 | 11 |  |  |  | No | R-32 | 1.9333 | Residential & Commercial | Ducted CEE Tier 1
215434120 | Central HP <5.4 tons | GOODMAN | HRCU-A-CB (Split System: Heat Pump with Remote Outdoor Unit-Air-Source) | GZV7SA2410A* |  |  | CHPEA3026*3A* | G*VS800604BUA* | 23200 | 19 | 8.6 | 23200 | 17000 | 73.28% | 2 | 0 | 11 |  |  |  | No | R-32 | 1.9333 | Residential & Commercial | Ducted CEE Tier 1
215434129 | Central HP <5.4 tons | GOODMAN | HRCU-A-CB (Split System: Heat Pump with Remote Outdoor Unit-Air-Source) | GZV7SA2410A* |  |  | CHPEA3026*3A* | G*VT801005C*A* | 23200 | 19 | 8.6 | 23200 | 17000 | 73.28% | 2 | 0 | 11 |  |  |  | No | R-32 | 1.9333 | Residential & Commercial | Ducted CEE Tier 1
211253525 | Central HP <5.4 tons | PERFECTAIRE | HRCU-A-CB (Split System: Heat Pump with Remote Outdoor Unit-Air-Source) | 3PAHHSD30-SZO |  |  | 3PAHHSD30-AHU |  | 30000 | 16.2 | 8.9 | 33000 | 24000 | 72.73% | 1.8 | 11 | 10 |  |  |  | No | R-410A | 2.5 | Residential & Commercial | Ducted CEE Tier 1
211227230 | Central HP <5.4 tons | AIRQUEST | HRCU-A-CB (Split System: Heat Pump with Remote Outdoor Unit-Air-Source) | DLCURAH36ABK |  |  | EA*4X37L21A* | OMV098J12* | 36200 | 15.2 | 8.5 | 38500 | 35000 | 90.91% | 2.06 | 0 | 10 |  |  |  | No | R-410A | 3.0167 | Residential & Commercial | Ducted CEE Tier 1
213815153 | Central HP <5.4 tons | AMANA | HRCU-A-CB (Split System: Heat Pump with Remote Outdoor Unit-Air-Source) | ASZV903610A* |  |  | CHPF3642C6C*+MBVB12BP1X00A*+TXV |  | 33400 | 18 | 8.2 | 34000 | 24400 | 71.76% | 1.8 | 0 | 11 |  |  |  | No | R-410A | 2.7833 | Residential & Commercial | Ducted CEE Tier 1
210692578 | Central HP <5.4 tons | AMANA | HRCU-A-CB (Split System: Heat Pump with Remote Outdoor Unit-Air-Source) | ASZV903610A* |  |  | CSCF3642N6D*+TXV | A*VC961205DNB* | 33800 | 18.5 | 8.2 | 34000 | 24400 | 71.76% | 1.8 | 0 | 11.5 |  |  |  | No | R-410A | 2.8167 | Residential & Commercial | Ducted CEE Tier 1
213156957 | Central HP <5.4 tons | AMANA | HRCU-A-CB (Split System: Heat Pump with Remote Outdoor Unit-Air-Source) | ASZS60481EA* |  |  | CA*EA6030*4A* | A*VC800805D*A* | 44000 | 17 | 8.5 | 44000 | 31000 | 70.45% | 2 | 0 | 10 |  |  |  | No | R-410A | 3.6667 | Residential & Commercial | Ducted CEE Tier 1
213781584 | Central HP <5.4 tons | TEMPSTAR | HRCU-A-CB (Split System: Heat Pump with Remote Outdoor Unit-Air-Source) | TVH837GKA2* |  |  | EA*4X61L21A*+WALLCON | *80CTL1102120B* | 33200 | 17.5 | 8.5 | 32000 | 24800 | 77.5% | 1.98 | 0 | 11.5 |  |  |  | No | R-410A | 2.7667 | Residential & Commercial | Ducted CEE Tier 1
213781684 | Central HP <5.4 tons | TEMPSTAR | HRCU-A-CB (Split System: Heat Pump with Remote Outdoor Unit-Air-Source) | TVH837GKA2* |  |  | EA*4X61L24A*+WALLCON | *80CTL1352422B* | 33200 | 17.5 | 8.5 | 32000 | 24800 | 77.5% | 2 | 0 | 11.7 |  |  |  | No | R-410A | 2.7667 | Residential & Commercial | Ducted CEE Tier 1
213782034 | Central HP <5.4 tons | TEMPSTAR | HRCU-A-CB (Split System: Heat Pump with Remote Outdoor Unit-Air-Source) | TVH837GKA2* |  |  | EHD4X42AAL+WALLCON | *96CTN1002122B* | 32600 | 16.5 | 8.1 | 33000 | 24600 | 74.55% | 1.94 | 0 | 11 |  |  |  | No | R-410A | 2.7167 | Residential & Commercial | Ducted CEE Tier 1
213782084 | Central HP <5.4 tons | TEMPSTAR | HRCU-A-CB (Split System: Heat Pump with Remote Outdoor Unit-Air-Source) | TVH837GKA2* |  |  | EHD4X48AAL+WALLCON | *80CTL0901716B* | 32400 | 16.5 | 8.1 | 33000 | 24800 | 75.15% | 1.96 | 0 | 11 |  |  |  | No | R-410A | 2.7 | Residential & Commercial | Ducted CEE Tier 1
214574067 | Central HP <5.4 tons | TEMPSTAR | HRCU-A-CB (Split System: Heat Pump with Remote Outdoor Unit-Air-Source) | TVH837GKA2* |  |  | EA*4X60L24A*+WALLCON | *97CMN0602120B* | 32600 | 17.5 | 8.5 | 31800 | 25000 | 78.62% | 1.96 | 0 | 11 |  |  |  | No | R-410A | 2.7167 | Residential & Commercial | Ducted CEE Tier 1
216440249 | Central HP <5.4 tons | AMERICAN STANDARD | HRCU-A-CB (Split System: Heat Pump with Remote Outdoor Unit-Air-Source) | 5A6V0X48A1 |  |  | 5PX*C007AS3 | S9V2C080U5PSC+LRP | 44000 | 20 | 9.7 | 46500 | 33200 | 71.4% | 2.1 | 0 | 12 |  |  |  | No | R-454B | 3.6667 | Residential & Commercial | Ducted CEE Tier 1
216440315 | Central HP <5.4 tons | AMERICAN STANDARD | HRCU-A-CB (Split System: Heat Pump with Remote Outdoor Unit-Air-Source) | 5A6V0X48A1 |  |  | 5PX*DD10AS3 | S9V2D120D5VSB+LRP | 43500 | 20 | 9.7 | 46000 | 32800 | 71.3% | 2.1 | 0 | 12 |  |  |  | No | R-454B | 3.625 | Residential & Commercial | Ducted CEE Tier 1
216440317 | Central HP <5.4 tons | AMERICAN STANDARD | HRCU-A-CB (Split System: Heat Pump with Remote Outdoor Unit-Air-Source) | 5A6V0X48A1 |  |  | 5PX*DD10AS3 | S9V2C100D4VSB+LRP | 43500 | 20 | 9.4 | 46000 | 32800 | 71.3% | 2.1 | 0 | 12 |  |  |  | No | R-454B | 3.625 | Residential & Commercial | Ducted CEE Tier 1
216440349 | Central HP <5.4 tons | AMERICAN STANDARD | HRCU-A-CB (Split System: Heat Pump with Remote Outdoor Unit-Air-Source) | 5A6V0X48A1 |  |  | 5TXCC007AS3+P0V0C000M50SD+LRP |  | 44000 | 20 | 9.7 | 46500 | 33400 | 71.83% | 2.1 | 0 | 12 |  |  |  | No | R-454B | 3.6667 | Residential & Commercial | Ducted CEE Tier 1
215676584 | Central HP <5.4 tons | BRYANT HEATING AND COOLING SYSTEMS | HRCU-A-CB (Split System: Heat Pump with Remote Outdoor Unit-Air-Source) | 290VAN048**AA* |  |  | CVAVA6024XMA*+UI | 83*CA60080C21*** | 48000 | 19 | 9 | 50000 | 36400 | 72.8% | 2.12 | 0 | 10 |  |  |  | No | R-454B | 4 | Residential & Commercial | Ducted CEE Tier 1
215676634 | Central HP <5.4 tons | BRYANT HEATING AND COOLING SYSTEMS | HRCU-A-CB (Split System: Heat Pump with Remote Outdoor Unit-Air-Source) | 290VAN048**AA* |  |  | CVAVA6024XMA*+UI | 935CB60080C21*** | 47500 | 18.5 | 9 | 50000 | 36600 | 73.2% | 2 | 0 | 10 |  |  |  | No | R-454B | 3.9583 | Residential & Commercial | Ducted CEE Tier 1
210533011 | Central HP <5.4 tons | BRYANT HEATING AND COOLING SYSTEMS | HRCU-A-CB (Split System: Heat Pump with Remote Outdoor Unit-Air-Source) | 284ANV024*0**B* |  |  | CAP**3721AL*+UI | 987MB60060C21*** | 24000 | 19.5 | 10.5 | 26400 | 19800 | 75% | 2.52 | 0 | 13.5 |  |  |  | No | R-410A | 2 | Residential & Commercial | Ducted CEE Tier 1
210533043 | Central HP <5.4 tons | BRYANT HEATING AND COOLING SYSTEMS | HRCU-A-CB (Split System: Heat Pump with Remote Outdoor Unit-Air-Source) | 284ANV024*0**B* |  |  | CAP**4321AL*+UI | 987MB42080C17*** | 24000 | 20 | 10.5 | 26400 | 19800 | 75% | 2.52 | 0 | 13.5 |  |  |  | No | R-410A | 2 | Residential & Commercial | Ducted CEE Tier 1
210533077 | Central HP <5.4 tons | BRYANT HEATING AND COOLING SYSTEMS | HRCU-A-CB (Split System: Heat Pump with Remote Outdoor Unit-Air-Source) | 284ANV024*0**B* |  |  | CNPV*4221AL*+UI | 935CA66100C21*** | 23600 | 20.5 | 10 | 26600 | 19800 | 74.44% | 2.46 | 0 | 13.5 |  |  |  | No | R-410A | 1.9667 | Residential & Commercial | Ducted CEE Tier 1
211306379 | Central HP <5.4 tons | Mitsutomo | HRCU-A-CB (Split System: Heat Pump with Remote Outdoor Unit-Air-Source) | UHO24-NB-Q |  |  | UHM24-BB-Q |  | 24000 | 17.4 | 10 | 24000 | 22600 | 94.17% | 1.91 | 12.5 | 11.7 |  |  |  | No | R-410A | 2 | Residential & Commercial | Ducted CEE Tier 1
215487655 | Central HP <5.4 tons | AMANA | HRCU-A-CB (Split System: Heat Pump with Remote Outdoor Unit-Air-Source) | AZV7SA2410A* |  |  | CA*EA3022*3A* | A*VC960603BNB* | 23200 | 19 | 8.6 | 23200 | 17000 | 73.28% | 2 | 0 | 11 |  |  |  | No | R-32 | 1.9333 | Residential & Commercial | Ducted CEE Tier 1
215487656 | Central HP <5.4 tons | AMANA | HRCU-A-CB (Split System: Heat Pump with Remote Outdoor Unit-Air-Source) | AZV7SA2410A* |  |  | CA*EA3022*3A* | A*VC960803BNB* | 23200 | 19 | 8.6 | 23200 | 17000 | 73.28% | 2 | 0 | 11 |  |  |  | No | R-32 | 1.9333 | Residential & Commercial | Ducted CEE Tier 1
210474582 | Central HP <5.4 tons | HEIL | HRCU-A-CB (Split System: Heat Pump with Remote Outdoor Unit-Air-Source) | HVH825GKA3* |  |  | EHD4X48AAL+WALLCON | *97CMN0801714A* | 24200 | 16 | 8.1 | 21400 | 16700 | 78.04% | 2 | 0 | 10.5 |  |  |  | No | R-410A | 2.0167 | Residential & Commercial | Ducted CEE Tier 1
210474615 | Central HP <5.4 tons | HEIL | HRCU-A-CB (Split System: Heat Pump with Remote Outdoor Unit-Air-Source) | HVH825GKA3* |  |  | EHD4X48AAL+WALLCON | *96CTN1002122A* | 24200 | 16 | 8.1 | 21200 | 16700 | 78.77% | 2.04 | 0 | 11 |  |  |  | No | R-410A | 2.0167 | Residential & Commercial | Ducted CEE Tier 1
213778734 | Central HP <5.4 tons | TEMPSTAR | HRCU-A-CB (Split System: Heat Pump with Remote Outdoor Unit-Air-Source) | TVH837GKA** |  |  | EA*4X36L17A*+WALLCON | *80CTL0451712B* | 31200 | 16.5 | 8.1 | 33400 | 24600 | 73.65% | 1.8 | 0 | 10.5 |  |  |  | No | R-410A | 2.6 | Residential & Commercial | Ducted CEE Tier 1
213778834 | Central HP <5.4 tons | TEMPSTAR | HRCU-A-CB (Split System: Heat Pump with Remote Outdoor Unit-Air-Source) | TVH837GKA** |  |  | EA*4X36L21A*+WALLCON | *80CTL0701716B* | 31400 | 16.5 | 8.1 | 33000 | 24400 | 73.94% | 1.84 | 0 | 10.5 |  |  |  | No | R-410A | 2.6167 | Residential & Commercial | Ducted CEE Tier 1
213349022 | Central HP <5.4 tons | GOODMAN | HRCU-A-CB (Split System: Heat Pump with Remote Outdoor Unit-Air-Source) | GSZS601810A* |  |  | AHVE24BP1400A* |  | 16600 | 17.5 | 8.5 | 17400 | 13000 | 74.71% | 2.1 | 0 | 10.9 |  |  |  | No | R-410A | 1.3833 | Residential & Commercial | Ducted CEE Tier 1
213779814 | Central HP <5.4 tons | TEMPSTAR | HRCU-A-CB (Split System: Heat Pump with Remote Outdoor Unit-Air-Source) | TVH837GKA** |  |  | EA*4X61L24A*+WALLCON | *96CTN1202422B* | 33200 | 17.5 | 8.5 | 32000 | 24800 | 77.5% | 2 | 0 | 11.7 |  |  |  | No | R-410A | 2.7667 | Residential & Commercial | Ducted CEE Tier 1
213780114 | Central HP <5.4 tons | TEMPSTAR | HRCU-A-CB (Split System: Heat Pump with Remote Outdoor Unit-Air-Source) | TVH837GKA** |  |  | EHD4X42AAL+WALLCON | *96CTN0801714B* | 32400 | 16 | 8.1 | 33000 | 24800 | 75.15% | 1.92 | 0 | 11 |  |  |  | No | R-410A | 2.7 | Residential & Commercial | Ducted CEE Tier 1
215931489 | Central HP <5.4 tons | AIRQUEST | HRCU-A-CB (Split System: Heat Pump with Remote Outdoor Unit-Air-Source) | H5H3V60*K*AAA* |  |  | FCMA5B60L0D*+WALLCON |  | 58000 | 20 | 8.5 | 60000 | 44500 | 74.17% | 2.06 | 0 | 12.5 |  |  |  | No | R-454B | 4.8333 | Residential & Commercial | Ducted CEE Tier 1
215931837 | Central HP <5.4 tons | AIRQUEST | HRCU-A-CB (Split System: Heat Pump with Remote Outdoor Unit-Air-Source) | H5H3V60*K*AAA* |  |  | ESH5X60M12A*+WALLCON | *80CTL1102120B* | 56500 | 18 | 8.1 | 61000 | 46000 | 75.41% | 2 | 0 | 11.5 |  |  |  | No | R-454B | 4.7083 | Residential & Commercial | Ducted CEE Tier 1
215931857 | Central HP <5.4 tons | AIRQUEST | HRCU-A-CB (Split System: Heat Pump with Remote Outdoor Unit-Air-Source) | H5H3V60*K*AAA* |  |  | ESH5X60M12A*+WALLCON | *95CSU1002122B* | 56500 | 18 | 8.1 | 61000 | 45500 | 74.59% | 2 | 0 | 11.5 |  |  |  | No | R-454B | 4.7083 | Residential & Commercial | Ducted CEE Tier 1
212985838 | Central HP <5.4 tons | COMFORTMAKER | HRCU-A-CB (Split System: Heat Pump with Remote Outdoor Unit-Air-Source) | DLCURAH24ABK |  |  | EN(A,D)4X24L17** | *96MSN0261410A* | 23200 | 16 | 8.5 | 27000 | 25200 | 93.33% | 2.08 | 0 | 10 |  |  |  | No | R-410A | 1.9333 | Residential & Commercial | Ducted CEE Tier 1
212986922 | Central HP <5.4 tons | COMFORTMAKER | HRCU-A-CB (Split System: Heat Pump with Remote Outdoor Unit-Air-Source) | DLCURAH24ABK |  |  | EA*4X37L17A* | *96MSN0601412A* | 24000 | 16.5 | 8.5 | 25200 | 22200 | 88.1% | 1.84 | 0 | 10 |  |  |  | No | R-410A | 2 | Residential & Commercial | Ducted CEE Tier 1
212989146 | Central HP <5.4 tons | COMFORTMAKER | HRCU-A-CB (Split System: Heat Pump with Remote Outdoor Unit-Air-Source) | DLCURAH24ABK |  |  | EA*4X25L17A* | *95MSU0601716A* | 24200 | 17 | 8.5 | 25200 | 21800 | 86.51% | 1.82 | 0 | 10 |  |  |  | No | R-410A | 2.0167 | Residential & Commercial | Ducted CEE Tier 1
215487689 | Central HP <5.4 tons | AMANA | HRCU-A-CB (Split System: Heat Pump with Remote Outdoor Unit-Air-Source) | AZV7SA3610A* |  |  | CA*EA4830*3A* | A*VC961205DNB* | 34800 | 18.5 | 8.5 | 35000 | 28400 | 81.14% | 2 | 0 | 10.5 |  |  |  | No | R-32 | 2.9 | Residential & Commercial | Ducted CEE Tier 1
213349048 | Central HP <5.4 tons | GOODMAN | HRCU-A-CB (Split System: Heat Pump with Remote Outdoor Unit-Air-Source) | GSZS601810A* |  |  | CA*EA1818*4A* | G*VM970804CNB* | 16600 | 17.5 | 8.5 | 17400 | 13000 | 74.71% | 2.1 | 0 | 10.9 |  |  |  | No | R-410A | 1.3833 | Residential & Commercial | Ducted CEE Tier 1
213349057 | Central HP <5.4 tons | GOODMAN | HRCU-A-CB (Split System: Heat Pump with Remote Outdoor Unit-Air-Source) | GSZS601810A* |  |  | CA*EA2422*4A* | G*VM970603BNB* | 16600 | 17.5 | 8.5 | 17400 | 13000 | 74.71% | 2.1 | 0 | 10.9 |  |  |  | No | R-410A | 1.3833 | Residential & Commercial | Ducted CEE Tier 1
215487770 | Central HP <5.4 tons | AMANA | HRCU-A-CB (Split System: Heat Pump with Remote Outdoor Unit-Air-Source) | AZV7SA4810A* |  |  | CHPEA6030*3A* | A*VC800805D*A* | 45500 | 17 | 8.5 | 46500 | 33600 | 72.26% | 2 | 0 | 10 |  |  |  | No | R-32 | 3.7917 | Residential & Commercial | Ducted CEE Tier 1
213779014 | Central HP <5.4 tons | TEMPSTAR | HRCU-A-CB (Split System: Heat Pump with Remote Outdoor Unit-Air-Source) | TVH837GKA** |  |  | EA*4X37L21A*+WALLCON | *97CMN0801714B* | 32800 | 17 | 8.1 | 33000 | 25200 | 76.36% | 1.96 | 0 | 11 |  |  |  | No | R-410A | 2.7333 | Residential & Commercial | Ducted CEE Tier 1
215676784 | Central HP <5.4 tons | BRYANT HEATING AND COOLING SYSTEMS | HRCU-A-CB (Split System: Heat Pump with Remote Outdoor Unit-Air-Source) | 290VAN048**AA* |  |  | CVAVA6121XMA*+UI | 935CB66100C21*** | 48500 | 19 | 9 | 50000 | 36600 | 73.2% | 2.12 | 0 | 10.5 |  |  |  | No | R-454B | 4.0417 | Residential & Commercial | Ducted CEE Tier 1
215676804 | Central HP <5.4 tons | BRYANT HEATING AND COOLING SYSTEMS | HRCU-A-CB (Split System: Heat Pump with Remote Outdoor Unit-Air-Source) | 290VAN048**AA* |  |  | CVAVA6121XMA*+UI | 987MC42080C17*** | 48000 | 18.5 | 9 | 50000 | 37400 | 74.8% | 1.98 | 0 | 10 |  |  |  | No | R-454B | 4 | Residential & Commercial | Ducted CEE Tier 1
215676834 | Central HP <5.4 tons | BRYANT HEATING AND COOLING SYSTEMS | HRCU-A-CB (Split System: Heat Pump with Remote Outdoor Unit-Air-Source) | 290VAN048**AA* |  |  | CVAVA6121XMA*+UI | 986TD66100C21*** | 48500 | 19.5 | 9.5 | 50000 | 36800 | 73.6% | 2.12 | 0 | 10.5 |  |  |  | No | R-454B | 4.0417 | Residential & Commercial | Ducted CEE Tier 1
215676954 | Central HP <5.4 tons | BRYANT HEATING AND COOLING SYSTEMS | HRCU-A-CB (Split System: Heat Pump with Remote Outdoor Unit-Air-Source) | 290VAN048**AA* |  |  | CVAVA6124XMA*+UI | 986TD66120C24*** | 48500 | 19.5 | 9.5 | 50000 | 36600 | 73.2% | 2.12 | 0 | 10.5 |  |  |  | No | R-454B | 4.0417 | Residential & Commercial | Ducted CEE Tier 1
215676324 | Central HP <5.4 tons | BRYANT HEATING AND COOLING SYSTEMS | HRCU-A-CB (Split System: Heat Pump with Remote Outdoor Unit-Air-Source) | 290VAN048**AA* |  |  | CVAVA4924XMA*+UI | 88*TB66135C24*** | 48000 | 19 | 9 | 50000 | 36400 | 72.8% | 2 | 0 | 10.5 |  |  |  | No | R-454B | 4 | Residential & Commercial | Ducted CEE Tier 1
213156956 | Central HP <5.4 tons | AMANA | HRCU-A-CB (Split System: Heat Pump with Remote Outdoor Unit-Air-Source) | ASZS60421EA* |  |  | CA*EA6030*4A* | A*VC800805D*A* | 40000 | 17 | 8.6 | 40000 | 30600 | 76.5% | 2 | 0 | 10 |  |  |  | No | R-410A | 3.3333 | Residential & Commercial | Ducted CEE Tier 1
212681006 | Central HP <5.4 tons | AURIAL | HRCU-A-CB (Split System: Heat Pump with Remote Outdoor Unit-Air-Source) | ARU60-48WADU |  |  | ARUD60-24AH2ADU |  | 54000 | 16 | 9 | 54000 | 41000 | 75.93% | 1.8 | 10.5 | 10 |  |  |  | No | R-410A | 4.5 | Residential & Commercial | Ducted CEE Tier 1
216599684 | Central HP <5.4 tons | AMERICAN STANDARD | HRCU-A-CB (Split System: Heat Pump with Remote Outdoor Unit-Air-Source) | 5A6V8X24A1 |  |  | 5TXCB003AS3 | S9V2B080U4PSC+LRP | 21400 | 18.1 | 8.5 | 24400 | 18900 | 77.46% | 2.2 | 0 | 11.2 |  |  |  | No | R-454B | 1.7833 | Residential & Commercial | Ducted CEE Tier 1
215864997 | Central HP <5.4 tons | TRANE | HRCU-A-CB (Split System: Heat Pump with Remote Outdoor Unit-Air-Source) | 5TWV8X60A1 |  |  | 5PX*C009AS3 | S8V2C100M5PCB | 54000 | 18.1 | 8.5 | 55500 | 40000 | 72.07% | 2 | 0 | 10 |  |  |  | No | R-454B | 4.5 | Residential & Commercial | Ducted CEE Tier 1
215865031 | Central HP <5.4 tons | TRANE | HRCU-A-CB (Split System: Heat Pump with Remote Outdoor Unit-Air-Source) | 5TWV8X60A1 |  |  | 5PX*DD10AS3 | S8V2C100M5PCB | 53000 | 18.1 | 8.5 | 55500 | 39500 | 71.17% | 1.9 | 0 | 10 |  |  |  | No | R-454B | 4.4167 | Residential & Commercial | Ducted CEE Tier 1
214066543 | Central HP <5.4 tons | RUUD | HRCU-A-CB (Split System: Heat Pump with Remote Outdoor Unit-Air-Source) | RD17AZ36AJ3N |  |  | RCFZ3621MTANM | R921V1005A21M4S | 34200 | 17 | 8.1 | 34200 | 29600 | 86.55% | 1.9 | 0 | 10 |  |  |  | No | R-410A | 2.85 | Residential & Commercial | Ducted CEE Tier 1
214066878 | Central HP <5.4 tons | RUUD | HRCU-A-CB (Split System: Heat Pump with Remote Outdoor Unit-Air-Source) | RD17AZ36AJ3N |  |  | RCFZ3621MTANM | R801V0504A17UHS | 34200 | 18 | 8.1 | 34200 | 29800 | 87.13% | 1.9 | 0 | 10 |  |  |  | No | R-410A | 2.85 | Residential & Commercial | Ducted CEE Tier 1
215487789 | Central HP <5.4 tons | AMANA | HRCU-A-CB (Split System: Heat Pump with Remote Outdoor Unit-Air-Source) | AZV6SA1810A* |  |  | CA*EA3022*3A* | A*VC800803B*A* | 17000 | 19 | 8.8 | 16800 | 13000 | 77.38% | 2.1 | 0 | 12 |  |  |  | No | R-32 | 1.4167 | Residential & Commercial | Ducted CEE Tier 1
215487804 | Central HP <5.4 tons | AMANA | HRCU-A-CB (Split System: Heat Pump with Remote Outdoor Unit-Air-Source) | AZV6SA1810A* |  |  | CA*EA2418*3A* | A*VM970603BNB* | 17000 | 19 | 8.8 | 16800 | 13000 | 77.38% | 2.1 | 0 | 12 |  |  |  | No | R-32 | 1.4167 | Residential & Commercial | Ducted CEE Tier 1
216440433 | Central HP <5.4 tons | AMERICAN STANDARD | HRCU-A-CB (Split System: Heat Pump with Remote Outdoor Unit-Air-Source) | 5A6V0X60A1 |  |  | 5PX*C009AS3 | S9V2C080U5PSC+LRP | 53000 | 18.6 | 9 | 54000 | 38000 | 70.37% | 2 | 0 | 10.5 |  |  |  | No | R-454B | 4.4167 | Residential & Commercial | Ducted CEE Tier 1
204459416 | Central HP <5.4 tons | COMFORTMAKER | HRCU-A-CB (Split System: Heat Pump with Remote Outdoor Unit-Air-Source) | CVH825GKA2* |  |  | EHD4X36AAL+WALLCON | *80CTL0901716A* | 24200 | 16.5 | 8.1 | 21400 | 16600 | 77.57% | 2 | 11 | 11 |  |  |  | No | R-410A | 2.0167 | Residential & Commercial | Ducted CEE Tier 1
215487773 | Central HP <5.4 tons | AMANA | HRCU-A-CB (Split System: Heat Pump with Remote Outdoor Unit-Air-Source) | AZV6SA1810A* |  |  | CA*EA3022*3A* | A*VC960804CNB* | 17000 | 19 | 8.8 | 16800 | 13000 | 77.38% | 2.1 | 0 | 12 |  |  |  | No | R-32 | 1.4167 | Residential & Commercial | Ducted CEE Tier 1
215487787 | Central HP <5.4 tons | AMANA | HRCU-A-CB (Split System: Heat Pump with Remote Outdoor Unit-Air-Source) | AZV6SA1810A* |  |  | CA*EA2418*3A* | A*VC800804C*A* | 17000 | 19 | 8.8 | 16800 | 13000 | 77.38% | 2.1 | 0 | 12 |  |  |  | No | R-32 | 1.4167 | Residential & Commercial | Ducted CEE Tier 1
211261396 | Central HP <5.4 tons | HEIL | HRCU-A-CB (Split System: Heat Pump with Remote Outdoor Unit-Air-Source) | DLCURAH18ABK |  |  | EA*4X30L14A* | *96VTN0601412A* | 18000 | 16 | 8.5 | 18500 | 18500 | 100% | 2.22 | 0 | 10.5 |  |  |  | No | R-410A | 1.5 | Residential & Commercial | Ducted CEE Tier 1
215434039 | Central HP <5.4 tons | AMANA | HRCU-A-CB (Split System: Heat Pump with Remote Outdoor Unit-Air-Source) | AZV7SA2410A* |  |  | CA*EA3022*3A* | A*VT960804CNA* | 23200 | 19 | 8.6 | 23200 | 17000 | 73.28% | 2 | 0 | 11 |  |  |  | No | R-32 | 1.9333 | Residential & Commercial | Ducted CEE Tier 1
215434053 | Central HP <5.4 tons | AMANA | HRCU-A-CB (Split System: Heat Pump with Remote Outdoor Unit-Air-Source) | AZV7SA2410A* |  |  | CA*EA3626*3A* | A*VT800805C*A* | 23200 | 19 | 8.6 | 23200 | 17000 | 73.28% | 2 | 0 | 11 |  |  |  | No | R-32 | 1.9333 | Residential & Commercial | Ducted CEE Tier 1
215434064 | Central HP <5.4 tons | AMANA | HRCU-A-CB (Split System: Heat Pump with Remote Outdoor Unit-Air-Source) | AZV7SA2410A* |  |  | CHPEA3026*3A* | A*VS800604BUA* | 23200 | 19 | 8.6 | 23200 | 17000 | 73.28% | 2 | 0 | 11 |  |  |  | No | R-32 | 1.9333 | Residential & Commercial | Ducted CEE Tier 1
215434445 | Central HP <5.4 tons | GOODMAN | HRCU-A-CB (Split System: Heat Pump with Remote Outdoor Unit-Air-Source) | GZV7SA4810A* |  |  | CHPEA4830*3A* | G*VT961005CNA* | 45500 | 16.2 | 8.5 | 46000 | 33600 | 73.04% | 2 | 0 | 10 |  |  |  | No | R-32 | 3.7917 | Residential & Commercial | Ducted CEE Tier 1
215487690 | Central HP <5.4 tons | AMANA | HRCU-A-CB (Split System: Heat Pump with Remote Outdoor Unit-Air-Source) | AZV7SA3610A* |  |  | CA*EA4830*3A* | A*VC961005CNB* | 34800 | 18.5 | 8.5 | 35000 | 28400 | 81.14% | 2 | 0 | 10.5 |  |  |  | No | R-32 | 2.9 | Residential & Commercial | Ducted CEE Tier 1
215487706 | Central HP <5.4 tons | AMANA | HRCU-A-CB (Split System: Heat Pump with Remote Outdoor Unit-Air-Source) | AZV7SA3610A* |  |  | CHPEA4830*3A* | A*VC801005C*A* | 35000 | 18.5 | 8.1 | 35000 | 28400 | 81.14% | 2 | 0 | 10.5 |  |  |  | No | R-32 | 2.9167 | Residential & Commercial | Ducted CEE Tier 1
215434195 | Central HP <5.4 tons | AMANA | HRCU-A-CB (Split System: Heat Pump with Remote Outdoor Unit-Air-Source) | AZV7SA3610A* |  |  | CHPEA4830*3A* | A*VS800805CUA* | 35000 | 18.5 | 8.1 | 35000 | 28400 | 81.14% | 2 | 0 | 10.5 |  |  |  | No | R-32 | 2.9167 | Residential & Commercial | Ducted CEE Tier 1
215434197 | Central HP <5.4 tons | AMANA | HRCU-A-CB (Split System: Heat Pump with Remote Outdoor Unit-Air-Source) | AZV7SA3610A* |  |  | CHPEA4830*3A* | A*VM971005CNA* | 35000 | 18.5 | 8.1 | 35000 | 28400 | 81.14% | 2 | 0 | 10.5 |  |  |  | No | R-32 | 2.9167 | Residential & Commercial | Ducted CEE Tier 1
212969742 | Central HP <5.4 tons | HEIL | HRCU-A-CB (Split System: Heat Pump with Remote Outdoor Unit-Air-Source) | DLCURAH24ABK |  |  | EA*4X24L17A* | *80VSL0451412B* | 23200 | 17 | 8.5 | 26800 | 27000 | 100.7% | 2.3 | 0 | 10 |  |  |  | No | R-410A | 1.9333 | Residential & Commercial | Ducted CEE Tier 1
215676794 | Central HP <5.4 tons | BRYANT HEATING AND COOLING SYSTEMS | HRCU-A-CB (Split System: Heat Pump with Remote Outdoor Unit-Air-Source) | 290VAN048**AA* |  |  | CVAVA6121XMA*+UI | 987MC60060C21*** | 48000 | 18.5 | 9 | 50000 | 37400 | 74.8% | 2 | 0 | 10 |  |  |  | No | R-454B | 4 | Residential & Commercial | Ducted CEE Tier 1
215676364 | Central HP <5.4 tons | BRYANT HEATING AND COOLING SYSTEMS | HRCU-A-CB (Split System: Heat Pump with Remote Outdoor Unit-Air-Source) | 290VAN048**AA* |  |  | CVAVA4924XMA*+UI | 987MC66100C21*** | 48000 | 19 | 9 | 50000 | 36600 | 73.2% | 2 | 0 | 10 |  |  |  | No | R-454B | 4 | Residential & Commercial | Ducted CEE Tier 1
215676714 | Central HP <5.4 tons | BRYANT HEATING AND COOLING SYSTEMS | HRCU-A-CB (Split System: Heat Pump with Remote Outdoor Unit-Air-Source) | 290VAN048**AA* |  |  | CVAVA6121XMA*+UI | 88*TB48070C17*** | 48500 | 19 | 9 | 50000 | 37200 | 74.4% | 1.98 | 0 | 10 |  |  |  | No | R-454B | 4.0417 | Residential & Commercial | Ducted CEE Tier 1
215669511 | Central HP <5.4 tons | TEMPSTAR | HRCU-A-CB (Split System: Heat Pump with Remote Outdoor Unit-Air-Source) | T5H0V36*K*AAA* |  |  | EA*5X61M21A*+WALLCON | *95CSU0601716B* | 34600 | 17.5 | 9 | 34600 | 25000 | 72.25% | 1.9 | 0 | 10 |  |  |  | No | R-454B | 2.8833 | Residential & Commercial | Ducted CEE Tier 1
215676764 | Central HP <5.4 tons | BRYANT HEATING AND COOLING SYSTEMS | HRCU-A-CB (Split System: Heat Pump with Remote Outdoor Unit-Air-Source) | 290VAN048**AA* |  |  | CVAVA6121XMA*+UI | 935CB48060C17*** | 48000 | 18.5 | 9 | 50000 | 37400 | 74.8% | 2 | 0 | 10 |  |  |  | No | R-454B | 4 | Residential & Commercial | Ducted CEE Tier 1
215675674 | Central HP <5.4 tons | BRYANT HEATING AND COOLING SYSTEMS | HRCU-A-CB (Split System: Heat Pump with Remote Outdoor Unit-Air-Source) | 290VAN048**AA* |  |  | CVAMA6021XMA*+UI | 83*CA60080C21*** | 48000 | 19 | 9 | 50000 | 36600 | 73.2% | 2.12 | 0 | 10 |  |  |  | No | R-454B | 4 | Residential & Commercial | Ducted CEE Tier 1
215675924 | Central HP <5.4 tons | BRYANT HEATING AND COOLING SYSTEMS | HRCU-A-CB (Split System: Heat Pump with Remote Outdoor Unit-Air-Source) | 290VAN048**AA* |  |  | CVAMA6024XMA*+UI | 987MC66100C21*** | 48000 | 19 | 9 | 50000 | 36600 | 73.2% | 2 | 0 | 10.5 |  |  |  | No | R-454B | 4 | Residential & Commercial | Ducted CEE Tier 1
215675974 | Central HP <5.4 tons | BRYANT HEATING AND COOLING SYSTEMS | HRCU-A-CB (Split System: Heat Pump with Remote Outdoor Unit-Air-Source) | 290VAN048**AA* |  |  | CVAMA6124XMA*+UI | 88*TB60070C21*** | 48500 | 19 | 9.5 | 50000 | 36800 | 73.6% | 2.1 | 0 | 10.5 |  |  |  | No | R-454B | 4.0417 | Residential & Commercial | Ducted CEE Tier 1
215676394 | Central HP <5.4 tons | BRYANT HEATING AND COOLING SYSTEMS | HRCU-A-CB (Split System: Heat Pump with Remote Outdoor Unit-Air-Source) | 290VAN048**AA* |  |  | CVAVA4924XMA*+UI | 986TD66120C24*** | 48000 | 19 | 9 | 50000 | 36600 | 73.2% | 2 | 0 | 10.5 |  |  |  | No | R-454B | 4 | Residential & Commercial | Ducted CEE Tier 1
215675684 | Central HP <5.4 tons | BRYANT HEATING AND COOLING SYSTEMS | HRCU-A-CB (Split System: Heat Pump with Remote Outdoor Unit-Air-Source) | 290VAN048**AA* |  |  | CVAMA6021XMA*+UI | 83*CA60100C21*** | 48000 | 18.5 | 9 | 50000 | 36800 | 73.6% | 2 | 0 | 10 |  |  |  | No | R-454B | 4 | Residential & Commercial | Ducted CEE Tier 1
215675934 | Central HP <5.4 tons | BRYANT HEATING AND COOLING SYSTEMS | HRCU-A-CB (Split System: Heat Pump with Remote Outdoor Unit-Air-Source) | 290VAN048**AA* |  |  | CVAMA6024XMA*+UI | 987MC66120C24*** | 48000 | 19 | 9 | 50000 | 36600 | 73.2% | 2 | 0 | 10 |  |  |  | No | R-454B | 4 | Residential & Commercial | Ducted CEE Tier 1
215675794 | Central HP <5.4 tons | BRYANT HEATING AND COOLING SYSTEMS | HRCU-A-CB (Split System: Heat Pump with Remote Outdoor Unit-Air-Source) | 290VAN048**AA* |  |  | CVAMA6021XMA*+UI | 987MC42080C17*** | 47500 | 18.5 | 9 | 50000 | 37400 | 74.8% | 1.98 | 0 | 10 |  |  |  | No | R-454B | 3.9583 | Residential & Commercial | Ducted CEE Tier 1
215931777 | Central HP <5.4 tons | AIRQUEST | HRCU-A-CB (Split System: Heat Pump with Remote Outdoor Unit-Air-Source) | H5H3V60*K*AAA* |  |  | EA*5X61M24A*+WALLCON | *96CTN1002122B* | 57000 | 18.5 | 8.5 | 60500 | 46500 | 76.86% | 2.02 | 0 | 11.5 |  |  |  | No | R-454B | 4.75 | Residential & Commercial | Ducted CEE Tier 1
212971738 | Central HP <5.4 tons | HEIL | HRCU-A-CB (Split System: Heat Pump with Remote Outdoor Unit-Air-Source) | DLCURAH24ABK |  |  | EN(A,D)4X36L21** | *80VTL0701716B* | 23600 | 17 | 8.5 | 26400 | 24200 | 91.67% | 2 | 0 | 10.5 |  |  |  | No | R-410A | 1.9667 | Residential & Commercial | Ducted CEE Tier 1
212681004 | Central HP <5.4 tons | AURIAL | HRCU-A-CB (Split System: Heat Pump with Remote Outdoor Unit-Air-Source) | ARU36-24WADU |  |  | ARUD36-24AH2ADU |  | 34000 | 16 | 9 | 35000 | 28000 | 80% | 1.8 | 10 | 10 |  |  |  | No | R-410A | 2.8333 | Residential & Commercial | Ducted CEE Tier 1
213815156 | Central HP <5.4 tons | AMANA | HRCU-A-CB (Split System: Heat Pump with Remote Outdoor Unit-Air-Source) | ASZV903610A* |  |  | CHPF3743C6B*+MBVB16CP1X00A*+TXV |  | 33400 | 18 | 8.2 | 34000 | 24400 | 71.76% | 1.8 | 0 | 11 |  |  |  | No | R-410A | 2.7833 | Residential & Commercial | Ducted CEE Tier 1
211306381 | Central HP <5.4 tons | Mitsutomo | HRCU-A-CB (Split System: Heat Pump with Remote Outdoor Unit-Air-Source) | UHO36-NB-Q |  |  | UHM36-CB-Q |  | 36000 | 16 | 9.5 | 40000 | 34400 | 86% | 1.97 | 10.5 | 10 |  |  |  | No | R-410A | 3 | Residential & Commercial | Ducted CEE Tier 1
215865063 | Central HP <5.4 tons | TRANE | HRCU-A-CB (Split System: Heat Pump with Remote Outdoor Unit-Air-Source) | 5TWV8X36A1 |  |  | 5TXCC005AS3+P0V0C000M50SD+LRP |  | 32000 | 18.1 | 8.5 | 32600 | 25400 | 77.91% | 2.1 | 0 | 10.5 |  |  |  | No | R-454B | 2.6667 | Residential & Commercial | Ducted CEE Tier 1
213349034 | Central HP <5.4 tons | GOODMAN | HRCU-A-CB (Split System: Heat Pump with Remote Outdoor Unit-Air-Source) | GSZS601810A* |  |  | CA*EA1818*4A* | G*VC800603B*A* | 16600 | 17.5 | 8.5 | 17400 | 13000 | 74.71% | 2.1 | 0 | 10.9 |  |  |  | No | R-410A | 1.3833 | Residential & Commercial | Ducted CEE Tier 1
213349036 | Central HP <5.4 tons | GOODMAN | HRCU-A-CB (Split System: Heat Pump with Remote Outdoor Unit-Air-Source) | GSZS601810A* |  |  | CA*EA1818*4A* | G*VC800803B*A* | 16600 | 17.5 | 8.5 | 17400 | 13000 | 74.71% | 2.1 | 0 | 10.9 |  |  |  | No | R-410A | 1.3833 | Residential & Commercial | Ducted CEE Tier 1
213349051 | Central HP <5.4 tons | GOODMAN | HRCU-A-CB (Split System: Heat Pump with Remote Outdoor Unit-Air-Source) | GSZS601810A* |  |  | CA*EA2422*4A* | G*VC800604B*A* | 16600 | 17.5 | 8.5 | 17400 | 13000 | 74.71% | 2.1 | 0 | 10.9 |  |  |  | No | R-410A | 1.3833 | Residential & Commercial | Ducted CEE Tier 1
213349052 | Central HP <5.4 tons | GOODMAN | HRCU-A-CB (Split System: Heat Pump with Remote Outdoor Unit-Air-Source) | GSZS601810A* |  |  | CA*EA2422*4A* | G*VC800803B*A* | 16600 | 17.5 | 8.5 | 17400 | 13000 | 74.71% | 2.1 | 0 | 10.9 |  |  |  | No | R-410A | 1.3833 | Residential & Commercial | Ducted CEE Tier 1
213349054 | Central HP <5.4 tons | GOODMAN | HRCU-A-CB (Split System: Heat Pump with Remote Outdoor Unit-Air-Source) | GSZS601810A* |  |  | CA*EA2422*4A* | G*VC960403BNB* | 16600 | 17.5 | 8.5 | 17400 | 13000 | 74.71% | 2.1 | 0 | 10.9 |  |  |  | No | R-410A | 1.3833 | Residential & Commercial | Ducted CEE Tier 1
213349033 | Central HP <5.4 tons | GOODMAN | HRCU-A-CB (Split System: Heat Pump with Remote Outdoor Unit-Air-Source) | GSZS601810A* |  |  | CA*EA1818*4A* | G*VS800604BUA* | 16600 | 17.5 | 8.5 | 17400 | 13000 | 74.71% | 2.1 | 0 | 10.9 |  |  |  | No | R-410A | 1.3833 | Residential & Commercial | Ducted CEE Tier 1
213349056 | Central HP <5.4 tons | GOODMAN | HRCU-A-CB (Split System: Heat Pump with Remote Outdoor Unit-Air-Source) | GSZS601810A* |  |  | CA*EA2422*4A* | G*VC960803BNB* | 16600 | 17.5 | 8.5 | 17400 | 13000 | 74.71% | 2.1 | 0 | 10.9 |  |  |  | No | R-410A | 1.3833 | Residential & Commercial | Ducted CEE Tier 1
212614947 | Central HP <5.4 tons | AMANA | HRCU-A-CB (Split System: Heat Pump with Remote Outdoor Unit-Air-Source) | ASZS60241EA* |  |  | CA*EA2422*4A* | A*VC800604B*A* | 23000 | 17 | 8.6 | 23000 | 16100 | 70% | 2 | 0 | 10 |  |  |  | No | R-410A | 1.9167 | Residential & Commercial | Ducted CEE Tier 1
215869117 | Central HP <5.4 tons | AMERICAN STANDARD | HRCU-A-CB (Split System: Heat Pump with Remote Outdoor Unit-Air-Source) | 5A6V8X48A1 |  |  | 5PX*C007AS3 | S9V2C080U5VSB+LRP | 45000 | 18.1 | 8.5 | 46000 | 35400 | 76.96% | 2.1 | 0 | 10 |  |  |  | No | R-454B | 3.75 | Residential & Commercial | Ducted CEE Tier 1
210692766 | Central HP <5.4 tons | GOODMAN | HRCU-A-CB (Split System: Heat Pump with Remote Outdoor Unit-Air-Source) | GSZV903610A* |  |  | CHPF3743C6B*+TXV | G*VM971005CNB* | 33400 | 18 | 8.2 | 34000 | 24400 | 71.76% | 1.8 | 0 | 11 |  |  |  | No | R-410A | 2.7833 | Residential & Commercial | Ducted CEE Tier 1
215936275 | Central HP <5.4 tons | BRYANT HEATING AND COOLING SYSTEMS | HRCU-A-CB (Split System: Heat Pump with Remote Outdoor Unit-Air-Source) | 293VAN036**AA* |  |  | CVAVA4821XMA*+UI | 987MC42060C17*** | 34400 | 20.5 | 8.5 | 38000 | 27600 | 72.63% | 2.08 | 0 | 11 |  |  |  | No | R-454B | 2.8667 | Residential & Commercial | Ducted CEE Tier 1
213815248 | Central HP <5.4 tons | AMANA | HRCU-A-CB (Split System: Heat Pump with Remote Outdoor Unit-Air-Source) | ASZS601810A* |  |  | CA*EA1818*4A*+MBVK16CP1X00A* |  | 16600 | 17.5 | 8.5 | 17400 | 13000 | 74.71% | 2.1 | 0 | 10.9 |  |  |  | No | R-410A | 1.3833 | Residential & Commercial | Ducted CEE Tier 1
216051049 | Central HP <5.4 tons | RUUD | HRCU-A-CB (Split System: Heat Pump with Remote Outdoor Unit-Air-Source) | UP19AY24AJVC |  |  | RCFY2421HEAAM | R801V0504A17UHN | 22800 | 20 | 10 | 22800 | 18500 | 81.14% | 1.8 | 0 | 12 |  |  |  | No | R-454B | 1.9 | Residential & Commercial | Ducted CEE Tier 1
216051134 | Central HP <5.4 tons | RUUD | HRCU-A-CB (Split System: Heat Pump with Remote Outdoor Unit-Air-Source) | UP19AY48AJVC |  |  | RCFY4821SEAAM | U98MV0855A21UPS | 45500 | 19 | 10 | 45500 | 42000 | 92.31% | 2.1 | 0 | 12 |  |  |  | No | R-454B | 3.7917 | Residential & Commercial | Ducted CEE Tier 1
213815739 | Central HP <5.4 tons | AMANA | HRCU-A-CB (Split System: Heat Pump with Remote Outdoor Unit-Air-Source) | ASZS60361EA* |  |  | CA*EA4830*4A*+MBVK16CP1X00A* |  | 34200 | 17.5 | 8.6 | 34200 | 29000 | 84.8% | 2 | 0 | 10 |  |  |  | No | R-410A | 2.85 | Residential & Commercial | Ducted CEE Tier 1
213349058 | Central HP <5.4 tons | GOODMAN | HRCU-A-CB (Split System: Heat Pump with Remote Outdoor Unit-Air-Source) | GSZS601810A* |  |  | CA*EA2422*4A* | G*VM970803BNB* | 16600 | 17.5 | 8.5 | 17400 | 13000 | 74.71% | 2.1 | 0 | 10.9 |  |  |  | No | R-410A | 1.3833 | Residential & Commercial | Ducted CEE Tier 1
213349158 | Central HP <5.4 tons | GOODMAN | HRCU-A-CB (Split System: Heat Pump with Remote Outdoor Unit-Air-Source) | GSZS601810A* |  |  | CA*EA1818*4A*+MBVC1600**-1A* |  | 16600 | 17.5 | 8.5 | 17400 | 13000 | 74.71% | 2.1 | 0 | 10.9 |  |  |  | No | R-410A | 1.3833 | Residential & Commercial | Ducted CEE Tier 1
214573317 | Central HP <5.4 tons | TEMPSTAR | HRCU-A-CB (Split System: Heat Pump with Remote Outdoor Unit-Air-Source) | TVH837GKA** |  |  | EN(A,D)4X36L21**+WALLCON | *80CTL0702120B* | 31400 | 17 | 8.1 | 33200 | 24200 | 72.89% | 1.82 | 0 | 11 |  |  |  | No | R-410A | 2.6167 | Residential & Commercial | Ducted CEE Tier 1
212970672 | Central HP <5.4 tons | HEIL | HRCU-A-CB (Split System: Heat Pump with Remote Outdoor Unit-Air-Source) | DLCURAH36ABK |  |  | EA*4X42L24A* | *80VSL0902120B* | 35200 | 16 | 8.1 | 38500 | 35000 | 90.91% | 1.88 | 0 | 10 |  |  |  | No | R-410A | 2.9333 | Residential & Commercial | Ducted CEE Tier 1
212970692 | Central HP <5.4 tons | HEIL | HRCU-A-CB (Split System: Heat Pump with Remote Outdoor Unit-Air-Source) | DLCURAH36ABK |  |  | EA*4X48L21A* | *80VSL0902120B* | 35600 | 16.5 | 8.5 | 38500 | 34600 | 89.87% | 2.02 | 0 | 10 |  |  |  | No | R-410A | 2.9667 | Residential & Commercial | Ducted CEE Tier 1
214239286 | Central HP <5.4 tons | AIRQUEST | HRCU-A-CB (Split System: Heat Pump with Remote Outdoor Unit-Air-Source) | HVH837GKA2* |  |  | EN(A,D)4X48L24**+WALLCON | *80CTL0902120B* | 32400 | 17 | 8.1 | 32600 | 24600 | 75.46% | 1.96 | 0 | 11.7 |  |  |  | No | R-410A | 2.7 | Residential & Commercial | Ducted CEE Tier 1
211240620 | Central HP <5.4 tons | COMFORTMAKER | HRCU-A-CB (Split System: Heat Pump with Remote Outdoor Unit-Air-Source) | DLCURAH24ABK |  |  | EA*4X24L17A* | *96VTN0601714A* | 23600 | 16 | 8.5 | 26800 | 24400 | 91.04% | 2.02 | 0 | 10 |  |  |  | No | R-410A | 1.9667 | Residential & Commercial | Ducted CEE Tier 1
215434124 | Central HP <5.4 tons | GOODMAN | HRCU-A-CB (Split System: Heat Pump with Remote Outdoor Unit-Air-Source) | GZV7SA2410A* |  |  | CHPEA3026*3A* | G*VT800603B*A* | 23200 | 19 | 8.6 | 23200 | 17000 | 73.28% | 2 | 0 | 11 |  |  |  | No | R-32 | 1.9333 | Residential & Commercial | Ducted CEE Tier 1
212681005 | Central HP <5.4 tons | AURIAL | HRCU-A-CB (Split System: Heat Pump with Remote Outdoor Unit-Air-Source) | ARU60-48WADU |  |  | ARUD48-24AH2ADU |  | 48000 | 17 | 9 | 48000 | 39000 | 81.25% | 1.8 | 11.5 | 11 |  |  |  | No | R-410A | 4 | Residential & Commercial | Ducted CEE Tier 1
215676414 | Central HP <5.4 tons | BRYANT HEATING AND COOLING SYSTEMS | HRCU-A-CB (Split System: Heat Pump with Remote Outdoor Unit-Air-Source) | 290VAN048**AA* |  |  | CVAVA6021XMA*+UI | 83*CA60080C21*** | 48000 | 19 | 9 | 50000 | 36600 | 73.2% | 2.12 | 0 | 10 |  |  |  | No | R-454B | 4 | Residential & Commercial | Ducted CEE Tier 1
215676464 | Central HP <5.4 tons | BRYANT HEATING AND COOLING SYSTEMS | HRCU-A-CB (Split System: Heat Pump with Remote Outdoor Unit-Air-Source) | 290VAN048**AA* |  |  | CVAVA6021XMA*+UI | 88*TB48090C17*** | 48000 | 19 | 9 | 50000 | 36800 | 73.6% | 1.98 | 0 | 10 |  |  |  | No | R-454B | 4 | Residential & Commercial | Ducted CEE Tier 1
215676514 | Central HP <5.4 tons | BRYANT HEATING AND COOLING SYSTEMS | HRCU-A-CB (Split System: Heat Pump with Remote Outdoor Unit-Air-Source) | 290VAN048**AA* |  |  | CVAVA6021XMA*+UI | 935CB66100C21*** | 48000 | 19 | 9 | 50000 | 36600 | 73.2% | 2.12 | 0 | 10 |  |  |  | No | R-454B | 4 | Residential & Commercial | Ducted CEE Tier 1
213433248 | Central HP <5.4 tons | ACIQ | HRCU-A-CB (Split System: Heat Pump with Remote Outdoor Unit-Air-Source) | ACIQ-18-HPB |  |  | ACIQ-18W-WM |  | 18000 | 19.3 | 10.8 | 19000 | 18800 | 98.95% | 2.3 | 0 | 12.1 |  |  |  | No | R-410A | 1.5 | Residential & Commercial | Ducted CEE Tier 1
215674225 | Central HP <5.4 tons | BRYANT HEATING AND COOLING SYSTEMS | HRCU-A-CB (Split System: Heat Pump with Remote Outdoor Unit-Air-Source) | 290VAN048**AA* |  |  | CAA**6024AM*+UI | 935CB66100C21*** | 45000 | 18 | 9 | 47500 | 33400 | 70.32% | 2.08 | 0 | 10 |  |  |  | No | R-454B | 3.75 | Residential & Commercial | Ducted CEE Tier 1
212970002 | Central HP <5.4 tons | HEIL | HRCU-A-CB (Split System: Heat Pump with Remote Outdoor Unit-Air-Source) | DLCURAH18ABK |  |  | EA*4X30L17A* | *80VSL0701716B* | 17500 | 16.5 | 8.5 | 18000 | 18700 | 103.9% | 2.26 | 0 | 10.5 |  |  |  | No | R-410A | 1.4583 | Residential & Commercial | Ducted CEE Tier 1
215487672 | Central HP <5.4 tons | AMANA | HRCU-A-CB (Split System: Heat Pump with Remote Outdoor Unit-Air-Source) | AZV7SA2410A* |  |  | CA*EA3626*3A* | A*VC960804CNB* | 23200 | 19 | 8.6 | 23200 | 17000 | 73.28% | 2 | 0 | 11 |  |  |  | No | R-32 | 1.9333 | Residential & Commercial | Ducted CEE Tier 1
215487688 | Central HP <5.4 tons | AMANA | HRCU-A-CB (Split System: Heat Pump with Remote Outdoor Unit-Air-Source) | AZV7SA2410A* |  |  | CHPEA3026*3A* | A*VC961005CNB* | 23200 | 19 | 8.6 | 23200 | 17000 | 73.28% | 2 | 0 | 11 |  |  |  | No | R-32 | 1.9333 | Residential & Commercial | Ducted CEE Tier 1
216439947 | Central HP <5.4 tons | AMERICAN STANDARD | HRCU-A-CB (Split System: Heat Pump with Remote Outdoor Unit-Air-Source) | 5A6V0X24A1 |  |  | 5PX*B003AS3 | S9V2B040U3PSC+LRP | 20600 | 19 | 9.4 | 23800 | 17600 | 73.95% | 2.1 | 0 | 11.7 |  |  |  | No | R-454B | 1.7167 | Residential & Commercial | Ducted CEE Tier 1
213782224 | Central HP <5.4 tons | TEMPSTAR | HRCU-A-CB (Split System: Heat Pump with Remote Outdoor Unit-Air-Source) | TVH837GKA2* |  |  | EHD4X60AAL+WALLCON | *80CTL0701412B* | 32800 | 16.5 | 8.1 | 32400 | 25600 | 79.01% | 2 | 0 | 11 |  |  |  | No | R-410A | 2.7333 | Residential & Commercial | Ducted CEE Tier 1
213782274 | Central HP <5.4 tons | TEMPSTAR | HRCU-A-CB (Split System: Heat Pump with Remote Outdoor Unit-Air-Source) | TVH837GKA2* |  |  | EHD4X60AAL+WALLCON | *80CTL1352422B* | 33000 | 16.5 | 8.1 | 32200 | 24800 | 77.02% | 2 | 0 | 11.5 |  |  |  | No | R-410A | 2.75 | Residential & Commercial | Ducted CEE Tier 1
215487705 | Central HP <5.4 tons | AMANA | HRCU-A-CB (Split System: Heat Pump with Remote Outdoor Unit-Air-Source) | AZV7SA3610A* |  |  | CHPEA4830*3A* | A*VC960804CNB* | 35000 | 18.5 | 8.1 | 35000 | 28400 | 81.14% | 2 | 0 | 10.5 |  |  |  | No | R-32 | 2.9167 | Residential & Commercial | Ducted CEE Tier 1
215434082 | Central HP <5.4 tons | GOODMAN | HRCU-A-CB (Split System: Heat Pump with Remote Outdoor Unit-Air-Source) | GZV7SA2410A* |  |  | CA*EA3022*3A* | G*VM971005CNA* | 23200 | 19 | 8.6 | 23200 | 17000 | 73.28% | 2 | 0 | 11 |  |  |  | No | R-32 | 1.9333 | Residential & Commercial | Ducted CEE Tier 1
214075503 | Central HP <5.4 tons | RUUD | HRCU-A-CB (Split System: Heat Pump with Remote Outdoor Unit-Air-Source) | RD17AZ24AJ3N |  |  | RCFZ2417MTANM | R951V0403A17M4S | 22600 | 17 | 9.5 | 22600 | 16900 | 74.78% | 2 | 0 | 11.2 |  |  |  | No | R-410A | 1.8833 | Residential & Commercial | Ducted CEE Tier 1
214075533 | Central HP <5.4 tons | RUUD | HRCU-A-CB (Split System: Heat Pump with Remote Outdoor Unit-Air-Source) | RD17AZ24AJ3N |  |  | RCFZ2417MTANM | R951V0403A17UHU | 22400 | 17 | 9.5 | 22400 | 17100 | 76.34% | 2 | 0 | 10 |  |  |  | No | R-410A | 1.8667 | Residential & Commercial | Ducted CEE Tier 1
214075468 | Central HP <5.4 tons | RUUD | HRCU-A-CB (Split System: Heat Pump with Remote Outdoor Unit-Air-Source) | RD17AZ24AJ3N |  |  | RCFZ2417MTANM | R962V0603A17M4S | 22600 | 17 | 9.5 | 22600 | 17000 | 75.22% | 2 | 0 | 10 |  |  |  | No | R-410A | 1.8833 | Residential & Commercial | Ducted CEE Tier 1
215932357 | Central HP <5.4 tons | AIRQUEST | HRCU-A-CB (Split System: Heat Pump with Remote Outdoor Unit-Air-Source) | H5H3V36*K*AAA* |  |  | EA*5X42M21A*+WALLCON | *96CTN1002122B* | 32800 | 20 | 9.5 | 34800 | 26600 | 76.44% | 2 | 0 | 11.5 |  |  |  | No | R-454B | 2.7333 | Residential & Commercial | Ducted CEE Tier 1
211240907 | Central HP <5.4 tons | COMFORTMAKER | HRCU-A-CB (Split System: Heat Pump with Remote Outdoor Unit-Air-Source) | DLCURAH24ABK |  |  | EA*4X25L17A* | *80VSL0451716A* | 24800 | 16.5 | 8.5 | 25600 | 21200 | 82.81% | 1.78 | 0 | 10 |  |  |  | No | R-410A | 2.0667 | Residential & Commercial | Ducted CEE Tier 1
211241442 | Central HP <5.4 tons | COMFORTMAKER | HRCU-A-CB (Split System: Heat Pump with Remote Outdoor Unit-Air-Source) | DLCURAH24ABK |  |  | EA*4X30L17A* | *95ESU0401712A* | 23600 | 16.5 | 8.5 | 26000 | 23800 | 91.54% | 1.98 | 0 | 10 |  |  |  | No | R-410A | 1.9667 | Residential & Commercial | Ducted CEE Tier 1
211242213 | Central HP <5.4 tons | COMFORTMAKER | HRCU-A-CB (Split System: Heat Pump with Remote Outdoor Unit-Air-Source) | DLCURAH24ABK |  |  | EA*4X36L17A* | *80ESU0601716A | 25000 | 16.5 | 8.5 | 26600 | 21800 | 81.95% | 1.82 | 0 | 10 |  |  |  | No | R-410A | 2.0833 | Residential & Commercial | Ducted CEE Tier 1
211242277 | Central HP <5.4 tons | COMFORTMAKER | HRCU-A-CB (Split System: Heat Pump with Remote Outdoor Unit-Air-Source) | DLCURAH24ABK |  |  | EA*4X36L21A* | *96VSN0601714A* | 23600 | 16.5 | 8.5 | 25600 | 23600 | 92.19% | 1.96 | 0 | 10 |  |  |  | No | R-410A | 1.9667 | Residential & Commercial | Ducted CEE Tier 1
211242313 | Central HP <5.4 tons | COMFORTMAKER | HRCU-A-CB (Split System: Heat Pump with Remote Outdoor Unit-Air-Source) | DLCURAH24ABK |  |  | EA*4X36L21A* | *96VSN0801716A* | 24400 | 16.5 | 8.5 | 26200 | 22400 | 85.5% | 1.86 | 0 | 10 |  |  |  | No | R-410A | 2.0333 | Residential & Commercial | Ducted CEE Tier 1
211242979 | Central HP <5.4 tons | COMFORTMAKER | HRCU-A-CB (Split System: Heat Pump with Remote Outdoor Unit-Air-Source) | DLCURAH24ABK |  |  | EA*4X37L17A* | *96VTN0401410A* | 24200 | 16 | 8.5 | 25600 | 21800 | 85.16% | 1.8 | 0 | 10 |  |  |  | No | R-410A | 2.0167 | Residential & Commercial | Ducted CEE Tier 1
211243333 | Central HP <5.4 tons | COMFORTMAKER | HRCU-A-CB (Split System: Heat Pump with Remote Outdoor Unit-Air-Source) | DLCURAH24ABK |  |  | EA*4X37L21A* | *80VSL0451716A* | 24800 | 16.5 | 8.5 | 25600 | 21000 | 82.03% | 1.76 | 0 | 10.5 |  |  |  | No | R-410A | 2.0667 | Residential & Commercial | Ducted CEE Tier 1
211240777 | Central HP <5.4 tons | COMFORTMAKER | HRCU-A-CB (Split System: Heat Pump with Remote Outdoor Unit-Air-Source) | DLCURAH24ABK |  |  | EA*4X24L17A* | OMV098J12* | 23400 | 16.5 | 8.5 | 26600 | 25000 | 93.98% | 2.08 | 0 | 10 |  |  |  | No | R-410A | 1.95 | Residential & Commercial | Ducted CEE Tier 1
211241213 | Central HP <5.4 tons | COMFORTMAKER | HRCU-A-CB (Split System: Heat Pump with Remote Outdoor Unit-Air-Source) | DLCURAH24ABK |  |  | EA*4X25L17A* | OMV098J12* | 24200 | 17 | 8.5 | 25200 | 21600 | 85.71% | 1.8 | 0 | 10 |  |  |  | No | R-410A | 2.0167 | Residential & Commercial | Ducted CEE Tier 1
211241481 | Central HP <5.4 tons | COMFORTMAKER | HRCU-A-CB (Split System: Heat Pump with Remote Outdoor Unit-Air-Source) | DLCURAH24ABK |  |  | EA*4X30L17A* | *80VSL0451716A* | 24200 | 16.5 | 8.5 | 26400 | 23000 | 87.12% | 1.9 | 0 | 10 |  |  |  | No | R-410A | 2.0167 | Residential & Commercial | Ducted CEE Tier 1
211240281 | Central HP <5.4 tons | COMFORTMAKER | HRCU-A-CB (Split System: Heat Pump with Remote Outdoor Unit-Air-Source) | DLCURAH24ABK |  |  | EA*4X24L14A* | *95ESN0601412A* | 24000 | 15.5 | 8.5 | 27200 | 23600 | 86.76% | 1.92 | 0 | 10 |  |  |  | No | R-410A | 2 | Residential & Commercial | Ducted CEE Tier 1
211240948 | Central HP <5.4 tons | COMFORTMAKER | HRCU-A-CB (Split System: Heat Pump with Remote Outdoor Unit-Air-Source) | DLCURAH24ABK |  |  | EA*4X25L17A* | *80VTL0451412A* | 24800 | 17 | 8.5 | 25600 | 21200 | 82.81% | 1.78 | 0 | 10.5 |  |  |  | No | R-410A | 2.0667 | Residential & Commercial | Ducted CEE Tier 1
212970961 | Central HP <5.4 tons | HEIL | HRCU-A-CB (Split System: Heat Pump with Remote Outdoor Unit-Air-Source) | DLCURAH18ABK |  |  | EN(A,D)4X30L17** | *80VTL0451412B* | 17400 | 16.5 | 8.1 | 17900 | 18600 | 103.9% | 2.24 | 0 | 11 |  |  |  | No | R-410A | 1.45 | Residential & Commercial | Ducted CEE Tier 1
211259766 | Central HP <5.4 tons | COMFORTMAKER | HRCU-A-CB (Split System: Heat Pump with Remote Outdoor Unit-Air-Source) | DLCURAH18ABK |  |  | EA*4X19L17A* | *96VTN0401712A* | 18200 | 15.5 | 8.5 | 18300 | 17600 | 96.17% | 2.12 | 0 | 10.5 |  |  |  | No | R-410A | 1.5167 | Residential & Commercial | Ducted CEE Tier 1
211260459 | Central HP <5.4 tons | COMFORTMAKER | HRCU-A-CB (Split System: Heat Pump with Remote Outdoor Unit-Air-Source) | DLCURAH18ABK |  |  | EA*4X24L17A* | *95ESN0401712A* | 17300 | 15.5 | 8.5 | 18300 | 19300 | 105.5% | 2.3 | 0 | 10 |  |  |  | No | R-410A | 1.4417 | Residential & Commercial | Ducted CEE Tier 1
211261009 | Central HP <5.4 tons | COMFORTMAKER | HRCU-A-CB (Split System: Heat Pump with Remote Outdoor Unit-Air-Source) | DLCURAH18ABK |  |  | EA*4X25L17A* | *80ES(N,L)0701712A* | 18600 | 16.5 | 8.5 | 18400 | 17400 | 94.57% | 2.12 | 0 | 11 |  |  |  | No | R-410A | 1.55 | Residential & Commercial | Ducted CEE Tier 1
215434323 | Central HP <5.4 tons | GOODMAN | HRCU-A-CB (Split System: Heat Pump with Remote Outdoor Unit-Air-Source) | GZV7SA4210A* |  |  | CHPEA4830*3A* | G*VM971005CNA* | 40500 | 16.5 | 8.6 | 41000 | 31000 | 75.61% | 2 | 0 | 10 |  |  |  | No | R-32 | 3.375 | Residential & Commercial | Ducted CEE Tier 1
215434337 | Central HP <5.4 tons | GOODMAN | HRCU-A-CB (Split System: Heat Pump with Remote Outdoor Unit-Air-Source) | GZV7SA4210A* |  |  | CHPEA6030*3A* | G*VM971205DNA* | 40500 | 17 | 8.6 | 41000 | 31000 | 75.61% | 2 | 0 | 10 |  |  |  | No | R-32 | 3.375 | Residential & Commercial | Ducted CEE Tier 1
215434339 | Central HP <5.4 tons | GOODMAN | HRCU-A-CB (Split System: Heat Pump with Remote Outdoor Unit-Air-Source) | GZV7SA4210A* |  |  | CHPEA6030*3A* | G*VS960805CUA* | 40500 | 16.5 | 8.6 | 41000 | 31000 | 75.61% | 2 | 0 | 10 |  |  |  | No | R-32 | 3.375 | Residential & Commercial | Ducted CEE Tier 1
215434342 | Central HP <5.4 tons | GOODMAN | HRCU-A-CB (Split System: Heat Pump with Remote Outdoor Unit-Air-Source) | GZV7SA4210A* |  |  | CHPEA6030*3A* | G*VT800805D*A* | 40500 | 17 | 8.6 | 41000 | 31000 | 75.61% | 2 | 0 | 10 |  |  |  | No | R-32 | 3.375 | Residential & Commercial | Ducted CEE Tier 1
213779114 | Central HP <5.4 tons | TEMPSTAR | HRCU-A-CB (Split System: Heat Pump with Remote Outdoor Unit-Air-Source) | TVH837GKA** |  |  | EA*4X42L21A*+WALLCON | *95CSU0601716B* | 31600 | 16.5 | 8.1 | 33000 | 24600 | 74.55% | 1.86 | 0 | 10.5 |  |  |  | No | R-410A | 2.6333 | Residential & Commercial | Ducted CEE Tier 1
213779264 | Central HP <5.4 tons | TEMPSTAR | HRCU-A-CB (Split System: Heat Pump with Remote Outdoor Unit-Air-Source) | TVH837GKA** |  |  | EA*4X43L21A*+WALLCON | *80CTL0701716B* | 32800 | 17 | 8.5 | 33000 | 25200 | 76.36% | 1.96 | 0 | 11 |  |  |  | No | R-410A | 2.7333 | Residential & Commercial | Ducted CEE Tier 1
213779314 | Central HP <5.4 tons | TEMPSTAR | HRCU-A-CB (Split System: Heat Pump with Remote Outdoor Unit-Air-Source) | TVH837GKA** |  |  | EA*4X43L21A*+WALLCON | *97CMN0601714B* | 32600 | 16.5 | 8.1 | 33000 | 25400 | 76.97% | 1.94 | 0 | 11 |  |  |  | No | R-410A | 2.7167 | Residential & Commercial | Ducted CEE Tier 1
215434335 | Central HP <5.4 tons | GOODMAN | HRCU-A-CB (Split System: Heat Pump with Remote Outdoor Unit-Air-Source) | GZV7SA4210A* |  |  | CHPEA6030*3A* | G*VM970804CNA* | 40500 | 16.5 | 8.6 | 41000 | 31000 | 75.61% | 2 | 0 | 10 |  |  |  | No | R-32 | 3.375 | Residential & Commercial | Ducted CEE Tier 1
215676894 | Central HP <5.4 tons | BRYANT HEATING AND COOLING SYSTEMS | HRCU-A-CB (Split System: Heat Pump with Remote Outdoor Unit-Air-Source) | 290VAN048**AA* |  |  | CVAVA6124XMA*+UI | 935CB66100C21*** | 48500 | 19 | 9 | 50000 | 36600 | 73.2% | 2.1 | 0 | 10.5 |  |  |  | No | R-454B | 4.0417 | Residential & Commercial | Ducted CEE Tier 1
215676944 | Central HP <5.4 tons | BRYANT HEATING AND COOLING SYSTEMS | HRCU-A-CB (Split System: Heat Pump with Remote Outdoor Unit-Air-Source) | 290VAN048**AA* |  |  | CVAVA6124XMA*+UI | 986TD66100C21*** | 48500 | 19.5 | 9.5 | 50000 | 36800 | 73.6% | 2.12 | 0 | 10.5 |  |  |  | No | R-454B | 4.0417 | Residential & Commercial | Ducted CEE Tier 1
210426579 | Central HP <5.4 tons | SENVILLE | HRCU-A-CB (Split System: Heat Pump with Remote Outdoor Unit-Air-Source) | SENDC-36HF-OM |  |  | SENDC-36HF-IM |  | 36000 | 16 | 9.5 | 40000 | 34400 | 86% | 1.97 | 10.5 | 10 |  |  |  | No | R-410A | 3 | Residential & Commercial | Ducted CEE Tier 1
211227555 | Central HP <5.4 tons | COMFORTMAKER | HRCU-A-CB (Split System: Heat Pump with Remote Outdoor Unit-Air-Source) | DLCURAH36ABK |  |  | EA*4X42L21A* | *92ESN1002122A* | 36600 | 15.2 | 8.5 | 40000 | 35200 | 88% | 1.94 | 0 | 10 |  |  |  | No | R-410A | 3.05 | Residential & Commercial | Ducted CEE Tier 1
211227991 | Central HP <5.4 tons | COMFORTMAKER | HRCU-A-CB (Split System: Heat Pump with Remote Outdoor Unit-Air-Source) | DLCURAH36ABK |  |  | EA*4X42L24A* | *92ESN1202420A* | 35800 | 16 | 8.1 | 38500 | 35000 | 90.91% | 1.9 | 0 | 10 |  |  |  | No | R-410A | 2.9833 | Residential & Commercial | Ducted CEE Tier 1
211228275 | Central HP <5.4 tons | COMFORTMAKER | HRCU-A-CB (Split System: Heat Pump with Remote Outdoor Unit-Air-Source) | DLCURAH36ABK |  |  | EA*4X43L21A* | *80ES(N,L)0902120A* | 36800 | 16 | 8.5 | 38500 | 34800 | 90.39% | 2.1 | 0 | 10 |  |  |  | No | R-410A | 3.0667 | Residential & Commercial | Ducted CEE Tier 1
211228391 | Central HP <5.4 tons | COMFORTMAKER | HRCU-A-CB (Split System: Heat Pump with Remote Outdoor Unit-Air-Source) | DLCURAH36ABK |  |  | EA*4X43L21A* | *80VTL0902120A* | 36200 | 16 | 8.5 | 38500 | 34800 | 90.39% | 2.06 | 0 | 10 |  |  |  | No | R-410A | 3.0167 | Residential & Commercial | Ducted CEE Tier 1
211228610 | Central HP <5.4 tons | COMFORTMAKER | HRCU-A-CB (Split System: Heat Pump with Remote Outdoor Unit-Air-Source) | DLCURAH36ABK |  |  | EA*4X43L21A* | *95ESU1002122A* | 37400 | 15.5 | 8.5 | 39000 | 35000 | 89.74% | 2.14 | 0 | 10 |  |  |  | No | R-410A | 3.1167 | Residential & Commercial | Ducted CEE Tier 1
215434084 | Central HP <5.4 tons | GOODMAN | HRCU-A-CB (Split System: Heat Pump with Remote Outdoor Unit-Air-Source) | GZV7SA2410A* |  |  | CA*EA3022*3A* | G*VS800805CUA* | 23200 | 19 | 8.6 | 23200 | 17000 | 73.28% | 2 | 0 | 11 |  |  |  | No | R-32 | 1.9333 | Residential & Commercial | Ducted CEE Tier 1
215434098 | Central HP <5.4 tons | GOODMAN | HRCU-A-CB (Split System: Heat Pump with Remote Outdoor Unit-Air-Source) | GZV7SA2410A* |  |  | CA*EA3626*3A* | G*VM970803BNA* | 23200 | 19 | 8.6 | 23200 | 17000 | 73.28% | 2 | 0 | 11 |  |  |  | No | R-32 | 1.9333 | Residential & Commercial | Ducted CEE Tier 1
215434074 | Central HP <5.4 tons | AMANA | HRCU-A-CB (Split System: Heat Pump with Remote Outdoor Unit-Air-Source) | AZV7SA2410A* |  |  | CHPEA3026*3A* | A*VT960403BNA* | 23200 | 19 | 8.6 | 23200 | 17000 | 73.28% | 2 | 0 | 11 |  |  |  | No | R-32 | 1.9333 | Residential & Commercial | Ducted CEE Tier 1
215434076 | Central HP <5.4 tons | AMANA | HRCU-A-CB (Split System: Heat Pump with Remote Outdoor Unit-Air-Source) | AZV7SA2410A* |  |  | CHPEA3026*3A* | A*VT960803BNA* | 23200 | 19 | 8.6 | 23200 | 17000 | 73.28% | 2 | 0 | 11 |  |  |  | No | R-32 | 1.9333 | Residential & Commercial | Ducted CEE Tier 1
212984714 | Central HP <5.4 tons | COMFORTMAKER | HRCU-A-CB (Split System: Heat Pump with Remote Outdoor Unit-Air-Source) | DLCURAH18ABK |  |  | EA*4X24L17A* | *92MSN0801716A* | 17700 | 16.5 | 8.5 | 18700 | 19300 | 103.2% | 2.32 | 0 | 10.5 |  |  |  | No | R-410A | 1.475 | Residential & Commercial | Ducted CEE Tier 1
216051165 | Central HP <5.4 tons | RUUD | HRCU-A-CB (Split System: Heat Pump with Remote Outdoor Unit-Air-Source) | UP19AY60AJVC |  |  | RCFY6021SEAAM | U98MV1005A21UPS | 53500 | 17 | 10 | 53500 | 49000 | 91.59% | 2 | 0 | 10 |  |  |  | No | R-454B | 4.4583 | Residential & Commercial | Ducted CEE Tier 1
211241035 | Central HP <5.4 tons | COMFORTMAKER | HRCU-A-CB (Split System: Heat Pump with Remote Outdoor Unit-Air-Source) | DLCURAH24ABK |  |  | EA*4X25L17A* | *96VTN0601412A* | 24000 | 16.5 | 8.1 | 25200 | 21600 | 85.71% | 1.82 | 0 | 10 |  |  |  | No | R-410A | 2 | Residential & Commercial | Ducted CEE Tier 1
212984078 | Central HP <5.4 tons | COMFORTMAKER | HRCU-A-CB (Split System: Heat Pump with Remote Outdoor Unit-Air-Source) | DLCURAH24ABK |  |  | EA*4X36L21A* | *92MSN0601714A* | 23800 | 17.5 | 8.5 | 26200 | 23600 | 90.08% | 1.96 | 0 | 10 |  |  |  | No | R-410A | 1.9833 | Residential & Commercial | Ducted CEE Tier 1
212984126 | Central HP <5.4 tons | COMFORTMAKER | HRCU-A-CB (Split System: Heat Pump with Remote Outdoor Unit-Air-Source) | DLCURAH24ABK |  |  | EN(A,D)4X30L17** | *92MSN0601714A* | 23600 | 17 | 8.5 | 26400 | 24400 | 92.42% | 2.02 | 0 | 10.5 |  |  |  | No | R-410A | 1.9667 | Residential & Commercial | Ducted CEE Tier 1
212984630 | Central HP <5.4 tons | COMFORTMAKER | HRCU-A-CB (Split System: Heat Pump with Remote Outdoor Unit-Air-Source) | DLCURAH24ABK |  |  | EA*4X37L17A* | *92MSN0801716A* | 24400 | 17.5 | 8.5 | 25400 | 21800 | 85.83% | 1.82 | 0 | 10.5 |  |  |  | No | R-410A | 2.0333 | Residential & Commercial | Ducted CEE Tier 1
212986168 | Central HP <5.4 tons | COMFORTMAKER | HRCU-A-CB (Split System: Heat Pump with Remote Outdoor Unit-Air-Source) | DLCURAH24ABK |  |  | EA*4X30L14A* | *96MSN0401410A* | 23400 | 16 | 8.5 | 26400 | 24800 | 93.94% | 2.04 | 0 | 10 |  |  |  | No | R-410A | 1.95 | Residential & Commercial | Ducted CEE Tier 1
212986600 | Central HP <5.4 tons | COMFORTMAKER | HRCU-A-CB (Split System: Heat Pump with Remote Outdoor Unit-Air-Source) | DLCURAH24ABK |  |  | EA*4X37L21A* | *96MSN0401712A* | 24000 | 16 | 8.1 | 25200 | 22000 | 87.3% | 1.82 | 0 | 10 |  |  |  | No | R-410A | 2 | Residential & Commercial | Ducted CEE Tier 1
215932407 | Central HP <5.4 tons | AIRQUEST | HRCU-A-CB (Split System: Heat Pump with Remote Outdoor Unit-Air-Source) | H5H3V36*K*AAA* |  |  | EA*5X48M21A*+WALLCON | *80CTL0451712B* | 33000 | 19.5 | 9 | 35400 | 27200 | 76.84% | 1.9 | 0 | 10.5 |  |  |  | No | R-454B | 2.75 | Residential & Commercial | Ducted CEE Tier 1
215931957 | Central HP <5.4 tons | AIRQUEST | HRCU-A-CB (Split System: Heat Pump with Remote Outdoor Unit-Air-Source) | H5H3V36*K*AAA* |  |  | EA*5X24M17A*+WALLCON | *96CTN0601714B* | 31400 | 18.5 | 9.5 | 35000 | 26800 | 76.57% | 2 | 0 | 10 |  |  |  | No | R-454B | 2.6167 | Residential & Commercial | Ducted CEE Tier 1
215932057 | Central HP <5.4 tons | AIRQUEST | HRCU-A-CB (Split System: Heat Pump with Remote Outdoor Unit-Air-Source) | H5H3V36*K*AAA* |  |  | EA*5X36M17A*+WALLCON | *80CTL0451712B* | 32000 | 19 | 9 | 36000 | 27800 | 77.22% | 1.88 | 0 | 10 |  |  |  | No | R-454B | 2.6667 | Residential & Commercial | Ducted CEE Tier 1
215932207 | Central HP <5.4 tons | AIRQUEST | HRCU-A-CB (Split System: Heat Pump with Remote Outdoor Unit-Air-Source) | H5H3V36*K*AAA* |  |  | EA*5X42M21A*+WALLCON | *80CSU1002120A* | 32600 | 19.5 | 9.5 | 35000 | 26800 | 76.57% | 2.02 | 0 | 11 |  |  |  | No | R-454B | 2.7167 | Residential & Commercial | Ducted CEE Tier 1
215932007 | Central HP <5.4 tons | AIRQUEST | HRCU-A-CB (Split System: Heat Pump with Remote Outdoor Unit-Air-Source) | H5H3V36*K*AAA* |  |  | EA*5X30M17A*+WALLCON | *97CMN0601714B* | 31800 | 18.5 | 9 | 34600 | 26600 | 76.88% | 1.9 | 0 | 10.5 |  |  |  | No | R-454B | 2.65 | Residential & Commercial | Ducted CEE Tier 1
210798405 | Central HP <5.4 tons | AMANA | HRCU-A-CB (Split System: Heat Pump with Remote Outdoor Unit-Air-Source) | ASZS601810A* |  |  | CA*EA1818*4A* | A*VM970804CNB* | 16600 | 17.5 | 8.5 | 17400 | 13000 | 74.71% | 2.1 | 0 | 10.9 |  |  |  | No | R-410A | 1.3833 | Residential & Commercial | Ducted CEE Tier 1
215674375 | Central HP <5.4 tons | BRYANT HEATING AND COOLING SYSTEMS | HRCU-A-CB (Split System: Heat Pump with Remote Outdoor Unit-Air-Source) | 290VAN048**AA* |  |  | CAA**6121AM*+UI | 88*TB60110C21*** | 46000 | 18.5 | 9 | 47500 | 33600 | 70.74% | 2.06 | 0 | 10 |  |  |  | No | R-454B | 3.8333 | Residential & Commercial | Ducted CEE Tier 1
215675904 | Central HP <5.4 tons | BRYANT HEATING AND COOLING SYSTEMS | HRCU-A-CB (Split System: Heat Pump with Remote Outdoor Unit-Air-Source) | 290VAN048**AA* |  |  | CVAMA6024XMA*+UI | 935CB60080C21*** | 47500 | 18.5 | 9 | 50000 | 36800 | 73.6% | 2 | 0 | 10 |  |  |  | No | R-454B | 3.9583 | Residential & Commercial | Ducted CEE Tier 1
215676104 | Central HP <5.4 tons | BRYANT HEATING AND COOLING SYSTEMS | HRCU-A-CB (Split System: Heat Pump with Remote Outdoor Unit-Air-Source) | 290VAN048**AA* |  |  | CVAVA4821XMA*+UI | 83*CA60080C21*** | 47000 | 18.5 | 9 | 50000 | 36400 | 72.8% | 2 | 0 | 10 |  |  |  | No | R-454B | 3.9167 | Residential & Commercial | Ducted CEE Tier 1
215676504 | Central HP <5.4 tons | BRYANT HEATING AND COOLING SYSTEMS | HRCU-A-CB (Split System: Heat Pump with Remote Outdoor Unit-Air-Source) | 290VAN048**AA* |  |  | CVAVA6021XMA*+UI | 935CB60080C21*** | 48000 | 18.5 | 9 | 50000 | 36800 | 73.6% | 2 | 0 | 10 |  |  |  | No | R-454B | 4 | Residential & Commercial | Ducted CEE Tier 1
215676864 | Central HP <5.4 tons | BRYANT HEATING AND COOLING SYSTEMS | HRCU-A-CB (Split System: Heat Pump with Remote Outdoor Unit-Air-Source) | 290VAN048**AA* |  |  | CVAVA6124XMA*+UI | 88*TB60070C21*** | 48500 | 19 | 9 | 50000 | 36800 | 73.6% | 2 | 0 | 10.5 |  |  |  | No | R-454B | 4.0417 | Residential & Commercial | Ducted CEE Tier 1
215434128 | Central HP <5.4 tons | GOODMAN | HRCU-A-CB (Split System: Heat Pump with Remote Outdoor Unit-Air-Source) | GZV7SA2410A* |  |  | CHPEA3026*3A* | G*VT800805C*A* | 23200 | 19 | 8.6 | 23200 | 17000 | 73.28% | 2 | 0 | 11 |  |  |  | No | R-32 | 1.9333 | Residential & Commercial | Ducted CEE Tier 1
212609347 | Central HP <5.4 tons | RUUD | HRCU-A-CB (Split System: Heat Pump with Remote Outdoor Unit-Air-Source) | UP18AZ36AJVC |  |  | RCFZ6021SEAAM | R802V0755A21DZ | 34200 | 18 | 8.5 | 34200 | 43000 | 125.7% | 2.2 | 0 | 12.5 |  |  |  | No | R-410A | 2.85 | Residential & Commercial | Ducted CEE Tier 1
213829725 | Central HP <5.4 tons | RUUD | HRCU-A-CB (Split System: Heat Pump with Remote Outdoor Unit-Air-Source) | UP18AZ36AJVC |  |  | RCFZ3621MEAAM | R801V1005A21UHU | 34200 | 19 | 8.5 | 34200 | 43000 | 125.7% | 2.2 | 0 | 12.5 |  |  |  | No | R-410A | 2.85 | Residential & Commercial | Ducted CEE Tier 1
213829732 | Central HP <5.4 tons | RUUD | HRCU-A-CB (Split System: Heat Pump with Remote Outdoor Unit-Air-Source) | UP18AZ36AJVC |  |  | RCFZ3621MEAAM | R801V0704A17UHU | 34200 | 19 | 8.5 | 34200 | 43500 | 127.2% | 2.2 | 0 | 12.5 |  |  |  | No | R-410A | 2.85 | Residential & Commercial | Ducted CEE Tier 1
212970682 | Central HP <5.4 tons | HEIL | HRCU-A-CB (Split System: Heat Pump with Remote Outdoor Unit-Air-Source) | DLCURAH36ABK |  |  | EA*4X43L21A* | *80VSL0902120B* | 36800 | 16 | 8.5 | 39000 | 35000 | 89.74% | 2.08 | 0 | 10 |  |  |  | No | R-410A | 3.0667 | Residential & Commercial | Ducted CEE Tier 1
211229177 | Central HP <5.4 tons | COMFORTMAKER | HRCU-A-CB (Split System: Heat Pump with Remote Outdoor Unit-Air-Source) | DLCURAH36ABK |  |  | EA*4X48L21A* | *96VTN1002120A* | 36200 | 15.5 | 8.5 | 38500 | 34800 | 90.39% | 2.08 | 0 | 10 |  |  |  | No | R-410A | 3.0167 | Residential & Commercial | Ducted CEE Tier 1
213815124 | Central HP <5.4 tons | AMANA | HRCU-A-CB (Split System: Heat Pump with Remote Outdoor Unit-Air-Source) | ASZV903610A* |  |  | CA*F3743*6D*+MBVB16CP1X00A*+TX |  | 34200 | 19 | 8.2 | 34200 | 24400 | 71.35% | 1.85 | 0 | 12 |  |  |  | No | R-410A | 2.85 | Residential & Commercial | Ducted CEE Tier 1
212988004 | Central HP <5.4 tons | COMFORTMAKER | HRCU-A-CB (Split System: Heat Pump with Remote Outdoor Unit-Air-Source) | DLCURAH36ABK |  |  | EA*4X48L21A* | *96MSN1002120A* | 35800 | 16.5 | 8.5 | 37800 | 34600 | 91.53% | 2.04 | 0 | 10 |  |  |  | No | R-410A | 2.9833 | Residential & Commercial | Ducted CEE Tier 1
213349042 | Central HP <5.4 tons | GOODMAN | HRCU-A-CB (Split System: Heat Pump with Remote Outdoor Unit-Air-Source) | GSZS601810A* |  |  | CA*EA1818*4A* | G*VM970803BNB* | 16600 | 17.5 | 8.5 | 17400 | 13000 | 74.71% | 2.1 | 0 | 10.9 |  |  |  | No | R-410A | 1.3833 | Residential & Commercial | Ducted CEE Tier 1
213349044 | Central HP <5.4 tons | GOODMAN | HRCU-A-CB (Split System: Heat Pump with Remote Outdoor Unit-Air-Source) | GSZS601810A* |  |  | CA*EA1818*4A* | G*VC800804C*A* | 16600 | 17.5 | 8.5 | 17400 | 13000 | 74.71% | 2.1 | 0 | 10.9 |  |  |  | No | R-410A | 1.3833 | Residential & Commercial | Ducted CEE Tier 1
215676914 | Central HP <5.4 tons | BRYANT HEATING AND COOLING SYSTEMS | HRCU-A-CB (Split System: Heat Pump with Remote Outdoor Unit-Air-Source) | 290VAN048**AA* |  |  | CVAVA6124XMA*+UI | 987MC60080C21*** | 48500 | 19 | 9.5 | 50000 | 36800 | 73.6% | 2.1 | 0 | 10.5 |  |  |  | No | R-454B | 4.0417 | Residential & Commercial | Ducted CEE Tier 1
214279725 | Central HP <5.4 tons | AIRQUEST | HRCU-A-CB (Split System: Heat Pump with Remote Outdoor Unit-Air-Source) | DLCURAH18ABK |  |  | EA*4X19L17A* | *96MSN0601716A* | 17700 | 16.5 | 8.5 | 17700 | 17900 | 101.1% | 2.16 | 0 | 10.5 |  |  |  | No | R-410A | 1.475 | Residential & Commercial | Ducted CEE Tier 1
212970877 | Central HP <5.4 tons | HEIL | HRCU-A-CB (Split System: Heat Pump with Remote Outdoor Unit-Air-Source) | DLCURAH18ABK |  |  | EA*4X24L17A* | *80VTL0451412B* | 17700 | 16.5 | 8.5 | 18600 | 19300 | 103.8% | 2.32 | 0 | 10.5 |  |  |  | No | R-410A | 1.475 | Residential & Commercial | Ducted CEE Tier 1
212970913 | Central HP <5.4 tons | HEIL | HRCU-A-CB (Split System: Heat Pump with Remote Outdoor Unit-Air-Source) | DLCURAH18ABK |  |  | EN(A,D)4X18L14** | *80VTL0451412B* | 17400 | 16 | 8.5 | 18600 | 19700 | 105.9% | 2.38 | 0 | 10.5 |  |  |  | No | R-410A | 1.45 | Residential & Commercial | Ducted CEE Tier 1
212988406 | Central HP <5.4 tons | COMFORTMAKER | HRCU-A-CB (Split System: Heat Pump with Remote Outdoor Unit-Air-Source) | DLCURAH36ABK |  |  | EA*4X48L24A* | *96MSN1402422A* | 35600 | 16.5 | 8.5 | 37800 | 34600 | 91.53% | 2.02 | 0 | 10 |  |  |  | No | R-410A | 2.9667 | Residential & Commercial | Ducted CEE Tier 1
212989494 | Central HP <5.4 tons | COMFORTMAKER | HRCU-A-CB (Split System: Heat Pump with Remote Outdoor Unit-Air-Source) | DLCURAH36ABK |  |  | EA*4X48L21A* | *95MSU0802120A* | 35600 | 16.5 | 8.5 | 37800 | 34600 | 91.53% | 2.02 | 0 | 10 |  |  |  | No | R-410A | 2.9667 | Residential & Commercial | Ducted CEE Tier 1
211230791 | Central HP <5.4 tons | COMFORTMAKER | HRCU-A-CB (Split System: Heat Pump with Remote Outdoor Unit-Air-Source) | DLCURAH36ABK |  |  | EN(A,D)4X48L24** | OLV112A16A | 36000 | 15.5 | 8.1 | 38500 | 35000 | 90.91% | 2.02 | 0 | 10 |  |  |  | No | R-410A | 3 | Residential & Commercial | Ducted CEE Tier 1
211230809 | Central HP <5.4 tons | COMFORTMAKER | HRCU-A-CB (Split System: Heat Pump with Remote Outdoor Unit-Air-Source) | DLCURAH36ABK |  |  | EN(A,D)4X48L24** | OMV154L20A | 37000 | 16 | 8.1 | 39500 | 35000 | 88.61% | 2.06 | 0 | 10.5 |  |  |  | No | R-410A | 3.0833 | Residential & Commercial | Ducted CEE Tier 1
211227888 | Central HP <5.4 tons | COMFORTMAKER | HRCU-A-CB (Split System: Heat Pump with Remote Outdoor Unit-Air-Source) | DLCURAH36ABK |  |  | EA*4X42L24A* | *80VSL1102422A* | 35400 | 16.5 | 8.1 | 38500 | 35000 | 90.91% | 1.88 | 0 | 10 |  |  |  | No | R-410A | 2.95 | Residential & Commercial | Ducted CEE Tier 1
211227971 | Central HP <5.4 tons | COMFORTMAKER | HRCU-A-CB (Split System: Heat Pump with Remote Outdoor Unit-Air-Source) | DLCURAH36ABK |  |  | EA*4X42L24A* | *92ESN1002120A* | 35200 | 16.5 | 8.1 | 38500 | 35000 | 90.91% | 1.88 | 0 | 10 |  |  |  | No | R-410A | 2.9333 | Residential & Commercial | Ducted CEE Tier 1
214066750 | Central HP <5.4 tons | RUUD | HRCU-A-CB (Split System: Heat Pump with Remote Outdoor Unit-Air-Source) | RD17AZ36AJ3N |  |  | RCFZ3621MTANM | U802VA075421M | 34200 | 18 | 8.1 | 34200 | 29400 | 85.96% | 2 | 0 | 10 |  |  |  | No | R-410A | 2.85 | Residential & Commercial | Ducted CEE Tier 1
213782184 | Central HP <5.4 tons | TEMPSTAR | HRCU-A-CB (Split System: Heat Pump with Remote Outdoor Unit-Air-Source) | TVH837GKA2* |  |  | EHD4X48AAL+WALLCON | *96CTN0801714B* | 32600 | 16.5 | 8.1 | 33000 | 25000 | 75.76% | 1.94 | 0 | 11 |  |  |  | No | R-410A | 2.7167 | Residential & Commercial | Ducted CEE Tier 1
213782254 | Central HP <5.4 tons | TEMPSTAR | HRCU-A-CB (Split System: Heat Pump with Remote Outdoor Unit-Air-Source) | TVH837GKA2* |  |  | EHD4X60AAL+WALLCON | *80CTL0902120B* | 33000 | 16.5 | 8.1 | 32200 | 24800 | 77.02% | 2 | 0 | 11.5 |  |  |  | No | R-410A | 2.75 | Residential & Commercial | Ducted CEE Tier 1
213782334 | Central HP <5.4 tons | TEMPSTAR | HRCU-A-CB (Split System: Heat Pump with Remote Outdoor Unit-Air-Source) | TVH837GKA2* |  |  | EHD4X60AAL+WALLCON | *96CTN0601714B* | 32800 | 16.5 | 8.1 | 32400 | 25000 | 77.16% | 1.96 | 0 | 11 |  |  |  | No | R-410A | 2.7333 | Residential & Commercial | Ducted CEE Tier 1
215670545 | Central HP <5.4 tons | TEMPSTAR | HRCU-A-CB (Split System: Heat Pump with Remote Outdoor Unit-Air-Source) | T5H0V36*K*AAA* |  |  | ESH5X60M12A*+WALLCON | *97CMN1002122B* | 34600 | 17 | 8.5 | 34600 | 24800 | 71.68% | 1.92 | 0 | 10 |  |  |  | No | R-454B | 2.8833 | Residential & Commercial | Ducted CEE Tier 1
215669251 | Central HP <5.4 tons | TEMPSTAR | HRCU-A-CB (Split System: Heat Pump with Remote Outdoor Unit-Air-Source) | T5H0V36*K*AAA* |  |  | EA*5X48M21A*+WALLCON | *97CMN0802120B* | 33800 | 18 | 9 | 35000 | 25000 | 71.43% | 1.88 | 0 | 10 |  |  |  | No | R-454B | 2.8167 | Residential & Commercial | Ducted CEE Tier 1
211228023 | Central HP <5.4 tons | COMFORTMAKER | HRCU-A-CB (Split System: Heat Pump with Remote Outdoor Unit-Air-Source) | DLCURAH36ABK |  |  | EA*4X42L24A* | *95ESN1002122A* | 36800 | 15.5 | 8.5 | 40000 | 35200 | 88% | 1.94 | 0 | 10 |  |  |  | No | R-410A | 3.0667 | Residential & Commercial | Ducted CEE Tier 1
211228142 | Central HP <5.4 tons | COMFORTMAKER | HRCU-A-CB (Split System: Heat Pump with Remote Outdoor Unit-Air-Source) | DLCURAH36ABK |  |  | EA*4X42L24A* | *96VTN1202422A* | 35600 | 16 | 8.1 | 38500 | 35000 | 90.91% | 1.88 | 0 | 10 |  |  |  | No | R-410A | 2.9667 | Residential & Commercial | Ducted CEE Tier 1
213815152 | Central HP <5.4 tons | AMANA | HRCU-A-CB (Split System: Heat Pump with Remote Outdoor Unit-Air-Source) | ASZV903610A* |  |  | CA*F3743*6D*+MBVB12BP1X00A*+TXV |  | 34000 | 19 | 8.2 | 34000 | 24400 | 71.76% | 1.8 | 0 | 12 |  |  |  | No | R-410A | 2.8333 | Residential & Commercial | Ducted CEE Tier 1
211227358 | Central HP <5.4 tons | COMFORTMAKER | HRCU-A-CB (Split System: Heat Pump with Remote Outdoor Unit-Air-Source) | DLCURAH36ABK |  |  | EA*4X42L21A* | *80ES(N,L)0902120A* | 36000 | 16 | 8.1 | 39500 | 35000 | 88.61% | 1.9 | 0 | 10 |  |  |  | No | R-410A | 3 | Residential & Commercial | Ducted CEE Tier 1
211228169 | Central HP <5.4 tons | COMFORTMAKER | HRCU-A-CB (Split System: Heat Pump with Remote Outdoor Unit-Air-Source) | DLCURAH36ABK |  |  | EA*4X42L24A* | OMV154L20A | 36200 | 16 | 8.1 | 39500 | 35200 | 89.11% | 1.92 | 0 | 10 |  |  |  | No | R-410A | 3.0167 | Residential & Commercial | Ducted CEE Tier 1
215676844 | Central HP <5.4 tons | BRYANT HEATING AND COOLING SYSTEMS | HRCU-A-CB (Split System: Heat Pump with Remote Outdoor Unit-Air-Source) | 290VAN048**AA* |  |  | CVAVA6124XMA*+UI | 83*CA60080C21*** | 49000 | 19.5 | 9 | 50000 | 36600 | 73.2% | 2.1 | 0 | 10.5 |  |  |  | No | R-454B | 4.0833 | Residential & Commercial | Ducted CEE Tier 1
215932107 | Central HP <5.4 tons | AIRQUEST | HRCU-A-CB (Split System: Heat Pump with Remote Outdoor Unit-Air-Source) | H5H3V36*K*AAA* |  |  | EA*5X36M17A*+WALLCON | *96CTN0401410B* | 31000 | 17.5 | 9 | 34200 | 26400 | 77.19% | 1.92 | 0 | 10.5 |  |  |  | No | R-454B | 2.5833 | Residential & Commercial | Ducted CEE Tier 1
214075465 | Central HP <5.4 tons | RUUD | HRCU-A-CB (Split System: Heat Pump with Remote Outdoor Unit-Air-Source) | RD17AZ24AJ3N |  |  | RCFZ2417MTANM | R802V0503A14DZ | 22600 | 17 | 9.5 | 22600 | 16800 | 74.34% | 2 | 0 | 11.2 |  |  |  | No | R-410A | 1.8833 | Residential & Commercial | Ducted CEE Tier 1
214075522 | Central HP <5.4 tons | RUUD | HRCU-A-CB (Split System: Heat Pump with Remote Outdoor Unit-Air-Source) | RD17AZ24AJ3N |  |  | RCFZ2417MTANM | R801V0504A17UHS | 22600 | 17 | 9.5 | 22600 | 16900 | 74.78% | 2 | 0 | 11.2 |  |  |  | No | R-410A | 1.8833 | Residential & Commercial | Ducted CEE Tier 1
214075538 | Central HP <5.4 tons | RUUD | HRCU-A-CB (Split System: Heat Pump with Remote Outdoor Unit-Air-Source) | RD17AZ24AJ3N |  |  | RCFZ2417MTANM | R921V0403A17M4S | 22600 | 17 | 9.5 | 22600 | 16900 | 74.78% | 2 | 0 | 11.2 |  |  |  | No | R-410A | 1.8833 | Residential & Commercial | Ducted CEE Tier 1
215676754 | Central HP <5.4 tons | BRYANT HEATING AND COOLING SYSTEMS | HRCU-A-CB (Split System: Heat Pump with Remote Outdoor Unit-Air-Source) | 290VAN048**AA* |  |  | CVAVA6121XMA*+UI | 88*TB60110C21*** | 48500 | 19.5 | 9.5 | 50000 | 36600 | 73.2% | 2.12 | 0 | 10.5 |  |  |  | No | R-454B | 4.0417 | Residential & Commercial | Ducted CEE Tier 1
214075449 | Central HP <5.4 tons | RUUD | HRCU-A-CB (Split System: Heat Pump with Remote Outdoor Unit-Air-Source) | RD17AZ24AJ3N |  |  | RCFZ2417MTANM | R801V0754A17UHS | 22600 | 18 | 9.5 | 22600 | 16800 | 74.34% | 2.1 | 0 | 11.2 |  |  |  | No | R-410A | 1.8833 | Residential & Commercial | Ducted CEE Tier 1
211228346 | Central HP <5.4 tons | COMFORTMAKER | HRCU-A-CB (Split System: Heat Pump with Remote Outdoor Unit-Air-Source) | DLCURAH36ABK |  |  | EA*4X43L21A* | *80ESU0601716A | 37200 | 16 | 8.5 | 38500 | 34800 | 90.39% | 2.12 | 0 | 10 |  |  |  | No | R-410A | 3.1 | Residential & Commercial | Ducted CEE Tier 1
211228753 | Central HP <5.4 tons | COMFORTMAKER | HRCU-A-CB (Split System: Heat Pump with Remote Outdoor Unit-Air-Source) | DLCURAH36ABK |  |  | EA*4X48L21A* | *80ES(N,L)0701712A* | 36000 | 15.5 | 8.5 | 38500 | 34800 | 90.39% | 2.06 | 0 | 10 |  |  |  | No | R-410A | 3 | Residential & Commercial | Ducted CEE Tier 1
211228559 | Central HP <5.4 tons | COMFORTMAKER | HRCU-A-CB (Split System: Heat Pump with Remote Outdoor Unit-Air-Source) | DLCURAH36ABK |  |  | EA*4X43L21A* | *96VSN0802120A* | 36400 | 16 | 8.5 | 38500 | 34800 | 90.39% | 2.08 | 0 | 10 |  |  |  | No | R-410A | 3.0333 | Residential & Commercial | Ducted CEE Tier 1
211228640 | Central HP <5.4 tons | COMFORTMAKER | HRCU-A-CB (Split System: Heat Pump with Remote Outdoor Unit-Air-Source) | DLCURAH36ABK |  |  | EA*4X43L21A* | *96VTN0802120A* | 37000 | 15.5 | 8.5 | 38500 | 35000 | 90.91% | 2.1 | 0 | 10 |  |  |  | No | R-410A | 3.0833 | Residential & Commercial | Ducted CEE Tier 1
211228777 | Central HP <5.4 tons | COMFORTMAKER | HRCU-A-CB (Split System: Heat Pump with Remote Outdoor Unit-Air-Source) | DLCURAH36ABK |  |  | EA*4X48L21A* | *80ES(N,L)0901714A* | 36400 | 16 | 8.5 | 38500 | 34800 | 90.39% | 2.08 | 0 | 10 |  |  |  | No | R-410A | 3.0333 | Residential & Commercial | Ducted CEE Tier 1
211229595 | Central HP <5.4 tons | COMFORTMAKER | HRCU-A-CB (Split System: Heat Pump with Remote Outdoor Unit-Air-Source) | DLCURAH36ABK |  |  | EA*4X48L24A* | *96VTN0802120A* | 35600 | 16 | 8.1 | 37800 | 34600 | 91.53% | 2.02 | 0 | 10 |  |  |  | No | R-410A | 2.9667 | Residential & Commercial | Ducted CEE Tier 1
214075245 | Central HP <5.4 tons | RUUD | HRCU-A-CB (Split System: Heat Pump with Remote Outdoor Unit-Air-Source) | RD17AZ60AJ3N |  |  | RCFZ6024STANM | U802VA100521M | 55500 | 19 | 8.1 | 53500 | 49000 | 91.59% | 1.75 | 0 | 10 |  |  |  | No | R-410A | 4.625 | Residential & Commercial | Ducted CEE Tier 1
214075204 | Central HP <5.4 tons | RUUD | HRCU-A-CB (Split System: Heat Pump with Remote Outdoor Unit-Air-Source) | RD17AZ60AJ3N |  |  | RCFZ6024STANM | R802V1505A24UHS | 55500 | 18 | 8.1 | 53500 | 49000 | 91.59% | 1.75 | 0 | 10 |  |  |  | No | R-410A | 4.625 | Residential & Commercial | Ducted CEE Tier 1
214075254 | Central HP <5.4 tons | RUUD | HRCU-A-CB (Split System: Heat Pump with Remote Outdoor Unit-Air-Source) | RD17AZ60AJ3N |  |  | RCFZ6024STANM | R801V1005A21UHU | 55500 | 18 | 8.1 | 54000 | 49000 | 90.74% | 1.75 | 0 | 10 |  |  |  | No | R-410A | 4.625 | Residential & Commercial | Ducted CEE Tier 1
212986902 | Central HP <5.4 tons | COMFORTMAKER | HRCU-A-CB (Split System: Heat Pump with Remote Outdoor Unit-Air-Source) | DLCURAH24ABK |  |  | EA*4X30L17A* | *96MSN0601412A* | 23600 | 16.5 | 8.5 | 26200 | 24200 | 92.37% | 2 | 0 | 10 |  |  |  | No | R-410A | 1.9667 | Residential & Commercial | Ducted CEE Tier 1
211240849 | Central HP <5.4 tons | COMFORTMAKER | HRCU-A-CB (Split System: Heat Pump with Remote Outdoor Unit-Air-Source) | DLCURAH24ABK |  |  | EA*4X25L17A* | *96VSN0601412A* | 24000 | 16.5 | 8.1 | 25200 | 21600 | 85.71% | 1.82 | 0 | 10 |  |  |  | No | R-410A | 2 | Residential & Commercial | Ducted CEE Tier 1
211240868 | Central HP <5.4 tons | COMFORTMAKER | HRCU-A-CB (Split System: Heat Pump with Remote Outdoor Unit-Air-Source) | DLCURAH24ABK |  |  | EA*4X25L17A* | *95ESU0401712A* | 24200 | 17 | 8.5 | 25200 | 21600 | 85.71% | 1.8 | 0 | 10 |  |  |  | No | R-410A | 2.0167 | Residential & Commercial | Ducted CEE Tier 1
211240982 | Central HP <5.4 tons | COMFORTMAKER | HRCU-A-CB (Split System: Heat Pump with Remote Outdoor Unit-Air-Source) | DLCURAH24ABK |  |  | EA*4X25L17A* | *80VTL0701716A* | 24800 | 17 | 8.5 | 25400 | 21200 | 83.46% | 1.78 | 0 | 10.5 |  |  |  | No | R-410A | 2.0667 | Residential & Commercial | Ducted CEE Tier 1
214097537 | Central HP <5.4 tons | RUUD | HRCU-A-CB (Split System: Heat Pump with Remote Outdoor Unit-Air-Source) | RD17AZ48AJ3N |  |  | RCFZ6024SEANM | U802VA075421M | 45500 | 16 | 8.1 | 45500 | 40500 | 89.01% | 2.1 | 0 | 10 |  |  |  | No | R-410A | 3.7917 | Residential & Commercial | Ducted CEE Tier 1
213782094 | Central HP <5.4 tons | TEMPSTAR | HRCU-A-CB (Split System: Heat Pump with Remote Outdoor Unit-Air-Source) | TVH837GKA2* |  |  | EHD4X48AAL+WALLCON | *80CTL0902120B* | 32600 | 16.5 | 8.1 | 33000 | 24800 | 75.15% | 1.96 | 0 | 11 |  |  |  | No | R-410A | 2.7167 | Residential & Commercial | Ducted CEE Tier 1
213782144 | Central HP <5.4 tons | TEMPSTAR | HRCU-A-CB (Split System: Heat Pump with Remote Outdoor Unit-Air-Source) | TVH837GKA2* |  |  | EHD4X48AAL+WALLCON | *97CMN0801714B* | 32400 | 16.5 | 8.1 | 33000 | 25000 | 75.76% | 1.94 | 0 | 11 |  |  |  | No | R-410A | 2.7 | Residential & Commercial | Ducted CEE Tier 1
213433238 | Central HP <5.4 tons | ACIQ | HRCU-A-CB (Split System: Heat Pump with Remote Outdoor Unit-Air-Source) | ACIQ-24-EHPB |  |  | ACIQ-24-AHB |  | 24000 | 17 | 9.2 | 26000 | 19400 | 74.62% | 2.1 | 11.3 | 10.5 |  |  |  | No | R-410A | 2 | Residential & Commercial | Ducted CEE Tier 1
216051055 | Central HP <5.4 tons | RUUD | HRCU-A-CB (Split System: Heat Pump with Remote Outdoor Unit-Air-Source) | UP19AY24AJVC |  |  | RCFY2421HEAAM | R801V0754A17UH | 22800 | 21 | 10 | 22800 | 18400 | 80.7% | 1.8 | 0 | 13 |  |  |  | No | R-454B | 1.9 | Residential & Commercial | Ducted CEE Tier 1
216051137 | Central HP <5.4 tons | RUUD | HRCU-A-CB (Split System: Heat Pump with Remote Outdoor Unit-Air-Source) | UP19AY48AJVC |  |  | RCFY4821SEAAM | U98MV1005A21UPS | 45500 | 19 | 10 | 45500 | 42000 | 92.31% | 2.1 | 0 | 11.7 |  |  |  | No | R-454B | 3.7917 | Residential & Commercial | Ducted CEE Tier 1
216050994 | Central HP <5.4 tons | RUUD | HRCU-A-CB (Split System: Heat Pump with Remote Outdoor Unit-Air-Source) | UP19AY24AJVC |  |  | RCFY2421HEAAM | R921V0703A17M4 | 22800 | 20 | 10 | 22800 | 18600 | 81.58% | 1.8 | 0 | 12 |  |  |  | No | R-454B | 1.9 | Residential & Commercial | Ducted CEE Tier 1
213781204 | Central HP <5.4 tons | TEMPSTAR | HRCU-A-CB (Split System: Heat Pump with Remote Outdoor Unit-Air-Source) | TVH837GKA2* |  |  | EA*4X43L21A*+WALLCON | *80CTL1102120B* | 33000 | 17 | 8.5 | 32600 | 25000 | 76.69% | 1.98 | 0 | 11.5 |  |  |  | No | R-410A | 2.75 | Residential & Commercial | Ducted CEE Tier 1
213781354 | Central HP <5.4 tons | TEMPSTAR | HRCU-A-CB (Split System: Heat Pump with Remote Outdoor Unit-Air-Source) | TVH837GKA2* |  |  | EA*4X48L21A*+WALLCON | *97CMN0801714B* | 32200 | 17 | 8.1 | 32600 | 25000 | 76.69% | 1.94 | 0 | 11 |  |  |  | No | R-410A | 2.6833 | Residential & Commercial | Ducted CEE Tier 1
213782124 | Central HP <5.4 tons | TEMPSTAR | HRCU-A-CB (Split System: Heat Pump with Remote Outdoor Unit-Air-Source) | TVH837GKA2* |  |  | EHD4X48AAL+WALLCON | *95CSU0601716B* | 32400 | 16 | 8.1 | 33000 | 25000 | 75.76% | 1.94 | 0 | 11 |  |  |  | No | R-410A | 2.7 | Residential & Commercial | Ducted CEE Tier 1
213782154 | Central HP <5.4 tons | TEMPSTAR | HRCU-A-CB (Split System: Heat Pump with Remote Outdoor Unit-Air-Source) | TVH837GKA2* |  |  | EHD4X48AAL+WALLCON | *97CMN1002122B* | 32600 | 16.5 | 8.1 | 33000 | 24800 | 75.15% | 1.96 | 0 | 11 |  |  |  | No | R-410A | 2.7167 | Residential & Commercial | Ducted CEE Tier 1
215434426 | Central HP <5.4 tons | GOODMAN | HRCU-A-CB (Split System: Heat Pump with Remote Outdoor Unit-Air-Source) | GZV7SA4810A* |  |  | CA*EA6030*3A* | G*VS800805CUA* | 45500 | 16.5 | 8.8 | 47000 | 33600 | 71.49% | 2 | 0 | 10 |  |  |  | No | R-32 | 3.7917 | Residential & Commercial | Ducted CEE Tier 1
215934625 | Central HP <5.4 tons | BRYANT HEATING AND COOLING SYSTEMS | HRCU-A-CB (Split System: Heat Pump with Remote Outdoor Unit-Air-Source) | 293VAN036**AA* |  |  | CVAMA2517XMA*+UI | 987MC42060C17*** | 34000 | 20 | 8.1 | 38000 | 27200 | 71.58% | 2 | 0 | 11 |  |  |  | No | R-454B | 2.8333 | Residential & Commercial | Ducted CEE Tier 1
211229105 | Central HP <5.4 tons | COMFORTMAKER | HRCU-A-CB (Split System: Heat Pump with Remote Outdoor Unit-Air-Source) | DLCURAH36ABK |  |  | EA*4X48L21A* | *96VSN1002120A* | 36000 | 16 | 8.5 | 38500 | 34600 | 89.87% | 2.06 | 0 | 10 |  |  |  | No | R-410A | 3 | Residential & Commercial | Ducted CEE Tier 1
211229298 | Central HP <5.4 tons | COMFORTMAKER | HRCU-A-CB (Split System: Heat Pump with Remote Outdoor Unit-Air-Source) | DLCURAH36ABK |  |  | EA*4X48L24A* | *80ES(N,L)1102120A* | 36000 | 16.5 | 8.5 | 38500 | 34600 | 89.87% | 2.06 | 0 | 10 |  |  |  | No | R-410A | 3 | Residential & Commercial | Ducted CEE Tier 1
211229505 | Central HP <5.4 tons | COMFORTMAKER | HRCU-A-CB (Split System: Heat Pump with Remote Outdoor Unit-Air-Source) | DLCURAH36ABK |  |  | EA*4X48L24A* | *95ESN1002122A* | 37400 | 15.5 | 8.5 | 38500 | 35000 | 90.91% | 2.14 | 0 | 10 |  |  |  | No | R-410A | 3.1167 | Residential & Commercial | Ducted CEE Tier 1
211228789 | Central HP <5.4 tons | COMFORTMAKER | HRCU-A-CB (Split System: Heat Pump with Remote Outdoor Unit-Air-Source) | DLCURAH36ABK |  |  | EA*4X48L21A* | *80ES(N,L)0902116A* | 36200 | 16 | 8.5 | 38500 | 34600 | 89.87% | 2.08 | 0 | 10 |  |  |  | No | R-410A | 3.0167 | Residential & Commercial | Ducted CEE Tier 1
211228905 | Central HP <5.4 tons | COMFORTMAKER | HRCU-A-CB (Split System: Heat Pump with Remote Outdoor Unit-Air-Source) | DLCURAH36ABK |  |  | EA*4X48L21A* | *80VTL0701716A* | 35800 | 16 | 8.5 | 38500 | 34600 | 89.87% | 2.04 | 0 | 10 |  |  |  | No | R-410A | 2.9833 | Residential & Commercial | Ducted CEE Tier 1
211229087 | Central HP <5.4 tons | COMFORTMAKER | HRCU-A-CB (Split System: Heat Pump with Remote Outdoor Unit-Air-Source) | DLCURAH36ABK |  |  | EA*4X48L21A* | *96VSN0801716A* | 35600 | 16 | 8.1 | 38500 | 34600 | 89.87% | 2.04 | 0 | 10 |  |  |  | No | R-410A | 2.9667 | Residential & Commercial | Ducted CEE Tier 1
215669381 | Central HP <5.4 tons | TEMPSTAR | HRCU-A-CB (Split System: Heat Pump with Remote Outdoor Unit-Air-Source) | T5H0V36*K*AAA* |  |  | EA*5X60M24A*+WALLCON | *97CMN0802120B* | 34400 | 18 | 9 | 34200 | 24800 | 72.51% | 1.9 | 0 | 10 |  |  |  | No | R-454B | 2.8667 | Residential & Commercial | Ducted CEE Tier 1
215669531 | Central HP <5.4 tons | TEMPSTAR | HRCU-A-CB (Split System: Heat Pump with Remote Outdoor Unit-Air-Source) | T5H0V36*K*AAA* |  |  | EA*5X61M21A*+WALLCON | *95CSU1002122B* | 35000 | 18 | 9 | 34400 | 24800 | 72.09% | 1.92 | 0 | 10 |  |  |  | No | R-454B | 2.9167 | Residential & Commercial | Ducted CEE Tier 1
215669681 | Central HP <5.4 tons | TEMPSTAR | HRCU-A-CB (Split System: Heat Pump with Remote Outdoor Unit-Air-Source) | T5H0V36*K*AAA* |  |  | EA*5X61M24A*+WALLCON | *95CSU1002122B* | 35000 | 18.5 | 9 | 34400 | 24600 | 71.51% | 1.92 | 0 | 10 |  |  |  | No | R-454B | 2.9167 | Residential & Commercial | Ducted CEE Tier 1
211241102 | Central HP <5.4 tons | COMFORTMAKER | HRCU-A-CB (Split System: Heat Pump with Remote Outdoor Unit-Air-Source) | DLCURAH24ABK |  |  | EA*4X25L17A* | *80ES(N,L)0901714A* | 25200 | 17 | 8.5 | 25800 | 20800 | 80.62% | 1.76 | 0 | 10.5 |  |  |  | No | R-410A | 2.1 | Residential & Commercial | Ducted CEE Tier 1
211240536 | Central HP <5.4 tons | COMFORTMAKER | HRCU-A-CB (Split System: Heat Pump with Remote Outdoor Unit-Air-Source) | DLCURAH24ABK |  |  | EA*4X24L17A* | *96VTN0801716A* | 23800 | 16.5 | 8.5 | 26800 | 24000 | 89.55% | 1.98 | 0 | 10 |  |  |  | No | R-410A | 1.9833 | Residential & Commercial | Ducted CEE Tier 1
215935549 | Central HP <5.4 tons | COMFORTMAKER | HRCU-A-CB (Split System: Heat Pump with Remote Outdoor Unit-Air-Source) | C5H3V36*K*AAA* |  |  | EVD5X31M17A*+WALLCON | *97CMN0601714B* | 34800 | 20.5 | 8.5 | 38000 | 27800 | 73.16% | 2.08 | 0 | 11.5 |  |  |  | No | R-454B | 2.9 | Residential & Commercial | Ducted CEE Tier 1
215935699 | Central HP <5.4 tons | COMFORTMAKER | HRCU-A-CB (Split System: Heat Pump with Remote Outdoor Unit-Air-Source) | C5H3V36*K*AAA* |  |  | EVD5X36M21A*+WALLCON | *95CSU1002122B* | 34400 | 21 | 8.5 | 38500 | 28000 | 72.73% | 2.04 | 0 | 12 |  |  |  | No | R-454B | 2.8667 | Residential & Commercial | Ducted CEE Tier 1
215935749 | Central HP <5.4 tons | COMFORTMAKER | HRCU-A-CB (Split System: Heat Pump with Remote Outdoor Unit-Air-Source) | C5H3V36*K*AAA* |  |  | EVD5X36M21A*+WALLCON | *97CMN1002122B* | 34400 | 21 | 8.5 | 38500 | 28000 | 72.73% | 2.06 | 0 | 12 |  |  |  | No | R-454B | 2.8667 | Residential & Commercial | Ducted CEE Tier 1
215935849 | Central HP <5.4 tons | COMFORTMAKER | HRCU-A-CB (Split System: Heat Pump with Remote Outdoor Unit-Air-Source) | C5H3V36*K*AAA* |  |  | EVD5X38M17A*+WALLCON | *80CTL0701716B* | 35400 | 21.5 | 8.5 | 38500 | 29000 | 75.32% | 2.02 | 0 | 12 |  |  |  | No | R-454B | 2.95 | Residential & Commercial | Ducted CEE Tier 1
215936149 | Central HP <5.4 tons | COMFORTMAKER | HRCU-A-CB (Split System: Heat Pump with Remote Outdoor Unit-Air-Source) | C5H3V36*K*AAA* |  |  | EVD5X42M24A*+WALLCON | *80CSU1002120A* | 35400 | 21.5 | 8.5 | 38000 | 28600 | 75.26% | 2.04 | 0 | 12 |  |  |  | No | R-454B | 2.95 | Residential & Commercial | Ducted CEE Tier 1
215434185 | Central HP <5.4 tons | AMANA | HRCU-A-CB (Split System: Heat Pump with Remote Outdoor Unit-Air-Source) | AZV7SA3610A* |  |  | CA*EA6030*3A* | A*VS800805CUA* | 35000 | 18.5 | 8.5 | 35000 | 28400 | 81.14% | 2 | 0 | 10.5 |  |  |  | No | R-32 | 2.9167 | Residential & Commercial | Ducted CEE Tier 1
213779094 | Central HP <5.4 tons | TEMPSTAR | HRCU-A-CB (Split System: Heat Pump with Remote Outdoor Unit-Air-Source) | TVH837GKA** |  |  | EA*4X42L21A*+WALLCON | *80CTL0902120B* | 31800 | 17 | 8.1 | 32800 | 24200 | 73.78% | 1.88 | 0 | 11 |  |  |  | No | R-410A | 2.65 | Residential & Commercial | Ducted CEE Tier 1
213779194 | Central HP <5.4 tons | TEMPSTAR | HRCU-A-CB (Split System: Heat Pump with Remote Outdoor Unit-Air-Source) | TVH837GKA** |  |  | EA*4X42L24A*+WALLCON | *80CTL1102120B* | 31800 | 17 | 8.1 | 32800 | 24200 | 73.78% | 1.88 | 0 | 11 |  |  |  | No | R-410A | 2.65 | Residential & Commercial | Ducted CEE Tier 1
213779294 | Central HP <5.4 tons | TEMPSTAR | HRCU-A-CB (Split System: Heat Pump with Remote Outdoor Unit-Air-Source) | TVH837GKA** |  |  | EA*4X43L21A*+WALLCON | *80CTL1102120B* | 33000 | 17 | 8.5 | 32600 | 25000 | 76.69% | 1.98 | 0 | 11.5 |  |  |  | No | R-410A | 2.75 | Residential & Commercial | Ducted CEE Tier 1
213349047 | Central HP <5.4 tons | GOODMAN | HRCU-A-CB (Split System: Heat Pump with Remote Outdoor Unit-Air-Source) | GSZS601810A* |  |  | CA*EA1818*4A* | G*VC960804CNB* | 16600 | 17.5 | 8.5 | 17400 | 13000 | 74.71% | 2.1 | 0 | 10.9 |  |  |  | No | R-410A | 1.3833 | Residential & Commercial | Ducted CEE Tier 1
213349063 | Central HP <5.4 tons | GOODMAN | HRCU-A-CB (Split System: Heat Pump with Remote Outdoor Unit-Air-Source) | GSZS601810A* |  |  | CA*EA2422*4A* | G*VC960804CNB* | 16600 | 17.5 | 8.5 | 17400 | 13000 | 74.71% | 2.1 | 0 | 10.9 |  |  |  | No | R-410A | 1.3833 | Residential & Commercial | Ducted CEE Tier 1
215670535 | Central HP <5.4 tons | TEMPSTAR | HRCU-A-CB (Split System: Heat Pump with Remote Outdoor Unit-Air-Source) | T5H0V36*K*AAA* |  |  | ESH5X60M12A*+WALLCON | *97CMN0802120B* | 34600 | 17 | 8.5 | 34600 | 24800 | 71.68% | 1.8 | 0 | 10 |  |  |  | No | R-454B | 2.8833 | Residential & Commercial | Ducted CEE Tier 1
212989314 | Central HP <5.4 tons | COMFORTMAKER | HRCU-A-CB (Split System: Heat Pump with Remote Outdoor Unit-Air-Source) | DLCURAH18ABK |  |  | EN(A,D)4X24L17** | *95MSU0601716A* | 17300 | 16 | 8.1 | 18300 | 19200 | 104.9% | 2.32 | 0 | 10.5 |  |  |  | No | R-410A | 1.4417 | Residential & Commercial | Ducted CEE Tier 1
211229575 | Central HP <5.4 tons | COMFORTMAKER | HRCU-A-CB (Split System: Heat Pump with Remote Outdoor Unit-Air-Source) | DLCURAH36ABK |  |  | EA*4X48L24A* | *95ESU1002120A* | 36200 | 16 | 8.5 | 38500 | 34600 | 89.87% | 2.08 | 0 | 10 |  |  |  | No | R-410A | 3.0167 | Residential & Commercial | Ducted CEE Tier 1
211229605 | Central HP <5.4 tons | COMFORTMAKER | HRCU-A-CB (Split System: Heat Pump with Remote Outdoor Unit-Air-Source) | DLCURAH36ABK |  |  | EA*4X48L24A* | *96VTN1002120A* | 36400 | 15.5 | 8.5 | 38500 | 34800 | 90.39% | 2.08 | 0 | 10 |  |  |  | No | R-410A | 3.0333 | Residential & Commercial | Ducted CEE Tier 1
211230123 | Central HP <5.4 tons | COMFORTMAKER | HRCU-A-CB (Split System: Heat Pump with Remote Outdoor Unit-Air-Source) | DLCURAH36ABK |  |  | EN(A,D,W)4X48L21** | *92ESN0601714A* | 36200 | 16 | 8.1 | 38500 | 34800 | 90.39% | 2.02 | 0 | 10 |  |  |  | No | R-410A | 3.0167 | Residential & Commercial | Ducted CEE Tier 1
215670615 | Central HP <5.4 tons | TEMPSTAR | HRCU-A-CB (Split System: Heat Pump with Remote Outdoor Unit-Air-Source) | T5H0V36*K*AAA* |  |  | FCMA5B36L0C*+WALLCON |  | 33400 | 18.5 | 9 | 35800 | 25600 | 71.51% | 1.86 | 0 | 10 |  |  |  | No | R-454B | 2.7833 | Residential & Commercial | Ducted CEE Tier 1
212681007 | Central HP <5.4 tons | AURIAL | HRCU-A-C (Split System: Heat Pump with Remote Outdoor Unit with No Indoor Fan --Air Source) | ARU36-24WADU |  |  | ARCAT24F/NAA |  | 23000 | 15.2 | 8.5 | 24000 | 21600 | 90% | 1.8 | 0 | 11 |  |  |  | No | R-410A | 1.9167 | Residential & Commercial | Ducted CEE Tier 1
213815158 | Central HP <5.4 tons | AMANA | HRCU-A-CB (Split System: Heat Pump with Remote Outdoor Unit-Air-Source) | ASZV903610A* |  |  | CSCF3642N6D*+MBVB16CP1X00A*+TXV |  | 33800 | 18.5 | 8.2 | 34000 | 24400 | 71.76% | 1.8 | 0 | 11.5 |  |  |  | No | R-410A | 2.8167 | Residential & Commercial | Ducted CEE Tier 1
211228502 | Central HP <5.4 tons | COMFORTMAKER | HRCU-A-CB (Split System: Heat Pump with Remote Outdoor Unit-Air-Source) | DLCURAH36ABK |  |  | EA*4X43L21A* | *95ESN0802120A* | 37200 | 15.5 | 8.5 | 38500 | 35000 | 90.91% | 2.12 | 0 | 10 |  |  |  | No | R-410A | 3.1 | Residential & Commercial | Ducted CEE Tier 1
211230064 | Central HP <5.4 tons | COMFORTMAKER | HRCU-A-CB (Split System: Heat Pump with Remote Outdoor Unit-Air-Source) | DLCURAH36ABK |  |  | EN(A,D,W)4X48L21** | *80VTL0701716A* | 36000 | 16 | 8.1 | 38500 | 34800 | 90.39% | 2.02 | 0 | 10 |  |  |  | No | R-410A | 3 | Residential & Commercial | Ducted CEE Tier 1
211230611 | Central HP <5.4 tons | COMFORTMAKER | HRCU-A-CB (Split System: Heat Pump with Remote Outdoor Unit-Air-Source) | DLCURAH36ABK |  |  | EN(A,D)4X48L24** | *92ESN1002120A* | 35800 | 16.5 | 8.1 | 38500 | 34800 | 90.39% | 2 | 0 | 10 |  |  |  | No | R-410A | 2.9833 | Residential & Commercial | Ducted CEE Tier 1
211230800 | Central HP <5.4 tons | COMFORTMAKER | HRCU-A-CB (Split System: Heat Pump with Remote Outdoor Unit-Air-Source) | DLCURAH36ABK |  |  | EN(A,D)4X48L24** | OLV154F20A | 37400 | 15.2 | 8.5 | 39500 | 35200 | 89.11% | 2.1 | 0 | 10.5 |  |  |  | No | R-410A | 3.1167 | Residential & Commercial | Ducted CEE Tier 1
212984410 | Central HP <5.4 tons | BRYANT HEATING AND COOLING SYSTEMS | HRCU-A-CB (Split System: Heat Pump with Remote Outdoor Unit-Air-Source) | 38MURAQ36AB3* |  |  | CAP**4821AL* | 912SE48080M17*** | 35800 | 16.5 | 8.5 | 37800 | 34600 | 91.53% | 2.02 | 0 | 10 |  |  |  | No | R-410A | 2.9833 | Residential & Commercial | Ducted CEE Tier 1
215434198 | Central HP <5.4 tons | AMANA | HRCU-A-CB (Split System: Heat Pump with Remote Outdoor Unit-Air-Source) | AZV7SA3610A* |  |  | CHPEA4830*3A* | A*VM970804CNA* | 35000 | 18.5 | 8.1 | 35000 | 28400 | 81.14% | 2 | 0 | 10.5 |  |  |  | No | R-32 | 2.9167 | Residential & Commercial | Ducted CEE Tier 1
215434109 | Central HP <5.4 tons | GOODMAN | HRCU-A-CB (Split System: Heat Pump with Remote Outdoor Unit-Air-Source) | GZV7SA2410A* |  |  | CA*EA3626*3A* | G*VT800805C*A* | 23200 | 19 | 8.6 | 23200 | 17000 | 73.28% | 2 | 0 | 11 |  |  |  | No | R-32 | 1.9333 | Residential & Commercial | Ducted CEE Tier 1
216599670 | Central HP <5.4 tons | AMERICAN STANDARD | HRCU-A-CB (Split System: Heat Pump with Remote Outdoor Unit-Air-Source) | 5A6V0X24A1 |  |  | 5PX*B003AS3 | S9V2B080U4PSC+LRP | 21600 | 20.2 | 10 | 24000 | 18400 | 76.67% | 2.2 | 0 | 11.5 |  |  |  | No | R-454B | 1.8 | Residential & Commercial | Ducted CEE Tier 1
214056582 | Central HP <5.4 tons | Mitsutomo | HRCU-A-CB (Split System: Heat Pump with Remote Outdoor Unit-Air-Source) | HO-SZ18-AB-Q |  |  | HV-UZ18-AB-Q |  | 18000 | 17.6 | 9.6 | 19000 | 17000 | 89.47% | 2 | 12.5 | 11.7 |  |  |  | No | R-410A | 1.5 | Residential & Commercial | Ducted CEE Tier 1
215434125 | Central HP <5.4 tons | GOODMAN | HRCU-A-CB (Split System: Heat Pump with Remote Outdoor Unit-Air-Source) | GZV7SA2410A* |  |  | CHPEA3026*3A* | G*VT800604B*A* | 23200 | 19 | 8.6 | 23200 | 17000 | 73.28% | 2 | 0 | 11 |  |  |  | No | R-32 | 1.9333 | Residential & Commercial | Ducted CEE Tier 1
212970422 | Central HP <5.4 tons | HEIL | HRCU-A-CB (Split System: Heat Pump with Remote Outdoor Unit-Air-Source) | DLCURAH36ABK |  |  | EA*4X43L21A* | *80VSL0701716B* | 36400 | 16 | 8.5 | 38500 | 35000 | 90.91% | 2.06 | 0 | 10 |  |  |  | No | R-410A | 3.0333 | Residential & Commercial | Ducted CEE Tier 1
213815154 | Central HP <5.4 tons | AMANA | HRCU-A-CB (Split System: Heat Pump with Remote Outdoor Unit-Air-Source) | ASZV903610A* |  |  | CHPF3642C6C*+MBVB16CP1X00A*+TXV |  | 33400 | 18 | 8.2 | 34000 | 24400 | 71.76% | 1.8 | 0 | 11 |  |  |  | No | R-410A | 2.7833 | Residential & Commercial | Ducted CEE Tier 1
211228872 | Central HP <5.4 tons | COMFORTMAKER | HRCU-A-CB (Split System: Heat Pump with Remote Outdoor Unit-Air-Source) | DLCURAH36ABK |  |  | EA*4X48L21A* | *80ESU0601716A | 36600 | 16 | 8.5 | 38500 | 34800 | 90.39% | 2.08 | 0 | 10 |  |  |  | No | R-410A | 3.05 | Residential & Commercial | Ducted CEE Tier 1
211229147 | Central HP <5.4 tons | COMFORTMAKER | HRCU-A-CB (Split System: Heat Pump with Remote Outdoor Unit-Air-Source) | DLCURAH36ABK |  |  | EA*4X48L21A* | *95ESU1002122A* | 37200 | 15.5 | 8.5 | 38500 | 35000 | 90.91% | 2.12 | 0 | 10 |  |  |  | No | R-410A | 3.1 | Residential & Commercial | Ducted CEE Tier 1
211229515 | Central HP <5.4 tons | COMFORTMAKER | HRCU-A-CB (Split System: Heat Pump with Remote Outdoor Unit-Air-Source) | DLCURAH36ABK |  |  | EA*4X48L24A* | *95ESN1202422A* | 37200 | 15.5 | 8.5 | 38500 | 35000 | 90.91% | 2.12 | 0 | 10 |  |  |  | No | R-410A | 3.1 | Residential & Commercial | Ducted CEE Tier 1
213773724 | Central HP <5.4 tons | TEMPSTAR | HRCU-A-CB (Split System: Heat Pump with Remote Outdoor Unit-Air-Source) | TVH825GKA3* |  |  | EA*4X48L21A*+WALLCON | *80CTL0902120B* | 24000 | 17 | 8.1 | 21000 | 16500 | 78.57% | 2.02 | 0 | 11 |  |  |  | No | R-410A | 2 | Residential & Commercial | Ducted CEE Tier 1
213774494 | Central HP <5.4 tons | TEMPSTAR | HRCU-A-CB (Split System: Heat Pump with Remote Outdoor Unit-Air-Source) | TVH825GKA3* |  |  | EHD4X42AAL+WALLCON | *97CMN1002122B* | 24200 | 16 | 8.1 | 21400 | 16600 | 77.57% | 2 | 0 | 10.5 |  |  |  | No | R-410A | 2.0167 | Residential & Commercial | Ducted CEE Tier 1
214066896 | Central HP <5.4 tons | RUUD | HRCU-A-CB (Split System: Heat Pump with Remote Outdoor Unit-Air-Source) | RD17AZ36AJ3N |  |  | RCFZ3621MTANM | R951V0855A21M4S | 34200 | 18 | 8.1 | 34200 | 29600 | 86.55% | 1.9 | 0 | 10 |  |  |  | No | R-410A | 2.85 | Residential & Commercial | Ducted CEE Tier 1
215434301 | Central HP <5.4 tons | AMANA | HRCU-A-CB (Split System: Heat Pump with Remote Outdoor Unit-Air-Source) | AZV7SA4210A* |  |  | CHPEA6030*3A* | A*VT800804C*A* | 40500 | 17 | 8.6 | 41000 | 31000 | 75.61% | 2 | 0 | 10 |  |  |  | No | R-32 | 3.375 | Residential & Commercial | Ducted CEE Tier 1
215676814 | Central HP <5.4 tons | BRYANT HEATING AND COOLING SYSTEMS | HRCU-A-CB (Split System: Heat Pump with Remote Outdoor Unit-Air-Source) | 290VAN048**AA* |  |  | CVAVA6121XMA*+UI | 987MC66100C21*** | 48500 | 19.5 | 9.5 | 50000 | 36800 | 73.6% | 2.12 | 0 | 10.5 |  |  |  | No | R-454B | 4.0417 | Residential & Commercial | Ducted CEE Tier 1
211230001 | Central HP <5.4 tons | COMFORTMAKER | HRCU-A-CB (Split System: Heat Pump with Remote Outdoor Unit-Air-Source) | DLCURAH36ABK |  |  | EN(A,D,W)4X48L21** | *80VSL0702120A* | 36000 | 16 | 8.1 | 38500 | 34800 | 90.39% | 2.02 | 0 | 10 |  |  |  | No | R-410A | 3 | Residential & Commercial | Ducted CEE Tier 1
211230031 | Central HP <5.4 tons | COMFORTMAKER | HRCU-A-CB (Split System: Heat Pump with Remote Outdoor Unit-Air-Source) | DLCURAH36ABK |  |  | EN(A,D,W)4X48L21** | *80ESU0601716A | 35600 | 16.5 | 8.1 | 38500 | 34800 | 90.39% | 2 | 0 | 10 |  |  |  | No | R-410A | 2.9667 | Residential & Commercial | Ducted CEE Tier 1
211230208 | Central HP <5.4 tons | COMFORTMAKER | HRCU-A-CB (Split System: Heat Pump with Remote Outdoor Unit-Air-Source) | DLCURAH36ABK |  |  | EN(A,D,W)4X48L21** | *95ESN1002122A* | 37600 | 15.5 | 8.5 | 39500 | 35000 | 88.61% | 2.08 | 0 | 10.5 |  |  |  | No | R-410A | 3.1333 | Residential & Commercial | Ducted CEE Tier 1
211230226 | Central HP <5.4 tons | COMFORTMAKER | HRCU-A-CB (Split System: Heat Pump with Remote Outdoor Unit-Air-Source) | DLCURAH36ABK |  |  | EN(A,D,W)4X48L21** | *96VSN0601714A* | 35600 | 15.5 | 8.1 | 38500 | 35000 | 90.91% | 2 | 0 | 10 |  |  |  | No | R-410A | 2.9667 | Residential & Commercial | Ducted CEE Tier 1
215934877 | Central HP <5.4 tons | AIRQUEST | HRCU-A-CB (Split System: Heat Pump with Remote Outdoor Unit-Air-Source) | H5H3V36*K*AAA* |  |  | EVM5X44M21A*+WALLCON | *95CSU0802120B* | 35600 | 21.5 | 8.5 | 38000 | 28600 | 75.26% | 2.04 | 0 | 12 |  |  |  | No | R-454B | 2.9667 | Residential & Commercial | Ducted CEE Tier 1
215935277 | Central HP <5.4 tons | AIRQUEST | HRCU-A-CB (Split System: Heat Pump with Remote Outdoor Unit-Air-Source) | H5H3V36*K*AAA* |  |  | EVM5X60M21A*+WALLCON | *97CMN0801714B* | 35400 | 21.5 | 8.5 | 38500 | 29000 | 75.32% | 2.02 | 0 | 12 |  |  |  | No | R-454B | 2.95 | Residential & Commercial | Ducted CEE Tier 1
215935377 | Central HP <5.4 tons | AIRQUEST | HRCU-A-CB (Split System: Heat Pump with Remote Outdoor Unit-Air-Source) | H5H3V36*K*AAA* |  |  | EVM5X60M24A*+WALLCON | *95CSU0802120B* | 35400 | 21.5 | 8.5 | 38000 | 28600 | 75.26% | 2.04 | 0 | 12 |  |  |  | No | R-454B | 2.95 | Residential & Commercial | Ducted CEE Tier 1
215931977 | Central HP <5.4 tons | AIRQUEST | HRCU-A-CB (Split System: Heat Pump with Remote Outdoor Unit-Air-Source) | H5H3V36*K*AAA* |  |  | EA*5X25M17A*+WALLCON | *96CTN0401410B* | 32400 | 18 | 9 | 33800 | 26000 | 76.92% | 1.96 | 0 | 10.5 |  |  |  | No | R-454B | 2.7 | Residential & Commercial | Ducted CEE Tier 1
214056583 | Central HP <5.4 tons | Mitsutomo | HRCU-A-CB (Split System: Heat Pump with Remote Outdoor Unit-Air-Source) | HO-SZ24-AB-Q |  |  | HV-UZ24-AB-Q |  | 23000 | 18.4 | 9.3 | 26000 | 21200 | 81.54% | 1.9 | 12.5 | 11.7 |  |  |  | No | R-410A | 1.9167 | Residential & Commercial | Ducted CEE Tier 1
215932277 | Central HP <5.4 tons | AIRQUEST | HRCU-A-CB (Split System: Heat Pump with Remote Outdoor Unit-Air-Source) | H5H3V36*K*AAA* |  |  | EA*5X42M21A*+WALLCON | *95CSU1002122B* | 32800 | 20 | 9.5 | 34600 | 26600 | 76.88% | 2.02 | 0 | 11.5 |  |  |  | No | R-454B | 2.7333 | Residential & Commercial | Ducted CEE Tier 1
214075541 | Central HP <5.4 tons | RUUD | HRCU-A-CB (Split System: Heat Pump with Remote Outdoor Unit-Air-Source) | RD17AZ24AJ3N |  |  | RCFZ2417MTANM | R921V0603A17M4S | 22600 | 17 | 9.5 | 22600 | 17000 | 75.22% | 2 | 0 | 10 |  |  |  | No | R-410A | 1.8833 | Residential & Commercial | Ducted CEE Tier 1
214075551 | Central HP <5.4 tons | RUUD | HRCU-A-CB (Split System: Heat Pump with Remote Outdoor Unit-Air-Source) | RD17AZ24AJ3N |  |  | RCFZ2417MTANM | U802VA075317M | 22600 | 18 | 9.5 | 22600 | 16800 | 74.34% | 2.1 | 0 | 11.2 |  |  |  | No | R-410A | 1.8833 | Residential & Commercial | Ducted CEE Tier 1
215932127 | Central HP <5.4 tons | AIRQUEST | HRCU-A-CB (Split System: Heat Pump with Remote Outdoor Unit-Air-Source) | H5H3V36*K*AAA* |  |  | EA*5X36M17A*+WALLCON | *96CTN0801714B* | 32200 | 19 | 9.5 | 35400 | 27200 | 76.84% | 1.98 | 0 | 10.5 |  |  |  | No | R-454B | 2.6833 | Residential & Commercial | Ducted CEE Tier 1
211241222 | Central HP <5.4 tons | COMFORTMAKER | HRCU-A-CB (Split System: Heat Pump with Remote Outdoor Unit-Air-Source) | DLCURAH24ABK |  |  | EA*4X25L17A* | OLV098A12* | 24000 | 16.5 | 8.1 | 25000 | 21800 | 87.2% | 1.82 | 0 | 10 |  |  |  | No | R-410A | 2 | Residential & Commercial | Ducted CEE Tier 1
211241490 | Central HP <5.4 tons | COMFORTMAKER | HRCU-A-CB (Split System: Heat Pump with Remote Outdoor Unit-Air-Source) | DLCURAH24ABK |  |  | EA*4X30L17A* | *80VSL0701716A* | 23800 | 16.5 | 8.5 | 26200 | 23400 | 89.31% | 1.94 | 0 | 10 |  |  |  | No | R-410A | 1.9833 | Residential & Commercial | Ducted CEE Tier 1
211241522 | Central HP <5.4 tons | COMFORTMAKER | HRCU-A-CB (Split System: Heat Pump with Remote Outdoor Unit-Air-Source) | DLCURAH24ABK |  |  | EA*4X30L17A* | *80VTL0451412A* | 24200 | 16.5 | 8.5 | 26400 | 23000 | 87.12% | 1.9 | 0 | 10 |  |  |  | No | R-410A | 2.0167 | Residential & Commercial | Ducted CEE Tier 1
211241599 | Central HP <5.4 tons | COMFORTMAKER | HRCU-A-CB (Split System: Heat Pump with Remote Outdoor Unit-Air-Source) | DLCURAH24ABK |  |  | EA*4X30L17A* | *96VTN0401410A* | 23200 | 16 | 8.5 | 25800 | 24200 | 93.8% | 2.02 | 0 | 10 |  |  |  | No | R-410A | 1.9333 | Residential & Commercial | Ducted CEE Tier 1
211241640 | Central HP <5.4 tons | COMFORTMAKER | HRCU-A-CB (Split System: Heat Pump with Remote Outdoor Unit-Air-Source) | DLCURAH24ABK |  |  | EA*4X30L17A* | *80ES(N,L)0451412A* | 24600 | 16 | 8.5 | 26600 | 22600 | 84.96% | 1.84 | 0 | 10 |  |  |  | No | R-410A | 2.05 | Residential & Commercial | Ducted CEE Tier 1
212969732 | Central HP <5.4 tons | HEIL | HRCU-A-CB (Split System: Heat Pump with Remote Outdoor Unit-Air-Source) | DLCURAH24ABK |  |  | EA*4X24L14A* | *80VSL0451412B* | 23200 | 17 | 9.5 | 26800 | 27200 | 101.5% | 2.32 | 0 | 10 |  |  |  | No | R-410A | 1.9333 | Residential & Commercial | Ducted CEE Tier 1
212969802 | Central HP <5.4 tons | HEIL | HRCU-A-CB (Split System: Heat Pump with Remote Outdoor Unit-Air-Source) | DLCURAH24ABK |  |  | EN(A,D)4X24L14** | *80VSL0451412B* | 23400 | 17 | 8.5 | 27000 | 25000 | 92.59% | 2.08 | 0 | 10 |  |  |  | No | R-410A | 1.95 | Residential & Commercial | Ducted CEE Tier 1
215669161 | Central HP <5.4 tons | TEMPSTAR | HRCU-A-CB (Split System: Heat Pump with Remote Outdoor Unit-Air-Source) | T5H0V36*K*AAA* |  |  | EA*5X48M21A*+WALLCON | *80CTL0901716B* | 33800 | 18 | 9 | 35000 | 25000 | 71.43% | 1.88 | 0 | 10 |  |  |  | No | R-454B | 2.8167 | Residential & Commercial | Ducted CEE Tier 1
215434209 | Central HP <5.4 tons | GOODMAN | HRCU-A-CB (Split System: Heat Pump with Remote Outdoor Unit-Air-Source) | GZV7SA3610A* |  |  | CA*EA4830*3A* | G*VM971205DNA* | 34800 | 18.5 | 8.5 | 35000 | 28400 | 81.14% | 2 | 0 | 10.5 |  |  |  | No | R-32 | 2.9 | Residential & Commercial | Ducted CEE Tier 1
215434225 | Central HP <5.4 tons | GOODMAN | HRCU-A-CB (Split System: Heat Pump with Remote Outdoor Unit-Air-Source) | GZV7SA3610A* |  |  | CHPEA4830*3A* | G*VT800804C*A* | 35000 | 18.5 | 8.1 | 35000 | 28400 | 81.14% | 2 | 0 | 10.5 |  |  |  | No | R-32 | 2.9167 | Residential & Commercial | Ducted CEE Tier 1
215865053 | Central HP <5.4 tons | TRANE | HRCU-A-CB (Split System: Heat Pump with Remote Outdoor Unit-Air-Source) | 5TWV8X36A1 |  |  | 5PX*BD04AS3+P0V0A000M30SD+LRP |  | 31600 | 18.1 | 8.5 | 33800 | 25800 | 76.33% | 2 | 0 | 10 |  |  |  | No | R-454B | 2.6333 | Residential & Commercial | Ducted CEE Tier 1
211230408 | Central HP <5.4 tons | COMFORTMAKER | HRCU-A-CB (Split System: Heat Pump with Remote Outdoor Unit-Air-Source) | DLCURAH36ABK |  |  | EN(A,D)4X48L24** | *80ES(N,L)0702116A* | 35800 | 16.5 | 8.1 | 38500 | 34800 | 90.39% | 2 | 0 | 10 |  |  |  | No | R-410A | 2.9833 | Residential & Commercial | Ducted CEE Tier 1
211230492 | Central HP <5.4 tons | COMFORTMAKER | HRCU-A-CB (Split System: Heat Pump with Remote Outdoor Unit-Air-Source) | DLCURAH36ABK |  |  | EN(A,D)4X48L24** | *80ES(N,L)1552420A* | 37200 | 16 | 8.1 | 39500 | 35000 | 88.61% | 2.08 | 0 | 10.5 |  |  |  | No | R-410A | 3.1 | Residential & Commercial | Ducted CEE Tier 1
211230549 | Central HP <5.4 tons | COMFORTMAKER | HRCU-A-CB (Split System: Heat Pump with Remote Outdoor Unit-Air-Source) | DLCURAH36ABK |  |  | EN(A,D)4X48L24** | *80ESU1002120A* | 36200 | 16 | 8.1 | 38500 | 34800 | 90.39% | 2.02 | 0 | 10 |  |  |  | No | R-410A | 3.0167 | Residential & Commercial | Ducted CEE Tier 1
211230642 | Central HP <5.4 tons | COMFORTMAKER | HRCU-A-CB (Split System: Heat Pump with Remote Outdoor Unit-Air-Source) | DLCURAH36ABK |  |  | EN(A,D)4X48L24** | *95ESN0802120A* | 36800 | 15.5 | 8.1 | 39500 | 35000 | 88.61% | 2.06 | 0 | 10.5 |  |  |  | No | R-410A | 3.0667 | Residential & Commercial | Ducted CEE Tier 1
215669561 | Central HP <5.4 tons | TEMPSTAR | HRCU-A-CB (Split System: Heat Pump with Remote Outdoor Unit-Air-Source) | T5H0V36*K*AAA* |  |  | EA*5X61M21A*+WALLCON | *97CMN0801714B* | 34600 | 18 | 9 | 34600 | 25000 | 72.25% | 1.9 | 0 | 10 |  |  |  | No | R-454B | 2.8833 | Residential & Commercial | Ducted CEE Tier 1
215674275 | Central HP <5.4 tons | BRYANT HEATING AND COOLING SYSTEMS | HRCU-A-CB (Split System: Heat Pump with Remote Outdoor Unit-Air-Source) | 290VAN048**AA* |  |  | CAA**6024AM*+UI | 986TD66100C21*** | 45000 | 18 | 9 | 47500 | 33600 | 70.74% | 2.06 | 0 | 10 |  |  |  | No | R-454B | 3.75 | Residential & Commercial | Ducted CEE Tier 1
212969532 | Central HP <5.4 tons | HEIL | HRCU-A-CB (Split System: Heat Pump with Remote Outdoor Unit-Air-Source) | DLCURAH18ABK |  |  | EA*4X24L17A* | *80VSL0451412B* | 17700 | 16.5 | 8.5 | 18600 | 19300 | 103.8% | 2.32 | 0 | 10.5 |  |  |  | No | R-410A | 1.475 | Residential & Commercial | Ducted CEE Tier 1
212969582 | Central HP <5.4 tons | HEIL | HRCU-A-CB (Split System: Heat Pump with Remote Outdoor Unit-Air-Source) | DLCURAH18ABK |  |  | EN(A,D)4X24L17** | *80VSL0451412B* | 17700 | 16.5 | 8.5 | 18700 | 19100 | 102.1% | 2.3 | 0 | 11 |  |  |  | No | R-410A | 1.475 | Residential & Commercial | Ducted CEE Tier 1
212971463 | Central HP <5.4 tons | HEIL | HRCU-A-CB (Split System: Heat Pump with Remote Outdoor Unit-Air-Source) | DLCURAH18ABK |  |  | EA*4X25L17A* | *80VTL0701716B* | 18000 | 16.5 | 8.5 | 17900 | 17700 | 98.88% | 2.14 | 0 | 11 |  |  |  | No | R-410A | 1.5 | Residential & Commercial | Ducted CEE Tier 1
211259605 | Central HP <5.4 tons | COMFORTMAKER | HRCU-A-CB (Split System: Heat Pump with Remote Outdoor Unit-Air-Source) | DLCURAH18ABK |  |  | EA*4X19L17A* | *96VSN0601714A* | 18200 | 16 | 8.5 | 18200 | 17600 | 96.7% | 2.14 | 0 | 10.5 |  |  |  | No | R-410A | 1.5167 | Residential & Commercial | Ducted CEE Tier 1
216440515 | Central HP <5.4 tons | AMERICAN STANDARD | HRCU-A-CB (Split System: Heat Pump with Remote Outdoor Unit-Air-Source) | 5A6V0X60A1 |  |  | 5TXCC009AS3 | S9V2C080U5VSB+LRP | 53000 | 18.6 | 9 | 54000 | 38000 | 70.37% | 2 | 0 | 10.5 |  |  |  | No | R-454B | 4.4167 | Residential & Commercial | Ducted CEE Tier 1
216440549 | Central HP <5.4 tons | AMERICAN STANDARD | HRCU-A-CB (Split System: Heat Pump with Remote Outdoor Unit-Air-Source) | 5A6V0X60A1 |  |  | 5TXCD010AS3 | S9V2C100U5PSC+LRP | 53000 | 18.8 | 9 | 54000 | 38000 | 70.37% | 2 | 0 | 10.5 |  |  |  | No | R-454B | 4.4167 | Residential & Commercial | Ducted CEE Tier 1
216440551 | Central HP <5.4 tons | AMERICAN STANDARD | HRCU-A-CB (Split System: Heat Pump with Remote Outdoor Unit-Air-Source) | 5A6V0X60A1 |  |  | 5TXCD010AS3 | L8V1C100U5VSB+LRP | 54000 | 19 | 9 | 53500 | 38500 | 71.96% | 2 | 0 | 10.5 |  |  |  | No | R-454B | 4.5 | Residential & Commercial | Ducted CEE Tier 1
212609407 | Central HP <5.4 tons | RUUD | HRCU-A-CB (Split System: Heat Pump with Remote Outdoor Unit-Air-Source) | UP18AZ60AJVC |  |  | RCFZ6021SEAAM | R802V0755A21UHS | 52500 | 18 | 8.1 | 52500 | 50500 | 96.19% | 1.9 | 0 | 10 |  |  |  | No | R-410A | 4.375 | Residential & Commercial | Ducted CEE Tier 1
213779514 | Central HP <5.4 tons | TEMPSTAR | HRCU-A-CB (Split System: Heat Pump with Remote Outdoor Unit-Air-Source) | TVH837GKA** |  |  | EA*4X48L24A*+WALLCON | *80CTL1352422B* | 32400 | 17.5 | 8.5 | 32400 | 24800 | 76.54% | 1.98 | 0 | 11.5 |  |  |  | No | R-410A | 2.7 | Residential & Commercial | Ducted CEE Tier 1
213779614 | Central HP <5.4 tons | TEMPSTAR | HRCU-A-CB (Split System: Heat Pump with Remote Outdoor Unit-Air-Source) | TVH837GKA** |  |  | EA*4X60L24A*+WALLCON | *96CTN1002122B* | 32800 | 17.5 | 8.1 | 31800 | 24600 | 77.36% | 1.98 | 0 | 11.5 |  |  |  | No | R-410A | 2.7333 | Residential & Commercial | Ducted CEE Tier 1
216032258 | Central HP <5.4 tons | ACIQ | HRCU-A-CB (Split System: Heat Pump with Remote Outdoor Unit-Air-Source) | ACIQ-60-HPD |  |  | ACIQ-60-PAH |  | 54000 | 17.5 | 9.5 | 55000 | 54000 | 98.18% | 1.9 | 0 | 12 |  |  |  | No | R-454B | 4.5 | Residential & Commercial | Ducted CEE Tier 1
215735330 | Central HP <5.4 tons | SENVILLE | HRCU-A-CB (Split System: Heat Pump with Remote Outdoor Unit-Air-Source) | SENDC-60HF-OG |  |  | SENDC-60HF-IG |  | 54000 | 16 | 9 | 56000 | 52000 | 92.86% | 1.8 | 0 | 10 |  |  |  | No | R-454B | 4.5 | Residential & Commercial | Ducted CEE Tier 1
211240480 | Central HP <5.4 tons | COMFORTMAKER | HRCU-A-CB (Split System: Heat Pump with Remote Outdoor Unit-Air-Source) | DLCURAH24ABK |  |  | EA*4X24L17A* | *80VSL0701716A* | 23600 | 16.5 | 8.5 | 26600 | 24600 | 92.48% | 2.04 | 0 | 10 |  |  |  | No | R-410A | 1.9667 | Residential & Commercial | Ducted CEE Tier 1
211240546 | Central HP <5.4 tons | COMFORTMAKER | HRCU-A-CB (Split System: Heat Pump with Remote Outdoor Unit-Air-Source) | DLCURAH24ABK |  |  | EA*4X24L17A* | *80VTL0701716A* | 23800 | 16.5 | 8.5 | 26800 | 24000 | 89.55% | 2 | 0 | 10 |  |  |  | No | R-410A | 1.9833 | Residential & Commercial | Ducted CEE Tier 1
212986952 | Central HP <5.4 tons | COMFORTMAKER | HRCU-A-CB (Split System: Heat Pump with Remote Outdoor Unit-Air-Source) | DLCURAH24ABK |  |  | EN(A,D)4X30L14** | *96MSN0601412A* | 23400 | 16.5 | 8.1 | 26400 | 24600 | 93.18% | 2.04 | 0 | 10 |  |  |  | No | R-410A | 1.95 | Residential & Commercial | Ducted CEE Tier 1
212988690 | Central HP <5.4 tons | COMFORTMAKER | HRCU-A-CB (Split System: Heat Pump with Remote Outdoor Unit-Air-Source) | DLCURAH24ABK |  |  | EA*4X36L21A* | *95MSU0401712A* | 23400 | 17 | 8.5 | 26000 | 24400 | 93.85% | 2.02 | 0 | 10 |  |  |  | No | R-410A | 1.95 | Residential & Commercial | Ducted CEE Tier 1
212989242 | Central HP <5.4 tons | COMFORTMAKER | HRCU-A-CB (Split System: Heat Pump with Remote Outdoor Unit-Air-Source) | DLCURAH24ABK |  |  | EN(A,D,W)4X36L17** | *95MSU0601716A* | 23600 | 17 | 8.5 | 26400 | 24400 | 92.42% | 2.02 | 0 | 10.5 |  |  |  | No | R-410A | 1.9667 | Residential & Commercial | Ducted CEE Tier 1
211240937 | Central HP <5.4 tons | COMFORTMAKER | HRCU-A-CB (Split System: Heat Pump with Remote Outdoor Unit-Air-Source) | DLCURAH24ABK |  |  | EA*4X25L17A* | *80ESU0401712A* | 24600 | 17.5 | 8.5 | 25400 | 21200 | 83.46% | 1.8 | 0 | 10.5 |  |  |  | No | R-410A | 2.05 | Residential & Commercial | Ducted CEE Tier 1
215674455 | Central HP <5.4 tons | BRYANT HEATING AND COOLING SYSTEMS | HRCU-A-CB (Split System: Heat Pump with Remote Outdoor Unit-Air-Source) | 290VAN048**AA* |  |  | CAA**6124AM*+UI | 83*CA60080C21*** | 46000 | 18 | 9 | 47500 | 33600 | 70.74% | 2.08 | 0 | 10 |  |  |  | No | R-454B | 3.8333 | Residential & Commercial | Ducted CEE Tier 1
215932427 | Central HP <5.4 tons | AIRQUEST | HRCU-A-CB (Split System: Heat Pump with Remote Outdoor Unit-Air-Source) | H5H3V36*K*AAA* |  |  | EA*5X48M21A*+WALLCON | *80CTL0901716B* | 33400 | 20 | 9.5 | 34600 | 26400 | 76.3% | 2.04 | 0 | 11.5 |  |  |  | No | R-454B | 2.7833 | Residential & Commercial | Ducted CEE Tier 1
215932377 | Central HP <5.4 tons | AIRQUEST | HRCU-A-CB (Split System: Heat Pump with Remote Outdoor Unit-Air-Source) | H5H3V36*K*AAA* |  |  | EA*5X43M21A*+WALLCON | *96CTN0601714B* | 33800 | 19.5 | 9.5 | 34200 | 26000 | 76.02% | 2.06 | 0 | 11 |  |  |  | No | R-454B | 2.8167 | Residential & Commercial | Ducted CEE Tier 1
213349039 | Central HP <5.4 tons | GOODMAN | HRCU-A-CB (Split System: Heat Pump with Remote Outdoor Unit-Air-Source) | GSZS601810A* |  |  | CA*EA1818*4A* | G*VC960603BNB* | 16600 | 17.5 | 8.5 | 17400 | 13000 | 74.71% | 2.1 | 0 | 10.9 |  |  |  | No | R-410A | 1.3833 | Residential & Commercial | Ducted CEE Tier 1
213349050 | Central HP <5.4 tons | GOODMAN | HRCU-A-CB (Split System: Heat Pump with Remote Outdoor Unit-Air-Source) | GSZS601810A* |  |  | CA*EA2422*4A* | G*VC800603B*A* | 16600 | 17.5 | 8.5 | 17400 | 13000 | 74.71% | 2.1 | 0 | 10.9 |  |  |  | No | R-410A | 1.3833 | Residential & Commercial | Ducted CEE Tier 1
213349046 | Central HP <5.4 tons | GOODMAN | HRCU-A-CB (Split System: Heat Pump with Remote Outdoor Unit-Air-Source) | GSZS601810A* |  |  | CA*EA1818*4A* | G*VS960805CUA* | 16600 | 17.5 | 8.5 | 17400 | 13000 | 74.71% | 2.1 | 0 | 10.9 |  |  |  | No | R-410A | 1.3833 | Residential & Commercial | Ducted CEE Tier 1
211241432 | Central HP <5.4 tons | COMFORTMAKER | HRCU-A-CB (Split System: Heat Pump with Remote Outdoor Unit-Air-Source) | DLCURAH24ABK |  |  | EA*4X30L17A* | *96VSN0801716A* | 24200 | 16.5 | 8.5 | 26400 | 23000 | 87.12% | 1.9 | 0 | 10 |  |  |  | No | R-410A | 2.0167 | Residential & Commercial | Ducted CEE Tier 1
211241805 | Central HP <5.4 tons | COMFORTMAKER | HRCU-A-CB (Split System: Heat Pump with Remote Outdoor Unit-Air-Source) | DLCURAH24ABK |  |  | EA*4X30L17A* | OMV112K14A | 24000 | 16 | 8.5 | 26400 | 23000 | 87.12% | 1.9 | 0 | 10 |  |  |  | No | R-410A | 2 | Residential & Commercial | Ducted CEE Tier 1
215318950 | Central HP <5.4 tons | DAY & NIGHT | HRCU-A-CB (Split System: Heat Pump with Remote Outdoor Unit-Air-Source) | D5CUHAH60AAK |  |  | D5FUHAH60XAK |  | 54000 | 17.5 | 9.5 | 55000 | 54000 | 98.18% | 1.9 | 0 | 12 |  |  |  | No | R-454B | 4.5 | Residential & Commercial | Ducted CEE Tier 1
213501754 | Central HP <5.4 tons | GOODMAN | HRCU-A-CB (Split System: Heat Pump with Remote Outdoor Unit-Air-Source) | GSZV903610A* |  |  | AMVE36CP1400B* |  | 33600 | 18.5 | 8.2 | 34000 | 24400 | 71.76% | 1.8 | 0 | 11.5 |  |  |  | No | R-410A | 2.8 | Residential & Commercial | Ducted CEE Tier 1
213782284 | Central HP <5.4 tons | TEMPSTAR | HRCU-A-CB (Split System: Heat Pump with Remote Outdoor Unit-Air-Source) | TVH837GKA2* |  |  | EHD4X60AAL+WALLCON | *95CSU0601716B* | 32800 | 16.5 | 8.1 | 32200 | 25000 | 77.64% | 1.96 | 0 | 11 |  |  |  | No | R-410A | 2.7333 | Residential & Commercial | Ducted CEE Tier 1
211259708 | Central HP <5.4 tons | COMFORTMAKER | HRCU-A-CB (Split System: Heat Pump with Remote Outdoor Unit-Air-Source) | DLCURAH18ABK |  |  | EA*4X19L17A* | *80VSL0451716A* | 18100 | 16 | 8.5 | 18100 | 17700 | 97.79% | 2.14 | 0 | 10.5 |  |  |  | No | R-410A | 1.5083 | Residential & Commercial | Ducted CEE Tier 1
211260046 | Central HP <5.4 tons | COMFORTMAKER | HRCU-A-CB (Split System: Heat Pump with Remote Outdoor Unit-Air-Source) | DLCURAH18ABK |  |  | EA*4X19L17A* | OLV098A12* | 18600 | 16 | 8.5 | 18600 | 17500 | 94.09% | 2.12 | 0 | 11 |  |  |  | No | R-410A | 1.55 | Residential & Commercial | Ducted CEE Tier 1
211260245 | Central HP <5.4 tons | COMFORTMAKER | HRCU-A-CB (Split System: Heat Pump with Remote Outdoor Unit-Air-Source) | DLCURAH18ABK |  |  | EA*4X24L17A* | *80VSL0451412A* | 17700 | 16 | 8.5 | 18600 | 19100 | 102.7% | 2.28 | 0 | 10.5 |  |  |  | No | R-410A | 1.475 | Residential & Commercial | Ducted CEE Tier 1
211260310 | Central HP <5.4 tons | COMFORTMAKER | HRCU-A-CB (Split System: Heat Pump with Remote Outdoor Unit-Air-Source) | DLCURAH18ABK |  |  | EA*4X24L17A* | *96VSN0801716A* | 17400 | 16 | 8.5 | 18300 | 19200 | 104.9% | 2.3 | 0 | 10.5 |  |  |  | No | R-410A | 1.45 | Residential & Commercial | Ducted CEE Tier 1
214671759 | Central HP <5.4 tons | AMERICAN STANDARD | HRCU-A-CB (Split System: Heat Pump with Remote Outdoor Unit-Air-Source) | 4A6V7X60A1 |  |  | TEM8B0C60V51+TDR+LRP |  | 54000 | 17.1 | 8.5 | 52000 | 38000 | 73.08% | 1.8 | 0 | 12 |  |  |  | No | R-410A | 4.5 | Residential & Commercial | Ducted CEE Tier 1
213349060 | Central HP <5.4 tons | GOODMAN | HRCU-A-CB (Split System: Heat Pump with Remote Outdoor Unit-Air-Source) | GSZS601810A* |  |  | CA*EA2422*4A* | G*VC800804C*A* | 16600 | 17.5 | 8.5 | 17400 | 13000 | 74.71% | 2.1 | 0 | 10.9 |  |  |  | No | R-410A | 1.3833 | Residential & Commercial | Ducted CEE Tier 1
213349053 | Central HP <5.4 tons | GOODMAN | HRCU-A-CB (Split System: Heat Pump with Remote Outdoor Unit-Air-Source) | GSZS601810A* |  |  | CA*EA2422*4A* | G*VS960603BUA* | 16600 | 17.5 | 8.5 | 17400 | 13000 | 74.71% | 2.1 | 0 | 10.9 |  |  |  | No | R-410A | 1.3833 | Residential & Commercial | Ducted CEE Tier 1
215932227 | Central HP <5.4 tons | AIRQUEST | HRCU-A-CB (Split System: Heat Pump with Remote Outdoor Unit-Air-Source) | H5H3V36*K*AAA* |  |  | EA*5X42M21A*+WALLCON | *80CTL0701716B* | 32600 | 19.5 | 9.5 | 35200 | 27000 | 76.7% | 2 | 0 | 11 |  |  |  | No | R-454B | 2.7167 | Residential & Commercial | Ducted CEE Tier 1
214279738 | Central HP <5.4 tons | AIRQUEST | HRCU-A-CB (Split System: Heat Pump with Remote Outdoor Unit-Air-Source) | DLCURAH18ABK |  |  | EA*4X24L17A* | *96MSN0601716A* | 17200 | 16 | 8.5 | 18100 | 19400 | 107.2% | 2.32 | 0 | 10.5 |  |  |  | No | R-410A | 1.4333 | Residential & Commercial | Ducted CEE Tier 1
211257338 | Central HP <5.4 tons | COMFORTMAKER | HRCU-A-CB (Split System: Heat Pump with Remote Outdoor Unit-Air-Source) | DLCURAH18ABK |  |  | FJMA4*24L*B* |  | 18500 | 15.5 | 9 | 19300 | 18300 | 94.82% | 2.2 | 0 | 10.5 |  |  |  | No | R-410A | 1.5417 | Residential & Commercial | Ducted CEE Tier 1
211260628 | Central HP <5.4 tons | COMFORTMAKER | HRCU-A-CB (Split System: Heat Pump with Remote Outdoor Unit-Air-Source) | DLCURAH18ABK |  |  | EA*4X24L17A* | *80ES(N,L)0701412A* | 17600 | 16 | 8.5 | 18400 | 19100 | 103.8% | 2.3 | 0 | 10.5 |  |  |  | No | R-410A | 1.4667 | Residential & Commercial | Ducted CEE Tier 1
211260914 | Central HP <5.4 tons | COMFORTMAKER | HRCU-A-CB (Split System: Heat Pump with Remote Outdoor Unit-Air-Source) | DLCURAH18ABK |  |  | EA*4X25L17A* | *95ESN0601412A* | 18400 | 16.5 | 8.5 | 18200 | 17500 | 96.15% | 2.12 | 0 | 11 |  |  |  | No | R-410A | 1.5333 | Residential & Commercial | Ducted CEE Tier 1
211261266 | Central HP <5.4 tons | COMFORTMAKER | HRCU-A-CB (Split System: Heat Pump with Remote Outdoor Unit-Air-Source) | DLCURAH18ABK |  |  | EA*4X30L14A* | *96VSN0401410A* | 17500 | 16 | 8.5 | 18100 | 18600 | 102.8% | 2.24 | 0 | 10.5 |  |  |  | No | R-410A | 1.4583 | Residential & Commercial | Ducted CEE Tier 1
211261630 | Central HP <5.4 tons | COMFORTMAKER | HRCU-A-CB (Split System: Heat Pump with Remote Outdoor Unit-Air-Source) | DLCURAH18ABK |  |  | EA*4X30L17A* | *96VSN0801716A* | 17600 | 16 | 8.5 | 18100 | 18600 | 102.8% | 2.24 | 0 | 10.5 |  |  |  | No | R-410A | 1.4667 | Residential & Commercial | Ducted CEE Tier 1
211261765 | Central HP <5.4 tons | COMFORTMAKER | HRCU-A-CB (Split System: Heat Pump with Remote Outdoor Unit-Air-Source) | DLCURAH18ABK |  |  | EA*4X30L17A* | *80VTL0451412A* | 17800 | 16.5 | 8.5 | 18300 | 18500 | 101.1% | 2.22 | 0 | 10.5 |  |  |  | No | R-410A | 1.4833 | Residential & Commercial | Ducted CEE Tier 1
215434321 | Central HP <5.4 tons | GOODMAN | HRCU-A-CB (Split System: Heat Pump with Remote Outdoor Unit-Air-Source) | GZV7SA4210A* |  |  | CA*EA6030*3A* | G*VT961205DNA* | 40500 | 17 | 8.8 | 41000 | 31000 | 75.61% | 2 | 0 | 10 |  |  |  | No | R-32 | 3.375 | Residential & Commercial | Ducted CEE Tier 1
215434320 | Central HP <5.4 tons | GOODMAN | HRCU-A-CB (Split System: Heat Pump with Remote Outdoor Unit-Air-Source) | GZV7SA4210A* |  |  | CA*EA6030*3A* | G*VT961005DNA* | 40500 | 17 | 8.8 | 41000 | 31000 | 75.61% | 2 | 0 | 10 |  |  |  | No | R-32 | 3.375 | Residential & Commercial | Ducted CEE Tier 1
215936369 | Central HP <5.4 tons | COMFORTMAKER | HRCU-A-CB (Split System: Heat Pump with Remote Outdoor Unit-Air-Source) | C5H3V36*K*AAA* |  |  | EVD5X48M24A*+WALLCON | *97CMN0602120B* | 34800 | 21 | 8.5 | 38500 | 28800 | 74.81% | 2.02 | 0 | 11.7 |  |  |  | No | R-454B | 2.9 | Residential & Commercial | Ducted CEE Tier 1
215678234 | Central HP <5.4 tons | BRYANT HEATING AND COOLING SYSTEMS | HRCU-A-CB (Split System: Heat Pump with Remote Outdoor Unit-Air-Source) | 290VAN024**AA* |  |  | CAA**2517AM*+UI | 83*CB48060C17*** | 24000 | 17 | 9 | 23200 | 16300 | 70.26% | 2.02 | 0 | 10.5 |  |  |  | No | R-454B | 2 | Residential & Commercial | Ducted CEE Tier 1
213772444 | Central HP <5.4 tons | TEMPSTAR | HRCU-A-CB (Split System: Heat Pump with Remote Outdoor Unit-Air-Source) | TVH825GKA2* |  |  | EHD4X48AAL+WALLCON | *80CTL0701412B* | 24400 | 17 | 8.1 | 21200 | 16600 | 78.3% | 2.02 | 0 | 11 |  |  |  | No | R-410A | 2.0333 | Residential & Commercial | Ducted CEE Tier 1
213772464 | Central HP <5.4 tons | TEMPSTAR | HRCU-A-CB (Split System: Heat Pump with Remote Outdoor Unit-Air-Source) | TVH825GKA2* |  |  | EHD4X48AAL+WALLCON | *80CTL0901716B* | 24400 | 17 | 8.1 | 21200 | 16600 | 78.3% | 2.02 | 0 | 10.5 |  |  |  | No | R-410A | 2.0333 | Residential & Commercial | Ducted CEE Tier 1
216571287 | Central HP <5.4 tons | AMERICAN STANDARD | HRCU-A-CB (Split System: Heat Pump with Remote Outdoor Unit-Air-Source) | 5A6V8X36A1 |  |  | 5PX*D008AS3 | S8V2D120M5PDB | 33400 | 18.1 | 8.5 | 33400 | 25600 | 76.65% | 2.1 | 0 | 10.5 |  |  |  | No | R-454B | 2.7833 | Residential & Commercial | Ducted CEE Tier 1
216571289 | Central HP <5.4 tons | AMERICAN STANDARD | HRCU-A-CB (Split System: Heat Pump with Remote Outdoor Unit-Air-Source) | 5A6V8X36A1 |  |  | 5PX*D010AS3 | S8V2D120M5PCB | 33600 | 18.1 | 8.5 | 33000 | 25200 | 76.36% | 2.1 | 0 | 10.5 |  |  |  | No | R-454B | 2.8 | Residential & Commercial | Ducted CEE Tier 1
216571303 | Central HP <5.4 tons | AMERICAN STANDARD | HRCU-A-CB (Split System: Heat Pump with Remote Outdoor Unit-Air-Source) | 5A6V8X36A1 |  |  | 5TXCC007AS3 | S8V2C100M5PDB | 33000 | 18.1 | 8.5 | 33400 | 25600 | 76.65% | 2.1 | 0 | 10 |  |  |  | No | R-454B | 2.75 | Residential & Commercial | Ducted CEE Tier 1
213779634 | Central HP <5.4 tons | TEMPSTAR | HRCU-A-CB (Split System: Heat Pump with Remote Outdoor Unit-Air-Source) | TVH837GKA** |  |  | EA*4X61L21A*+WALLCON | *80CTL0451712B* | 33000 | 17 | 8.1 | 32400 | 25200 | 77.78% | 1.94 | 0 | 11 |  |  |  | No | R-410A | 2.75 | Residential & Commercial | Ducted CEE Tier 1
213780334 | Central HP <5.4 tons | TEMPSTAR | HRCU-A-CB (Split System: Heat Pump with Remote Outdoor Unit-Air-Source) | TVH837GKA** |  |  | EHD4X60AAL+WALLCON | *80CTL0901716B* | 33000 | 16.5 | 8.1 | 32200 | 24800 | 77.02% | 1.98 | 0 | 11 |  |  |  | No | R-410A | 2.75 | Residential & Commercial | Ducted CEE Tier 1
214066836 | Central HP <5.4 tons | RUUD | HRCU-A-CB (Split System: Heat Pump with Remote Outdoor Unit-Air-Source) | RD17AZ36AJ3N |  |  | RCFZ3621MTANM | U802VA100521M | 34200 | 18 | 8.1 | 34200 | 29400 | 85.96% | 2 | 0 | 11.7 |  |  |  | No | R-410A | 2.85 | Residential & Commercial | Ducted CEE Tier 1
211241302 | Central HP <5.4 tons | COMFORTMAKER | HRCU-A-CB (Split System: Heat Pump with Remote Outdoor Unit-Air-Source) | DLCURAH24ABK |  |  | EA*4X30L14A* | *96VTN0401410A* | 23600 | 15.5 | 8.5 | 26200 | 23600 | 90.08% | 1.94 | 0 | 10 |  |  |  | No | R-410A | 1.9667 | Residential & Commercial | Ducted CEE Tier 1
211241367 | Central HP <5.4 tons | COMFORTMAKER | HRCU-A-CB (Split System: Heat Pump with Remote Outdoor Unit-Air-Source) | DLCURAH24ABK |  |  | EA*4X30L14A* | *80ES(N,L)0701412A* | 24200 | 16.5 | 8.5 | 26400 | 23000 | 87.12% | 1.9 | 0 | 10 |  |  |  | No | R-410A | 2.0167 | Residential & Commercial | Ducted CEE Tier 1
211241453 | Central HP <5.4 tons | COMFORTMAKER | HRCU-A-CB (Split System: Heat Pump with Remote Outdoor Unit-Air-Source) | DLCURAH24ABK |  |  | EA*4X30L17A* | *80ES(N,L)0701716A* | 24800 | 16 | 8.5 | 26800 | 22200 | 82.84% | 1.82 | 0 | 10 |  |  |  | No | R-410A | 2.0667 | Residential & Commercial | Ducted CEE Tier 1
216051022 | Central HP <5.4 tons | RUUD | HRCU-A-CB (Split System: Heat Pump with Remote Outdoor Unit-Air-Source) | UP19AY24AJVC |  |  | RCFY2421HEAAM | U97MV0603A17DHS | 22800 | 21 | 10 | 22800 | 18500 | 81.14% | 1.8 | 0 | 13 |  |  |  | No | R-454B | 1.9 | Residential & Commercial | Ducted CEE Tier 1
216051059 | Central HP <5.4 tons | RUUD | HRCU-A-CB (Split System: Heat Pump with Remote Outdoor Unit-Air-Source) | UP19AY24AJVC |  |  | RCFY2421HEAAM | R802V0504A17UH | 22800 | 20 | 10 | 22800 | 18500 | 81.14% | 1.8 | 0 | 12 |  |  |  | No | R-454B | 1.9 | Residential & Commercial | Ducted CEE Tier 1
212681009 | Central HP <5.4 tons | AURIAL | HRCU-A-C (Split System: Heat Pump with Remote Outdoor Unit with No Indoor Fan --Air Source) | ARU60-48WADU |  |  | ARCAT48H/NAA |  | 47000 | 15.2 | 8.5 | 48000 | 33600 | 70% | 1.8 | 0 | 10 |  |  |  | No | R-410A | 3.9167 | Residential & Commercial | Ducted CEE Tier 1
214075387 | Central HP <5.4 tons | RUUD | HRCU-A-CB (Split System: Heat Pump with Remote Outdoor Unit-Air-Source) | RD17AZ60AJ3N |  |  | RCFZ6024STANM | U97MV1005A21DHS | 55000 | 18 | 8.1 | 54000 | 49500 | 91.67% | 1.75 | 0 | 10 |  |  |  | No | R-410A | 4.5833 | Residential & Commercial | Ducted CEE Tier 1
214075396 | Central HP <5.4 tons | RUUD | HRCU-A-CB (Split System: Heat Pump with Remote Outdoor Unit-Air-Source) | RD17AZ60AJ3N |  |  | RCFZ6024STANM | R962V1005A21M4S | 55000 | 18 | 8.1 | 54000 | 49500 | 91.67% | 1.75 | 0 | 10 |  |  |  | No | R-410A | 4.5833 | Residential & Commercial | Ducted CEE Tier 1
216571279 | Central HP <5.4 tons | AMERICAN STANDARD | HRCU-A-CB (Split System: Heat Pump with Remote Outdoor Unit-Air-Source) | 5A6V8X36A1 |  |  | 5PX*CD09AS3 | S8V2C100M5PDB | 33400 | 18.1 | 8.5 | 33000 | 25400 | 76.97% | 2.1 | 0 | 10.5 |  |  |  | No | R-454B | 2.7833 | Residential & Commercial | Ducted CEE Tier 1
213782104 | Central HP <5.4 tons | TEMPSTAR | HRCU-A-CB (Split System: Heat Pump with Remote Outdoor Unit-Air-Source) | TVH837GKA2* |  |  | EHD4X48AAL+WALLCON | *80CTL1102120B* | 32600 | 16.5 | 8.1 | 32800 | 24800 | 75.61% | 1.96 | 0 | 11 |  |  |  | No | R-410A | 2.7167 | Residential & Commercial | Ducted CEE Tier 1
213782204 | Central HP <5.4 tons | TEMPSTAR | HRCU-A-CB (Split System: Heat Pump with Remote Outdoor Unit-Air-Source) | TVH837GKA2* |  |  | EHD4X48AAL+WALLCON | *96CTN1202422B* | 32600 | 16.5 | 8.1 | 33000 | 24800 | 75.15% | 1.96 | 0 | 11 |  |  |  | No | R-410A | 2.7167 | Residential & Commercial | Ducted CEE Tier 1
216032249 | Central HP <5.4 tons | ACIQ | HRCU-A-CB (Split System: Heat Pump with Remote Outdoor Unit-Air-Source) | ACIQ-36-HPD |  |  | ACIQ-36-AHD |  | 36000 | 17.3 | 10.3 | 37000 | 39000 | 105.4% | 1.9 | 0 | 11.7 |  |  |  | No | R-454B | 3 | Residential & Commercial | Ducted CEE Tier 1
215735328 | Central HP <5.4 tons | SENVILLE | HRCU-A-CB (Split System: Heat Pump with Remote Outdoor Unit-Air-Source) | SENDC-36HF-OG |  |  | SENDC-36HF-IG |  | 36000 | 17.3 | 10.3 | 37000 | 39000 | 105.4% | 1.9 | 0 | 11.7 |  |  |  | No | R-454B | 3 | Residential & Commercial | Ducted CEE Tier 1
211262000 | Central HP <5.4 tons | COMFORTMAKER | HRCU-A-CB (Split System: Heat Pump with Remote Outdoor Unit-Air-Source) | DLCURAH18ABK |  |  | EA*4X30L17A* | *80ES(N,L)0451412A* | 18200 | 16.5 | 8.5 | 18700 | 18400 | 98.4% | 2.22 | 0 | 11 |  |  |  | No | R-410A | 1.5167 | Residential & Commercial | Ducted CEE Tier 1
211261350 | Central HP <5.4 tons | COMFORTMAKER | HRCU-A-CB (Split System: Heat Pump with Remote Outdoor Unit-Air-Source) | DLCURAH18ABK |  |  | EA*4X30L14A* | *95ESN0601412A* | 17900 | 16 | 8.5 | 18500 | 18500 | 100% | 2.22 | 0 | 10.5 |  |  |  | No | R-410A | 1.4917 | Residential & Commercial | Ducted CEE Tier 1
214075504 | Central HP <5.4 tons | RUUD | HRCU-A-CB (Split System: Heat Pump with Remote Outdoor Unit-Air-Source) | RD17AZ24AJ3N |  |  | RCFZ2417MTANM | R962V0703A17M4S | 22600 | 17 | 9.5 | 22600 | 16900 | 74.78% | 2 | 0 | 11.2 |  |  |  | No | R-410A | 1.8833 | Residential & Commercial | Ducted CEE Tier 1
214491797 | Central HP <5.4 tons | AMANA | HRCU-A-CB (Split System: Heat Pump with Remote Outdoor Unit-Air-Source) | ASZS601810A* |  |  | CA*EA2422*4B* | A*VS960805CUA* | 16600 | 17.5 | 8.5 | 17400 | 13000 | 74.71% | 2.1 | 0 | 10.9 |  |  |  | No | R-410A | 1.3833 | Residential & Commercial | Ducted CEE Tier 1
214075531 | Central HP <5.4 tons | RUUD | HRCU-A-CB (Split System: Heat Pump with Remote Outdoor Unit-Air-Source) | RD17AZ24AJ3N |  |  | RCFZ2417MTANM | U802VA075317Z | 22600 | 18 | 9.5 | 22600 | 16800 | 74.34% | 2.1 | 0 | 11.2 |  |  |  | No | R-410A | 1.8833 | Residential & Commercial | Ducted CEE Tier 1
214075456 | Central HP <5.4 tons | RUUD | HRCU-A-CB (Split System: Heat Pump with Remote Outdoor Unit-Air-Source) | RD17AZ24AJ3N |  |  | RCFZ2417MTANM | R801V0754A17UHN | 22600 | 18 | 9.5 | 22600 | 16800 | 74.34% | 2.1 | 0 | 11.2 |  |  |  | No | R-410A | 1.8833 | Residential & Commercial | Ducted CEE Tier 1
215865099 | Central HP <5.4 tons | TRANE | HRCU-A-CB (Split System: Heat Pump with Remote Outdoor Unit-Air-Source) | 5TWV8X48A1 |  |  | 5PX*DD10AS3+P0V0C000M50SD+LRP |  | 45500 | 18.1 | 8.5 | 45000 | 34400 | 76.44% | 2.2 | 0 | 10.5 |  |  |  | No | R-454B | 3.7917 | Residential & Commercial | Ducted CEE Tier 1
208842392 | Central HP <5.4 tons | AURUS | HRCU-A-CB (Split System: Heat Pump with Remote Outdoor Unit-Air-Source) | ARU-H48CD/INVS-US |  |  | ARU-H48AH/INVS-US |  | 48000 | 17.5 | 8.5 | 47000 | 33000 | 70.21% | 1.9 | 10.2 | 10.1 |  |  |  | No | R-410A | 4 | Residential & Commercial | Ducted CEE Tier 1
212971672 | Central HP <5.4 tons | HEIL | HRCU-A-CB (Split System: Heat Pump with Remote Outdoor Unit-Air-Source) | DLCURAH24ABK |  |  | EA*4X36L21A* | *80VTL0701716B* | 23800 | 17 | 8.5 | 26200 | 23600 | 90.08% | 1.96 | 0 | 10 |  |  |  | No | R-410A | 1.9833 | Residential & Commercial | Ducted CEE Tier 1
216440083 | Central HP <5.4 tons | AMERICAN STANDARD | HRCU-A-CB (Split System: Heat Pump with Remote Outdoor Unit-Air-Source) | 5A6V0X36A1 |  |  | 5PX*C007AS3 | S9V2C100D5VSB+LRP | 32000 | 17.6 | 9.4 | 31600 | 23600 | 74.68% | 2.1 | 0 | 12 |  |  |  | No | R-454B | 2.6667 | Residential & Commercial | Ducted CEE Tier 1
216440133 | Central HP <5.4 tons | AMERICAN STANDARD | HRCU-A-CB (Split System: Heat Pump with Remote Outdoor Unit-Air-Source) | 5A6V0X36A1 |  |  | 5TXCB004AS3 | S9V2B080U4VSB+LRP | 33200 | 18.4 | 9.4 | 32000 | 24000 | 75% | 2.1 | 0 | 12 |  |  |  | No | R-454B | 2.7667 | Residential & Commercial | Ducted CEE Tier 1
216440165 | Central HP <5.4 tons | AMERICAN STANDARD | HRCU-A-CB (Split System: Heat Pump with Remote Outdoor Unit-Air-Source) | 5A6V0X36A1 |  |  | 5TXCB006AS3 | S9V2B040U3VSB+LRP | 34200 | 19.2 | 9.4 | 32800 | 24200 | 73.78% | 2.1 | 0 | 12 |  |  |  | No | R-454B | 2.85 | Residential & Commercial | Ducted CEE Tier 1
214491769 | Central HP <5.4 tons | AMANA | HRCU-A-CB (Split System: Heat Pump with Remote Outdoor Unit-Air-Source) | ASZS601810A* |  |  | CA*EA1818*4B* | A*VC800603B*A* | 16600 | 17.5 | 8.5 | 17400 | 13000 | 74.71% | 2.1 | 0 | 10.9 |  |  |  | No | R-410A | 1.3833 | Residential & Commercial | Ducted CEE Tier 1
214491768 | Central HP <5.4 tons | AMANA | HRCU-A-CB (Split System: Heat Pump with Remote Outdoor Unit-Air-Source) | ASZS601810A* |  |  | CA*EA1818*4B* | A*VS800604BUA* | 16600 | 17.5 | 8.5 | 17400 | 13000 | 74.71% | 2.1 | 0 | 10.9 |  |  |  | No | R-410A | 1.3833 | Residential & Commercial | Ducted CEE Tier 1
214491782 | Central HP <5.4 tons | AMANA | HRCU-A-CB (Split System: Heat Pump with Remote Outdoor Unit-Air-Source) | ASZS601810A* |  |  | CA*EA1818*4B* | A*VC960804CNB* | 16600 | 17.5 | 8.5 | 17400 | 13000 | 74.71% | 2.1 | 0 | 10.9 |  |  |  | No | R-410A | 1.3833 | Residential & Commercial | Ducted CEE Tier 1
214491783 | Central HP <5.4 tons | AMANA | HRCU-A-CB (Split System: Heat Pump with Remote Outdoor Unit-Air-Source) | ASZS601810A* |  |  | CA*EA1818*4B* | A*VM970804CNB* | 16600 | 17.5 | 8.5 | 17400 | 13000 | 74.71% | 2.1 | 0 | 10.9 |  |  |  | No | R-410A | 1.3833 | Residential & Commercial | Ducted CEE Tier 1
211260366 | Central HP <5.4 tons | COMFORTMAKER | HRCU-A-CB (Split System: Heat Pump with Remote Outdoor Unit-Air-Source) | DLCURAH18ABK |  |  | EA*4X24L17A* | *80VSL0701716A* | 17400 | 16 | 8.5 | 18300 | 19200 | 104.9% | 2.32 | 0 | 10.5 |  |  |  | No | R-410A | 1.45 | Residential & Commercial | Ducted CEE Tier 1
211261434 | Central HP <5.4 tons | COMFORTMAKER | HRCU-A-CB (Split System: Heat Pump with Remote Outdoor Unit-Air-Source) | DLCURAH18ABK |  |  | EA*4X30L14A* | *80ES(N,L)0451412A* | 18200 | 16.5 | 8.5 | 18600 | 18400 | 98.92% | 2.22 | 0 | 10.5 |  |  |  | No | R-410A | 1.5167 | Residential & Commercial | Ducted CEE Tier 1
211261895 | Central HP <5.4 tons | COMFORTMAKER | HRCU-A-CB (Split System: Heat Pump with Remote Outdoor Unit-Air-Source) | DLCURAH18ABK |  |  | EA*4X30L17A* | *95ESN0601412A* | 18000 | 16 | 8.5 | 18500 | 18500 | 100% | 2.22 | 0 | 10.5 |  |  |  | No | R-410A | 1.5 | Residential & Commercial | Ducted CEE Tier 1
215674163 | Central HP <5.4 tons | TEMPSTAR | HRCU-A-CB (Split System: Heat Pump with Remote Outdoor Unit-Air-Source) | T5H0V48*K*AAA* |  |  | EA*5X60M24A*+WALLCON | *80CSU0802120A* | 45000 | 18 | 9 | 47000 | 33400 | 71.06% | 2.08 | 0 | 10 |  |  |  | No | R-454B | 3.75 | Residential & Commercial | Ducted CEE Tier 1
214075592 | Central HP <5.4 tons | RUUD | HRCU-A-CB (Split System: Heat Pump with Remote Outdoor Unit-Air-Source) | RD17AZ24AJ3N |  |  | RCFZ2417MTANM | U802VA050317M | 22600 | 17 | 9.5 | 22600 | 16900 | 74.78% | 2 | 0 | 11.2 |  |  |  | No | R-410A | 1.8833 | Residential & Commercial | Ducted CEE Tier 1
215676744 | Central HP <5.4 tons | BRYANT HEATING AND COOLING SYSTEMS | HRCU-A-CB (Split System: Heat Pump with Remote Outdoor Unit-Air-Source) | 290VAN048**AA* |  |  | CVAVA6121XMA*+UI | 88*TB60090C21*** | 48500 | 19.5 | 9.5 | 50000 | 36600 | 73.2% | 2.12 | 0 | 10.5 |  |  |  | No | R-454B | 4.0417 | Residential & Commercial | Ducted CEE Tier 1
215669083 | Central HP <5.4 tons | TEMPSTAR | HRCU-A-CB (Split System: Heat Pump with Remote Outdoor Unit-Air-Source) | T5H0V36*K*AAA* |  |  | EA*5X43M21A*+WALLCON | *96CTN0801714B* | 34400 | 18 | 8.1 | 35400 | 25200 | 71.19% | 1.9 | 0 | 10 |  |  |  | No | R-454B | 2.8667 | Residential & Commercial | Ducted CEE Tier 1
215669581 | Central HP <5.4 tons | TEMPSTAR | HRCU-A-CB (Split System: Heat Pump with Remote Outdoor Unit-Air-Source) | T5H0V36*K*AAA* |  |  | EA*5X61M21A*+WALLCON | *97CMN1002122B* | 34800 | 18.5 | 9 | 34400 | 24800 | 72.09% | 1.92 | 0 | 10.5 |  |  |  | No | R-454B | 2.9 | Residential & Commercial | Ducted CEE Tier 1
212975321 | Central HP <5.4 tons | BRYANT HEATING AND COOLING SYSTEMS | HRCU-A-CB (Split System: Heat Pump with Remote Outdoor Unit-Air-Source) | 38MURAQ24AB3* |  |  | CAP**3721AL* | 926TC36040V17*** | 24200 | 16.5 | 8.5 | 25400 | 21600 | 85.04% | 1.8 | 0 | 10 |  |  |  | No | R-410A | 2.0167 | Residential & Commercial | Ducted CEE Tier 1
212975354 | Central HP <5.4 tons | BRYANT HEATING AND COOLING SYSTEMS | HRCU-A-CB (Split System: Heat Pump with Remote Outdoor Unit-Air-Source) | 38MURAQ24AB3* |  |  | CNPV*3617AL* | 926TC36040V17*** | 23200 | 16 | 8.1 | 26200 | 24800 | 94.66% | 2.06 | 0 | 10 |  |  |  | No | R-410A | 1.9333 | Residential & Commercial | Ducted CEE Tier 1
212976072 | Central HP <5.4 tons | BRYANT HEATING AND COOLING SYSTEMS | HRCU-A-CB (Split System: Heat Pump with Remote Outdoor Unit-Air-Source) | 38MURAQ24AB3* |  |  | CAP**3721AL* | 926TC48080V17*** | 24600 | 17 | 8.5 | 25200 | 21200 | 84.13% | 1.78 | 0 | 10.5 |  |  |  | No | R-410A | 2.05 | Residential & Commercial | Ducted CEE Tier 1
212976124 | Central HP <5.4 tons | BRYANT HEATING AND COOLING SYSTEMS | HRCU-A-CB (Split System: Heat Pump with Remote Outdoor Unit-Air-Source) | 38MURAQ24AB3* |  |  | CNPV*3621AL* | 926TC48080V17*** | 23400 | 16.5 | 8.1 | 25800 | 24200 | 93.8% | 2 | 0 | 10 |  |  |  | No | R-410A | 1.95 | Residential & Commercial | Ducted CEE Tier 1
212977695 | Central HP <5.4 tons | BRYANT HEATING AND COOLING SYSTEMS | HRCU-A-CB (Split System: Heat Pump with Remote Outdoor Unit-Air-Source) | 38MURAQ24AB3* |  |  | CNPV*3617AL* | 8(0,1)*SB36045M14*** | 23600 | 17 | 8.5 | 26400 | 24200 | 91.67% | 2 | 0 | 10.5 |  |  |  | No | R-410A | 1.9667 | Residential & Commercial | Ducted CEE Tier 1
212978731 | Central HP <5.4 tons | BRYANT HEATING AND COOLING SYSTEMS | HRCU-A-CB (Split System: Heat Pump with Remote Outdoor Unit-Air-Source) | 38MURAQ24AB3* |  |  | CNPV*3621AL* | 8(0,1)*SB36070M17*** | 23400 | 17.5 | 8.5 | 26200 | 24600 | 93.89% | 2.06 | 0 | 10.5 |  |  |  | No | R-410A | 1.95 | Residential & Commercial | Ducted CEE Tier 1
213349055 | Central HP <5.4 tons | GOODMAN | HRCU-A-CB (Split System: Heat Pump with Remote Outdoor Unit-Air-Source) | GSZS601810A* |  |  | CA*EA2422*4A* | G*VC960603BNB* | 16600 | 17.5 | 8.5 | 17400 | 13000 | 74.71% | 2.1 | 0 | 10.9 |  |  |  | No | R-410A | 1.3833 | Residential & Commercial | Ducted CEE Tier 1
213349064 | Central HP <5.4 tons | GOODMAN | HRCU-A-CB (Split System: Heat Pump with Remote Outdoor Unit-Air-Source) | GSZS601810A* |  |  | CA*EA2422*4A* | G*VM970804CNB* | 16600 | 17.5 | 8.5 | 17400 | 13000 | 74.71% | 2.1 | 0 | 10.9 |  |  |  | No | R-410A | 1.3833 | Residential & Commercial | Ducted CEE Tier 1
212988974 | Central HP <5.4 tons | BRYANT HEATING AND COOLING SYSTEMS | HRCU-A-CB (Split System: Heat Pump with Remote Outdoor Unit-Air-Source) | 38MURAQ36AB3* |  |  | CAP**4821AL* | 935SB48060M17*** | 35400 | 16 | 8.1 | 37800 | 34600 | 91.53% | 2 | 0 | 10 |  |  |  | No | R-410A | 2.95 | Residential & Commercial | Ducted CEE Tier 1
213076280 | Central HP <5.4 tons | BRYANT HEATING AND COOLING SYSTEMS | HRCU-A-CB (Split System: Heat Pump with Remote Outdoor Unit-Air-Source) | 38MURAQ36AB3* |  |  | CAP**4321AL* | 935SB66100M21*** | 36400 | 16.5 | 8.5 | 38000 | 34800 | 91.58% | 2.06 | 0 | 10 |  |  |  | No | R-410A | 3.0333 | Residential & Commercial | Ducted CEE Tier 1
213076863 | Central HP <5.4 tons | BRYANT HEATING AND COOLING SYSTEMS | HRCU-A-CB (Split System: Heat Pump with Remote Outdoor Unit-Air-Source) | 38MURAQ36AB3* |  |  | CNPV*4824AL* | 82*TB66135V24*** | 36000 | 16.5 | 8.1 | 38500 | 34800 | 90.39% | 2 | 0 | 10 |  |  |  | No | R-410A | 3 | Residential & Commercial | Ducted CEE Tier 1
213077599 | Central HP <5.4 tons | BRYANT HEATING AND COOLING SYSTEMS | HRCU-A-CB (Split System: Heat Pump with Remote Outdoor Unit-Air-Source) | 38MURAQ36AB3* |  |  | CAP**3721AL* | 926TC60100V21*** | 36200 | 16.5 | 8.5 | 38000 | 34800 | 91.58% | 2.04 | 0 | 10 |  |  |  | No | R-410A | 3.0167 | Residential & Commercial | Ducted CEE Tier 1
214491771 | Central HP <5.4 tons | AMANA | HRCU-A-CB (Split System: Heat Pump with Remote Outdoor Unit-Air-Source) | ASZS601810A* |  |  | CA*EA1818*4B* | A*VC800803B*A* | 16600 | 17.5 | 8.5 | 17400 | 13000 | 74.71% | 2.1 | 0 | 10.9 |  |  |  | No | R-410A | 1.3833 | Residential & Commercial | Ducted CEE Tier 1
214491773 | Central HP <5.4 tons | AMANA | HRCU-A-CB (Split System: Heat Pump with Remote Outdoor Unit-Air-Source) | ASZS601810A* |  |  | CA*EA1818*4B* | A*VC960403BNB* | 16600 | 17.5 | 8.5 | 17400 | 13000 | 74.71% | 2.1 | 0 | 10.9 |  |  |  | No | R-410A | 1.3833 | Residential & Commercial | Ducted CEE Tier 1
214491784 | Central HP <5.4 tons | AMANA | HRCU-A-CB (Split System: Heat Pump with Remote Outdoor Unit-Air-Source) | ASZS601810A* |  |  | CA*EA2422*4B* | A*VS800604BUA* | 16600 | 17.5 | 8.5 | 17400 | 13000 | 74.71% | 2.1 | 0 | 10.9 |  |  |  | No | R-410A | 1.3833 | Residential & Commercial | Ducted CEE Tier 1
214500323 | Central HP <5.4 tons | AMANA | HRCU-A-CB (Split System: Heat Pump with Remote Outdoor Unit-Air-Source) | ASZS601810A* |  |  | CA*EA2422*4B*+MBVK16CP1X00A* |  | 16600 | 17.5 | 8.5 | 17400 | 13000 | 74.71% | 2.1 | 0 | 10.9 |  |  |  | No | R-410A | 1.3833 | Residential & Commercial | Ducted CEE Tier 1
214505319 | Central HP <5.4 tons | AMANA | HRCU-A-CB (Split System: Heat Pump with Remote Outdoor Unit-Air-Source) | ASZS60241EA* |  |  | CA*EA2422*4B* | A*VC961005CNB* | 23000 | 17 | 8.6 | 23000 | 16100 | 70% | 2 | 0 | 10 |  |  |  | No | R-410A | 1.9167 | Residential & Commercial | Ducted CEE Tier 1
214505336 | Central HP <5.4 tons | AMANA | HRCU-A-CB (Split System: Heat Pump with Remote Outdoor Unit-Air-Source) | ASZS60241EA* |  |  | CA*EA3026*4B*+MBVC1600**-1A* |  | 23000 | 17 | 8.6 | 23000 | 16100 | 70% | 2 | 0 | 10 |  |  |  | No | R-410A | 1.9167 | Residential & Commercial | Ducted CEE Tier 1
213815151 | Central HP <5.4 tons | AMANA | HRCU-A-CB (Split System: Heat Pump with Remote Outdoor Unit-Air-Source) | ASZV903610A* |  |  | CA*F3137*6A*+MBVB12BP1X00A*+TXV |  | 34000 | 18.5 | 8.2 | 34000 | 24400 | 71.76% | 1.8 | 0 | 12 |  |  |  | No | R-410A | 2.8333 | Residential & Commercial | Ducted CEE Tier 1
212973363 | Central HP <5.4 tons | BRYANT HEATING AND COOLING SYSTEMS | HRCU-A-CB (Split System: Heat Pump with Remote Outdoor Unit-Air-Source) | 38MURAQ18AB3* |  |  | CNPV*2414AL* | 926SB36060V14*** | 17500 | 16 | 8.5 | 18500 | 19200 | 103.8% | 2.3 | 0 | 10.5 |  |  |  | No | R-410A | 1.4583 | Residential & Commercial | Ducted CEE Tier 1
212975786 | Central HP <5.4 tons | BRYANT HEATING AND COOLING SYSTEMS | HRCU-A-CB (Split System: Heat Pump with Remote Outdoor Unit-Air-Source) | 38MURAQ18AB3* |  |  | CAP**2417AL* | 926TC48080V17*** | 17200 | 16 | 8.5 | 18200 | 19400 | 106.6% | 2.34 | 0 | 10.5 |  |  |  | No | R-410A | 1.4333 | Residential & Commercial | Ducted CEE Tier 1
212975838 | Central HP <5.4 tons | BRYANT HEATING AND COOLING SYSTEMS | HRCU-A-CB (Split System: Heat Pump with Remote Outdoor Unit-Air-Source) | 38MURAQ18AB3* |  |  | CNPV*3017AL* | 926TC48080V17*** | 17500 | 16 | 8.1 | 18000 | 18700 | 103.9% | 2.24 | 0 | 11 |  |  |  | No | R-410A | 1.4583 | Residential & Commercial | Ducted CEE Tier 1
212978764 | Central HP <5.4 tons | BRYANT HEATING AND COOLING SYSTEMS | HRCU-A-CB (Split System: Heat Pump with Remote Outdoor Unit-Air-Source) | 38MURAQ18AB3* |  |  | CAP**2517AL* | 8(0,1)*SB36070M17*** | 18000 | 17 | 8.5 | 17800 | 17700 | 99.44% | 2.14 | 0 | 11 |  |  |  | No | R-410A | 1.5 | Residential & Commercial | Ducted CEE Tier 1
215864485 | Central HP <5.4 tons | TRANE | HRCU-A-CB (Split System: Heat Pump with Remote Outdoor Unit-Air-Source) | 5TWV8X36A1 |  |  | 5PX*B004AS3 | S9V2B040U3VSB+LRP | 31600 | 18.1 | 8.5 | 32800 | 25400 | 77.44% | 2 | 0 | 10 |  |  |  | No | R-454B | 2.6333 | Residential & Commercial | Ducted CEE Tier 1
215864565 | Central HP <5.4 tons | TRANE | HRCU-A-CB (Split System: Heat Pump with Remote Outdoor Unit-Air-Source) | 5TWV8X36A1 |  |  | 5PX*CD05AS3 | S9V2C100D5PSC+LRP | 32200 | 18.1 | 8.5 | 34000 | 25600 | 75.29% | 2 | 0 | 10 |  |  |  | No | R-454B | 2.6833 | Residential & Commercial | Ducted CEE Tier 1
212681003 | Central HP <5.4 tons | AURIAL | HRCU-A-CB (Split System: Heat Pump with Remote Outdoor Unit-Air-Source) | ARU36-24WADU |  |  | ARUD24-24AH2ADU |  | 24000 | 17 | 9 | 24000 | 22000 | 91.67% | 1.8 | 12.5 | 12 |  |  |  | No | R-410A | 2 | Residential & Commercial | Ducted CEE Tier 1
212979122 | Central HP <5.4 tons | AIRQUEST | HRCU-A-CB (Split System: Heat Pump with Remote Outdoor Unit-Air-Source) | DLCURAH24ABK |  |  | EA*4X24L17A* | *80MS(N,L)0701716A* | 23400 | 17 | 9 | 26800 | 26400 | 98.51% | 2.24 | 0 | 10 |  |  |  | No | R-410A | 1.95 | Residential & Commercial | Ducted CEE Tier 1
211241136 | Central HP <5.4 tons | COMFORTMAKER | HRCU-A-CB (Split System: Heat Pump with Remote Outdoor Unit-Air-Source) | DLCURAH24ABK |  |  | EA*4X25L17A* | *92ESN0801716A* | 25000 | 17.5 | 8.5 | 25600 | 21000 | 82.03% | 1.78 | 0 | 10.5 |  |  |  | No | R-410A | 2.0833 | Residential & Commercial | Ducted CEE Tier 1
211241333 | Central HP <5.4 tons | COMFORTMAKER | HRCU-A-CB (Split System: Heat Pump with Remote Outdoor Unit-Air-Source) | DLCURAH24ABK |  |  | EA*4X30L14A* | *80ES(N,L)0451412A* | 24400 | 16 | 8.5 | 26600 | 22600 | 84.96% | 1.86 | 0 | 10 |  |  |  | No | R-410A | 2.0333 | Residential & Commercial | Ducted CEE Tier 1
211241500 | Central HP <5.4 tons | COMFORTMAKER | HRCU-A-CB (Split System: Heat Pump with Remote Outdoor Unit-Air-Source) | DLCURAH24ABK |  |  | EA*4X30L17A* | *95ESU0601716A* | 24200 | 16.5 | 8.5 | 26400 | 23000 | 87.12% | 1.9 | 0 | 10 |  |  |  | No | R-410A | 2.0167 | Residential & Commercial | Ducted CEE Tier 1
215865007 | Central HP <5.4 tons | TRANE | HRCU-A-CB (Split System: Heat Pump with Remote Outdoor Unit-Air-Source) | 5TWV8X60A1 |  |  | 5PX*CD09AS3 | S9V2C100D5PSC+LRP | 54000 | 18.1 | 8.5 | 55500 | 39500 | 71.17% | 1.9 | 0 | 10 |  |  |  | No | R-454B | 4.5 | Residential & Commercial | Ducted CEE Tier 1
211241841 | Central HP <5.4 tons | COMFORTMAKER | HRCU-A-CB (Split System: Heat Pump with Remote Outdoor Unit-Air-Source) | DLCURAH24ABK |  |  | EA*4X36L17A* | *96VSN0401410A* | 23400 | 16 | 8.5 | 25600 | 23800 | 92.97% | 1.96 | 0 | 10 |  |  |  | No | R-410A | 1.95 | Residential & Commercial | Ducted CEE Tier 1
211241982 | Central HP <5.4 tons | COMFORTMAKER | HRCU-A-CB (Split System: Heat Pump with Remote Outdoor Unit-Air-Source) | DLCURAH24ABK |  |  | EA*4X36L17A* | *96VTN0801716A* | 24200 | 16.5 | 8.5 | 26200 | 22600 | 86.26% | 1.86 | 0 | 10 |  |  |  | No | R-410A | 2.0167 | Residential & Commercial | Ducted CEE Tier 1
214279764 | Central HP <5.4 tons | AIRQUEST | HRCU-A-CB (Split System: Heat Pump with Remote Outdoor Unit-Air-Source) | DLCURAH18ABK |  |  | EA*4X30L17A* | *96MSN0601716A* | 17400 | 16 | 8.5 | 18000 | 18700 | 103.9% | 2.24 | 0 | 10.5 |  |  |  | No | R-410A | 1.45 | Residential & Commercial | Ducted CEE Tier 1
215932367 | Central HP <5.4 tons | AIRQUEST | HRCU-A-CB (Split System: Heat Pump with Remote Outdoor Unit-Air-Source) | H5H3V36*K*AAA* |  |  | EA*5X43M21A*+WALLCON | *97CMN0601714B* | 33800 | 19.5 | 9.5 | 34200 | 26200 | 76.61% | 2.06 | 0 | 11 |  |  |  | No | R-454B | 2.8167 | Residential & Commercial | Ducted CEE Tier 1
211242157 | Central HP <5.4 tons | COMFORTMAKER | HRCU-A-CB (Split System: Heat Pump with Remote Outdoor Unit-Air-Source) | DLCURAH24ABK |  |  | EA*4X36L17A* | *95ESN0601714A* | 24600 | 16 | 8.5 | 26600 | 22200 | 83.46% | 1.82 | 0 | 10 |  |  |  | No | R-410A | 2.05 | Residential & Commercial | Ducted CEE Tier 1
211242232 | Central HP <5.4 tons | COMFORTMAKER | HRCU-A-CB (Split System: Heat Pump with Remote Outdoor Unit-Air-Source) | DLCURAH24ABK |  |  | EA*4X36L17A* | OLV098A12* | 23400 | 16.5 | 8.5 | 25600 | 23800 | 92.97% | 1.98 | 0 | 10 |  |  |  | No | R-410A | 1.95 | Residential & Commercial | Ducted CEE Tier 1
211242241 | Central HP <5.4 tons | COMFORTMAKER | HRCU-A-CB (Split System: Heat Pump with Remote Outdoor Unit-Air-Source) | DLCURAH24ABK |  |  | EA*4X36L17A* | OMV112K14A | 24200 | 16 | 8.5 | 26200 | 22600 | 86.26% | 1.86 | 0 | 10 |  |  |  | No | R-410A | 2.0167 | Residential & Commercial | Ducted CEE Tier 1
211242323 | Central HP <5.4 tons | COMFORTMAKER | HRCU-A-CB (Split System: Heat Pump with Remote Outdoor Unit-Air-Source) | DLCURAH24ABK |  |  | EA*4X36L21A* | *95ESU0401712A* | 23800 | 17 | 8.5 | 25800 | 23200 | 89.92% | 1.92 | 0 | 10 |  |  |  | No | R-410A | 1.9833 | Residential & Commercial | Ducted CEE Tier 1
211242398 | Central HP <5.4 tons | COMFORTMAKER | HRCU-A-CB (Split System: Heat Pump with Remote Outdoor Unit-Air-Source) | DLCURAH24ABK |  |  | EA*4X36L21A* | *80VSL0701716A* | 24000 | 17 | 8.5 | 26000 | 22800 | 87.69% | 1.9 | 0 | 10 |  |  |  | No | R-410A | 2 | Residential & Commercial | Ducted CEE Tier 1
211242532 | Central HP <5.4 tons | COMFORTMAKER | HRCU-A-CB (Split System: Heat Pump with Remote Outdoor Unit-Air-Source) | DLCURAH24ABK |  |  | EA*4X36L21A* | *96VTN1002120A* | 24000 | 17 | 8.5 | 26000 | 22800 | 87.69% | 1.9 | 0 | 10 |  |  |  | No | R-410A | 2 | Residential & Commercial | Ducted CEE Tier 1
213772564 | Central HP <5.4 tons | TEMPSTAR | HRCU-A-CB (Split System: Heat Pump with Remote Outdoor Unit-Air-Source) | TVH825GKA2* |  |  | EHD4X48AAL+WALLCON | *96CTN0601714B* | 24200 | 16 | 8.1 | 21400 | 16700 | 78.04% | 2 | 0 | 10.5 |  |  |  | No | R-410A | 2.0167 | Residential & Commercial | Ducted CEE Tier 1
210599940 | Central HP <5.4 tons | TEMPSTAR | HRCU-A-CB (Split System: Heat Pump with Remote Outdoor Unit-Air-Source) | TVH825GKA2* |  |  | EHD4X48AAL+WALLCON | *80CSU0401712A* | 24200 | 16.5 | 8.1 | 21200 | 16600 | 78.3% | 2.02 | 0 | 11 |  |  |  | No | R-410A | 2.0167 | Residential & Commercial | Ducted CEE Tier 1
210599947 | Central HP <5.4 tons | TEMPSTAR | HRCU-A-CB (Split System: Heat Pump with Remote Outdoor Unit-Air-Source) | TVH825GKA2* |  |  | EHD4X48AAL+WALLCON | *80CTL1352422A* | 24200 | 16 | 8.1 | 21200 | 16600 | 78.3% | 2.02 | 0 | 11 |  |  |  | No | R-410A | 2.0167 | Residential & Commercial | Ducted CEE Tier 1
210599990 | Central HP <5.4 tons | TEMPSTAR | HRCU-A-CB (Split System: Heat Pump with Remote Outdoor Unit-Air-Source) | TVH825GKA2* |  |  | EN(A,D,W)4X48L21**+WALLCON | *80CTL0901716A* | 24200 | 17.5 | 8.1 | 21200 | 16500 | 77.83% | 2.02 | 0 | 11.7 |  |  |  | No | R-410A | 2.0167 | Residential & Commercial | Ducted CEE Tier 1
215678224 | Central HP <5.4 tons | BRYANT HEATING AND COOLING SYSTEMS | HRCU-A-CB (Split System: Heat Pump with Remote Outdoor Unit-Air-Source) | 290VAN024**AA* |  |  | CAA**2517AM*+UI | 83*CB36040C17*** | 24000 | 17 | 9 | 23200 | 16300 | 70.26% | 2.02 | 0 | 10.5 |  |  |  | No | R-454B | 2 | Residential & Commercial | Ducted CEE Tier 1
211260579 | Central HP <5.4 tons | COMFORTMAKER | HRCU-A-CB (Split System: Heat Pump with Remote Outdoor Unit-Air-Source) | DLCURAH18ABK |  |  | EA*4X24L17A* | *92ESN0601412A* | 18100 | 16 | 9 | 19000 | 18800 | 98.95% | 2.28 | 0 | 10.5 |  |  |  | No | R-410A | 1.5083 | Residential & Commercial | Ducted CEE Tier 1
211260795 | Central HP <5.4 tons | COMFORTMAKER | HRCU-A-CB (Split System: Heat Pump with Remote Outdoor Unit-Air-Source) | DLCURAH18ABK |  |  | EA*4X25L17A* | *80VSL0451716A* | 18100 | 16 | 8.5 | 18000 | 17500 | 97.22% | 2.12 | 0 | 10.5 |  |  |  | No | R-410A | 1.5083 | Residential & Commercial | Ducted CEE Tier 1
214491789 | Central HP <5.4 tons | AMANA | HRCU-A-CB (Split System: Heat Pump with Remote Outdoor Unit-Air-Source) | ASZS601810A* |  |  | CA*EA2422*4B* | A*VC960403BNB* | 16600 | 17.5 | 8.5 | 17400 | 13000 | 74.71% | 2.1 | 0 | 10.9 |  |  |  | No | R-410A | 1.3833 | Residential & Commercial | Ducted CEE Tier 1
214279907 | Central HP <5.4 tons | AIRQUEST | HRCU-A-CB (Split System: Heat Pump with Remote Outdoor Unit-Air-Source) | DLCURAH24ABK |  |  | EA*4X36L17A* | *96MSN0601716A* | 23400 | 16.5 | 9 | 25600 | 23800 | 92.97% | 1.96 | 0 | 10 |  |  |  | No | R-410A | 1.95 | Residential & Commercial | Ducted CEE Tier 1
215864685 | Central HP <5.4 tons | TRANE | HRCU-A-CB (Split System: Heat Pump with Remote Outdoor Unit-Air-Source) | 5TWV8X60A1 |  |  | 5PX*C007AS3 | S8V2C100M5PCB | 53000 | 18.1 | 8.5 | 56000 | 40000 | 71.43% | 2 | 0 | 10 |  |  |  | No | R-454B | 4.4167 | Residential & Commercial | Ducted CEE Tier 1
211241972 | Central HP <5.4 tons | COMFORTMAKER | HRCU-A-CB (Split System: Heat Pump with Remote Outdoor Unit-Air-Source) | DLCURAH24ABK |  |  | EA*4X36L17A* | *96VTN0401712A* | 23400 | 16 | 8.5 | 25800 | 23600 | 91.47% | 1.96 | 0 | 10 |  |  |  | No | R-410A | 1.95 | Residential & Commercial | Ducted CEE Tier 1
211242076 | Central HP <5.4 tons | COMFORTMAKER | HRCU-A-CB (Split System: Heat Pump with Remote Outdoor Unit-Air-Source) | DLCURAH24ABK |  |  | EA*4X36L17A* | *80ES(N,L)0451412A* | 24600 | 16 | 8.5 | 26600 | 22200 | 83.46% | 1.82 | 0 | 10 |  |  |  | No | R-410A | 2.05 | Residential & Commercial | Ducted CEE Tier 1
211242124 | Central HP <5.4 tons | COMFORTMAKER | HRCU-A-CB (Split System: Heat Pump with Remote Outdoor Unit-Air-Source) | DLCURAH24ABK |  |  | EA*4X36L17A* | *92ESN0601412A* | 23600 | 17 | 8.5 | 25600 | 23600 | 92.19% | 1.96 | 0 | 10 |  |  |  | No | R-410A | 1.9667 | Residential & Commercial | Ducted CEE Tier 1
214279881 | Central HP <5.4 tons | AIRQUEST | HRCU-A-CB (Split System: Heat Pump with Remote Outdoor Unit-Air-Source) | DLCURAH24ABK |  |  | EA*4X25L17A* | *96MSN0601716A* | 24400 | 16.5 | 9 | 25400 | 21600 | 85.04% | 1.8 | 0 | 10 |  |  |  | No | R-410A | 2.0333 | Residential & Commercial | Ducted CEE Tier 1
214279933 | Central HP <5.4 tons | AIRQUEST | HRCU-A-CB (Split System: Heat Pump with Remote Outdoor Unit-Air-Source) | DLCURAH24ABK |  |  | EA*4X37L17A* | *96MSN0601716A* | 24200 | 16.5 | 9 | 25400 | 21800 | 85.83% | 1.82 | 0 | 10 |  |  |  | No | R-410A | 2.0167 | Residential & Commercial | Ducted CEE Tier 1
215864483 | Central HP <5.4 tons | TRANE | HRCU-A-CB (Split System: Heat Pump with Remote Outdoor Unit-Air-Source) | 5TWV8X36A1 |  |  | 5PX*B004AS3 | S9V2B060U3VSB+LRP | 31800 | 18.1 | 8.5 | 33000 | 25600 | 77.58% | 2 | 0 | 10 |  |  |  | No | R-454B | 2.65 | Residential & Commercial | Ducted CEE Tier 1
215864515 | Central HP <5.4 tons | TRANE | HRCU-A-CB (Split System: Heat Pump with Remote Outdoor Unit-Air-Source) | 5TWV8X36A1 |  |  | 5PX*BD04AS3 | S8V2A040M3PCB | 31400 | 18.1 | 8.5 | 33800 | 25800 | 76.33% | 1.9 | 0 | 10 |  |  |  | No | R-454B | 2.6167 | Residential & Commercial | Ducted CEE Tier 1
215864567 | Central HP <5.4 tons | TRANE | HRCU-A-CB (Split System: Heat Pump with Remote Outdoor Unit-Air-Source) | 5TWV8X36A1 |  |  | 5PX*CD05AS3 | *DHMC100CCV4+LRP | 32000 | 18.1 | 8.5 | 34000 | 25800 | 75.88% | 2 | 0 | 10 |  |  |  | No | R-454B | 2.6667 | Residential & Commercial | Ducted CEE Tier 1
215864873 | Central HP <5.4 tons | TRANE | HRCU-A-CB (Split System: Heat Pump with Remote Outdoor Unit-Air-Source) | 5TWV8X48A1 |  |  | 5PX*D008AS3 | S8V2D120M5PDB | 45500 | 18.1 | 8.5 | 45500 | 35200 | 77.36% | 2.1 | 0 | 10 |  |  |  | No | R-454B | 3.7917 | Residential & Commercial | Ducted CEE Tier 1
215864887 | Central HP <5.4 tons | TRANE | HRCU-A-CB (Split System: Heat Pump with Remote Outdoor Unit-Air-Source) | 5TWV8X48A1 |  |  | 5PX*D010AS3 | S8V2C080M5PDB | 46000 | 18.1 | 8.5 | 45000 | 34600 | 76.89% | 2.2 | 0 | 10.5 |  |  |  | No | R-454B | 3.8333 | Residential & Commercial | Ducted CEE Tier 1
212614945 | Central HP <5.4 tons | AMANA | HRCU-A-CB (Split System: Heat Pump with Remote Outdoor Unit-Air-Source) | ASZS60241EA* |  |  | CA*EA2422*4A*+MBVC1600**-1A* |  | 23000 | 17 | 8.6 | 23000 | 16100 | 70% | 2 | 0 | 10 |  |  |  | No | R-410A | 1.9167 | Residential & Commercial | Ducted CEE Tier 1
214505328 | Central HP <5.4 tons | AMANA | HRCU-A-CB (Split System: Heat Pump with Remote Outdoor Unit-Air-Source) | ASZS60241EA* |  |  | CA*EA2422*4B* | A*VM970804CNB* | 23000 | 17 | 8.6 | 23000 | 16100 | 70% | 2 | 0 | 10 |  |  |  | No | R-410A | 1.9167 | Residential & Commercial | Ducted CEE Tier 1
215864905 | Central HP <5.4 tons | TRANE | HRCU-A-CB (Split System: Heat Pump with Remote Outdoor Unit-Air-Source) | 5TWV8X48A1 |  |  | 5PX*DD10AS3 | S9V2C100D4VSB+LRP | 45000 | 18.1 | 8.5 | 45000 | 34600 | 76.89% | 2.1 | 0 | 10 |  |  |  | No | R-454B | 3.75 | Residential & Commercial | Ducted CEE Tier 1
215864907 | Central HP <5.4 tons | TRANE | HRCU-A-CB (Split System: Heat Pump with Remote Outdoor Unit-Air-Source) | 5TWV8X48A1 |  |  | 5PX*DD10AS3 | S8V2D120M5PDB | 45500 | 18.1 | 8.5 | 45000 | 34800 | 77.33% | 2.1 | 0 | 10 |  |  |  | No | R-454B | 3.7917 | Residential & Commercial | Ducted CEE Tier 1
215864939 | Central HP <5.4 tons | TRANE | HRCU-A-CB (Split System: Heat Pump with Remote Outdoor Unit-Air-Source) | 5TWV8X48A1 |  |  | 5TXCC009AS3 | S9V2C100U4VSB+LRP | 46000 | 18.1 | 8.5 | 45500 | 34800 | 76.48% | 2.1 | 0 | 10.5 |  |  |  | No | R-454B | 3.8333 | Residential & Commercial | Ducted CEE Tier 1
211240335 | Central HP <5.4 tons | COMFORTMAKER | HRCU-A-CB (Split System: Heat Pump with Remote Outdoor Unit-Air-Source) | DLCURAH24ABK |  |  | EA*4X24L14A* | *92ESN0601412A* | 24200 | 16 | 8.5 | 27200 | 23400 | 86.03% | 1.9 | 0 | 10 |  |  |  | No | R-410A | 2.0167 | Residential & Commercial | Ducted CEE Tier 1
211240471 | Central HP <5.4 tons | COMFORTMAKER | HRCU-A-CB (Split System: Heat Pump with Remote Outdoor Unit-Air-Source) | DLCURAH24ABK |  |  | EA*4X24L17A* | *80VSL0451716A* | 23800 | 16 | 8.5 | 26800 | 24000 | 89.55% | 1.98 | 0 | 10 |  |  |  | No | R-410A | 1.9833 | Residential & Commercial | Ducted CEE Tier 1
215931627 | Central HP <5.4 tons | AIRQUEST | HRCU-A-CB (Split System: Heat Pump with Remote Outdoor Unit-Air-Source) | H5H3V60*K*AAA* |  |  | EA*5X60M24A*+WALLCON | *97CMN1202422B* | 55500 | 18.5 | 8.5 | 60500 | 46000 | 76.03% | 2.06 | 0 | 11 |  |  |  | No | R-454B | 4.625 | Residential & Commercial | Ducted CEE Tier 1
215931657 | Central HP <5.4 tons | AIRQUEST | HRCU-A-CB (Split System: Heat Pump with Remote Outdoor Unit-Air-Source) | H5H3V60*K*AAA* |  |  | EA*5X61M21A*+WALLCON | *80CTL0701716B* | 56000 | 18 | 8.5 | 61000 | 45500 | 74.59% | 2.1 | 0 | 11 |  |  |  | No | R-454B | 4.6667 | Residential & Commercial | Ducted CEE Tier 1
211241405 | Central HP <5.4 tons | COMFORTMAKER | HRCU-A-CB (Split System: Heat Pump with Remote Outdoor Unit-Air-Source) | DLCURAH24ABK |  |  | EA*4X30L17A* | *96VSN0401410A* | 23200 | 16 | 8.5 | 25800 | 24200 | 93.8% | 2.02 | 0 | 10 |  |  |  | No | R-410A | 1.9333 | Residential & Commercial | Ducted CEE Tier 1
211240630 | Central HP <5.4 tons | COMFORTMAKER | HRCU-A-CB (Split System: Heat Pump with Remote Outdoor Unit-Air-Source) | DLCURAH24ABK |  |  | EA*4X24L17A* | *80ES(N,L)0451412A* | 24400 | 16 | 8.5 | 27200 | 23200 | 85.29% | 1.9 | 0 | 10 |  |  |  | No | R-410A | 2.0333 | Residential & Commercial | Ducted CEE Tier 1
211240678 | Central HP <5.4 tons | COMFORTMAKER | HRCU-A-CB (Split System: Heat Pump with Remote Outdoor Unit-Air-Source) | DLCURAH24ABK |  |  | EA*4X24L17A* | *92ESN0601412A* | 23200 | 16.5 | 8.5 | 26400 | 25800 | 97.73% | 2.18 | 0 | 10 |  |  |  | No | R-410A | 1.9333 | Residential & Commercial | Ducted CEE Tier 1
215429743 | Central HP <5.4 tons | GOODMAN | HRCU-A-CB (Split System: Heat Pump with Remote Outdoor Unit-Air-Source) | GZV7SA3610A* |  |  | AHVE42CP1300A* |  | 34800 | 18.5 | 8.5 | 35000 | 28400 | 81.14% | 2 | 0 | 10.5 |  |  |  | No | R-32 | 2.9 | Residential & Commercial | Ducted CEE Tier 1
215434275 | Central HP <5.4 tons | AMANA | HRCU-A-CB (Split System: Heat Pump with Remote Outdoor Unit-Air-Source) | AZV7SA4210A* |  |  | CA*EA6030*3A* | A*VT800804C*A* | 40500 | 17 | 8.8 | 41000 | 31000 | 75.61% | 2 | 0 | 10 |  |  |  | No | R-32 | 3.375 | Residential & Commercial | Ducted CEE Tier 1
213194256 | Central HP <5.4 tons | LENNOX | HRCU-A-CB (Split System: Heat Pump with Remote Outdoor Unit-Air-Source) | SL25XPV-024-230A** |  |  | CHX35-42C-**-*+TDR | EL297UH090XV48C* | 22200 | 21.4 | 9.4 | 21400 | 20000 | 93.46% | 1.9 | 0 | 14.5 |  |  |  | No | R-410A | 1.85 | Residential & Commercial | Ducted CEE Tier 1
212609336 | Central HP <5.4 tons | RUUD | HRCU-A-CB (Split System: Heat Pump with Remote Outdoor Unit-Air-Source) | UP18AZ24AJVC |  |  | RCFZ2421HEAAM | R802V0504A17UHS | 22800 | 20 | 8.5 | 22800 | 26000 | 114% | 2.1 | 0 | 12.5 |  |  |  | No | R-410A | 1.9 | Residential & Commercial | Ducted CEE Tier 1
213829714 | Central HP <5.4 tons | RUUD | HRCU-A-CB (Split System: Heat Pump with Remote Outdoor Unit-Air-Source) | UP18AZ24AJVC |  |  | RCFZ2421HEAAM | R801V0704A17UHU | 22800 | 20 | 8.5 | 22800 | 26000 | 114% | 2.1 | 0 | 12.5 |  |  |  | No | R-410A | 1.9 | Residential & Commercial | Ducted CEE Tier 1
214505299 | Central HP <5.4 tons | AMANA | HRCU-A-CB (Split System: Heat Pump with Remote Outdoor Unit-Air-Source) | ASZS60241EA* |  |  | CA*EA2422*4B* | A*VC801005C*A* | 23000 | 17 | 8.6 | 23000 | 16100 | 70% | 2 | 0 | 10 |  |  |  | No | R-410A | 1.9167 | Residential & Commercial | Ducted CEE Tier 1
213077732 | Central HP <5.4 tons | BRYANT HEATING AND COOLING SYSTEMS | HRCU-A-CB (Split System: Heat Pump with Remote Outdoor Unit-Air-Source) | 38MURAQ36AB3* |  |  | CAP**4224AL* | 926TC66100V21*** | 35400 | 16.5 | 8.1 | 38500 | 35000 | 90.91% | 1.88 | 0 | 10 |  |  |  | No | R-410A | 2.95 | Residential & Commercial | Ducted CEE Tier 1
213078421 | Central HP <5.4 tons | BRYANT HEATING AND COOLING SYSTEMS | HRCU-A-CB (Split System: Heat Pump with Remote Outdoor Unit-Air-Source) | 38MURAQ36AB3* |  |  | CAP**4224AL* | 8(0,1)*SB48090M21*** | 35200 | 16.5 | 8.1 | 38500 | 35000 | 90.91% | 1.88 | 0 | 10 |  |  |  | No | R-410A | 2.9333 | Residential & Commercial | Ducted CEE Tier 1
213078736 | Central HP <5.4 tons | BRYANT HEATING AND COOLING SYSTEMS | HRCU-A-CB (Split System: Heat Pump with Remote Outdoor Unit-Air-Source) | 38MURAQ36AB3* |  |  | CAP**4224AL* | 8(0,1)*SB60110M24*** | 35600 | 16.5 | 8.1 | 38500 | 35000 | 90.91% | 1.9 | 0 | 10 |  |  |  | No | R-410A | 2.9667 | Residential & Commercial | Ducted CEE Tier 1
213078788 | Central HP <5.4 tons | BRYANT HEATING AND COOLING SYSTEMS | HRCU-A-CB (Split System: Heat Pump with Remote Outdoor Unit-Air-Source) | 38MURAQ36AB3* |  |  | CAP**4224AL* | 8(0,1)*SB60155M24*** | 35600 | 16.5 | 8.1 | 38500 | 35000 | 90.91% | 1.9 | 0 | 10 |  |  |  | No | R-410A | 2.9667 | Residential & Commercial | Ducted CEE Tier 1
215439718 | Central HP <5.4 tons | GOODMAN | HRCU-A-CB (Split System: Heat Pump with Remote Outdoor Unit-Air-Source) | GZV6SA1810A* |  |  | CA*EA3022*3A* | G*VT960804CNA* | 17000 | 19 | 8.8 | 16800 | 13000 | 77.38% | 2.1 | 0 | 12 |  |  |  | No | R-32 | 1.4167 | Residential & Commercial | Ducted CEE Tier 1
214505310 | Central HP <5.4 tons | AMANA | HRCU-A-CB (Split System: Heat Pump with Remote Outdoor Unit-Air-Source) | ASZS60241EA* |  |  | CA*EA2422*4B* | A*VC960803BNB* | 23000 | 17 | 8.6 | 23000 | 16100 | 70% | 2 | 0 | 10 |  |  |  | No | R-410A | 1.9167 | Residential & Commercial | Ducted CEE Tier 1
214066923 | Central HP <5.4 tons | RUUD | HRCU-A-CB (Split System: Heat Pump with Remote Outdoor Unit-Air-Source) | RD17AZ36AJ3N |  |  | RCFZ3621MTANM | R801V0504A17UHN | 34200 | 18 | 8.1 | 34200 | 29800 | 87.13% | 1.9 | 0 | 10 |  |  |  | No | R-410A | 2.85 | Residential & Commercial | Ducted CEE Tier 1
215935799 | Central HP <5.4 tons | COMFORTMAKER | HRCU-A-CB (Split System: Heat Pump with Remote Outdoor Unit-Air-Source) | C5H3V36*K*AAA* |  |  | EVD5X37M21A*+WALLCON | *96CTN0601714B* | 34600 | 20.5 | 8.5 | 38000 | 27600 | 72.63% | 2.06 | 0 | 11.5 |  |  |  | No | R-454B | 2.8833 | Residential & Commercial | Ducted CEE Tier 1
213076328 | Central HP <5.4 tons | COMFORTMAKER | HRCU-A-CB (Split System: Heat Pump with Remote Outdoor Unit-Air-Source) | DLCURAH36ABK |  |  | EN(A,D,W)4X48L21** | *95MSU1002122A* | 36200 | 16.5 | 8.1 | 38500 | 35000 | 90.91% | 2.02 | 0 | 10.5 |  |  |  | No | R-410A | 3.0167 | Residential & Commercial | Ducted CEE Tier 1
213781594 | Central HP <5.4 tons | TEMPSTAR | HRCU-A-CB (Split System: Heat Pump with Remote Outdoor Unit-Air-Source) | TVH837GKA2* |  |  | EA*4X61L21A*+WALLCON | *95CSU0601716B* | 33000 | 17 | 8.1 | 32200 | 25000 | 77.64% | 1.96 | 0 | 11 |  |  |  | No | R-410A | 2.75 | Residential & Commercial | Ducted CEE Tier 1
213781914 | Central HP <5.4 tons | TEMPSTAR | HRCU-A-CB (Split System: Heat Pump with Remote Outdoor Unit-Air-Source) | TVH837GKA2* |  |  | EHD4X42AAL+WALLCON | *80CTL0701716B* | 32400 | 16 | 8.1 | 33200 | 24800 | 74.7% | 1.92 | 0 | 11 |  |  |  | No | R-410A | 2.7 | Residential & Commercial | Ducted CEE Tier 1
213782314 | Central HP <5.4 tons | TEMPSTAR | HRCU-A-CB (Split System: Heat Pump with Remote Outdoor Unit-Air-Source) | TVH837GKA2* |  |  | EHD4X60AAL+WALLCON | *97CMN1002122B* | 33000 | 16.5 | 8.1 | 32200 | 24800 | 77.02% | 2 | 0 | 11.5 |  |  |  | No | R-410A | 2.75 | Residential & Commercial | Ducted CEE Tier 1
213078854 | Central HP <5.4 tons | BRYANT HEATING AND COOLING SYSTEMS | HRCU-A-CB (Split System: Heat Pump with Remote Outdoor Unit-Air-Source) | 38MURAQ36AB3* |  |  | CAP**3721AL* | 83*SB60100M21*** | 36400 | 16 | 8.5 | 38000 | 34800 | 91.58% | 2.1 | 0 | 10 |  |  |  | No | R-410A | 3.0333 | Residential & Commercial | Ducted CEE Tier 1
213078586 | Central HP <5.4 tons | BRYANT HEATING AND COOLING SYSTEMS | HRCU-A-CB (Split System: Heat Pump with Remote Outdoor Unit-Air-Source) | 38MURAQ36AB3* |  |  | CAP**4224AL* | 8(0,1)*SB60090M24*** | 35400 | 16.5 | 8.1 | 38500 | 35000 | 90.91% | 1.9 | 0 | 10 |  |  |  | No | R-410A | 2.95 | Residential & Commercial | Ducted CEE Tier 1
213078938 | Central HP <5.4 tons | BRYANT HEATING AND COOLING SYSTEMS | HRCU-A-CB (Split System: Heat Pump with Remote Outdoor Unit-Air-Source) | 38MURAQ36AB3* |  |  | CNPV*4821AL* | 83*SB60100M21*** | 35800 | 16.5 | 8.5 | 38500 | 34800 | 90.39% | 2 | 0 | 10 |  |  |  | No | R-410A | 2.9833 | Residential & Commercial | Ducted CEE Tier 1
215865109 | Central HP <5.4 tons | TRANE | HRCU-A-CB (Split System: Heat Pump with Remote Outdoor Unit-Air-Source) | 5TWV8X48A1 |  |  | 5TXCD008AS3+P0V0D000M50SD+LRP |  | 46000 | 18.1 | 8.5 | 45500 | 34800 | 76.48% | 2.2 | 0 | 11 |  |  |  | No | R-454B | 3.8333 | Residential & Commercial | Ducted CEE Tier 1
215864819 | Central HP <5.4 tons | TRANE | HRCU-A-CB (Split System: Heat Pump with Remote Outdoor Unit-Air-Source) | 5TWV8X48A1 |  |  | 5PX*B006AS3 | L8V1B080U4VSB+LRP | 44500 | 18.1 | 8.5 | 46000 | 35200 | 76.52% | 2.1 | 0 | 10 |  |  |  | No | R-454B | 3.7083 | Residential & Commercial | Ducted CEE Tier 1
213774674 | Central HP <5.4 tons | TEMPSTAR | HRCU-A-CB (Split System: Heat Pump with Remote Outdoor Unit-Air-Source) | TVH825GKA3* |  |  | EHD4X48AAL+WALLCON | *97CMN1202422B* | 24200 | 16 | 8.1 | 21200 | 16600 | 78.3% | 2 | 0 | 10.5 |  |  |  | No | R-410A | 2.0167 | Residential & Commercial | Ducted CEE Tier 1
211259848 | Central HP <5.4 tons | COMFORTMAKER | HRCU-A-CB (Split System: Heat Pump with Remote Outdoor Unit-Air-Source) | DLCURAH18ABK |  |  | EA*4X19L17A* | *96VTN0601412A* | 18400 | 16 | 8.5 | 18400 | 17600 | 95.65% | 2.12 | 0 | 11 |  |  |  | No | R-410A | 1.5333 | Residential & Commercial | Ducted CEE Tier 1
211260391 | Central HP <5.4 tons | COMFORTMAKER | HRCU-A-CB (Split System: Heat Pump with Remote Outdoor Unit-Air-Source) | DLCURAH18ABK |  |  | EA*4X24L17A* | *80VTL0451412A* | 17600 | 16.5 | 8.5 | 18500 | 19100 | 103.2% | 2.3 | 0 | 10.5 |  |  |  | No | R-410A | 1.4667 | Residential & Commercial | Ducted CEE Tier 1
211260675 | Central HP <5.4 tons | COMFORTMAKER | HRCU-A-CB (Split System: Heat Pump with Remote Outdoor Unit-Air-Source) | DLCURAH18ABK |  |  | EA*4X24L17A* | OMV112K14A | 18100 | 15.5 | 8.5 | 19100 | 18900 | 98.95% | 2.26 | 0 | 10.5 |  |  |  | No | R-410A | 1.5083 | Residential & Commercial | Ducted CEE Tier 1
211260968 | Central HP <5.4 tons | COMFORTMAKER | HRCU-A-CB (Split System: Heat Pump with Remote Outdoor Unit-Air-Source) | DLCURAH18ABK |  |  | EA*4X25L17A* | *96VTN0601714A* | 18200 | 16 | 8.5 | 18100 | 17500 | 96.69% | 2.12 | 0 | 10.5 |  |  |  | No | R-410A | 1.5167 | Residential & Commercial | Ducted CEE Tier 1
215932327 | Central HP <5.4 tons | AIRQUEST | HRCU-A-CB (Split System: Heat Pump with Remote Outdoor Unit-Air-Source) | H5H3V36*K*AAA* |  |  | EA*5X42M21A*+WALLCON | *97CMN1002122B* | 32800 | 20 | 9.5 | 34800 | 26600 | 76.44% | 2 | 0 | 11.5 |  |  |  | No | R-454B | 2.7333 | Residential & Commercial | Ducted CEE Tier 1
215864823 | Central HP <5.4 tons | TRANE | HRCU-A-CB (Split System: Heat Pump with Remote Outdoor Unit-Air-Source) | 5TWV8X48A1 |  |  | 5PX*B006AS3 | S8V2B060M4PCB | 44500 | 18.1 | 8.5 | 46000 | 35400 | 76.96% | 2.1 | 0 | 10 |  |  |  | No | R-454B | 3.7083 | Residential & Commercial | Ducted CEE Tier 1
211240962 | Central HP <5.4 tons | COMFORTMAKER | HRCU-A-CB (Split System: Heat Pump with Remote Outdoor Unit-Air-Source) | DLCURAH24ABK |  |  | EA*4X25L17A* | *96VTN0401712A* | 23800 | 16 | 8.1 | 25200 | 21800 | 86.51% | 1.82 | 0 | 10 |  |  |  | No | R-410A | 1.9833 | Residential & Commercial | Ducted CEE Tier 1
211241114 | Central HP <5.4 tons | COMFORTMAKER | HRCU-A-CB (Split System: Heat Pump with Remote Outdoor Unit-Air-Source) | DLCURAH24ABK |  |  | EA*4X25L17A* | *92ESN0601412A* | 24000 | 17 | 8.1 | 25000 | 21800 | 87.2% | 1.82 | 0 | 10 |  |  |  | No | R-410A | 2 | Residential & Commercial | Ducted CEE Tier 1
211240422 | Central HP <5.4 tons | COMFORTMAKER | HRCU-A-CB (Split System: Heat Pump with Remote Outdoor Unit-Air-Source) | DLCURAH24ABK |  |  | EA*4X24L17A* | *96VSN0801716A* | 23800 | 16.5 | 8.5 | 26800 | 24000 | 89.55% | 1.98 | 0 | 10 |  |  |  | No | R-410A | 1.9833 | Residential & Commercial | Ducted CEE Tier 1
211241203 | Central HP <5.4 tons | COMFORTMAKER | HRCU-A-CB (Split System: Heat Pump with Remote Outdoor Unit-Air-Source) | DLCURAH24ABK |  |  | EA*4X25L17A* | *80ESU0601716A | 25600 | 17 | 8.5 | 26000 | 20600 | 79.23% | 1.76 | 0 | 10.5 |  |  |  | No | R-410A | 2.1333 | Residential & Commercial | Ducted CEE Tier 1
215864857 | Central HP <5.4 tons | TRANE | HRCU-A-CB (Split System: Heat Pump with Remote Outdoor Unit-Air-Source) | 5TWV8X48A1 |  |  | 5PX*CD09AS3 | S9V2C100D4VSB+LRP | 46000 | 18.1 | 8.5 | 45500 | 34800 | 76.48% | 2.1 | 0 | 10.5 |  |  |  | No | R-454B | 3.8333 | Residential & Commercial | Ducted CEE Tier 1
215864889 | Central HP <5.4 tons | TRANE | HRCU-A-CB (Split System: Heat Pump with Remote Outdoor Unit-Air-Source) | 5TWV8X48A1 |  |  | 5PX*D010AS3 | S9V2C100U5PSC+LRP | 46000 | 18.1 | 8.5 | 45500 | 34800 | 76.48% | 2.1 | 0 | 10.5 |  |  |  | No | R-454B | 3.8333 | Residential & Commercial | Ducted CEE Tier 1
215864937 | Central HP <5.4 tons | TRANE | HRCU-A-CB (Split System: Heat Pump with Remote Outdoor Unit-Air-Source) | 5TWV8X48A1 |  |  | 5TXCC007AS3 | *UHMC100CCV4+LRP | 45000 | 18.1 | 8.5 | 45500 | 35000 | 76.92% | 2.1 | 0 | 10.5 |  |  |  | No | R-454B | 3.75 | Residential & Commercial | Ducted CEE Tier 1
211241630 | Central HP <5.4 tons | COMFORTMAKER | HRCU-A-CB (Split System: Heat Pump with Remote Outdoor Unit-Air-Source) | DLCURAH24ABK |  |  | EA*4X30L17A* | *96VTN0601714A* | 23800 | 16.5 | 8.5 | 26200 | 23400 | 89.31% | 1.92 | 0 | 10 |  |  |  | No | R-410A | 1.9833 | Residential & Commercial | Ducted CEE Tier 1
211241721 | Central HP <5.4 tons | COMFORTMAKER | HRCU-A-CB (Split System: Heat Pump with Remote Outdoor Unit-Air-Source) | DLCURAH24ABK |  |  | EA*4X30L17A* | *95ESN0601714A* | 24600 | 16 | 8.5 | 26800 | 22600 | 84.33% | 1.84 | 0 | 10 |  |  |  | No | R-410A | 2.05 | Residential & Commercial | Ducted CEE Tier 1
211240589 | Central HP <5.4 tons | COMFORTMAKER | HRCU-A-CB (Split System: Heat Pump with Remote Outdoor Unit-Air-Source) | DLCURAH24ABK |  |  | EA*4X24L17A* | *96VTN0401410A* | 23400 | 15.5 | 8.5 | 26800 | 24800 | 92.54% | 2.04 | 0 | 10 |  |  |  | No | R-410A | 1.95 | Residential & Commercial | Ducted CEE Tier 1
211240642 | Central HP <5.4 tons | COMFORTMAKER | HRCU-A-CB (Split System: Heat Pump with Remote Outdoor Unit-Air-Source) | DLCURAH24ABK |  |  | EA*4X24L17A* | *80ES(N,L)0451712A* | 23800 | 16.5 | 8.5 | 26800 | 24200 | 90.3% | 2 | 0 | 10 |  |  |  | No | R-410A | 1.9833 | Residential & Commercial | Ducted CEE Tier 1
212985898 | Central HP <5.4 tons | COMFORTMAKER | HRCU-A-CB (Split System: Heat Pump with Remote Outdoor Unit-Air-Source) | DLCURAH18ABK |  |  | EA*4X24L17A* | *96MSN0261410A* | 17300 | 16 | 8.5 | 18200 | 19400 | 106.6% | 2.34 | 0 | 10.5 |  |  |  | No | R-410A | 1.4417 | Residential & Commercial | Ducted CEE Tier 1
212987536 | Central HP <5.4 tons | COMFORTMAKER | HRCU-A-CB (Split System: Heat Pump with Remote Outdoor Unit-Air-Source) | DLCURAH18ABK |  |  | EA*4X30L17A* | *96MSN0801716A* | 17300 | 16 | 8.1 | 17600 | 18300 | 104% | 2.2 | 0 | 10.5 |  |  |  | No | R-410A | 1.4417 | Residential & Commercial | Ducted CEE Tier 1
212988774 | Central HP <5.4 tons | COMFORTMAKER | HRCU-A-CB (Split System: Heat Pump with Remote Outdoor Unit-Air-Source) | DLCURAH18ABK |  |  | EA*4X19L17A* | *95MSU0401712A* | 17700 | 16.5 | 8.1 | 17700 | 17900 | 101.1% | 2.16 | 0 | 10.5 |  |  |  | No | R-410A | 1.475 | Residential & Commercial | Ducted CEE Tier 1
212989290 | Central HP <5.4 tons | COMFORTMAKER | HRCU-A-CB (Split System: Heat Pump with Remote Outdoor Unit-Air-Source) | DLCURAH18ABK |  |  | EA*4X25L17A* | *95MSU0601716A* | 17800 | 16.5 | 8.1 | 17700 | 17700 | 100% | 2.14 | 0 | 10.5 |  |  |  | No | R-410A | 1.4833 | Residential & Commercial | Ducted CEE Tier 1
212972728 | Central HP <5.4 tons | HEIL | HRCU-A-CB (Split System: Heat Pump with Remote Outdoor Unit-Air-Source) | DLCURAH18ABK |  |  | EN(A,D)4X18L14** | *96VSN0401410B* | 17200 | 15.5 | 8.5 | 18500 | 19800 | 107% | 2.38 | 0 | 10.5 |  |  |  | No | R-410A | 1.4333 | Residential & Commercial | Ducted CEE Tier 1
215864807 | Central HP <5.4 tons | TRANE | HRCU-A-CB (Split System: Heat Pump with Remote Outdoor Unit-Air-Source) | 5TWV8X36A1 |  |  | 5PX*CD07AS3 | S8V2C100M5PCB | 33000 | 18.1 | 8.5 | 34200 | 25800 | 75.44% | 2.1 | 0 | 10 |  |  |  | No | R-454B | 2.75 | Residential & Commercial | Ducted CEE Tier 1
215931555 | Central HP <5.4 tons | BRYANT HEATING AND COOLING SYSTEMS | HRCU-A-CB (Split System: Heat Pump with Remote Outdoor Unit-Air-Source) | 293VAN060**AA* |  |  | CAA**6024AM*+UI | 88*TB60110C21*** | 56000 | 18.5 | 8.5 | 60500 | 45500 | 75.21% | 2.06 | 0 | 11.5 |  |  |  | No | R-454B | 4.6667 | Residential & Commercial | Ducted CEE Tier 1
215931755 | Central HP <5.4 tons | BRYANT HEATING AND COOLING SYSTEMS | HRCU-A-CB (Split System: Heat Pump with Remote Outdoor Unit-Air-Source) | 293VAN060**AA* |  |  | CAA**6124AM*+UI | 987MC66100C21*** | 57000 | 18.5 | 8.5 | 60500 | 46500 | 76.86% | 2.02 | 0 | 11.5 |  |  |  | No | R-454B | 4.75 | Residential & Commercial | Ducted CEE Tier 1
213076448 | Central HP <5.4 tons | COMFORTMAKER | HRCU-A-CB (Split System: Heat Pump with Remote Outdoor Unit-Air-Source) | DLCURAH36ABK |  |  | END4X42L17** | *80VTL0451412B* | 35400 | 16 | 8.1 | 38500 | 35000 | 90.91% | 1.94 | 0 | 10 |  |  |  | No | R-410A | 2.95 | Residential & Commercial | Ducted CEE Tier 1
213076699 | Central HP <5.4 tons | COMFORTMAKER | HRCU-A-CB (Split System: Heat Pump with Remote Outdoor Unit-Air-Source) | DLCURAH36ABK |  |  | EN(A,D,W)4X42L21** | *80VTL0902120B* | 35600 | 15.5 | 8.1 | 39000 | 35200 | 90.26% | 1.9 | 0 | 10 |  |  |  | No | R-410A | 2.9667 | Residential & Commercial | Ducted CEE Tier 1
215429198 | Central HP <5.4 tons | GOODMAN | HRCU-A-CB (Split System: Heat Pump with Remote Outdoor Unit-Air-Source) | GZV7SA4210A* |  |  | AHVE60DP1300A* |  | 41000 | 17.5 | 8.8 | 41000 | 31000 | 75.61% | 2 | 0 | 10 |  |  |  | No | R-32 | 3.4167 | Residential & Commercial | Ducted CEE Tier 1
214075206 | Central HP <5.4 tons | RUUD | HRCU-A-CB (Split System: Heat Pump with Remote Outdoor Unit-Air-Source) | RD17AZ60AJ3N |  |  | RCFZ6024STANM | R802V1505A24UHN | 55500 | 18 | 8.1 | 53500 | 49000 | 91.59% | 1.75 | 0 | 10 |  |  |  | No | R-410A | 4.625 | Residential & Commercial | Ducted CEE Tier 1
215429734 | Central HP <5.4 tons | GOODMAN | HRCU-A-CB (Split System: Heat Pump with Remote Outdoor Unit-Air-Source) | GZV7SA2410A* |  |  | AHVE36CP0300A* |  | 23200 | 19 | 8.8 | 23200 | 17000 | 73.28% | 2 | 0 | 11 |  |  |  | No | R-32 | 1.9333 | Residential & Commercial | Ducted CEE Tier 1
214499791 | Central HP <5.4 tons | GOODMAN | HRCU-A-CB (Split System: Heat Pump with Remote Outdoor Unit-Air-Source) | GSZS601810A* |  |  | CA*EA1818*4B* | G*VM970603BNB* | 16600 | 17.5 | 8.5 | 17400 | 13000 | 74.71% | 2.1 | 0 | 10.9 |  |  |  | No | R-410A | 1.3833 | Residential & Commercial | Ducted CEE Tier 1
213349035 | Central HP <5.4 tons | GOODMAN | HRCU-A-CB (Split System: Heat Pump with Remote Outdoor Unit-Air-Source) | GSZS601810A* |  |  | CA*EA1818*4A* | G*VC800604B*A* | 16600 | 17.5 | 8.5 | 17400 | 13000 | 74.71% | 2.1 | 0 | 10.9 |  |  |  | No | R-410A | 1.3833 | Residential & Commercial | Ducted CEE Tier 1
216453159 | Central HP <5.4 tons | TRANE | HRCU-A-CB (Split System: Heat Pump with Remote Outdoor Unit-Air-Source) | 5TWV0X48A1 |  |  | 5PX*CD09AS3 | S8V2C100M5PDB | 44500 | 19.4 | 9.4 | 46000 | 33800 | 73.48% | 2.1 | 0 | 12 |  |  |  | No | R-454B | 3.7083 | Residential & Commercial | Ducted CEE Tier 1
211229545 | Central HP <5.4 tons | COMFORTMAKER | HRCU-A-CB (Split System: Heat Pump with Remote Outdoor Unit-Air-Source) | DLCURAH36ABK |  |  | EA*4X48L24A* | *96VSN1002120A* | 36000 | 16 | 8.5 | 38500 | 34600 | 89.87% | 2.06 | 0 | 10 |  |  |  | No | R-410A | 3 | Residential & Commercial | Ducted CEE Tier 1
211229912 | Central HP <5.4 tons | COMFORTMAKER | HRCU-A-CB (Split System: Heat Pump with Remote Outdoor Unit-Air-Source) | DLCURAH36ABK |  |  | EN(A,D,W)4X48L21** | *80ES(N,L)0701712A* | 36200 | 15.5 | 8.1 | 38500 | 35000 | 90.91% | 2.02 | 0 | 10 |  |  |  | No | R-410A | 3.0167 | Residential & Commercial | Ducted CEE Tier 1
211230263 | Central HP <5.4 tons | COMFORTMAKER | HRCU-A-CB (Split System: Heat Pump with Remote Outdoor Unit-Air-Source) | DLCURAH36ABK |  |  | EN(A,D,W)4X48L21** | *95ESU0601716A* | 35800 | 16 | 8.1 | 38500 | 34800 | 90.39% | 2 | 0 | 10 |  |  |  | No | R-410A | 2.9833 | Residential & Commercial | Ducted CEE Tier 1
216453143 | Central HP <5.4 tons | TRANE | HRCU-A-CB (Split System: Heat Pump with Remote Outdoor Unit-Air-Source) | 5TWV0X48A1 |  |  | 5PX*B006AS3 | S8V2B060M4PDB | 44000 | 19.2 | 9.7 | 46500 | 33600 | 72.26% | 2.1 | 0 | 11.7 |  |  |  | No | R-454B | 3.6667 | Residential & Commercial | Ducted CEE Tier 1
216453157 | Central HP <5.4 tons | TRANE | HRCU-A-CB (Split System: Heat Pump with Remote Outdoor Unit-Air-Source) | 5TWV0X48A1 |  |  | 5PX*CD09AS3 | S8V2C100M5PCB | 44500 | 19.4 | 9.4 | 46000 | 33800 | 73.48% | 2.1 | 0 | 12 |  |  |  | No | R-454B | 3.7083 | Residential & Commercial | Ducted CEE Tier 1
214075459 | Central HP <5.4 tons | RUUD | HRCU-A-CB (Split System: Heat Pump with Remote Outdoor Unit-Air-Source) | RD17AZ24AJ3N |  |  | RCFZ2417MTANM | R951V0703A17M4S | 22600 | 17 | 9.5 | 22600 | 16900 | 74.78% | 2 | 0 | 11.2 |  |  |  | No | R-410A | 1.8833 | Residential & Commercial | Ducted CEE Tier 1
214075492 | Central HP <5.4 tons | RUUD | HRCU-A-CB (Split System: Heat Pump with Remote Outdoor Unit-Air-Source) | RD17AZ24AJ3N |  |  | RCFZ2417MTANM | R802V0503A14UHS | 22600 | 17 | 9.5 | 22600 | 16900 | 74.78% | 2 | 0 | 11.2 |  |  |  | No | R-410A | 1.8833 | Residential & Commercial | Ducted CEE Tier 1
215932175 | Central HP <5.4 tons | BRYANT HEATING AND COOLING SYSTEMS | HRCU-A-CB (Split System: Heat Pump with Remote Outdoor Unit-Air-Source) | 293VAN036**AA* |  |  | CAA**3721AM*+UI | 986TD42060C17*** | 33800 | 19.5 | 9.5 | 34200 | 26000 | 76.02% | 2.06 | 0 | 11 |  |  |  | No | R-454B | 2.8167 | Residential & Commercial | Ducted CEE Tier 1
214602072 | Central HP <5.4 tons | ACIQ | HRCU-A-CB (Split System: Heat Pump with Remote Outdoor Unit-Air-Source) | ACIQ-12-EHPB |  |  | ACIQ-12-AHB |  | 12000 | 17.5 | 9 | 13000 | 11000 | 84.62% | 2.6 | 0 | 11.7 |  |  |  | No | R-410A | 1 | Residential & Commercial | Ducted CEE Tier 1
211240840 | Central HP <5.4 tons | COMFORTMAKER | HRCU-A-CB (Split System: Heat Pump with Remote Outdoor Unit-Air-Source) | DLCURAH24ABK |  |  | EA*4X25L17A* | *96VSN0401712A* | 23800 | 16 | 8.1 | 25200 | 21800 | 86.51% | 1.82 | 0 | 10 |  |  |  | No | R-410A | 1.9833 | Residential & Commercial | Ducted CEE Tier 1
212972417 | Central HP <5.4 tons | HEIL | HRCU-A-CB (Split System: Heat Pump with Remote Outdoor Unit-Air-Source) | DLCURAH24ABK |  |  | EA*4X37L21A* | *80VTL1102122B* | 24400 | 17.5 | 8.5 | 25400 | 21600 | 85.04% | 1.8 | 0 | 10.5 |  |  |  | No | R-410A | 2.0333 | Residential & Commercial | Ducted CEE Tier 1
211241732 | Central HP <5.4 tons | COMFORTMAKER | HRCU-A-CB (Split System: Heat Pump with Remote Outdoor Unit-Air-Source) | DLCURAH24ABK |  |  | EA*4X30L17A* | *95ESN0801716A* | 24600 | 15.5 | 8.5 | 27000 | 22400 | 82.96% | 1.82 | 0 | 10 |  |  |  | No | R-410A | 2.05 | Residential & Commercial | Ducted CEE Tier 1
211241850 | Central HP <5.4 tons | COMFORTMAKER | HRCU-A-CB (Split System: Heat Pump with Remote Outdoor Unit-Air-Source) | DLCURAH24ABK |  |  | EA*4X36L17A* | *96VSN0401712A* | 23400 | 16 | 8.5 | 25800 | 23600 | 91.47% | 1.96 | 0 | 10 |  |  |  | No | R-410A | 1.95 | Residential & Commercial | Ducted CEE Tier 1
211242416 | Central HP <5.4 tons | COMFORTMAKER | HRCU-A-CB (Split System: Heat Pump with Remote Outdoor Unit-Air-Source) | DLCURAH24ABK |  |  | EA*4X36L21A* | *80VSL0902120A* | 24200 | 17 | 8.5 | 26000 | 22800 | 87.69% | 1.88 | 0 | 10 |  |  |  | No | R-410A | 2.0167 | Residential & Commercial | Ducted CEE Tier 1
212985798 | Central HP <5.4 tons | COMFORTMAKER | HRCU-A-CB (Split System: Heat Pump with Remote Outdoor Unit-Air-Source) | DLCURAH24ABK |  |  | EA*4X30L17A* | *96MSN0261410A* | 23400 | 16.5 | 8.5 | 26200 | 25000 | 95.42% | 2.08 | 0 | 10 |  |  |  | No | R-410A | 1.95 | Residential & Commercial | Ducted CEE Tier 1
212987488 | Central HP <5.4 tons | COMFORTMAKER | HRCU-A-CB (Split System: Heat Pump with Remote Outdoor Unit-Air-Source) | DLCURAH24ABK |  |  | EN(A,D)4X36L21** | *96MSN0801716A* | 23800 | 17 | 8.5 | 26400 | 24000 | 90.91% | 1.98 | 0 | 10.5 |  |  |  | No | R-410A | 1.9833 | Residential & Commercial | Ducted CEE Tier 1
215864957 | Central HP <5.4 tons | TRANE | HRCU-A-CB (Split System: Heat Pump with Remote Outdoor Unit-Air-Source) | 5TWV8X48A1 |  |  | 5TXCD008AS3 | S9V2C100U5PSC+LRP | 45500 | 18.1 | 8.5 | 45500 | 35200 | 77.36% | 2.1 | 0 | 10 |  |  |  | No | R-454B | 3.7917 | Residential & Commercial | Ducted CEE Tier 1
215864973 | Central HP <5.4 tons | TRANE | HRCU-A-CB (Split System: Heat Pump with Remote Outdoor Unit-Air-Source) | 5TWV8X48A1 |  |  | 5TXCD008AS3 | S8V2C080M5PCB | 45000 | 18.1 | 8.5 | 45500 | 35000 | 76.92% | 2.2 | 0 | 10 |  |  |  | No | R-454B | 3.75 | Residential & Commercial | Ducted CEE Tier 1
215865091 | Central HP <5.4 tons | TRANE | HRCU-A-CB (Split System: Heat Pump with Remote Outdoor Unit-Air-Source) | 5TWV8X48A1 |  |  | 5PX*D008AS3+P0V0D000M50SD+LRP |  | 46000 | 18.1 | 8.5 | 45500 | 34800 | 76.48% | 2.2 | 0 | 11 |  |  |  | No | R-454B | 3.8333 | Residential & Commercial | Ducted CEE Tier 1
215865107 | Central HP <5.4 tons | TRANE | HRCU-A-CB (Split System: Heat Pump with Remote Outdoor Unit-Air-Source) | 5TWV8X48A1 |  |  | 5TXCD008AS3+P0V0C000M50SD+LRP |  | 45500 | 18.1 | 8.5 | 45500 | 34800 | 76.48% | 2.2 | 0 | 10.5 |  |  |  | No | R-454B | 3.7917 | Residential & Commercial | Ducted CEE Tier 1
214505331 | Central HP <5.4 tons | AMANA | HRCU-A-CB (Split System: Heat Pump with Remote Outdoor Unit-Air-Source) | ASZS60241EA* |  |  | CA*EA2422*4B* | A*VM971005CNB* | 23000 | 17 | 8.6 | 23000 | 16100 | 70% | 2 | 0 | 10 |  |  |  | No | R-410A | 1.9167 | Residential & Commercial | Ducted CEE Tier 1
214505346 | Central HP <5.4 tons | AMANA | HRCU-A-CB (Split System: Heat Pump with Remote Outdoor Unit-Air-Source) | ASZS60241EA* |  |  | CA*EA3026*4B* | A*VC800803B*A* | 23000 | 17 | 8.6 | 23000 | 16100 | 70% | 2 | 0 | 10 |  |  |  | No | R-410A | 1.9167 | Residential & Commercial | Ducted CEE Tier 1
214505361 | Central HP <5.4 tons | AMANA | HRCU-A-CB (Split System: Heat Pump with Remote Outdoor Unit-Air-Source) | ASZS60241EA* |  |  | CA*EA3026*4B* | A*VC960403BNB* | 23000 | 17 | 8.6 | 23000 | 16100 | 70% | 2 | 0 | 10 |  |  |  | No | R-410A | 1.9167 | Residential & Commercial | Ducted CEE Tier 1
212614952 | Central HP <5.4 tons | AMANA | HRCU-A-CB (Split System: Heat Pump with Remote Outdoor Unit-Air-Source) | ASZS60241EA* |  |  | CA*EA2422*4A* | A*VS800805CUA* | 23000 | 17 | 8.6 | 23000 | 16100 | 70% | 2 | 0 | 10 |  |  |  | No | R-410A | 1.9167 | Residential & Commercial | Ducted CEE Tier 1
212614970 | Central HP <5.4 tons | AMANA | HRCU-A-CB (Split System: Heat Pump with Remote Outdoor Unit-Air-Source) | ASZS60241EA* |  |  | CA*EA3026*4A* | A*VC800803B*A* | 23000 | 17 | 8.6 | 23000 | 16100 | 70% | 2 | 0 | 10 |  |  |  | No | R-410A | 1.9167 | Residential & Commercial | Ducted CEE Tier 1
215864933 | Central HP <5.4 tons | TRANE | HRCU-A-CB (Split System: Heat Pump with Remote Outdoor Unit-Air-Source) | 5TWV8X48A1 |  |  | 5TXCC007AS3 | S8V2C080M5PDB | 45000 | 18.1 | 8.5 | 45500 | 35200 | 77.36% | 2.1 | 0 | 10 |  |  |  | No | R-454B | 3.75 | Residential & Commercial | Ducted CEE Tier 1
215864935 | Central HP <5.4 tons | TRANE | HRCU-A-CB (Split System: Heat Pump with Remote Outdoor Unit-Air-Source) | 5TWV8X48A1 |  |  | 5TXCC007AS3 | S8V2C080M5PCB | 45000 | 18.1 | 8.5 | 45500 | 35200 | 77.36% | 2.1 | 0 | 10 |  |  |  | No | R-454B | 3.75 | Residential & Commercial | Ducted CEE Tier 1
215865069 | Central HP <5.4 tons | TRANE | HRCU-A-CB (Split System: Heat Pump with Remote Outdoor Unit-Air-Source) | 5TWV8X48A1 |  |  | 5TXCC005AS3+P0V0C000M50SD+LRP |  | 43500 | 18.1 | 8.5 | 45000 | 35000 | 77.78% | 2.1 | 0 | 10 |  |  |  | No | R-454B | 3.625 | Residential & Commercial | Ducted CEE Tier 1
215434449 | Central HP <5.4 tons | GOODMAN | HRCU-A-CB (Split System: Heat Pump with Remote Outdoor Unit-Air-Source) | GZV7SA4810A* |  |  | CHPEA4830*3A* | G*VT961005DNA* | 45500 | 16.5 | 8.5 | 46000 | 33600 | 73.04% | 2 | 0 | 10 |  |  |  | No | R-32 | 3.7917 | Residential & Commercial | Ducted CEE Tier 1
212988738 | Central HP <5.4 tons | COMFORTMAKER | HRCU-A-CB (Split System: Heat Pump with Remote Outdoor Unit-Air-Source) | DLCURAH24ABK |  |  | EN(A,D)4X30L17** | *95MSU0401712A* | 23600 | 16.5 | 8.1 | 26400 | 24200 | 91.67% | 2.02 | 0 | 10 |  |  |  | No | R-410A | 1.9667 | Residential & Commercial | Ducted CEE Tier 1
215865123 | Central HP <5.4 tons | TRANE | HRCU-A-CB (Split System: Heat Pump with Remote Outdoor Unit-Air-Source) | 5TWV8X60A1 |  |  | 5PX*DD10AS3+P0V0D000M50SD+LRP |  | 53500 | 18.1 | 8.5 | 54500 | 39000 | 71.56% | 2 | 0 | 10.5 |  |  |  | No | R-454B | 4.4583 | Residential & Commercial | Ducted CEE Tier 1
211241258 | Central HP <5.4 tons | COMFORTMAKER | HRCU-A-CB (Split System: Heat Pump with Remote Outdoor Unit-Air-Source) | DLCURAH24ABK |  |  | EA*4X30L14A* | *96VSN0601412A* | 23400 | 16.5 | 8.5 | 25800 | 24200 | 93.8% | 2 | 0 | 10 |  |  |  | No | R-410A | 1.95 | Residential & Commercial | Ducted CEE Tier 1
211242344 | Central HP <5.4 tons | COMFORTMAKER | HRCU-A-CB (Split System: Heat Pump with Remote Outdoor Unit-Air-Source) | DLCURAH24ABK |  |  | EA*4X36L21A* | *96VTN1002122A* | 23800 | 17 | 8.5 | 25800 | 23200 | 89.92% | 1.92 | 0 | 10 |  |  |  | No | R-410A | 1.9833 | Residential & Commercial | Ducted CEE Tier 1
212984054 | Central HP <5.4 tons | COMFORTMAKER | HRCU-A-CB (Split System: Heat Pump with Remote Outdoor Unit-Air-Source) | DLCURAH24ABK |  |  | EA*4X30L17A* | *92MSN0601714A* | 23600 | 17 | 8.5 | 26400 | 24600 | 93.18% | 2.04 | 0 | 10 |  |  |  | No | R-410A | 1.9667 | Residential & Commercial | Ducted CEE Tier 1
212984102 | Central HP <5.4 tons | COMFORTMAKER | HRCU-A-CB (Split System: Heat Pump with Remote Outdoor Unit-Air-Source) | DLCURAH24ABK |  |  | EA*4X37L21A* | *92MSN0601714A* | 24200 | 17.5 | 8.5 | 25200 | 21600 | 85.71% | 1.82 | 0 | 10 |  |  |  | No | R-410A | 2.0167 | Residential & Commercial | Ducted CEE Tier 1
215439730 | Central HP <5.4 tons | GOODMAN | HRCU-A-CB (Split System: Heat Pump with Remote Outdoor Unit-Air-Source) | GZV6SA1810A* |  |  | CA*EA2418*3A* | G*VT800805C*A* | 17000 | 19 | 8.8 | 16800 | 13000 | 77.38% | 2.1 | 0 | 12 |  |  |  | No | R-32 | 1.4167 | Residential & Commercial | Ducted CEE Tier 1
216453161 | Central HP <5.4 tons | TRANE | HRCU-A-CB (Split System: Heat Pump with Remote Outdoor Unit-Air-Source) | 5TWV0X48A1 |  |  | 5PX*D008AS3 | S8V2D120M5PDB | 45000 | 20.2 | 10 | 47500 | 34000 | 71.58% | 2.1 | 0 | 12 |  |  |  | No | R-454B | 3.75 | Residential & Commercial | Ducted CEE Tier 1
213076949 | Central HP <5.4 tons | COMFORTMAKER | HRCU-A-CB (Split System: Heat Pump with Remote Outdoor Unit-Air-Source) | DLCURAH36ABK |  |  | EA*4X37L17A* | *96VSN0801716B* | 36000 | 15.5 | 8.5 | 38500 | 35200 | 91.43% | 2 | 0 | 10 |  |  |  | No | R-410A | 3 | Residential & Commercial | Ducted CEE Tier 1
213077249 | Central HP <5.4 tons | COMFORTMAKER | HRCU-A-CB (Split System: Heat Pump with Remote Outdoor Unit-Air-Source) | DLCURAH36ABK |  |  | EA*4X48L24A* | *96VSN1202422B* | 36000 | 16.5 | 8.5 | 38000 | 34800 | 91.58% | 2.04 | 0 | 10 |  |  |  | No | R-410A | 3 | Residential & Commercial | Ducted CEE Tier 1
213078134 | Central HP <5.4 tons | COMFORTMAKER | HRCU-A-CB (Split System: Heat Pump with Remote Outdoor Unit-Air-Source) | DLCURAH36ABK |  |  | END4X42L17** | *80MS(N,L)0701716A* | 35800 | 15.5 | 8.1 | 38500 | 35200 | 91.43% | 1.96 | 0 | 10 |  |  |  | No | R-410A | 2.9833 | Residential & Commercial | Ducted CEE Tier 1
212615002 | Central HP <5.4 tons | AMANA | HRCU-A-CB (Split System: Heat Pump with Remote Outdoor Unit-Air-Source) | ASZS60361EA* |  |  | CA*EA4830*4A* | A*VS960805CUA* | 34200 | 17.5 | 8.6 | 34200 | 29000 | 84.8% | 2 | 0 | 10 |  |  |  | No | R-410A | 2.85 | Residential & Commercial | Ducted CEE Tier 1
213349037 | Central HP <5.4 tons | GOODMAN | HRCU-A-CB (Split System: Heat Pump with Remote Outdoor Unit-Air-Source) | GSZS601810A* |  |  | CA*EA1818*4A* | G*VS960603BUA* | 16600 | 17.5 | 8.5 | 17400 | 13000 | 74.71% | 2.1 | 0 | 10.9 |  |  |  | No | R-410A | 1.3833 | Residential & Commercial | Ducted CEE Tier 1
216453093 | Central HP <5.4 tons | TRANE | HRCU-A-CB (Split System: Heat Pump with Remote Outdoor Unit-Air-Source) | 5TWV0X36A1 |  |  | 5PX*B004AS3 | S8V2B080M4PCB | 34200 | 19 | 9.7 | 31800 | 25000 | 78.62% | 2.1 | 0 | 12 |  |  |  | No | R-454B | 2.85 | Residential & Commercial | Ducted CEE Tier 1
215869110 | Central HP <5.4 tons | TRANE | HRCU-A-CB (Split System: Heat Pump with Remote Outdoor Unit-Air-Source) | 5TWV8X36A1 |  |  | 5TXCC007AS3 | S9V2C080U5VSB+LRP | 33000 | 18.1 | 8.5 | 33400 | 25600 | 76.65% | 2.1 | 0 | 10.5 |  |  |  | No | R-454B | 2.75 | Residential & Commercial | Ducted CEE Tier 1
213078502 | Central HP <5.4 tons | COMFORTMAKER | HRCU-A-CB (Split System: Heat Pump with Remote Outdoor Unit-Air-Source) | DLCURAH36ABK |  |  | EA*4X37L21A* | *80MS(N,L)0902120A* | 37000 | 16 | 8.5 | 38500 | 35000 | 90.91% | 2.08 | 0 | 10 |  |  |  | No | R-410A | 3.0833 | Residential & Commercial | Ducted CEE Tier 1
213078535 | Central HP <5.4 tons | COMFORTMAKER | HRCU-A-CB (Split System: Heat Pump with Remote Outdoor Unit-Air-Source) | DLCURAH36ABK |  |  | EA*4X43L21A* | *80MS(N,L)0902120A* | 37000 | 16 | 8.5 | 38500 | 35000 | 90.91% | 2.08 | 0 | 10 |  |  |  | No | R-410A | 3.0833 | Residential & Commercial | Ducted CEE Tier 1
213079122 | Central HP <5.4 tons | COMFORTMAKER | HRCU-A-CB (Split System: Heat Pump with Remote Outdoor Unit-Air-Source) | DLCURAH36ABK |  |  | EA*4X42L24A* | *80MSU0601716A* | 35200 | 16.5 | 8.1 | 38500 | 35000 | 90.91% | 1.88 | 0 | 10 |  |  |  | No | R-410A | 2.9333 | Residential & Commercial | Ducted CEE Tier 1
213079923 | Central HP <5.4 tons | COMFORTMAKER | HRCU-A-CB (Split System: Heat Pump with Remote Outdoor Unit-Air-Source) | DLCURAH36ABK |  |  | EA*4X42L24A* | *92MSN1202420A* | 35800 | 16 | 8.1 | 38500 | 35200 | 91.43% | 1.9 | 0 | 10 |  |  |  | No | R-410A | 2.9833 | Residential & Commercial | Ducted CEE Tier 1
213772778 | Central HP <5.4 tons | AIRQUEST | HRCU-A-CB (Split System: Heat Pump with Remote Outdoor Unit-Air-Source) | HVH825GKA3* |  |  | EA*4X25L17A*+WALLCON | *97CMN0801714B* | 24200 | 16.5 | 8.1 | 21400 | 16700 | 78.04% | 2 | 0 | 10.5 |  |  |  | No | R-410A | 2.0167 | Residential & Commercial | Ducted CEE Tier 1
212984570 | Central HP <5.4 tons | COMFORTMAKER | HRCU-A-CB (Split System: Heat Pump with Remote Outdoor Unit-Air-Source) | DLCURAH24ABK |  |  | EA*4X24L17A* | *92MSN0801716A* | 23200 | 17 | 9 | 26800 | 26800 | 100% | 2.3 | 0 | 10 |  |  |  | No | R-410A | 1.9333 | Residential & Commercial | Ducted CEE Tier 1
211243466 | Central HP <5.4 tons | COMFORTMAKER | HRCU-A-CB (Split System: Heat Pump with Remote Outdoor Unit-Air-Source) | DLCURAH24ABK |  |  | EA*4X37L21A* | *96VTN0802120A* | 24200 | 17 | 8.1 | 25000 | 21400 | 85.6% | 1.8 | 0 | 10 |  |  |  | No | R-410A | 2.0167 | Residential & Commercial | Ducted CEE Tier 1
211243885 | Central HP <5.4 tons | COMFORTMAKER | HRCU-A-CB (Split System: Heat Pump with Remote Outdoor Unit-Air-Source) | DLCURAH24ABK |  |  | EN(A,D)4X24L17** | *96VSN0601412A* | 23200 | 16 | 8.5 | 26400 | 24600 | 93.18% | 2.04 | 0 | 10 |  |  |  | No | R-410A | 1.9333 | Residential & Commercial | Ducted CEE Tier 1
211243952 | Central HP <5.4 tons | COMFORTMAKER | HRCU-A-CB (Split System: Heat Pump with Remote Outdoor Unit-Air-Source) | DLCURAH24ABK |  |  | EN(A,D)4X24L17** | *80VSL0701716A* | 23400 | 16 | 8.5 | 26600 | 24000 | 90.23% | 1.98 | 0 | 10 |  |  |  | No | R-410A | 1.95 | Residential & Commercial | Ducted CEE Tier 1
211244736 | Central HP <5.4 tons | DAY & NIGHT | HRCU-A-CB (Split System: Heat Pump with Remote Outdoor Unit-Air-Source) | DLCURAH24ABK |  |  | EN(A,D)4X30L17** | *92ESN0601714A* | 24400 | 16.5 | 8.1 | 26400 | 22800 | 86.36% | 1.88 | 0 | 10.5 |  |  |  | No | R-410A | 2.0333 | Residential & Commercial | Ducted CEE Tier 1
211178354 | Central HP <5.4 tons | Liberty Heating & Air Conditioning | HRCU-A-CB (Split System: Heat Pump with Remote Outdoor Unit-Air-Source) | ASZS601810A* |  |  | CA*EA1818*4A* | G*VS960603BUA* | 16600 | 17.5 | 8.5 | 17400 | 13000 | 74.71% | 2.1 | 0 | 10.9 |  |  |  | No | R-410A | 1.3833 | Residential & Commercial | Ducted CEE Tier 1
211178369 | Central HP <5.4 tons | Liberty Heating & Air Conditioning | HRCU-A-CB (Split System: Heat Pump with Remote Outdoor Unit-Air-Source) | ASZS601810A* |  |  | CA*EA2422*4A* | G*VC800803B*A* | 16600 | 17.5 | 8.5 | 17400 | 13000 | 74.71% | 2.1 | 0 | 10.9 |  |  |  | No | R-410A | 1.3833 | Residential & Commercial | Ducted CEE Tier 1
211178372 | Central HP <5.4 tons | Liberty Heating & Air Conditioning | HRCU-A-CB (Split System: Heat Pump with Remote Outdoor Unit-Air-Source) | ASZS601810A* |  |  | CA*EA2422*4A* | G*VC960603BNB* | 16600 | 17.5 | 8.5 | 17400 | 13000 | 74.71% | 2.1 | 0 | 10.9 |  |  |  | No | R-410A | 1.3833 | Residential & Commercial | Ducted CEE Tier 1
211178475 | Central HP <5.4 tons | Liberty Heating & Air Conditioning | HRCU-A-CB (Split System: Heat Pump with Remote Outdoor Unit-Air-Source) | ASZS601810A* |  |  | CA*EA1818*4A*+MBVC1200**-1A* |  | 16600 | 17.5 | 8.5 | 17400 | 13000 | 74.71% | 2.1 | 0 | 10.9 |  |  |  | No | R-410A | 1.3833 | Residential & Commercial | Ducted CEE Tier 1
213780936 | Central HP <5.4 tons | BRYANT HEATING AND COOLING SYSTEMS | HRCU-A-CB (Split System: Heat Pump with Remote Outdoor Unit-Air-Source) | 288BNV037*0**B* |  |  | CAP**3721AL*+UI | 986TD42060C17*** | 32600 | 17 | 8.1 | 33000 | 25400 | 76.97% | 1.94 | 0 | 11 |  |  |  | No | R-410A | 2.7167 | Residential & Commercial | Ducted CEE Tier 1
213781336 | Central HP <5.4 tons | BRYANT HEATING AND COOLING SYSTEMS | HRCU-A-CB (Split System: Heat Pump with Remote Outdoor Unit-Air-Source) | 288BNV037*0**B* |  |  | CAP**4821AL*+UI | 987MC42060C17*** | 32000 | 16.5 | 8.1 | 32800 | 25200 | 76.83% | 1.94 | 0 | 10.5 |  |  |  | No | R-410A | 2.6667 | Residential & Commercial | Ducted CEE Tier 1
213781436 | Central HP <5.4 tons | BRYANT HEATING AND COOLING SYSTEMS | HRCU-A-CB (Split System: Heat Pump with Remote Outdoor Unit-Air-Source) | 288BNV037*0**B* |  |  | CAP**4824AL*+UI | 987MC66120C24*** | 32200 | 17 | 8.1 | 32600 | 24800 | 76.07% | 1.98 | 0 | 11 |  |  |  | No | R-410A | 2.6833 | Residential & Commercial | Ducted CEE Tier 1
213781456 | Central HP <5.4 tons | BRYANT HEATING AND COOLING SYSTEMS | HRCU-A-CB (Split System: Heat Pump with Remote Outdoor Unit-Air-Source) | 288BNV037*0**B* |  |  | CAP**4824AL*+UI | 986TD66120C24*** | 32400 | 17 | 8.5 | 32400 | 24800 | 76.54% | 1.98 | 0 | 11 |  |  |  | No | R-410A | 2.7 | Residential & Commercial | Ducted CEE Tier 1
212970742 | Central HP <5.4 tons | HEIL | HRCU-A-CB (Split System: Heat Pump with Remote Outdoor Unit-Air-Source) | DLCURAH36ABK |  |  | EN(A,D)4X48L24** | *80VSL0902120B* | 36000 | 16.5 | 8.1 | 38000 | 35000 | 92.11% | 2 | 0 | 10 |  |  |  | No | R-410A | 3 | Residential & Commercial | Ducted CEE Tier 1
212985514 | Central HP <5.4 tons | TEMPSTAR | HRCU-A-CB (Split System: Heat Pump with Remote Outdoor Unit-Air-Source) | DLCURAH36ABK |  |  | EA*4X48L21A* | *92MSN1002122A* | 35800 | 16.5 | 8.5 | 37800 | 34600 | 91.53% | 2.04 | 0 | 10 |  |  |  | No | R-410A | 2.9833 | Residential & Commercial | Ducted CEE Tier 1
215674195 | Central HP <5.4 tons | BRYANT HEATING AND COOLING SYSTEMS | HRCU-A-CB (Split System: Heat Pump with Remote Outdoor Unit-Air-Source) | 290VAN048**AA* |  |  | CAA**6024AM*+UI | 88*TB60110C21*** | 45000 | 18 | 9 | 47500 | 33400 | 70.32% | 2.08 | 0 | 10 |  |  |  | No | R-454B | 3.75 | Residential & Commercial | Ducted CEE Tier 1
215865113 | Central HP <5.4 tons | TRANE | HRCU-A-CB (Split System: Heat Pump with Remote Outdoor Unit-Air-Source) | 5TWV8X48A1 |  |  | 5TXCD010AS3+P0V0D000M50SD+LRP |  | 47000 | 18.1 | 8.5 | 45000 | 34200 | 76% | 2.2 | 0 | 11 |  |  |  | No | R-454B | 3.9167 | Residential & Commercial | Ducted CEE Tier 1
213771408 | Central HP <5.4 tons | AIRQUEST | HRCU-A-CB (Split System: Heat Pump with Remote Outdoor Unit-Air-Source) | HVH825GKA2* |  |  | EA*4X42L24A*+WALLCON | *97CMN1202422B* | 23800 | 16.5 | 8.1 | 21400 | 16600 | 77.57% | 1.96 | 0 | 11 |  |  |  | No | R-410A | 1.9833 | Residential & Commercial | Ducted CEE Tier 1
213771948 | Central HP <5.4 tons | AIRQUEST | HRCU-A-CB (Split System: Heat Pump with Remote Outdoor Unit-Air-Source) | HVH825GKA2* |  |  | EHD4X30AAL+WALLCON | *80CTL0901716B* | 23800 | 16 | 8.1 | 21800 | 16800 | 77.06% | 1.96 | 0 | 10.5 |  |  |  | No | R-410A | 1.9833 | Residential & Commercial | Ducted CEE Tier 1
213501755 | Central HP <5.4 tons | GOODMAN | HRCU-A-CB (Split System: Heat Pump with Remote Outdoor Unit-Air-Source) | GSZV903610A* |  |  | AMVE48DP1400B* |  | 33600 | 19 | 8.2 | 33600 | 24400 | 72.62% | 1.8 | 0 | 12 |  |  |  | No | R-410A | 2.8 | Residential & Commercial | Ducted CEE Tier 1
213771558 | Central HP <5.4 tons | AIRQUEST | HRCU-A-CB (Split System: Heat Pump with Remote Outdoor Unit-Air-Source) | HVH825GKA2* |  |  | EA*4X48L21A*+WALLCON | *80CTL0451712B* | 24000 | 16.5 | 8.1 | 21000 | 16600 | 79.05% | 2 | 0 | 10.5 |  |  |  | No | R-410A | 2 | Residential & Commercial | Ducted CEE Tier 1
213771638 | Central HP <5.4 tons | AIRQUEST | HRCU-A-CB (Split System: Heat Pump with Remote Outdoor Unit-Air-Source) | HVH825GKA2* |  |  | EA*4X48L21A*+WALLCON | *97CMN1002122B* | 24000 | 16.5 | 8.1 | 21000 | 16500 | 78.57% | 2.02 | 0 | 11 |  |  |  | No | R-410A | 2 | Residential & Commercial | Ducted CEE Tier 1
213771928 | Central HP <5.4 tons | AIRQUEST | HRCU-A-CB (Split System: Heat Pump with Remote Outdoor Unit-Air-Source) | HVH825GKA2* |  |  | EHD4X30AAL+WALLCON | *80CTL0701412B* | 23800 | 16 | 8.1 | 21800 | 16800 | 77.06% | 1.98 | 0 | 10.5 |  |  |  | No | R-410A | 1.9833 | Residential & Commercial | Ducted CEE Tier 1
213772278 | Central HP <5.4 tons | AIRQUEST | HRCU-A-CB (Split System: Heat Pump with Remote Outdoor Unit-Air-Source) | HVH825GKA2* |  |  | EHD4X42AAL+WALLCON | *80CTL0701716B* | 24200 | 16 | 8.1 | 21400 | 16600 | 77.57% | 2 | 0 | 10.5 |  |  |  | No | R-410A | 2.0167 | Residential & Commercial | Ducted CEE Tier 1
213772808 | Central HP <5.4 tons | AIRQUEST | HRCU-A-CB (Split System: Heat Pump with Remote Outdoor Unit-Air-Source) | HVH825GKA3* |  |  | EA*4X25L17A*+WALLCON | *96CTN0801714B* | 24200 | 16.5 | 8.1 | 21400 | 16600 | 77.57% | 2 | 0 | 11 |  |  |  | No | R-410A | 2.0167 | Residential & Commercial | Ducted CEE Tier 1
213772928 | Central HP <5.4 tons | AIRQUEST | HRCU-A-CB (Split System: Heat Pump with Remote Outdoor Unit-Air-Source) | HVH825GKA3* |  |  | EA*4X30L17A*+WALLCON | *96CTN0801714B* | 23400 | 16.5 | 8.1 | 21600 | 16700 | 77.31% | 1.9 | 0 | 10.5 |  |  |  | No | R-410A | 1.95 | Residential & Commercial | Ducted CEE Tier 1
213773028 | Central HP <5.4 tons | AIRQUEST | HRCU-A-CB (Split System: Heat Pump with Remote Outdoor Unit-Air-Source) | HVH825GKA3* |  |  | EA*4X36L17A*+WALLCON | *96CTN0801714B* | 23600 | 16.5 | 8.1 | 21600 | 16700 | 77.31% | 1.92 | 0 | 10.5 |  |  |  | No | R-410A | 1.9667 | Residential & Commercial | Ducted CEE Tier 1
211261115 | Central HP <5.4 tons | COMFORTMAKER | HRCU-A-CB (Split System: Heat Pump with Remote Outdoor Unit-Air-Source) | DLCURAH18ABK |  |  | EA*4X25L17A* | *80ES(N,L)0701412A* | 18200 | 16.5 | 8.5 | 17900 | 17500 | 97.77% | 2.12 | 0 | 11 |  |  |  | No | R-410A | 1.5167 | Residential & Commercial | Ducted CEE Tier 1
211262098 | Central HP <5.4 tons | COMFORTMAKER | HRCU-A-CB (Split System: Heat Pump with Remote Outdoor Unit-Air-Source) | DLCURAH18ABK |  |  | EA*4X30L17A* | *92ESN0601714A* | 17900 | 16.5 | 8.5 | 18300 | 18500 | 101.1% | 2.22 | 0 | 10.5 |  |  |  | No | R-410A | 1.4917 | Residential & Commercial | Ducted CEE Tier 1
213773148 | Central HP <5.4 tons | AIRQUEST | HRCU-A-CB (Split System: Heat Pump with Remote Outdoor Unit-Air-Source) | HVH825GKA3* |  |  | EA*4X36L21A*+WALLCON | *96CTN1002122B* | 23600 | 16.5 | 8.1 | 21400 | 16600 | 77.57% | 1.94 | 0 | 10.5 |  |  |  | No | R-410A | 1.9667 | Residential & Commercial | Ducted CEE Tier 1
213773198 | Central HP <5.4 tons | AIRQUEST | HRCU-A-CB (Split System: Heat Pump with Remote Outdoor Unit-Air-Source) | HVH825GKA3* |  |  | EA*4X37L17A*+WALLCON | *95CSU0601716B* | 24200 | 16.5 | 8.1 | 21400 | 16700 | 78.04% | 1.98 | 0 | 10.5 |  |  |  | No | R-410A | 2.0167 | Residential & Commercial | Ducted CEE Tier 1
213815157 | Central HP <5.4 tons | AMANA | HRCU-A-CB (Split System: Heat Pump with Remote Outdoor Unit-Air-Source) | ASZV903610A* |  |  | CSCF3642N6D*+MBVB12BP1X00A*+TXV |  | 33800 | 18.5 | 8.2 | 34000 | 24400 | 71.76% | 1.8 | 0 | 11.5 |  |  |  | No | R-410A | 2.8167 | Residential & Commercial | Ducted CEE Tier 1
211245137 | Central HP <5.4 tons | DAY & NIGHT | HRCU-A-CB (Split System: Heat Pump with Remote Outdoor Unit-Air-Source) | DLCURAH24ABK |  |  | EN(A,D,W)4X36L17** | *80ES(N,L)0701712A* | 24400 | 16.5 | 8.1 | 26400 | 22600 | 85.61% | 1.88 | 0 | 10.5 |  |  |  | No | R-410A | 2.0333 | Residential & Commercial | Ducted CEE Tier 1
211245238 | Central HP <5.4 tons | DAY & NIGHT | HRCU-A-CB (Split System: Heat Pump with Remote Outdoor Unit-Air-Source) | DLCURAH24ABK |  |  | EN(A,D,W)4X36L17** | *80ES(N,L)0701412A* | 24200 | 16.5 | 8.1 | 26400 | 22800 | 86.36% | 1.88 | 0 | 10.5 |  |  |  | No | R-410A | 2.0167 | Residential & Commercial | Ducted CEE Tier 1
212978084 | Central HP <5.4 tons | DAY & NIGHT | HRCU-A-CB (Split System: Heat Pump with Remote Outdoor Unit-Air-Source) | DLCURAH24ABK |  |  | EA*4X24L14A* | *80MS(N,L)0701412A* | 23200 | 17 | 9 | 26800 | 26800 | 100% | 2.28 | 0 | 10 |  |  |  | No | R-410A | 1.9333 | Residential & Commercial | Ducted CEE Tier 1
212978120 | Central HP <5.4 tons | DAY & NIGHT | HRCU-A-CB (Split System: Heat Pump with Remote Outdoor Unit-Air-Source) | DLCURAH24ABK |  |  | EA*4X30L14A* | *80MS(N,L)0701412A* | 23400 | 17 | 8.5 | 26200 | 24800 | 94.66% | 2.08 | 0 | 10 |  |  |  | No | R-410A | 1.95 | Residential & Commercial | Ducted CEE Tier 1
211240809 | Central HP <5.4 tons | TEMPSTAR | HRCU-A-CB (Split System: Heat Pump with Remote Outdoor Unit-Air-Source) | DLCURAH24ABK |  |  | EA*4X25L17A* | *80VSL0451412A* | 25000 | 16.5 | 8.5 | 25800 | 21000 | 81.4% | 1.76 | 0 | 10.5 |  |  |  | No | R-410A | 2.0833 | Residential & Commercial | Ducted CEE Tier 1
211241428 | Central HP <5.4 tons | TEMPSTAR | HRCU-A-CB (Split System: Heat Pump with Remote Outdoor Unit-Air-Source) | DLCURAH24ABK |  |  | EA*4X30L17A* | *96VSN0601412A* | 23400 | 16.5 | 8.5 | 26000 | 24000 | 92.31% | 1.98 | 0 | 10 |  |  |  | No | R-410A | 1.95 | Residential & Commercial | Ducted CEE Tier 1
213773278 | Central HP <5.4 tons | AIRQUEST | HRCU-A-CB (Split System: Heat Pump with Remote Outdoor Unit-Air-Source) | HVH825GKA3* |  |  | EA*4X37L21A*+WALLCON | *80CTL0901716B* | 24200 | 17 | 8.1 | 21000 | 16600 | 79.05% | 2.02 | 0 | 11 |  |  |  | No | R-410A | 2.0167 | Residential & Commercial | Ducted CEE Tier 1
213773328 | Central HP <5.4 tons | AIRQUEST | HRCU-A-CB (Split System: Heat Pump with Remote Outdoor Unit-Air-Source) | HVH825GKA3* |  |  | EA*4X37L21A*+WALLCON | *97CMN0801714B* | 24400 | 16.5 | 8.1 | 21200 | 16600 | 78.3% | 2.02 | 0 | 11 |  |  |  | No | R-410A | 2.0333 | Residential & Commercial | Ducted CEE Tier 1
213773248 | Central HP <5.4 tons | AIRQUEST | HRCU-A-CB (Split System: Heat Pump with Remote Outdoor Unit-Air-Source) | HVH825GKA3* |  |  | EA*4X37L17A*+WALLCON | *96CTN0801714B* | 24200 | 16.5 | 8.1 | 21400 | 16700 | 78.04% | 1.98 | 0 | 10.5 |  |  |  | No | R-410A | 2.0167 | Residential & Commercial | Ducted CEE Tier 1
213773298 | Central HP <5.4 tons | AIRQUEST | HRCU-A-CB (Split System: Heat Pump with Remote Outdoor Unit-Air-Source) | HVH825GKA3* |  |  | EA*4X37L21A*+WALLCON | *80CTL1102120B* | 24400 | 17 | 8.1 | 21200 | 16600 | 78.3% | 2.02 | 0 | 11 |  |  |  | No | R-410A | 2.0333 | Residential & Commercial | Ducted CEE Tier 1
213773348 | Central HP <5.4 tons | AIRQUEST | HRCU-A-CB (Split System: Heat Pump with Remote Outdoor Unit-Air-Source) | HVH825GKA3* |  |  | EA*4X37L21A*+WALLCON | *96CTN0601714B* | 24400 | 16.5 | 8.1 | 21200 | 16700 | 78.77% | 2 | 0 | 10.5 |  |  |  | No | R-410A | 2.0333 | Residential & Commercial | Ducted CEE Tier 1
212985892 | Central HP <5.4 tons | TEMPSTAR | HRCU-A-CB (Split System: Heat Pump with Remote Outdoor Unit-Air-Source) | DLCURAH18ABK |  |  | EA*4X24L14A* | *96MSN0261410A* | 17300 | 16 | 8.5 | 18200 | 19400 | 106.6% | 2.34 | 0 | 10.5 |  |  |  | No | R-410A | 1.4417 | Residential & Commercial | Ducted CEE Tier 1
213080356 | Central HP <5.4 tons | COMFORTMAKER | HRCU-A-CB (Split System: Heat Pump with Remote Outdoor Unit-Air-Source) | DLCURAH36ABK |  |  | EN(A,D,W)4X48L21** | *96MSN1002120A* | 36000 | 16.5 | 8.1 | 38500 | 34800 | 90.39% | 2.02 | 0 | 10 |  |  |  | No | R-410A | 3 | Residential & Commercial | Ducted CEE Tier 1
213079938 | Central HP <5.4 tons | TEMPSTAR | HRCU-A-CB (Split System: Heat Pump with Remote Outdoor Unit-Air-Source) | DLCURAH36ABK |  |  | EA*4X48L24A* | *92MSN1202420A* | 36200 | 16 | 8.5 | 38000 | 34800 | 91.58% | 2.04 | 0 | 10 |  |  |  | No | R-410A | 3.0167 | Residential & Commercial | Ducted CEE Tier 1
213080073 | Central HP <5.4 tons | TEMPSTAR | HRCU-A-CB (Split System: Heat Pump with Remote Outdoor Unit-Air-Source) | DLCURAH36ABK |  |  | EA*4X48L21A* | *96MSN0801716A* | 35800 | 15.5 | 8.5 | 38000 | 34800 | 91.58% | 2.02 | 0 | 10 |  |  |  | No | R-410A | 2.9833 | Residential & Commercial | Ducted CEE Tier 1
213076278 | Central HP <5.4 tons | TEMPSTAR | HRCU-A-CB (Split System: Heat Pump with Remote Outdoor Unit-Air-Source) | DLCURAH36ABK |  |  | EA*4X42L24A* | *95MSU1002122A* | 35600 | 16.5 | 8.1 | 38500 | 34800 | 90.39% | 2.06 | 0 | 10 |  |  |  | No | R-410A | 2.9667 | Residential & Commercial | Ducted CEE Tier 1
215935633 | Central HP <5.4 tons | TEMPSTAR | HRCU-A-CB (Split System: Heat Pump with Remote Outdoor Unit-Air-Source) | T5H3V36*K*AAA* |  |  | EVD5X36M21A*+WALLCON | *80CTL0701716B* | 34200 | 20.5 | 8.5 | 39000 | 28400 | 72.82% | 2.02 | 0 | 11.5 |  |  |  | No | R-454B | 2.85 | Residential & Commercial | Ducted CEE Tier 1
215935683 | Central HP <5.4 tons | TEMPSTAR | HRCU-A-CB (Split System: Heat Pump with Remote Outdoor Unit-Air-Source) | T5H3V36*K*AAA* |  |  | EVD5X36M21A*+WALLCON | *95CSU0601716B* | 34200 | 20.5 | 8.5 | 39000 | 28600 | 73.33% | 2.04 | 0 | 11.5 |  |  |  | No | R-454B | 2.85 | Residential & Commercial | Ducted CEE Tier 1
215935833 | Central HP <5.4 tons | TEMPSTAR | HRCU-A-CB (Split System: Heat Pump with Remote Outdoor Unit-Air-Source) | T5H3V36*K*AAA* |  |  | EVD5X38M17A*+WALLCON | *80CTL0451712B* | 35000 | 21 | 8.5 | 39000 | 29600 | 75.9% | 2 | 0 | 11.5 |  |  |  | No | R-454B | 2.9167 | Residential & Commercial | Ducted CEE Tier 1
215936233 | Central HP <5.4 tons | TEMPSTAR | HRCU-A-CB (Split System: Heat Pump with Remote Outdoor Unit-Air-Source) | T5H3V36*K*AAA* |  |  | EVD5X42M24A*+WALLCON | *97CMN0802120B* | 35400 | 21.5 | 8.5 | 38000 | 28400 | 74.74% | 2.04 | 0 | 12 |  |  |  | No | R-454B | 2.95 | Residential & Commercial | Ducted CEE Tier 1
211081286 | Central HP <5.4 tons | TRANE | HRCU-A-CB (Split System: Heat Pump with Remote Outdoor Unit-Air-Source) | 4TWV8X60A1 |  |  | 4TXCC009DS3 | S8V2C100M5PDA | 54000 | 18 | 8.2 | 52000 | 40000 | 76.92% | 1.78 | 11.7 | 11.7 |  |  |  | No | R-410A | 4.5 | Residential & Commercial | Ducted CEE Tier 1
213815730 | Central HP <5.4 tons | DAIKIN | HRCU-A-CB (Split System: Heat Pump with Remote Outdoor Unit-Air-Source) | DZ6VSA361EA* |  |  | CA*EA6030*4A*+MBVK20DP1X00A* |  | 34200 | 17.5 | 8.6 | 34200 | 30000 | 87.72% | 2 | 0 | 10 |  |  |  | No | R-410A | 2.85 | Residential & Commercial | Ducted CEE Tier 1
213780734 | Central HP <5.4 tons | TEMPSTAR | HRCU-A-CB (Split System: Heat Pump with Remote Outdoor Unit-Air-Source) | TVH837GKA2* |  |  | EA*4X36L21A*+WALLCON | *80CTL0451712B* | 31200 | 16.5 | 8.1 | 33400 | 24600 | 73.65% | 1.82 | 0 | 10.5 |  |  |  | No | R-410A | 2.6 | Residential & Commercial | Ducted CEE Tier 1
213773318 | Central HP <5.4 tons | AIRQUEST | HRCU-A-CB (Split System: Heat Pump with Remote Outdoor Unit-Air-Source) | HVH825GKA3* |  |  | EA*4X37L21A*+WALLCON | *97CMN0601714B* | 24200 | 16 | 8.1 | 21200 | 16700 | 78.77% | 2 | 0 | 10.5 |  |  |  | No | R-410A | 2.0167 | Residential & Commercial | Ducted CEE Tier 1
211261854 | Central HP <5.4 tons | TEMPSTAR | HRCU-A-CB (Split System: Heat Pump with Remote Outdoor Unit-Air-Source) | DLCURAH18ABK |  |  | EA*4X30L17A* | *95ESN0401410A* | 17900 | 15.5 | 8.5 | 18500 | 18500 | 100% | 2.22 | 0 | 10.5 |  |  |  | No | R-410A | 1.4917 | Residential & Commercial | Ducted CEE Tier 1
213773738 | Central HP <5.4 tons | AIRQUEST | HRCU-A-CB (Split System: Heat Pump with Remote Outdoor Unit-Air-Source) | HVH825GKA3* |  |  | EA*4X48L21A*+WALLCON | *95CSU0601716B* | 24000 | 16.5 | 8.1 | 21000 | 16600 | 79.05% | 2 | 0 | 10.5 |  |  |  | No | R-410A | 2 | Residential & Commercial | Ducted CEE Tier 1
213774438 | Central HP <5.4 tons | AIRQUEST | HRCU-A-CB (Split System: Heat Pump with Remote Outdoor Unit-Air-Source) | HVH825GKA3* |  |  | EHD4X42AAL+WALLCON | *80CTL1102120B* | 24200 | 16 | 8.1 | 21400 | 16600 | 77.57% | 2 | 0 | 10.5 |  |  |  | No | R-410A | 2.0167 | Residential & Commercial | Ducted CEE Tier 1
213772748 | Central HP <5.4 tons | AIRQUEST | HRCU-A-CB (Split System: Heat Pump with Remote Outdoor Unit-Air-Source) | HVH825GKA3* |  |  | EA*4X25L17A*+WALLCON | *80CTL0901716B* | 24400 | 16.5 | 8.1 | 21200 | 16600 | 78.3% | 2 | 0 | 11 |  |  |  | No | R-410A | 2.0333 | Residential & Commercial | Ducted CEE Tier 1
213772798 | Central HP <5.4 tons | AIRQUEST | HRCU-A-CB (Split System: Heat Pump with Remote Outdoor Unit-Air-Source) | HVH825GKA3* |  |  | EA*4X25L17A*+WALLCON | *96CTN0601714B* | 24200 | 16.5 | 8.1 | 21400 | 16700 | 78.04% | 2 | 0 | 10.5 |  |  |  | No | R-410A | 2.0167 | Residential & Commercial | Ducted CEE Tier 1
213772898 | Central HP <5.4 tons | AIRQUEST | HRCU-A-CB (Split System: Heat Pump with Remote Outdoor Unit-Air-Source) | HVH825GKA3* |  |  | EA*4X30L17A*+WALLCON | *97CMN0801714B* | 23400 | 16 | 8.1 | 21600 | 16700 | 77.31% | 1.9 | 0 | 10.5 |  |  |  | No | R-410A | 1.95 | Residential & Commercial | Ducted CEE Tier 1
213077528 | Central HP <5.4 tons | TEMPSTAR | HRCU-A-CB (Split System: Heat Pump with Remote Outdoor Unit-Air-Source) | DLCURAH36ABK |  |  | EA*4X43L21A* | *96VTN0802120B* | 36600 | 16 | 8.5 | 38500 | 34800 | 90.39% | 2.04 | 0 | 10 |  |  |  | No | R-410A | 3.05 | Residential & Commercial | Ducted CEE Tier 1
211230198 | Central HP <5.4 tons | COMFORTMAKER | HRCU-A-CB (Split System: Heat Pump with Remote Outdoor Unit-Air-Source) | DLCURAH36ABK |  |  | EN(A,D,W)4X48L21** | *95ESN1002120A* | 36800 | 16 | 8.1 | 39500 | 35000 | 88.61% | 2.06 | 0 | 10.5 |  |  |  | No | R-410A | 3.0667 | Residential & Commercial | Ducted CEE Tier 1
213076301 | Central HP <5.4 tons | COMFORTMAKER | HRCU-A-CB (Split System: Heat Pump with Remote Outdoor Unit-Air-Source) | DLCURAH36ABK |  |  | EA*4X48L24A* | *95MSU1002122A* | 36200 | 16.5 | 8.5 | 38000 | 34800 | 91.58% | 2.04 | 0 | 10 |  |  |  | No | R-410A | 3.0167 | Residential & Commercial | Ducted CEE Tier 1
213076809 | Central HP <5.4 tons | TEMPSTAR | HRCU-A-CB (Split System: Heat Pump with Remote Outdoor Unit-Air-Source) | DLCURAH36ABK |  |  | EA*4X48L24A* | *80VTL1102122B* | 36200 | 16.5 | 8.5 | 38000 | 34800 | 91.58% | 2.04 | 0 | 10 |  |  |  | No | R-410A | 3.0167 | Residential & Commercial | Ducted CEE Tier 1
213078407 | Central HP <5.4 tons | TEMPSTAR | HRCU-A-CB (Split System: Heat Pump with Remote Outdoor Unit-Air-Source) | DLCURAH36ABK |  |  | EA*4X37L21A* | *80MS(N,L)0902116A* | 36400 | 16.5 | 8.5 | 38000 | 34800 | 91.58% | 2.06 | 0 | 10 |  |  |  | No | R-410A | 3.0333 | Residential & Commercial | Ducted CEE Tier 1
213078507 | Central HP <5.4 tons | TEMPSTAR | HRCU-A-CB (Split System: Heat Pump with Remote Outdoor Unit-Air-Source) | DLCURAH36ABK |  |  | EA*4X37L21A* | *80MS(N,L)0902120A* | 37000 | 16 | 8.5 | 38500 | 35000 | 90.91% | 1.88 | 0 | 10 |  |  |  | No | R-410A | 3.0833 | Residential & Commercial | Ducted CEE Tier 1
213078816 | Central HP <5.4 tons | TEMPSTAR | HRCU-A-CB (Split System: Heat Pump with Remote Outdoor Unit-Air-Source) | DLCURAH36ABK |  |  | EN(A,D)4X48L24** | *80MS(N,L)1552420A* | 36200 | 16.5 | 8.1 | 38500 | 27600 | 71.69% | 1.8 | 0 | 10.5 |  |  |  | No | R-410A | 3.0167 | Residential & Commercial | Ducted CEE Tier 1
213772948 | Central HP <5.4 tons | AIRQUEST | HRCU-A-CB (Split System: Heat Pump with Remote Outdoor Unit-Air-Source) | HVH825GKA3* |  |  | EA*4X36L17A*+WALLCON | *80CTL0701412B* | 23600 | 16.5 | 8.1 | 21400 | 16700 | 78.04% | 1.92 | 0 | 10.5 |  |  |  | No | R-410A | 1.9667 | Residential & Commercial | Ducted CEE Tier 1
212985922 | Central HP <5.4 tons | TEMPSTAR | HRCU-A-CB (Split System: Heat Pump with Remote Outdoor Unit-Air-Source) | DLCURAH18ABK |  |  | EA*4X30L14A* | *96MSN0261410A* | 17400 | 16 | 8.5 | 18000 | 18800 | 104.4% | 2.26 | 0 | 10.5 |  |  |  | No | R-410A | 1.45 | Residential & Commercial | Ducted CEE Tier 1
213773398 | Central HP <5.4 tons | AIRQUEST | HRCU-A-CB (Split System: Heat Pump with Remote Outdoor Unit-Air-Source) | HVH825GKA3* |  |  | EA*4X42L21A*+WALLCON | *80CTL0901716B* | 23800 | 16.5 | 8.1 | 21400 | 16600 | 77.57% | 1.96 | 0 | 10.5 |  |  |  | No | R-410A | 1.9833 | Residential & Commercial | Ducted CEE Tier 1
213773598 | Central HP <5.4 tons | AIRQUEST | HRCU-A-CB (Split System: Heat Pump with Remote Outdoor Unit-Air-Source) | HVH825GKA3* |  |  | EA*4X43L21A*+WALLCON | *80CTL0902120B* | 24400 | 17 | 8.1 | 21200 | 16600 | 78.3% | 2.02 | 0 | 11 |  |  |  | No | R-410A | 2.0333 | Residential & Commercial | Ducted CEE Tier 1
213773668 | Central HP <5.4 tons | AIRQUEST | HRCU-A-CB (Split System: Heat Pump with Remote Outdoor Unit-Air-Source) | HVH825GKA3* |  |  | EA*4X43L21A*+WALLCON | *96CTN0801714B* | 24400 | 16.5 | 8.1 | 21200 | 16600 | 78.3% | 2.02 | 0 | 11 |  |  |  | No | R-410A | 2.0333 | Residential & Commercial | Ducted CEE Tier 1
213773048 | Central HP <5.4 tons | AIRQUEST | HRCU-A-CB (Split System: Heat Pump with Remote Outdoor Unit-Air-Source) | HVH825GKA3* |  |  | EA*4X36L21A*+WALLCON | *80CTL0701716B* | 23600 | 16.5 | 8.1 | 21400 | 16700 | 78.04% | 1.92 | 0 | 10.5 |  |  |  | No | R-410A | 1.9667 | Residential & Commercial | Ducted CEE Tier 1
213772848 | Central HP <5.4 tons | AIRQUEST | HRCU-A-CB (Split System: Heat Pump with Remote Outdoor Unit-Air-Source) | HVH825GKA3* |  |  | EA*4X30L17A*+WALLCON | *80CTL0701412B* | 23600 | 16.5 | 8.1 | 21600 | 16700 | 77.31% | 1.9 | 0 | 10.5 |  |  |  | No | R-410A | 1.9667 | Residential & Commercial | Ducted CEE Tier 1
215679953 | Central HP <5.4 tons | CARRIER | HRCU-A-CB (Split System: Heat Pump with Remote Outdoor Unit-Air-Source) | 27VNA036A*030* |  |  | CSAH*6012AM*+UI | 58CU*B060C17**16 | 34600 | 17 | 8.5 | 34600 | 24800 | 71.68% | 1.92 | 0 | 10 |  |  |  | No | R-454B | 2.8833 | Residential & Commercial | Ducted CEE Tier 1
213771028 | Central HP <5.4 tons | AIRQUEST | HRCU-A-CB (Split System: Heat Pump with Remote Outdoor Unit-Air-Source) | HVH825GKA2* |  |  | EA*4X37L17A*+WALLCON | *80CTL0451712B* | 24000 | 16 | 8.1 | 21600 | 16800 | 77.78% | 1.98 | 0 | 10.5 |  |  |  | No | R-410A | 2 | Residential & Commercial | Ducted CEE Tier 1
213771398 | Central HP <5.4 tons | AIRQUEST | HRCU-A-CB (Split System: Heat Pump with Remote Outdoor Unit-Air-Source) | HVH825GKA2* |  |  | EA*4X42L24A*+WALLCON | *97CMN1002122B* | 23800 | 16.5 | 8.1 | 21400 | 16600 | 77.57% | 1.96 | 0 | 11 |  |  |  | No | R-410A | 1.9833 | Residential & Commercial | Ducted CEE Tier 1
213771338 | Central HP <5.4 tons | AIRQUEST | HRCU-A-CB (Split System: Heat Pump with Remote Outdoor Unit-Air-Source) | HVH825GKA2* |  |  | EA*4X42L21A*+WALLCON | *96CTN0601714B* | 23600 | 16.5 | 8.1 | 21400 | 16700 | 78.04% | 1.96 | 0 | 10.5 |  |  |  | No | R-410A | 1.9667 | Residential & Commercial | Ducted CEE Tier 1
213771438 | Central HP <5.4 tons | AIRQUEST | HRCU-A-CB (Split System: Heat Pump with Remote Outdoor Unit-Air-Source) | HVH825GKA2* |  |  | EA*4X43L21A*+WALLCON | *80CTL0451712B* | 24200 | 16.5 | 8.1 | 21200 | 16700 | 78.77% | 2.02 | 0 | 10.5 |  |  |  | No | R-410A | 2.0167 | Residential & Commercial | Ducted CEE Tier 1
213773698 | Central HP <5.4 tons | AIRQUEST | HRCU-A-CB (Split System: Heat Pump with Remote Outdoor Unit-Air-Source) | HVH825GKA3* |  |  | EA*4X48L21A*+WALLCON | *80CTL0701716B* | 24000 | 17 | 8.1 | 21000 | 16600 | 79.05% | 2 | 0 | 11 |  |  |  | No | R-410A | 2 | Residential & Commercial | Ducted CEE Tier 1
213773748 | Central HP <5.4 tons | AIRQUEST | HRCU-A-CB (Split System: Heat Pump with Remote Outdoor Unit-Air-Source) | HVH825GKA3* |  |  | EA*4X48L21A*+WALLCON | *97CMN0601714B* | 24000 | 16.5 | 8.1 | 21000 | 16600 | 79.05% | 2 | 0 | 10.5 |  |  |  | No | R-410A | 2 | Residential & Commercial | Ducted CEE Tier 1
213773768 | Central HP <5.4 tons | AIRQUEST | HRCU-A-CB (Split System: Heat Pump with Remote Outdoor Unit-Air-Source) | HVH825GKA3* |  |  | EA*4X48L21A*+WALLCON | *97CMN1002122B* | 24000 | 16.5 | 8.1 | 21000 | 16500 | 78.57% | 2.02 | 0 | 11 |  |  |  | No | R-410A | 2 | Residential & Commercial | Ducted CEE Tier 1
213773798 | Central HP <5.4 tons | AIRQUEST | HRCU-A-CB (Split System: Heat Pump with Remote Outdoor Unit-Air-Source) | HVH825GKA3* |  |  | EA*4X48L21A*+WALLCON | *96CTN1002122B* | 24000 | 16.5 | 8.1 | 21000 | 16500 | 78.57% | 2.02 | 0 | 11 |  |  |  | No | R-410A | 2 | Residential & Commercial | Ducted CEE Tier 1
212986341 | Central HP <5.4 tons | TEMPSTAR | HRCU-A-CB (Split System: Heat Pump with Remote Outdoor Unit-Air-Source) | DLCURAH18ABK |  |  | EN(A,D)4X18L14** | *96MSN0401410A* | 17200 | 15.5 | 8.5 | 18500 | 19800 | 107% | 2.38 | 0 | 10.5 |  |  |  | No | R-410A | 1.4333 | Residential & Commercial | Ducted CEE Tier 1
213774568 | Central HP <5.4 tons | AIRQUEST | HRCU-A-CB (Split System: Heat Pump with Remote Outdoor Unit-Air-Source) | HVH825GKA3* |  |  | EHD4X48AAL+WALLCON | *80CTL0701412B* | 24400 | 16.5 | 8.1 | 21200 | 16600 | 78.3% | 2 | 0 | 10.5 |  |  |  | No | R-410A | 2.0333 | Residential & Commercial | Ducted CEE Tier 1
213773428 | Central HP <5.4 tons | AIRQUEST | HRCU-A-CB (Split System: Heat Pump with Remote Outdoor Unit-Air-Source) | HVH825GKA3* |  |  | EA*4X42L21A*+WALLCON | *95CSU0601716B* | 23600 | 16.5 | 8.1 | 21400 | 16700 | 78.04% | 1.94 | 0 | 10.5 |  |  |  | No | R-410A | 1.9667 | Residential & Commercial | Ducted CEE Tier 1
213492132 | Central HP <5.4 tons | ACIQ | HRCU-A-C (Split System: Heat Pump with Remote Outdoor Unit with No Indoor Fan --Air Source) | ACIQ-36-HPC |  |  | ACIQ-36-ACL |  | 35000 | 15.2 | 8.5 | 36000 | 30000 | 83.33% | 1.8 | 0 | 10 |  |  |  | No | R-410A | 2.9167 | Residential & Commercial | Ducted CEE Tier 1
213771538 | Central HP <5.4 tons | AIRQUEST | HRCU-A-CB (Split System: Heat Pump with Remote Outdoor Unit-Air-Source) | HVH825GKA2* |  |  | EA*4X43L21A*+WALLCON | *96CTN0801714B* | 24400 | 16.5 | 8.1 | 21200 | 16600 | 78.3% | 2.02 | 0 | 11 |  |  |  | No | R-410A | 2.0333 | Residential & Commercial | Ducted CEE Tier 1
213770798 | Central HP <5.4 tons | AIRQUEST | HRCU-A-CB (Split System: Heat Pump with Remote Outdoor Unit-Air-Source) | HVH825GKA2* |  |  | EA*4X30L17A*+WALLCON | *96CTN0801714B* | 23400 | 16.5 | 8.1 | 21600 | 16700 | 77.31% | 1.92 | 0 | 10.5 |  |  |  | No | R-410A | 1.95 | Residential & Commercial | Ducted CEE Tier 1
213770918 | Central HP <5.4 tons | AIRQUEST | HRCU-A-CB (Split System: Heat Pump with Remote Outdoor Unit-Air-Source) | HVH825GKA2* |  |  | EA*4X36L21A*+WALLCON | *80CTL0701716B* | 23600 | 16.5 | 8.1 | 21400 | 16700 | 78.04% | 1.94 | 0 | 10.5 |  |  |  | No | R-410A | 1.9667 | Residential & Commercial | Ducted CEE Tier 1
213771018 | Central HP <5.4 tons | AIRQUEST | HRCU-A-CB (Split System: Heat Pump with Remote Outdoor Unit-Air-Source) | HVH825GKA2* |  |  | EA*4X36L21A*+WALLCON | *96CTN1002122B* | 23600 | 16.5 | 8.1 | 21400 | 16600 | 77.57% | 1.94 | 0 | 11 |  |  |  | No | R-410A | 1.9667 | Residential & Commercial | Ducted CEE Tier 1
213771168 | Central HP <5.4 tons | AIRQUEST | HRCU-A-CB (Split System: Heat Pump with Remote Outdoor Unit-Air-Source) | HVH825GKA2* |  |  | EA*4X37L21A*+WALLCON | *80CTL1102120B* | 24400 | 17 | 8.5 | 21200 | 16600 | 78.3% | 2.04 | 0 | 11 |  |  |  | No | R-410A | 2.0333 | Residential & Commercial | Ducted CEE Tier 1
213770688 | Central HP <5.4 tons | AIRQUEST | HRCU-A-CB (Split System: Heat Pump with Remote Outdoor Unit-Air-Source) | HVH825GKA2* |  |  | EA*4X30L14A*+WALLCON | *80CTL0701412B* | 23400 | 16.5 | 8.1 | 21600 | 16700 | 77.31% | 1.92 | 0 | 11 |  |  |  | No | R-410A | 1.95 | Residential & Commercial | Ducted CEE Tier 1
213500937 | Central HP <5.4 tons | ACIQ | HRCU-A-CB (Split System: Heat Pump with Remote Outdoor Unit-Air-Source) | ACIQ-36-HPC |  |  | ACIQ-36-AHB* |  | 35000 | 16.3 | 9.5 | 39000 | 38000 | 97.44% | 1.8 | 0 | 11.7 |  |  |  | No | R-410A | 2.9167 | Residential & Commercial | Ducted CEE Tier 1
215487790 | Central HP <5.4 tons | AMANA | HRCU-A-CB (Split System: Heat Pump with Remote Outdoor Unit-Air-Source) | AZV6SA1810A* |  |  | CA*EA2418*3A* | A*VC800803B*A* | 17000 | 19 | 8.8 | 16800 | 13000 | 77.38% | 2.1 | 0 | 12 |  |  |  | No | R-32 | 1.4167 | Residential & Commercial | Ducted CEE Tier 1
215439705 | Central HP <5.4 tons | AMANA | HRCU-A-CB (Split System: Heat Pump with Remote Outdoor Unit-Air-Source) | AZV6SA1810A* |  |  | CA*EA3022*3A* | A*VS800805CUA* | 17000 | 19 | 8.8 | 16800 | 13000 | 77.38% | 2.1 | 0 | 12 |  |  |  | No | R-32 | 1.4167 | Residential & Commercial | Ducted CEE Tier 1
211230887 | Central HP <5.4 tons | COMFORTMAKER | HRCU-A-CB (Split System: Heat Pump with Remote Outdoor Unit-Air-Source) | DLCURAH36ABK |  |  | FMA4X36**AL* |  | 35800 | 17 | 8.1 | 40000 | 35200 | 88% | 1.86 | 0 | 10 |  |  |  | No | R-410A | 2.9833 | Residential & Commercial | Ducted CEE Tier 1
215669163 | Central HP <5.4 tons | BRYANT HEATING AND COOLING SYSTEMS | HRCU-A-CB (Split System: Heat Pump with Remote Outdoor Unit-Air-Source) | 290VAN036**AA* |  |  | CAA**4821AM*+UI | 88*TB60090C21*** | 33800 | 18 | 9 | 35000 | 25000 | 71.43% | 1.9 | 0 | 10 |  |  |  | No | R-454B | 2.8167 | Residential & Commercial | Ducted CEE Tier 1
215669733 | Central HP <5.4 tons | BRYANT HEATING AND COOLING SYSTEMS | HRCU-A-CB (Split System: Heat Pump with Remote Outdoor Unit-Air-Source) | 290VAN036**AA* |  |  | CAA**6124AM*+UI | 986TD66120C24*** | 35000 | 18.5 | 9 | 34400 | 24800 | 72.09% | 1.92 | 0 | 10.5 |  |  |  | No | R-454B | 2.9167 | Residential & Commercial | Ducted CEE Tier 1
215669483 | Central HP <5.4 tons | BRYANT HEATING AND COOLING SYSTEMS | HRCU-A-CB (Split System: Heat Pump with Remote Outdoor Unit-Air-Source) | 290VAN036**AA* |  |  | CAA**6121AM*+UI | 88*TB48090C17*** | 34800 | 18.5 | 9 | 34400 | 24800 | 72.09% | 1.92 | 0 | 10 |  |  |  | No | R-454B | 2.9 | Residential & Commercial | Ducted CEE Tier 1
211241495 | Central HP <5.4 tons | TEMPSTAR | HRCU-A-CB (Split System: Heat Pump with Remote Outdoor Unit-Air-Source) | DLCURAH24ABK |  |  | EA*4X30L17A* | *80VSL0701716A* | 23800 | 16.5 | 8.5 | 26200 | 23400 | 89.31% | 1.94 | 0 | 10 |  |  |  | No | R-410A | 1.9833 | Residential & Commercial | Ducted CEE Tier 1
212985772 | Central HP <5.4 tons | TEMPSTAR | HRCU-A-CB (Split System: Heat Pump with Remote Outdoor Unit-Air-Source) | DLCURAH24ABK |  |  | EA*4X24L17A* | *96MSN0261410A* | 23400 | 16.5 | 8.5 | 27000 | 21600 | 80% | 1.82 | 0 | 10 |  |  |  | No | R-410A | 1.95 | Residential & Commercial | Ducted CEE Tier 1
212985792 | Central HP <5.4 tons | TEMPSTAR | HRCU-A-CB (Split System: Heat Pump with Remote Outdoor Unit-Air-Source) | DLCURAH24ABK |  |  | EA*4X30L14A* | *96MSN0261410A* | 23400 | 16.5 | 8.5 | 26400 | 25000 | 94.7% | 2.08 | 0 | 10 |  |  |  | No | R-410A | 1.95 | Residential & Commercial | Ducted CEE Tier 1
212986594 | Central HP <5.4 tons | TEMPSTAR | HRCU-A-CB (Split System: Heat Pump with Remote Outdoor Unit-Air-Source) | DLCURAH24ABK |  |  | EA*4X37L17A* | *96MSN0401712A* | 24000 | 15.5 | 8.5 | 25600 | 22000 | 85.94% | 1.82 | 0 | 10 |  |  |  | No | R-410A | 2 | Residential & Commercial | Ducted CEE Tier 1
212986642 | Central HP <5.4 tons | TEMPSTAR | HRCU-A-CB (Split System: Heat Pump with Remote Outdoor Unit-Air-Source) | DLCURAH24ABK |  |  | EN(A,D,W)4X36L17** | *96MSN0401712A* | 23200 | 15.5 | 8.1 | 26000 | 24400 | 93.85% | 2.02 | 0 | 10 |  |  |  | No | R-410A | 1.9333 | Residential & Commercial | Ducted CEE Tier 1
213781906 | Central HP <5.4 tons | BRYANT HEATING AND COOLING SYSTEMS | HRCU-A-CB (Split System: Heat Pump with Remote Outdoor Unit-Air-Source) | 288BNV037*0**B* |  |  | CSPH*4212AL*+UI | 88*TB48070C17*** | 32400 | 16 | 8.1 | 33200 | 24800 | 74.7% | 1.92 | 0 | 11 |  |  |  | No | R-410A | 2.7 | Residential & Commercial | Ducted CEE Tier 1
215679328 | Central HP <5.4 tons | COMFORTMAKER | HRCU-A-CB (Split System: Heat Pump with Remote Outdoor Unit-Air-Source) | C5H0V36*K*AAA* |  |  | EA*5X37M21A*+WALLCON | *97CTN0802120A* | 34400 | 18 | 9 | 35400 | 25200 | 71.19% | 1.88 | 0 | 10 |  |  |  | No | R-454B | 2.8667 | Residential & Commercial | Ducted CEE Tier 1
215679598 | Central HP <5.4 tons | COMFORTMAKER | HRCU-A-CB (Split System: Heat Pump with Remote Outdoor Unit-Air-Source) | C5H0V36*K*AAA* |  |  | EA*5X61M21A*+WALLCON | *96CTN0802120B* | 34800 | 18 | 9 | 34400 | 24800 | 72.09% | 1.92 | 0 | 10.5 |  |  |  | No | R-454B | 2.9 | Residential & Commercial | Ducted CEE Tier 1
215937110 | Central HP <5.4 tons | DAY & NIGHT | HRCU-A-CB (Split System: Heat Pump with Remote Outdoor Unit-Air-Source) | C5H3V48*K*AAA* |  |  | EVM5X48M21A*+WALLCON | *96CTN0801714B* | 43000 | 19 | 8.1 | 53000 | 37600 | 70.94% | 2 | 0 | 11 |  |  |  | No | R-454B | 3.5833 | Residential & Commercial | Ducted CEE Tier 1
215937330 | Central HP <5.4 tons | DAY & NIGHT | HRCU-A-CB (Split System: Heat Pump with Remote Outdoor Unit-Air-Source) | C5H3V48*K*AAA* |  |  | EVM5X60M21A*+WALLCON | *80CTL0901716B* | 44500 | 20.5 | 8.1 | 53500 | 37600 | 70.28% | 1.95 | 0 | 11.5 |  |  |  | No | R-454B | 3.7083 | Residential & Commercial | Ducted CEE Tier 1
215937430 | Central HP <5.4 tons | DAY & NIGHT | HRCU-A-CB (Split System: Heat Pump with Remote Outdoor Unit-Air-Source) | C5H3V48*K*AAA* |  |  | EVM5X60M21A*+WALLCON | *96CTN0801714B* | 44000 | 20 | 8.1 | 53500 | 37600 | 70.28% | 2 | 0 | 11.5 |  |  |  | No | R-454B | 3.6667 | Residential & Commercial | Ducted CEE Tier 1
213774398 | Central HP <5.4 tons | AIRQUEST | HRCU-A-CB (Split System: Heat Pump with Remote Outdoor Unit-Air-Source) | HVH825GKA3* |  |  | EHD4X42AAL+WALLCON | *80CTL0701412B* | 24200 | 16 | 8.1 | 21200 | 16600 | 78.3% | 2 | 0 | 10.5 |  |  |  | No | R-410A | 2.0167 | Residential & Commercial | Ducted CEE Tier 1
213774498 | Central HP <5.4 tons | AIRQUEST | HRCU-A-CB (Split System: Heat Pump with Remote Outdoor Unit-Air-Source) | HVH825GKA3* |  |  | EHD4X42AAL+WALLCON | *97CMN1202422B* | 24200 | 16 | 8.1 | 21400 | 16600 | 77.57% | 2 | 0 | 10.5 |  |  |  | No | R-410A | 2.0167 | Residential & Commercial | Ducted CEE Tier 1
213774648 | Central HP <5.4 tons | AIRQUEST | HRCU-A-CB (Split System: Heat Pump with Remote Outdoor Unit-Air-Source) | HVH825GKA3* |  |  | EHD4X48AAL+WALLCON | *97CMN0801714B* | 24200 | 16 | 8.1 | 21400 | 16600 | 77.57% | 2 | 0 | 10.5 |  |  |  | No | R-410A | 2.0167 | Residential & Commercial | Ducted CEE Tier 1
213774718 | Central HP <5.4 tons | AIRQUEST | HRCU-A-CB (Split System: Heat Pump with Remote Outdoor Unit-Air-Source) | HVH825GKA3* |  |  | EHD4X48AAL+WALLCON | *96CTN1202422B* | 24200 | 16.5 | 8.1 | 21200 | 16600 | 78.3% | 2.02 | 0 | 11 |  |  |  | No | R-410A | 2.0167 | Residential & Commercial | Ducted CEE Tier 1
213779148 | Central HP <5.4 tons | AIRQUEST | HRCU-A-CB (Split System: Heat Pump with Remote Outdoor Unit-Air-Source) | HVH837GKA** |  |  | EA*4X42L21A*+WALLCON | *96CTN0601714B* | 31600 | 16.5 | 8.1 | 33200 | 24600 | 74.1% | 1.86 | 0 | 10.5 |  |  |  | No | R-410A | 2.6333 | Residential & Commercial | Ducted CEE Tier 1
213779198 | Central HP <5.4 tons | AIRQUEST | HRCU-A-CB (Split System: Heat Pump with Remote Outdoor Unit-Air-Source) | HVH837GKA** |  |  | EA*4X42L24A*+WALLCON | *80CTL1352422B* | 31800 | 17 | 8.1 | 33000 | 24200 | 73.33% | 1.88 | 0 | 11 |  |  |  | No | R-410A | 2.65 | Residential & Commercial | Ducted CEE Tier 1
213779348 | Central HP <5.4 tons | AIRQUEST | HRCU-A-CB (Split System: Heat Pump with Remote Outdoor Unit-Air-Source) | HVH837GKA** |  |  | EA*4X43L21A*+WALLCON | *96CTN0801714B* | 32800 | 17 | 8.5 | 32800 | 25200 | 76.83% | 1.96 | 0 | 11 |  |  |  | No | R-410A | 2.7333 | Residential & Commercial | Ducted CEE Tier 1
213349159 | Central HP <5.4 tons | GOODMAN | HRCU-A-CB (Split System: Heat Pump with Remote Outdoor Unit-Air-Source) | GSZS601810A* |  |  | CA*EA2422*4A*+MBVC1200**-1A* |  | 16600 | 17.5 | 8.5 | 17400 | 13000 | 74.71% | 2.1 | 0 | 10.9 |  |  |  | No | R-410A | 1.3833 | Residential & Commercial | Ducted CEE Tier 1
213076984 | Central HP <5.4 tons | TEMPSTAR | HRCU-A-CB (Split System: Heat Pump with Remote Outdoor Unit-Air-Source) | DLCURAH36ABK |  |  | EA*4X43L21A* | *96VSN0801716B* | 36600 | 15.5 | 8.5 | 38500 | 34800 | 90.39% | 2 | 0 | 10 |  |  |  | No | R-410A | 3.05 | Residential & Commercial | Ducted CEE Tier 1
213077154 | Central HP <5.4 tons | TEMPSTAR | HRCU-A-CB (Split System: Heat Pump with Remote Outdoor Unit-Air-Source) | DLCURAH36ABK |  |  | EA*4X37L21A* | *96VSN1002120B* | 36200 | 16 | 8.5 | 38000 | 35200 | 92.63% | 1.88 | 0 | 10 |  |  |  | No | R-410A | 3.0167 | Residential & Commercial | Ducted CEE Tier 1
213077595 | Central HP <5.4 tons | TEMPSTAR | HRCU-A-CB (Split System: Heat Pump with Remote Outdoor Unit-Air-Source) | DLCURAH36ABK |  |  | EA*4X36L21A* | *96VTN1002120B* | 35200 | 16 | 8.1 | 38500 | 35200 | 91.43% | 1.82 | 0 | 10 |  |  |  | No | R-410A | 2.9333 | Residential & Commercial | Ducted CEE Tier 1
213077647 | Central HP <5.4 tons | TEMPSTAR | HRCU-A-CB (Split System: Heat Pump with Remote Outdoor Unit-Air-Source) | DLCURAH36ABK |  |  | EA*4X43L21A* | *96VTN1002120B* | 36200 | 16.5 | 8.5 | 38000 | 34800 | 91.58% | 2.04 | 0 | 10 |  |  |  | No | R-410A | 3.0167 | Residential & Commercial | Ducted CEE Tier 1
211081224 | Central HP <5.4 tons | TRANE | HRCU-A-CB (Split System: Heat Pump with Remote Outdoor Unit-Air-Source) | 4TWV0X60A1 |  |  | 4TXCD010DS3 | S8V2D120M5PDA | 54000 | 19 | 8.2 | 52000 | 39500 | 75.96% | 1.83 | 12 | 11.7 |  |  |  | No | R-410A | 4.5 | Residential & Commercial | Ducted CEE Tier 1
213771188 | Central HP <5.4 tons | AIRQUEST | HRCU-A-CB (Split System: Heat Pump with Remote Outdoor Unit-Air-Source) | HVH825GKA2* |  |  | EA*4X37L21A*+WALLCON | *97CMN0601714B* | 24200 | 16 | 8.1 | 21200 | 16700 | 78.77% | 2.02 | 0 | 10.5 |  |  |  | No | R-410A | 2.0167 | Residential & Commercial | Ducted CEE Tier 1
213771388 | Central HP <5.4 tons | AIRQUEST | HRCU-A-CB (Split System: Heat Pump with Remote Outdoor Unit-Air-Source) | HVH825GKA2* |  |  | EA*4X42L24A*+WALLCON | *80CTL1352422B* | 23800 | 16.5 | 8.1 | 21400 | 16600 | 77.57% | 1.96 | 0 | 11 |  |  |  | No | R-410A | 1.9833 | Residential & Commercial | Ducted CEE Tier 1
213771648 | Central HP <5.4 tons | AIRQUEST | HRCU-A-CB (Split System: Heat Pump with Remote Outdoor Unit-Air-Source) | HVH825GKA2* |  |  | EA*4X48L21A*+WALLCON | *96CTN0601714B* | 24000 | 16.5 | 8.1 | 21000 | 16600 | 79.05% | 2 | 0 | 10.5 |  |  |  | No | R-410A | 2 | Residential & Commercial | Ducted CEE Tier 1
214066528 | Central HP <5.4 tons | RUUD | HRCU-A-CB (Split System: Heat Pump with Remote Outdoor Unit-Air-Source) | RD17AZ36AJ3N |  |  | RCFZ3621MTANM | R921V0603A17M4S | 34200 | 18 | 8.1 | 34200 | 29800 | 87.13% | 1.9 | 0 | 10 |  |  |  | No | R-410A | 2.85 | Residential & Commercial | Ducted CEE Tier 1
214066710 | Central HP <5.4 tons | RUUD | HRCU-A-CB (Split System: Heat Pump with Remote Outdoor Unit-Air-Source) | RD17AZ36AJ3N |  |  | RCFZ3621MTANM | R921V0703A17M4S | 34200 | 18 | 8.1 | 34200 | 29600 | 86.55% | 1.9 | 0 | 10 |  |  |  | No | R-410A | 2.85 | Residential & Commercial | Ducted CEE Tier 1
214066667 | Central HP <5.4 tons | RUUD | HRCU-A-CB (Split System: Heat Pump with Remote Outdoor Unit-Air-Source) | RD17AZ36AJ3N |  |  | RCFZ3621MTANM | U98MV0603A17UPS | 34200 | 18 | 8.1 | 34200 | 29800 | 87.13% | 1.9 | 0 | 10 |  |  |  | No | R-410A | 2.85 | Residential & Commercial | Ducted CEE Tier 1
214066717 | Central HP <5.4 tons | RUUD | HRCU-A-CB (Split System: Heat Pump with Remote Outdoor Unit-Air-Source) | RD17AZ36AJ3N |  |  | RCFZ3621MTANM | R921V0403A17M4S | 34200 | 18 | 8.1 | 34200 | 29600 | 86.55% | 1.9 | 0 | 10 |  |  |  | No | R-410A | 2.85 | Residential & Commercial | Ducted CEE Tier 1
213077244 | Central HP <5.4 tons | TEMPSTAR | HRCU-A-CB (Split System: Heat Pump with Remote Outdoor Unit-Air-Source) | DLCURAH36ABK |  |  | EA*4X42L24A* | *96VSN1202422B* | 35400 | 16 | 8.1 | 38500 | 34800 | 90.39% | 2.04 | 0 | 10 |  |  |  | No | R-410A | 2.95 | Residential & Commercial | Ducted CEE Tier 1
213078625 | Central HP <5.4 tons | TEMPSTAR | HRCU-A-CB (Split System: Heat Pump with Remote Outdoor Unit-Air-Source) | DLCURAH36ABK |  |  | EA*4X37L21A* | *80MS(N,L)1102120A* | 36600 | 16.5 | 8.5 | 38000 | 34800 | 91.58% | 2.06 | 0 | 10 |  |  |  | No | R-410A | 3.05 | Residential & Commercial | Ducted CEE Tier 1
213080170 | Central HP <5.4 tons | TEMPSTAR | HRCU-A-CB (Split System: Heat Pump with Remote Outdoor Unit-Air-Source) | DLCURAH36ABK |  |  | EA*4X42L21A* | *96MSN0802120A* | 35600 | 16 | 8.1 | 38500 | 35200 | 91.43% | 1.9 | 0 | 10 |  |  |  | No | R-410A | 2.9667 | Residential & Commercial | Ducted CEE Tier 1
213080218 | Central HP <5.4 tons | TEMPSTAR | HRCU-A-CB (Split System: Heat Pump with Remote Outdoor Unit-Air-Source) | DLCURAH36ABK |  |  | EA*4X48L24A* | *96MSN0802120A* | 36000 | 16 | 8.5 | 38000 | 35400 | 93.16% | 1.78 | 0 | 10 |  |  |  | No | R-410A | 3 | Residential & Commercial | Ducted CEE Tier 1
213773178 | Central HP <5.4 tons | AIRQUEST | HRCU-A-CB (Split System: Heat Pump with Remote Outdoor Unit-Air-Source) | HVH825GKA3* |  |  | EA*4X37L17A*+WALLCON | *80CTL0701716B* | 24200 | 16.5 | 8.1 | 21400 | 16700 | 78.04% | 1.98 | 0 | 10.5 |  |  |  | No | R-410A | 2.0167 | Residential & Commercial | Ducted CEE Tier 1
213773578 | Central HP <5.4 tons | AIRQUEST | HRCU-A-CB (Split System: Heat Pump with Remote Outdoor Unit-Air-Source) | HVH825GKA3* |  |  | EA*4X43L21A*+WALLCON | *80CTL0701716B* | 24400 | 17 | 8.1 | 21200 | 16600 | 78.3% | 2.02 | 0 | 11 |  |  |  | No | R-410A | 2.0333 | Residential & Commercial | Ducted CEE Tier 1
213774598 | Central HP <5.4 tons | AIRQUEST | HRCU-A-CB (Split System: Heat Pump with Remote Outdoor Unit-Air-Source) | HVH825GKA3* |  |  | EHD4X48AAL+WALLCON | *80CTL0902120B* | 24200 | 16 | 8.1 | 21200 | 16600 | 78.3% | 2.02 | 0 | 10.5 |  |  |  | No | R-410A | 2.0167 | Residential & Commercial | Ducted CEE Tier 1
212986338 | Central HP <5.4 tons | HEIL | HRCU-A-CB (Split System: Heat Pump with Remote Outdoor Unit-Air-Source) | DLCURAH18ABK |  |  | EN(A,D)4X18L14** | *96MSN0401410A* | 17200 | 15.5 | 8.5 | 18500 | 19800 | 107% | 2.38 | 0 | 10.5 |  |  |  | No | R-410A | 1.4333 | Residential & Commercial | Ducted CEE Tier 1
212986386 | Central HP <5.4 tons | HEIL | HRCU-A-CB (Split System: Heat Pump with Remote Outdoor Unit-Air-Source) | DLCURAH18ABK |  |  | EN(A,D)4X30L17** | *96MSN0401410A* | 17600 | 16 | 8.1 | 18200 | 18700 | 102.7% | 2.24 | 0 | 11 |  |  |  | No | R-410A | 1.4667 | Residential & Commercial | Ducted CEE Tier 1
211259588 | Central HP <5.4 tons | TEMPSTAR | HRCU-A-CB (Split System: Heat Pump with Remote Outdoor Unit-Air-Source) | DLCURAH18ABK |  |  | EA*4X19L17A* | *80VSL0451412A* | 18200 | 16.5 | 8.5 | 18200 | 17600 | 96.7% | 2.14 | 0 | 11 |  |  |  | No | R-410A | 1.5167 | Residential & Commercial | Ducted CEE Tier 1
211259638 | Central HP <5.4 tons | TEMPSTAR | HRCU-A-CB (Split System: Heat Pump with Remote Outdoor Unit-Air-Source) | DLCURAH18ABK |  |  | EA*4X19L17A* | *96VSN0401712A* | 18200 | 15.5 | 8.5 | 18300 | 17600 | 96.17% | 2.12 | 0 | 10.5 |  |  |  | No | R-410A | 1.5167 | Residential & Commercial | Ducted CEE Tier 1
211259854 | Central HP <5.4 tons | TEMPSTAR | HRCU-A-CB (Split System: Heat Pump with Remote Outdoor Unit-Air-Source) | DLCURAH18ABK |  |  | EA*4X19L17A* | *96VTN0601412A* | 18400 | 16 | 8.5 | 18400 | 17600 | 95.65% | 2.12 | 0 | 11 |  |  |  | No | R-410A | 1.5333 | Residential & Commercial | Ducted CEE Tier 1
211260040 | Central HP <5.4 tons | TEMPSTAR | HRCU-A-CB (Split System: Heat Pump with Remote Outdoor Unit-Air-Source) | DLCURAH18ABK |  |  | EA*4X19L17A* | OMV098J12* | 18800 | 16 | 8.5 | 18800 | 17500 | 93.09% | 2.12 | 0 | 11 |  |  |  | No | R-410A | 1.5667 | Residential & Commercial | Ducted CEE Tier 1
211260133 | Central HP <5.4 tons | TEMPSTAR | HRCU-A-CB (Split System: Heat Pump with Remote Outdoor Unit-Air-Source) | DLCURAH18ABK |  |  | EA*4X24L14A* | *95ESN0401410A* | 17700 | 15.5 | 8.5 | 18700 | 19000 | 101.6% | 2.28 | 0 | 10.5 |  |  |  | No | R-410A | 1.475 | Residential & Commercial | Ducted CEE Tier 1
211260172 | Central HP <5.4 tons | TEMPSTAR | HRCU-A-CB (Split System: Heat Pump with Remote Outdoor Unit-Air-Source) | DLCURAH18ABK |  |  | EA*4X24L14A* | *96VTN0601412A* | 17800 | 16 | 8.5 | 18800 | 19000 | 101.1% | 2.28 | 0 | 10.5 |  |  |  | No | R-410A | 1.4833 | Residential & Commercial | Ducted CEE Tier 1
211260733 | Central HP <5.4 tons | TEMPSTAR | HRCU-A-CB (Split System: Heat Pump with Remote Outdoor Unit-Air-Source) | DLCURAH18ABK |  |  | EA*4X25L17A* | *96VSN0401712A* | 18200 | 15.5 | 8.5 | 18200 | 17500 | 96.15% | 2.12 | 0 | 10.5 |  |  |  | No | R-410A | 1.5167 | Residential & Commercial | Ducted CEE Tier 1
213773128 | Central HP <5.4 tons | AIRQUEST | HRCU-A-CB (Split System: Heat Pump with Remote Outdoor Unit-Air-Source) | HVH825GKA3* |  |  | EA*4X36L21A*+WALLCON | *96CTN0601714B* | 23400 | 16.5 | 8.1 | 21600 | 16700 | 77.31% | 1.92 | 0 | 10.5 |  |  |  | No | R-410A | 1.95 | Residential & Commercial | Ducted CEE Tier 1
213773378 | Central HP <5.4 tons | AIRQUEST | HRCU-A-CB (Split System: Heat Pump with Remote Outdoor Unit-Air-Source) | HVH825GKA3* |  |  | EA*4X42L21A*+WALLCON | *80CTL0451712B* | 23600 | 16.5 | 8.1 | 21600 | 16700 | 77.31% | 1.94 | 0 | 10.5 |  |  |  | No | R-410A | 1.9667 | Residential & Commercial | Ducted CEE Tier 1
215936090 | Central HP <5.4 tons | DAY & NIGHT | HRCU-A-CB (Split System: Heat Pump with Remote Outdoor Unit-Air-Source) | C5H3V36*K*AAA* |  |  | EVD5X42M21A*+WALLCON | *97CMN0801714B* | 34200 | 20.5 | 8.5 | 39000 | 28600 | 73.33% | 2.02 | 0 | 11.5 |  |  |  | No | R-454B | 2.85 | Residential & Commercial | Ducted CEE Tier 1
215936310 | Central HP <5.4 tons | DAY & NIGHT | HRCU-A-CB (Split System: Heat Pump with Remote Outdoor Unit-Air-Source) | C5H3V36*K*AAA* |  |  | EVD5X48M24A*+WALLCON | *80CTL0702120B* | 35000 | 21.5 | 8.5 | 38500 | 28400 | 73.77% | 2.04 | 0 | 12 |  |  |  | No | R-454B | 2.9167 | Residential & Commercial | Ducted CEE Tier 1
215936510 | Central HP <5.4 tons | DAY & NIGHT | HRCU-A-CB (Split System: Heat Pump with Remote Outdoor Unit-Air-Source) | C5H3V36*K*AAA* |  |  | EVD5X49M24A*+WALLCON | *97CMN0802120B* | 35400 | 21.5 | 8.5 | 38000 | 28400 | 74.74% | 2.04 | 0 | 12 |  |  |  | No | R-454B | 2.95 | Residential & Commercial | Ducted CEE Tier 1
215936910 | Central HP <5.4 tons | DAY & NIGHT | HRCU-A-CB (Split System: Heat Pump with Remote Outdoor Unit-Air-Source) | C5H3V36*K*AAA* |  |  | EVD5X61M21A*+WALLCON | *97CMN0801714B* | 35600 | 21.5 | 8.5 | 38000 | 28800 | 75.79% | 2.04 | 0 | 12 |  |  |  | No | R-454B | 2.9667 | Residential & Commercial | Ducted CEE Tier 1
215678264 | Central HP <5.4 tons | BRYANT HEATING AND COOLING SYSTEMS | HRCU-A-CB (Split System: Heat Pump with Remote Outdoor Unit-Air-Source) | 290VAN024**AA* |  |  | CAA**3017AM*+UI | 83*CB36040C17*** | 23200 | 17 | 8.5 | 23600 | 16600 | 70.34% | 1.98 | 0 | 10 |  |  |  | No | R-454B | 1.9333 | Residential & Commercial | Ducted CEE Tier 1
216570955 | Central HP <5.4 tons | AMERICAN STANDARD | HRCU-A-CB (Split System: Heat Pump with Remote Outdoor Unit-Air-Source) | 5A6V0X36A1 |  |  | 5PX*B006AS3 | S8V2A040M3PDB | 34800 | 20 | 9.4 | 32400 | 25000 | 77.16% | 2.1 | 0 | 12 |  |  |  | No | R-454B | 2.9 | Residential & Commercial | Ducted CEE Tier 1
216570973 | Central HP <5.4 tons | AMERICAN STANDARD | HRCU-A-CB (Split System: Heat Pump with Remote Outdoor Unit-Air-Source) | 5A6V0X36A1 |  |  | 5PX*C005AS3 | S8V2C100M5PDB | 34200 | 19.2 | 9.4 | 31400 | 25000 | 79.62% | 2.1 | 0 | 12 |  |  |  | No | R-454B | 2.85 | Residential & Commercial | Ducted CEE Tier 1
211242600 | Central HP <5.4 tons | COMFORTMAKER | HRCU-A-CB (Split System: Heat Pump with Remote Outdoor Unit-Air-Source) | DLCURAH24ABK |  |  | EA*4X36L21A* | *80ES(N,L)0902120A* | 24800 | 17 | 8.5 | 26600 | 22000 | 82.71% | 1.82 | 0 | 10 |  |  |  | No | R-410A | 2.0667 | Residential & Commercial | Ducted CEE Tier 1
212986964 | Central HP <5.4 tons | HEIL | HRCU-A-CB (Split System: Heat Pump with Remote Outdoor Unit-Air-Source) | DLCURAH24ABK |  |  | EN(A,D)4X30L17** | *96MSN0601412A* | 23600 | 16.5 | 8.1 | 26400 | 24200 | 91.67% | 2.02 | 0 | 10 |  |  |  | No | R-410A | 1.9667 | Residential & Commercial | Ducted CEE Tier 1
211243796 | Central HP <5.4 tons | DAY & NIGHT | HRCU-A-CB (Split System: Heat Pump with Remote Outdoor Unit-Air-Source) | DLCURAH24ABK |  |  | EN(A,D)4X24L14** | *80ES(N,L)0451412A* | 24200 | 15.5 | 8.5 | 27200 | 22600 | 83.09% | 1.86 | 0 | 10 |  |  |  | No | R-410A | 2.0167 | Residential & Commercial | Ducted CEE Tier 1
211243830 | Central HP <5.4 tons | DAY & NIGHT | HRCU-A-CB (Split System: Heat Pump with Remote Outdoor Unit-Air-Source) | DLCURAH24ABK |  |  | EN(A,D)4X24L14** | *80ES(N,L)0701412A* | 23800 | 16 | 8.5 | 26800 | 23200 | 86.57% | 1.92 | 0 | 10 |  |  |  | No | R-410A | 1.9833 | Residential & Commercial | Ducted CEE Tier 1
213773528 | Central HP <5.4 tons | AIRQUEST | HRCU-A-CB (Split System: Heat Pump with Remote Outdoor Unit-Air-Source) | HVH825GKA3* |  |  | EA*4X42L24A*+WALLCON | *97CMN1002122B* | 23800 | 16.5 | 8.1 | 21400 | 16600 | 77.57% | 1.96 | 0 | 11 |  |  |  | No | R-410A | 1.9833 | Residential & Commercial | Ducted CEE Tier 1
211260801 | Central HP <5.4 tons | TEMPSTAR | HRCU-A-CB (Split System: Heat Pump with Remote Outdoor Unit-Air-Source) | DLCURAH18ABK |  |  | EA*4X25L17A* | *80VSL0451716A* | 18100 | 16 | 8.5 | 18000 | 17500 | 97.22% | 2.12 | 0 | 10.5 |  |  |  | No | R-410A | 1.5083 | Residential & Commercial | Ducted CEE Tier 1
213778928 | Central HP <5.4 tons | AIRQUEST | HRCU-A-CB (Split System: Heat Pump with Remote Outdoor Unit-Air-Source) | HVH837GKA** |  |  | EA*4X36L21A*+WALLCON | *96CTN1002122B* | 31600 | 17 | 8.1 | 32800 | 24200 | 73.78% | 1.86 | 0 | 11 |  |  |  | No | R-410A | 2.6333 | Residential & Commercial | Ducted CEE Tier 1
213778978 | Central HP <5.4 tons | AIRQUEST | HRCU-A-CB (Split System: Heat Pump with Remote Outdoor Unit-Air-Source) | HVH837GKA** |  |  | EA*4X37L21A*+WALLCON | *80CTL1102120B* | 33000 | 17 | 8.5 | 32800 | 25000 | 76.22% | 1.98 | 0 | 11.5 |  |  |  | No | R-410A | 2.75 | Residential & Commercial | Ducted CEE Tier 1
213779008 | Central HP <5.4 tons | AIRQUEST | HRCU-A-CB (Split System: Heat Pump with Remote Outdoor Unit-Air-Source) | HVH837GKA** |  |  | EA*4X37L21A*+WALLCON | *97CMN0801714B* | 32800 | 17 | 8.1 | 33000 | 25200 | 76.36% | 1.96 | 0 | 11 |  |  |  | No | R-410A | 2.7333 | Residential & Commercial | Ducted CEE Tier 1
213773688 | Central HP <5.4 tons | AIRQUEST | HRCU-A-CB (Split System: Heat Pump with Remote Outdoor Unit-Air-Source) | HVH825GKA3* |  |  | EA*4X48L21A*+WALLCON | *80CTL0451712B* | 24000 | 16.5 | 8.1 | 21000 | 16700 | 79.52% | 2 | 0 | 10.5 |  |  |  | No | R-410A | 2 | Residential & Commercial | Ducted CEE Tier 1
213080254 | Central HP <5.4 tons | TEMPSTAR | HRCU-A-CB (Split System: Heat Pump with Remote Outdoor Unit-Air-Source) | DLCURAH36ABK |  |  | EN(A,D,W)4X48L21** | *96MSN0802120A* | 36200 | 16 | 8.1 | 38500 | 35000 | 90.91% | 2.02 | 0 | 10 |  |  |  | No | R-410A | 3.0167 | Residential & Commercial | Ducted CEE Tier 1
215670617 | Central HP <5.4 tons | BRYANT HEATING AND COOLING SYSTEMS | HRCU-A-CB (Split System: Heat Pump with Remote Outdoor Unit-Air-Source) | 290VAN036**AA* |  |  | FE5BNBD60L*+UI |  | 35400 | 19.5 | 9.5 | 34000 | 24400 | 71.76% | 2.04 | 0 | 11.5 |  |  |  | No | R-454B | 2.95 | Residential & Commercial | Ducted CEE Tier 1
216571241 | Central HP <5.4 tons | AMERICAN STANDARD | HRCU-A-CB (Split System: Heat Pump with Remote Outdoor Unit-Air-Source) | 5A6V8X36A1 |  |  | 5PX*B006AS3 | *UHMB060CCV3+LRP | 32800 | 18.1 | 8.5 | 33600 | 25800 | 76.79% | 2.1 | 0 | 10 |  |  |  | No | R-454B | 2.7333 | Residential & Commercial | Ducted CEE Tier 1
215434292 | Central HP <5.4 tons | AMANA | HRCU-A-CB (Split System: Heat Pump with Remote Outdoor Unit-Air-Source) | AZV7SA4210A* |  |  | CHPEA4830*3A* | A*VT960804CNA* | 40500 | 16.5 | 8.6 | 41000 | 31000 | 75.61% | 2 | 0 | 10 |  |  |  | No | R-32 | 3.375 | Residential & Commercial | Ducted CEE Tier 1
215429746 | Central HP <5.4 tons | GOODMAN | HRCU-A-CB (Split System: Heat Pump with Remote Outdoor Unit-Air-Source) | GZV7SA3610A* |  |  | AHVE48CP0300A* |  | 34800 | 18.5 | 8.5 | 35000 | 28400 | 81.14% | 2 | 0 | 10.5 |  |  |  | No | R-32 | 2.9 | Residential & Commercial | Ducted CEE Tier 1
215434217 | Central HP <5.4 tons | GOODMAN | HRCU-A-CB (Split System: Heat Pump with Remote Outdoor Unit-Air-Source) | GZV7SA3610A* |  |  | CA*EA6030*3A* | G*VS800805CUA* | 35000 | 18.5 | 8.5 | 35000 | 28400 | 81.14% | 2 | 0 | 10.5 |  |  |  | No | R-32 | 2.9167 | Residential & Commercial | Ducted CEE Tier 1
215434291 | Central HP <5.4 tons | AMANA | HRCU-A-CB (Split System: Heat Pump with Remote Outdoor Unit-Air-Source) | AZV7SA4210A* |  |  | CHPEA4830*3A* | A*VT801005C*A* | 40500 | 17 | 8.6 | 41000 | 31000 | 75.61% | 2 | 0 | 10 |  |  |  | No | R-32 | 3.375 | Residential & Commercial | Ducted CEE Tier 1
212987014 | Central HP <5.4 tons | HEIL | HRCU-A-CB (Split System: Heat Pump with Remote Outdoor Unit-Air-Source) | DLCURAH18ABK |  |  | EA*4X25L17A* | *96MSN0601412A* | 17800 | 16.5 | 8.1 | 17700 | 17700 | 100% | 2.14 | 0 | 10.5 |  |  |  | No | R-410A | 1.4833 | Residential & Commercial | Ducted CEE Tier 1
213774688 | Central HP <5.4 tons | AIRQUEST | HRCU-A-CB (Split System: Heat Pump with Remote Outdoor Unit-Air-Source) | HVH825GKA3* |  |  | EHD4X48AAL+WALLCON | *96CTN0601714B* | 24200 | 16 | 8.1 | 21400 | 16600 | 77.57% | 2 | 0 | 10.5 |  |  |  | No | R-410A | 2.0167 | Residential & Commercial | Ducted CEE Tier 1
213772454 | Central HP <5.4 tons | TEMPSTAR | HRCU-A-CB (Split System: Heat Pump with Remote Outdoor Unit-Air-Source) | TVH825GKA2* |  |  | EHD4X48AAL+WALLCON | *80CTL0701716B* | 24200 | 16.5 | 8.1 | 21200 | 16600 | 78.3% | 2.02 | 0 | 10.5 |  |  |  | No | R-410A | 2.0167 | Residential & Commercial | Ducted CEE Tier 1
215678304 | Central HP <5.4 tons | BRYANT HEATING AND COOLING SYSTEMS | HRCU-A-CB (Split System: Heat Pump with Remote Outdoor Unit-Air-Source) | 290VAN024**AA* |  |  | CAA**3617AM*+UI | 83*CB36040C17*** | 23200 | 17 | 8.5 | 23400 | 16500 | 70.51% | 2 | 0 | 10 |  |  |  | No | R-454B | 1.9333 | Residential & Commercial | Ducted CEE Tier 1
213772758 | Central HP <5.4 tons | AIRQUEST | HRCU-A-CB (Split System: Heat Pump with Remote Outdoor Unit-Air-Source) | HVH825GKA3* |  |  | EA*4X25L17A*+WALLCON | *95CSU0601716B* | 24200 | 16.5 | 8.1 | 21400 | 16700 | 78.04% | 2 | 0 | 10.5 |  |  |  | No | R-410A | 2.0167 | Residential & Commercial | Ducted CEE Tier 1
213772978 | Central HP <5.4 tons | AIRQUEST | HRCU-A-CB (Split System: Heat Pump with Remote Outdoor Unit-Air-Source) | HVH825GKA3* |  |  | EA*4X36L17A*+WALLCON | *95CSU0601716B* | 23400 | 16.5 | 8.1 | 21600 | 16700 | 77.31% | 1.92 | 0 | 10.5 |  |  |  | No | R-410A | 1.95 | Residential & Commercial | Ducted CEE Tier 1
213772718 | Central HP <5.4 tons | AIRQUEST | HRCU-A-CB (Split System: Heat Pump with Remote Outdoor Unit-Air-Source) | HVH825GKA3* |  |  | EA*4X25L17A*+WALLCON | *80CTL0451712B* | 24200 | 16.5 | 8.1 | 21400 | 16700 | 78.04% | 2 | 0 | 10.5 |  |  |  | No | R-410A | 2.0167 | Residential & Commercial | Ducted CEE Tier 1
213774698 | Central HP <5.4 tons | AIRQUEST | HRCU-A-CB (Split System: Heat Pump with Remote Outdoor Unit-Air-Source) | HVH825GKA3* |  |  | EHD4X48AAL+WALLCON | *96CTN0801714B* | 24200 | 16 | 8.1 | 21400 | 16600 | 77.57% | 2 | 0 | 10.5 |  |  |  | No | R-410A | 2.0167 | Residential & Commercial | Ducted CEE Tier 1
213778808 | Central HP <5.4 tons | AIRQUEST | HRCU-A-CB (Split System: Heat Pump with Remote Outdoor Unit-Air-Source) | HVH837GKA** |  |  | EA*4X36L17A*+WALLCON | *96CTN0801714B* | 31400 | 16.5 | 8.1 | 33200 | 24400 | 73.49% | 1.82 | 0 | 10.5 |  |  |  | No | R-410A | 2.6167 | Residential & Commercial | Ducted CEE Tier 1
215669333 | Central HP <5.4 tons | BRYANT HEATING AND COOLING SYSTEMS | HRCU-A-CB (Split System: Heat Pump with Remote Outdoor Unit-Air-Source) | 290VAN036**AA* |  |  | CAA**6024AM*+UI | 88*TB66135C24*** | 34400 | 18.5 | 9 | 34200 | 24600 | 71.93% | 1.92 | 0 | 10.5 |  |  |  | No | R-454B | 2.8667 | Residential & Commercial | Ducted CEE Tier 1
215669433 | Central HP <5.4 tons | BRYANT HEATING AND COOLING SYSTEMS | HRCU-A-CB (Split System: Heat Pump with Remote Outdoor Unit-Air-Source) | 290VAN036**AA* |  |  | CAA**6121AM*+UI | 83*CA48060C17*** | 34800 | 18 | 9 | 34400 | 24800 | 72.09% | 1.9 | 0 | 10 |  |  |  | No | R-454B | 2.9 | Residential & Commercial | Ducted CEE Tier 1
211244062 | Central HP <5.4 tons | DAY & NIGHT | HRCU-A-CB (Split System: Heat Pump with Remote Outdoor Unit-Air-Source) | DLCURAH24ABK |  |  | EN(A,D)4X24L17** | *96VTN0401410A* | 23400 | 15.5 | 8.5 | 26600 | 24000 | 90.23% | 1.96 | 0 | 10 |  |  |  | No | R-410A | 1.95 | Residential & Commercial | Ducted CEE Tier 1
211244173 | Central HP <5.4 tons | DAY & NIGHT | HRCU-A-CB (Split System: Heat Pump with Remote Outdoor Unit-Air-Source) | DLCURAH24ABK |  |  | EN(A,D)4X24L17** | *92ESN0801716A* | 23800 | 16.5 | 8.5 | 26800 | 23200 | 86.57% | 1.92 | 0 | 10 |  |  |  | No | R-410A | 1.9833 | Residential & Commercial | Ducted CEE Tier 1
216570989 | Central HP <5.4 tons | AMERICAN STANDARD | HRCU-A-CB (Split System: Heat Pump with Remote Outdoor Unit-Air-Source) | 5A6V0X36A1 |  |  | 5PX*C007AS3 | S8V2C100M5PDB | 35400 | 20 | 10 | 32200 | 25000 | 77.64% | 2.1 | 0 | 12.7 |  |  |  | No | R-454B | 2.95 | Residential & Commercial | Ducted CEE Tier 1
216571023 | Central HP <5.4 tons | AMERICAN STANDARD | HRCU-A-CB (Split System: Heat Pump with Remote Outdoor Unit-Air-Source) | 5A6V0X36A1 |  |  | 5TXCB004AS3 | *DHMB060CCV3+LRP | 32000 | 17 | 9.4 | 31200 | 24600 | 78.85% | 2 | 0 | 11.2 |  |  |  | No | R-454B | 2.6667 | Residential & Commercial | Ducted CEE Tier 1
216571039 | Central HP <5.4 tons | AMERICAN STANDARD | HRCU-A-CB (Split System: Heat Pump with Remote Outdoor Unit-Air-Source) | 5A6V0X36A1 |  |  | 5TXCB006AS3 | *UHMB080CCV3+LRP | 35000 | 20.4 | 9.7 | 32600 | 25000 | 76.69% | 2.1 | 0 | 12.5 |  |  |  | No | R-454B | 2.9167 | Residential & Commercial | Ducted CEE Tier 1
216571073 | Central HP <5.4 tons | AMERICAN STANDARD | HRCU-A-CB (Split System: Heat Pump with Remote Outdoor Unit-Air-Source) | 5A6V0X36A1 |  |  | 5TXCC009AS3 | S8V2C100M5PDB | 35800 | 20 | 9.7 | 32000 | 24800 | 77.5% | 2.2 | 0 | 12.7 |  |  |  | No | R-454B | 2.9833 | Residential & Commercial | Ducted CEE Tier 1
212971189 | Central HP <5.4 tons | HEIL | HRCU-A-CB (Split System: Heat Pump with Remote Outdoor Unit-Air-Source) | DLCURAH24ABK |  |  | EA*4X37L17A* | *80VTL0451412B* | 24200 | 17 | 8.5 | 25200 | 22000 | 87.3% | 1.84 | 0 | 10 |  |  |  | No | R-410A | 2.0167 | Residential & Commercial | Ducted CEE Tier 1
215670537 | Central HP <5.4 tons | BRYANT HEATING AND COOLING SYSTEMS | HRCU-A-CB (Split System: Heat Pump with Remote Outdoor Unit-Air-Source) | 290VAN036**AA* |  |  | CSAH*6012AM*+UI | 987MC66100C21*** | 34600 | 17 | 8.5 | 34600 | 24800 | 71.68% | 1.92 | 0 | 10 |  |  |  | No | R-454B | 2.8833 | Residential & Commercial | Ducted CEE Tier 1
212986638 | Central HP <5.4 tons | HEIL | HRCU-A-CB (Split System: Heat Pump with Remote Outdoor Unit-Air-Source) | DLCURAH24ABK |  |  | EN(A,D,W)4X36L17** | *96MSN0401712A* | 23200 | 15.5 | 8.1 | 26000 | 24400 | 93.85% | 2.02 | 0 | 10 |  |  |  | No | R-410A | 1.9333 | Residential & Commercial | Ducted CEE Tier 1
212986904 | Central HP <5.4 tons | HEIL | HRCU-A-CB (Split System: Heat Pump with Remote Outdoor Unit-Air-Source) | DLCURAH24ABK |  |  | EA*4X30L17A* | *96MSN0601412A* | 23600 | 16.5 | 8.5 | 26200 | 24200 | 92.37% | 2 | 0 | 10 |  |  |  | No | R-410A | 1.9667 | Residential & Commercial | Ducted CEE Tier 1
212979872 | Central HP <5.4 tons | AIRQUEST | HRCU-A-CB (Split System: Heat Pump with Remote Outdoor Unit-Air-Source) | DLCURAH24ABK |  |  | EA*4X37L17A* | *80MS(N,L)0901714A* | 24000 | 17 | 8.1 | 25200 | 22400 | 88.89% | 1.86 | 0 | 10 |  |  |  | No | R-410A | 2 | Residential & Commercial | Ducted CEE Tier 1
212980258 | Central HP <5.4 tons | AIRQUEST | HRCU-A-CB (Split System: Heat Pump with Remote Outdoor Unit-Air-Source) | DLCURAH24ABK |  |  | EA*4X36L21A* | *80MS(N,L)0902116A* | 23400 | 17.5 | 8.5 | 26000 | 24400 | 93.85% | 2.04 | 0 | 10 |  |  |  | No | R-410A | 1.95 | Residential & Commercial | Ducted CEE Tier 1
213781018 | Central HP <5.4 tons | AIRQUEST | HRCU-A-CB (Split System: Heat Pump with Remote Outdoor Unit-Air-Source) | HVH837GKA2* |  |  | EA*4X42L21A*+WALLCON | *95CSU0601716B* | 31600 | 16.5 | 8.1 | 33000 | 24600 | 74.55% | 1.86 | 0 | 10.5 |  |  |  | No | R-410A | 2.6333 | Residential & Commercial | Ducted CEE Tier 1
212984587 | Central HP <5.4 tons | TEMPSTAR | HRCU-A-CB (Split System: Heat Pump with Remote Outdoor Unit-Air-Source) | DLCURAH24ABK |  |  | EA*4X25L17A* | *92MSN0801716A* | 24000 | 17.5 | 8.5 | 25000 | 21800 | 87.2% | 1.84 | 0 | 10 |  |  |  | No | R-410A | 2 | Residential & Commercial | Ducted CEE Tier 1
215864749 | Central HP <5.4 tons | TRANE | HRCU-A-CB (Split System: Heat Pump with Remote Outdoor Unit-Air-Source) | 5TWV8X60A1 |  |  | 5TXCD008AS3 | S8V2C080M5PCB | 53000 | 18.1 | 8.5 | 55500 | 40000 | 72.07% | 2 | 0 | 10 |  |  |  | No | R-454B | 4.4167 | Residential & Commercial | Ducted CEE Tier 1
213867337 | Central HP <5.4 tons | AMERICAN STANDARD | HRCU-A-CB (Split System: Heat Pump with Remote Outdoor Unit-Air-Source) | 4A6C7048A4 |  |  | 4PX*DU60BS3+P0V0C000M50SC |  | 46500 | 17 | 8.1 | 46500 | 47000 | 101.1% | 3.6 | 0 | 12.5 |  |  |  | No | R-410A | 3.875 | Residential & Commercial | Ducted CEE Tier 1
213772448 | Central HP <5.4 tons | AIRQUEST | HRCU-A-CB (Split System: Heat Pump with Remote Outdoor Unit-Air-Source) | HVH825GKA2* |  |  | EHD4X48AAL+WALLCON | *80CTL0701716B* | 24200 | 16.5 | 8.1 | 21200 | 16600 | 78.3% | 2.02 | 0 | 10.5 |  |  |  | No | R-410A | 2.0167 | Residential & Commercial | Ducted CEE Tier 1
212989626 | Central HP <5.4 tons | COMFORTMAKER | HRCU-A-CB (Split System: Heat Pump with Remote Outdoor Unit-Air-Source) | DLCURAH24ABK |  |  | EN(A,D)4X36L21** | *95MSU0802120A* | 23400 | 17 | 8.5 | 26200 | 24600 | 93.89% | 2.04 | 0 | 10.5 |  |  |  | No | R-410A | 1.95 | Residential & Commercial | Ducted CEE Tier 1
212986233 | Central HP <5.4 tons | TEMPSTAR | HRCU-A-CB (Split System: Heat Pump with Remote Outdoor Unit-Air-Source) | DLCURAH24ABK |  |  | EN(A,D)4X24L17** | *96MSN0401410A* | 23200 | 16 | 8.5 | 27000 | 25200 | 93.33% | 2.1 | 0 | 10 |  |  |  | No | R-410A | 1.9333 | Residential & Commercial | Ducted CEE Tier 1
212986618 | Central HP <5.4 tons | TEMPSTAR | HRCU-A-CB (Split System: Heat Pump with Remote Outdoor Unit-Air-Source) | DLCURAH24ABK |  |  | EN(A,D)4X24L17** | *96MSN0401712A* | 23200 | 15.2 | 8.5 | 27200 | 24400 | 89.71% | 2.02 | 0 | 10 |  |  |  | No | R-410A | 1.9333 | Residential & Commercial | Ducted CEE Tier 1
213076380 | Central HP <5.4 tons | TEMPSTAR | HRCU-A-CB (Split System: Heat Pump with Remote Outdoor Unit-Air-Source) | DLCURAH24ABK |  |  | EA*4X24L17A* | *96VTN0601716B* | 23200 | 16.5 | 8.5 | 26800 | 26600 | 99.25% | 2.26 | 0 | 10 |  |  |  | No | R-410A | 1.9333 | Residential & Commercial | Ducted CEE Tier 1
215936169 | Central HP <5.4 tons | COMFORTMAKER | HRCU-A-CB (Split System: Heat Pump with Remote Outdoor Unit-Air-Source) | C5H3V36*K*AAA* |  |  | EVD5X42M24A*+WALLCON | *80CTL0902120B* | 35600 | 22 | 8.5 | 38000 | 28400 | 74.74% | 2.04 | 0 | 12.5 |  |  |  | No | R-454B | 2.9667 | Residential & Commercial | Ducted CEE Tier 1
215936299 | Central HP <5.4 tons | COMFORTMAKER | HRCU-A-CB (Split System: Heat Pump with Remote Outdoor Unit-Air-Source) | C5H3V36*K*AAA* |  |  | EVD5X48M24A*+WALLCON | *80CSU1002120A* | 35000 | 21.5 | 8.5 | 38500 | 28400 | 73.77% | 2.04 | 0 | 12 |  |  |  | No | R-454B | 2.9167 | Residential & Commercial | Ducted CEE Tier 1
215936349 | Central HP <5.4 tons | COMFORTMAKER | HRCU-A-CB (Split System: Heat Pump with Remote Outdoor Unit-Air-Source) | C5H3V36*K*AAA* |  |  | EVD5X48M24A*+WALLCON | *95CSU0802120B* | 35000 | 21 | 8.5 | 38500 | 28400 | 73.77% | 2.04 | 0 | 12 |  |  |  | No | R-454B | 2.9167 | Residential & Commercial | Ducted CEE Tier 1
215935409 | Central HP <5.4 tons | COMFORTMAKER | HRCU-A-CB (Split System: Heat Pump with Remote Outdoor Unit-Air-Source) | C5H3V36*K*AAA* |  |  | EVM5X60M24A*+WALLCON | *97CMN0802120B* | 35400 | 21.5 | 8.5 | 38000 | 28400 | 74.74% | 2.04 | 0 | 12.5 |  |  |  | No | R-454B | 2.95 | Residential & Commercial | Ducted CEE Tier 1
215935579 | Central HP <5.4 tons | COMFORTMAKER | HRCU-A-CB (Split System: Heat Pump with Remote Outdoor Unit-Air-Source) | C5H3V36*K*AAA* |  |  | EVD5X36M17A*+WALLCON | *96CTN0601714B* | 34000 | 20 | 8.1 | 38000 | 27200 | 71.58% | 2 | 0 | 11 |  |  |  | No | R-454B | 2.8333 | Residential & Commercial | Ducted CEE Tier 1
212978637 | Central HP <5.4 tons | DAY & NIGHT | HRCU-A-CB (Split System: Heat Pump with Remote Outdoor Unit-Air-Source) | DLCURAH24ABK |  |  | EA*4X25L17A* | *80MS(N,L)0701712A* | 24400 | 17.5 | 8.5 | 25200 | 21600 | 85.71% | 1.82 | 0 | 10.5 |  |  |  | No | R-410A | 2.0333 | Residential & Commercial | Ducted CEE Tier 1
212979173 | Central HP <5.4 tons | DAY & NIGHT | HRCU-A-CB (Split System: Heat Pump with Remote Outdoor Unit-Air-Source) | DLCURAH24ABK |  |  | EA*4X36L21A* | *80MS(N,L)0701716A* | 23800 | 17.5 | 8.5 | 26200 | 23600 | 90.08% | 1.98 | 0 | 10 |  |  |  | No | R-410A | 1.9833 | Residential & Commercial | Ducted CEE Tier 1
212979875 | Central HP <5.4 tons | DAY & NIGHT | HRCU-A-CB (Split System: Heat Pump with Remote Outdoor Unit-Air-Source) | DLCURAH24ABK |  |  | EA*4X37L17A* | *80MS(N,L)0901714A* | 24000 | 17 | 8.1 | 25200 | 22400 | 88.89% | 1.86 | 0 | 10 |  |  |  | No | R-410A | 2 | Residential & Commercial | Ducted CEE Tier 1
212981778 | Central HP <5.4 tons | DAY & NIGHT | HRCU-A-CB (Split System: Heat Pump with Remote Outdoor Unit-Air-Source) | DLCURAH24ABK |  |  | EN(A,D)4X24L17** | *80MSU1002120A* | 23200 | 16 | 8.5 | 27000 | 25000 | 92.59% | 2.08 | 0 | 10 |  |  |  | No | R-410A | 1.9333 | Residential & Commercial | Ducted CEE Tier 1
212979812 | Central HP <5.4 tons | AIRQUEST | HRCU-A-CB (Split System: Heat Pump with Remote Outdoor Unit-Air-Source) | DLCURAH24ABK |  |  | EA*4X24L17A* | *80MS(N,L)0901714A* | 23200 | 17 | 8.5 | 26800 | 26600 | 99.25% | 2.26 | 0 | 10 |  |  |  | No | R-410A | 1.9333 | Residential & Commercial | Ducted CEE Tier 1
211244370 | Central HP <5.4 tons | DAY & NIGHT | HRCU-A-CB (Split System: Heat Pump with Remote Outdoor Unit-Air-Source) | DLCURAH24ABK |  |  | EN(A,D)4X30L14** | *80ES(N,L)0451412A* | 24400 | 16 | 8.1 | 26600 | 22600 | 84.96% | 1.84 | 0 | 10 |  |  |  | No | R-410A | 2.0333 | Residential & Commercial | Ducted CEE Tier 1
215434205 | Central HP <5.4 tons | GOODMAN | HRCU-A-CB (Split System: Heat Pump with Remote Outdoor Unit-Air-Source) | GZV7SA3610A* |  |  | CA*EA4830*3A* | G*VT800805C*A* | 34800 | 18.5 | 8.5 | 35000 | 28400 | 81.14% | 2 | 0 | 10.5 |  |  |  | No | R-32 | 2.9 | Residential & Commercial | Ducted CEE Tier 1
215429747 | Central HP <5.4 tons | GOODMAN | HRCU-A-CB (Split System: Heat Pump with Remote Outdoor Unit-Air-Source) | GZV7SA3610A* |  |  | AHVE60DP1300A* |  | 35000 | 19 | 8.5 | 35000 | 28400 | 81.14% | 2 | 0 | 10.5 |  |  |  | No | R-32 | 2.9167 | Residential & Commercial | Ducted CEE Tier 1
215678393 | Central HP <5.4 tons | CARRIER | HRCU-A-CB (Split System: Heat Pump with Remote Outdoor Unit-Air-Source) | 27VNA024A*030* |  |  | CAA**3721AM*+UI | 58CU*B060C17**16 | 24200 | 17.5 | 9 | 23200 | 16300 | 70.26% | 2.02 | 0 | 10.5 |  |  |  | No | R-454B | 2.0167 | Residential & Commercial | Ducted CEE Tier 1
211178351 | Central HP <5.4 tons | Liberty Heating & Air Conditioning | HRCU-A-CB (Split System: Heat Pump with Remote Outdoor Unit-Air-Source) | ASZS601810A* |  |  | CA*EA1818*4A* | G*VC800603B*A* | 16600 | 17.5 | 8.5 | 17400 | 13000 | 74.71% | 2.1 | 0 | 10.9 |  |  |  | No | R-410A | 1.3833 | Residential & Commercial | Ducted CEE Tier 1
215937956 | Central HP <5.4 tons | HEIL | HRCU-A-CB (Split System: Heat Pump with Remote Outdoor Unit-Air-Source) | H5H3V48*K*AAA* |  |  | EVD5X48M24A*+WALLCON | *97CMN1002122B* | 44500 | 20 | 8.1 | 52000 | 38000 | 73.08% | 1.9 | 0 | 11 |  |  |  | No | R-454B | 3.7083 | Residential & Commercial | Ducted CEE Tier 1
215938106 | Central HP <5.4 tons | HEIL | HRCU-A-CB (Split System: Heat Pump with Remote Outdoor Unit-Air-Source) | H5H3V48*K*AAA* |  |  | EVD5X49M24A*+WALLCON | *96CTN1002122B* | 45500 | 20.5 | 8.1 | 52500 | 38000 | 72.38% | 1.9 | 0 | 11.5 |  |  |  | No | R-454B | 3.7917 | Residential & Commercial | Ducted CEE Tier 1
215938256 | Central HP <5.4 tons | HEIL | HRCU-A-CB (Split System: Heat Pump with Remote Outdoor Unit-Air-Source) | H5H3V48*K*AAA* |  |  | EVD5X60M21A*+WALLCON | *96CTN0801714B* | 44000 | 20 | 8.1 | 53500 | 37600 | 70.28% | 2 | 0 | 11.5 |  |  |  | No | R-454B | 3.6667 | Residential & Commercial | Ducted CEE Tier 1
212987382 | Central HP <5.4 tons | HEIL | HRCU-A-CB (Split System: Heat Pump with Remote Outdoor Unit-Air-Source) | DLCURAH24ABK |  |  | EA*4X25L17A* | *96MSN0801716A* | 24400 | 17 | 8.5 | 25200 | 21600 | 85.71% | 1.8 | 0 | 10 |  |  |  | No | R-410A | 2.0333 | Residential & Commercial | Ducted CEE Tier 1
212987466 | Central HP <5.4 tons | HEIL | HRCU-A-CB (Split System: Heat Pump with Remote Outdoor Unit-Air-Source) | DLCURAH24ABK |  |  | EN(A,D)4X30L17** | *96MSN0801716A* | 23800 | 17 | 8.5 | 26400 | 24000 | 90.91% | 2 | 0 | 10.5 |  |  |  | No | R-410A | 1.9833 | Residential & Commercial | Ducted CEE Tier 1
211243186 | Central HP <5.4 tons | DAY & NIGHT | HRCU-A-CB (Split System: Heat Pump with Remote Outdoor Unit-Air-Source) | DLCURAH24ABK |  |  | EA*4X37L17A* | OMV112K14A | 24800 | 16 | 8.5 | 25800 | 21400 | 82.95% | 1.78 | 0 | 10 |  |  |  | No | R-410A | 2.0667 | Residential & Commercial | Ducted CEE Tier 1
211243343 | Central HP <5.4 tons | DAY & NIGHT | HRCU-A-CB (Split System: Heat Pump with Remote Outdoor Unit-Air-Source) | DLCURAH24ABK |  |  | EA*4X37L21A* | *80VSL0701716A* | 24600 | 17 | 8.5 | 25400 | 21200 | 83.46% | 1.78 | 0 | 10.5 |  |  |  | No | R-410A | 2.05 | Residential & Commercial | Ducted CEE Tier 1
215865121 | Central HP <5.4 tons | TRANE | HRCU-A-CB (Split System: Heat Pump with Remote Outdoor Unit-Air-Source) | 5TWV8X60A1 |  |  | 5PX*D010AS3+P0V0C000M50SD+LRP |  | 54500 | 18.1 | 8.5 | 55000 | 39000 | 70.91% | 2 | 0 | 10.5 |  |  |  | No | R-454B | 4.5417 | Residential & Commercial | Ducted CEE Tier 1
211243240 | Central HP <5.4 tons | DAY & NIGHT | HRCU-A-CB (Split System: Heat Pump with Remote Outdoor Unit-Air-Source) | DLCURAH24ABK |  |  | EA*4X37L21A* | *96VSN1002120A* | 24400 | 17 | 8.5 | 25200 | 21200 | 84.13% | 1.78 | 0 | 10.5 |  |  |  | No | R-410A | 2.0333 | Residential & Commercial | Ducted CEE Tier 1
215864583 | Central HP <5.4 tons | TRANE | HRCU-A-CB (Split System: Heat Pump with Remote Outdoor Unit-Air-Source) | 5TWV8X36A1 |  |  | 5TXCB004AS3 | L8V1B080U4VSB+LRP | 31600 | 18.1 | 8.5 | 32800 | 25600 | 78.05% | 2 | 0 | 10 |  |  |  | No | R-454B | 2.6333 | Residential & Commercial | Ducted CEE Tier 1
215864617 | Central HP <5.4 tons | TRANE | HRCU-A-CB (Split System: Heat Pump with Remote Outdoor Unit-Air-Source) | 5TWV8X36A1 |  |  | 5TXCB006AS3 | L8V1A060U3VSB+LRP | 32400 | 18.1 | 8.5 | 33400 | 25800 | 77.25% | 2 | 0 | 10 |  |  |  | No | R-454B | 2.7 | Residential & Commercial | Ducted CEE Tier 1
215865051 | Central HP <5.4 tons | TRANE | HRCU-A-CB (Split System: Heat Pump with Remote Outdoor Unit-Air-Source) | 5TWV8X36A1 |  |  | 5PX*B004AS3+P0V0A000M30SD+LRP |  | 31400 | 18.1 | 8.5 | 32600 | 25400 | 77.91% | 2 | 0 | 10 |  |  |  | No | R-454B | 2.6167 | Residential & Commercial | Ducted CEE Tier 1
213613307 | Central HP <5.4 tons | GOODMAN | HRCU-A-CB (Split System: Heat Pump with Remote Outdoor Unit-Air-Source) | GSZS601810A* |  |  | AHVE24BP1400B* |  | 16600 | 17.5 | 8.5 | 17400 | 13000 | 74.71% | 2.1 | 0 | 10.9 |  |  |  | No | R-410A | 1.3833 | Residential & Commercial | Ducted CEE Tier 1
213772528 | Central HP <5.4 tons | AIRQUEST | HRCU-A-CB (Split System: Heat Pump with Remote Outdoor Unit-Air-Source) | HVH825GKA2* |  |  | EHD4X48AAL+WALLCON | *97CMN1002122B* | 24200 | 16 | 8.1 | 21200 | 16600 | 78.3% | 2.02 | 0 | 11 |  |  |  | No | R-410A | 2.0167 | Residential & Commercial | Ducted CEE Tier 1
213771618 | Central HP <5.4 tons | AIRQUEST | HRCU-A-CB (Split System: Heat Pump with Remote Outdoor Unit-Air-Source) | HVH825GKA2* |  |  | EA*4X48L21A*+WALLCON | *97CMN0601714B* | 24000 | 16.5 | 8.1 | 21000 | 16600 | 79.05% | 2 | 0 | 10.5 |  |  |  | No | R-410A | 2 | Residential & Commercial | Ducted CEE Tier 1
213771668 | Central HP <5.4 tons | AIRQUEST | HRCU-A-CB (Split System: Heat Pump with Remote Outdoor Unit-Air-Source) | HVH825GKA2* |  |  | EA*4X48L21A*+WALLCON | *96CTN1002122B* | 24000 | 16.5 | 8.1 | 21000 | 16500 | 78.57% | 2.02 | 0 | 11 |  |  |  | No | R-410A | 2 | Residential & Commercial | Ducted CEE Tier 1
215936256 | Central HP <5.4 tons | HEIL | HRCU-A-CB (Split System: Heat Pump with Remote Outdoor Unit-Air-Source) | H5H3V36*K*AAA* |  |  | EVD5X42M24A*+WALLCON | *96CTN1002122B* | 35600 | 22 | 8.5 | 38000 | 28400 | 74.74% | 2.04 | 0 | 12.5 |  |  |  | No | R-454B | 2.9667 | Residential & Commercial | Ducted CEE Tier 1
210693331 | Central HP <5.4 tons | Liberty Heating & Air Conditioning | HRCU-A-CB (Split System: Heat Pump with Remote Outdoor Unit-Air-Source) | ASZV903610A* |  |  | CA*F3743*6D*+TXV | G*VC960803BNB* | 33600 | 18.5 | 8.2 | 34000 | 24400 | 71.76% | 1.8 | 0 | 11.5 |  |  |  | No | R-410A | 2.8 | Residential & Commercial | Ducted CEE Tier 1
210693334 | Central HP <5.4 tons | Liberty Heating & Air Conditioning | HRCU-A-CB (Split System: Heat Pump with Remote Outdoor Unit-Air-Source) | ASZV903610A* |  |  | CA*F3743*6D*+TXV | G*VC961005CNB* | 33600 | 19 | 8.2 | 34000 | 24400 | 71.76% | 1.8 | 0 | 12 |  |  |  | No | R-410A | 2.8 | Residential & Commercial | Ducted CEE Tier 1
210693381 | Central HP <5.4 tons | Liberty Heating & Air Conditioning | HRCU-A-CB (Split System: Heat Pump with Remote Outdoor Unit-Air-Source) | ASZV903610A* |  |  | CSCF3642N6D*+TXV | G*VS800604BUA* | 33800 | 18.5 | 8.2 | 34000 | 24400 | 71.76% | 1.8 | 0 | 11.5 |  |  |  | No | R-410A | 2.8167 | Residential & Commercial | Ducted CEE Tier 1
213778908 | Central HP <5.4 tons | AIRQUEST | HRCU-A-CB (Split System: Heat Pump with Remote Outdoor Unit-Air-Source) | HVH837GKA** |  |  | EA*4X36L21A*+WALLCON | *96CTN0601714B* | 31400 | 16.5 | 8.1 | 33200 | 24400 | 73.49% | 1.82 | 0 | 10.5 |  |  |  | No | R-410A | 2.6167 | Residential & Commercial | Ducted CEE Tier 1
213779078 | Central HP <5.4 tons | AIRQUEST | HRCU-A-CB (Split System: Heat Pump with Remote Outdoor Unit-Air-Source) | HVH837GKA** |  |  | EA*4X42L21A*+WALLCON | *80CTL0901716B* | 31800 | 17 | 8.1 | 33000 | 24400 | 73.94% | 1.88 | 0 | 11 |  |  |  | No | R-410A | 2.65 | Residential & Commercial | Ducted CEE Tier 1
213779028 | Central HP <5.4 tons | AIRQUEST | HRCU-A-CB (Split System: Heat Pump with Remote Outdoor Unit-Air-Source) | HVH837GKA** |  |  | EA*4X37L21A*+WALLCON | *96CTN0601714B* | 32600 | 17 | 8.1 | 33000 | 25400 | 76.97% | 1.94 | 0 | 11 |  |  |  | No | R-410A | 2.7167 | Residential & Commercial | Ducted CEE Tier 1
213779128 | Central HP <5.4 tons | AIRQUEST | HRCU-A-CB (Split System: Heat Pump with Remote Outdoor Unit-Air-Source) | HVH837GKA** |  |  | EA*4X42L21A*+WALLCON | *97CMN0801714B* | 31600 | 16.5 | 8.1 | 33400 | 24600 | 73.65% | 1.86 | 0 | 10.5 |  |  |  | No | R-410A | 2.6333 | Residential & Commercial | Ducted CEE Tier 1
211260826 | Central HP <5.4 tons | TEMPSTAR | HRCU-A-CB (Split System: Heat Pump with Remote Outdoor Unit-Air-Source) | DLCURAH18ABK |  |  | EA*4X25L17A* | *80ESU0401712A* | 19000 | 16.5 | 8.5 | 18600 | 17200 | 92.47% | 2.12 | 0 | 11 |  |  |  | No | R-410A | 1.5833 | Residential & Commercial | Ducted CEE Tier 1
211261085 | Central HP <5.4 tons | TEMPSTAR | HRCU-A-CB (Split System: Heat Pump with Remote Outdoor Unit-Air-Source) | DLCURAH18ABK |  |  | EA*4X25L17A* | *92ESN0401712A* | 18400 | 15.5 | 8.5 | 18300 | 17500 | 95.63% | 2.12 | 0 | 10.5 |  |  |  | No | R-410A | 1.5333 | Residential & Commercial | Ducted CEE Tier 1
215676473 | Central HP <5.4 tons | CARRIER | HRCU-A-CB (Split System: Heat Pump with Remote Outdoor Unit-Air-Source) | 27VNA048A*030* |  |  | CVAVA6021XMA*+UI | 58TN*B090C21**20 | 48000 | 19 | 9.5 | 50000 | 36600 | 73.2% | 2.12 | 0 | 10.5 |  |  |  | No | R-454B | 4 | Residential & Commercial | Ducted CEE Tier 1
214491646 | Central HP <5.4 tons | DAIKIN | HRCU-A-CB (Split System: Heat Pump with Remote Outdoor Unit-Air-Source) | DZ6VSA1810A* |  |  | CA*EA2422*4B* | D*80SC0604BUA* | 16600 | 17.5 | 8.5 | 17400 | 13000 | 74.71% | 2.1 | 0 | 10.9 |  |  |  | No | R-410A | 1.3833 | Residential & Commercial | Ducted CEE Tier 1
214491653 | Central HP <5.4 tons | DAIKIN | HRCU-A-CB (Split System: Heat Pump with Remote Outdoor Unit-Air-Source) | DZ6VSA1810A* |  |  | CA*EA2422*4B* | D*96VC0803BNA* | 16600 | 17.5 | 8.5 | 17400 | 13000 | 74.71% | 2.1 | 0 | 10.9 |  |  |  | No | R-410A | 1.3833 | Residential & Commercial | Ducted CEE Tier 1
215675673 | Central HP <5.4 tons | CARRIER | HRCU-A-CB (Split System: Heat Pump with Remote Outdoor Unit-Air-Source) | 27VNA048A*030* |  |  | CVAMA6021XMA*+UI | 58CU*A080C21**20 | 48000 | 19 | 9 | 50000 | 36600 | 73.2% | 2.12 | 0 | 10 |  |  |  | No | R-454B | 4 | Residential & Commercial | Ducted CEE Tier 1
215675773 | Central HP <5.4 tons | CARRIER | HRCU-A-CB (Split System: Heat Pump with Remote Outdoor Unit-Air-Source) | 27VNA048A*030* |  |  | CVAMA6021XMA*+UI | 59CU5B100C21**22 | 48000 | 19 | 9 | 50000 | 36600 | 73.2% | 2.12 | 0 | 10 |  |  |  | No | R-454B | 4 | Residential & Commercial | Ducted CEE Tier 1
215681493 | Central HP <5.4 tons | CARRIER | HRCU-A-CB (Split System: Heat Pump with Remote Outdoor Unit-Air-Source) | 27VNA048A*030* |  |  | CAA**6121AM*+UI | 59TN7A080C21**20 | 46000 | 18 | 9 | 48000 | 33800 | 70.42% | 2.08 | 0 | 10 |  |  |  | No | R-454B | 3.8333 | Residential & Commercial | Ducted CEE Tier 1
215675803 | Central HP <5.4 tons | CARRIER | HRCU-A-CB (Split System: Heat Pump with Remote Outdoor Unit-Air-Source) | 27VNA048A*030* |  |  | CVAMA6021XMA*+UI | 59MN7C080C21**20 | 48000 | 19 | 9 | 50000 | 36800 | 73.6% | 2 | 0 | 10 |  |  |  | No | R-454B | 4 | Residential & Commercial | Ducted CEE Tier 1
215675903 | Central HP <5.4 tons | CARRIER | HRCU-A-CB (Split System: Heat Pump with Remote Outdoor Unit-Air-Source) | 27VNA048A*030* |  |  | CVAMA6024XMA*+UI | 59CU5B080C21**20 | 47500 | 18.5 | 9 | 50000 | 36800 | 73.6% | 2 | 0 | 10 |  |  |  | No | R-454B | 3.9583 | Residential & Commercial | Ducted CEE Tier 1
214491662 | Central HP <5.4 tons | DAIKIN | HRCU-A-CB (Split System: Heat Pump with Remote Outdoor Unit-Air-Source) | DZ6VSA1810A* |  |  | CA*EA2422*4B* | D*97MC0804CNA* | 16600 | 17.5 | 8.5 | 17400 | 13000 | 74.71% | 2.1 | 0 | 10.9 |  |  |  | No | R-410A | 1.3833 | Residential & Commercial | Ducted CEE Tier 1
215676083 | Central HP <5.4 tons | CARRIER | HRCU-A-CB (Split System: Heat Pump with Remote Outdoor Unit-Air-Source) | 27VNA048A*030* |  |  | CVAMA6124XMA*+UI | 59TN6C120C24**22 | 48500 | 19.5 | 9.5 | 50000 | 36600 | 73.2% | 2.12 | 0 | 10.5 |  |  |  | No | R-454B | 4.0417 | Residential & Commercial | Ducted CEE Tier 1
215676183 | Central HP <5.4 tons | CARRIER | HRCU-A-CB (Split System: Heat Pump with Remote Outdoor Unit-Air-Source) | 27VNA048A*030* |  |  | CVAVA4824XMA*+UI | 58CU*A100C21**20 | 47000 | 18.5 | 9 | 50000 | 36600 | 73.2% | 2.02 | 0 | 10 |  |  |  | No | R-454B | 3.9167 | Residential & Commercial | Ducted CEE Tier 1
215676303 | Central HP <5.4 tons | CARRIER | HRCU-A-CB (Split System: Heat Pump with Remote Outdoor Unit-Air-Source) | 27VNA048A*030* |  |  | CVAVA4924XMA*+UI | 58TN*B090C21**20 | 48000 | 19 | 9 | 50000 | 36400 | 72.8% | 2 | 0 | 10.5 |  |  |  | No | R-454B | 4 | Residential & Commercial | Ducted CEE Tier 1
215681513 | Central HP <5.4 tons | CARRIER | HRCU-A-CB (Split System: Heat Pump with Remote Outdoor Unit-Air-Source) | 27VNA048A*030* |  |  | CAA**6124AM*+UI | 59TN6C080C21**20 | 46000 | 18 | 9 | 48000 | 33800 | 70.42% | 2.08 | 0 | 10 |  |  |  | No | R-454B | 3.8333 | Residential & Commercial | Ducted CEE Tier 1
215675823 | Central HP <5.4 tons | CARRIER | HRCU-A-CB (Split System: Heat Pump with Remote Outdoor Unit-Air-Source) | 27VNA048A*030* |  |  | CVAMA6021XMA*+UI | 59TN6C080C17**14 | 47500 | 18.5 | 9 | 50000 | 36200 | 72.4% | 2.02 | 0 | 10 |  |  |  | No | R-454B | 3.9583 | Residential & Commercial | Ducted CEE Tier 1
215676043 | Central HP <5.4 tons | CARRIER | HRCU-A-CB (Split System: Heat Pump with Remote Outdoor Unit-Air-Source) | 27VNA048A*030* |  |  | CVAMA6124XMA*+UI | 59MN7C080C21**20 | 48500 | 19 | 9.5 | 50000 | 36800 | 73.6% | 2.12 | 0 | 10.5 |  |  |  | No | R-454B | 4.0417 | Residential & Commercial | Ducted CEE Tier 1
215676143 | Central HP <5.4 tons | CARRIER | HRCU-A-CB (Split System: Heat Pump with Remote Outdoor Unit-Air-Source) | 27VNA048A*030* |  |  | CVAVA4821XMA*+UI | 59MN7C100C21**22 | 47000 | 18.5 | 9 | 50000 | 36400 | 72.8% | 2 | 0 | 10 |  |  |  | No | R-454B | 3.9167 | Residential & Commercial | Ducted CEE Tier 1
215676243 | Central HP <5.4 tons | CARRIER | HRCU-A-CB (Split System: Heat Pump with Remote Outdoor Unit-Air-Source) | 27VNA048A*030* |  |  | CVAVA4824XMA*+UI | 59CU5B100C21**22 | 47000 | 18.5 | 9 | 50000 | 36200 | 72.4% | 2.02 | 0 | 10 |  |  |  | No | R-454B | 3.9167 | Residential & Commercial | Ducted CEE Tier 1
214491632 | Central HP <5.4 tons | DAIKIN | HRCU-A-CB (Split System: Heat Pump with Remote Outdoor Unit-Air-Source) | DZ6VSA1810A* |  |  | CA*EA1818*4B* | D*96SC0603BUA* | 16600 | 17.5 | 8.5 | 17400 | 13000 | 74.71% | 2.1 | 0 | 10.9 |  |  |  | No | R-410A | 1.3833 | Residential & Commercial | Ducted CEE Tier 1
214491649 | Central HP <5.4 tons | DAIKIN | HRCU-A-CB (Split System: Heat Pump with Remote Outdoor Unit-Air-Source) | DZ6VSA1810A* |  |  | CA*EA2422*4B* | D*80VC0803B*A* | 16600 | 17.5 | 8.5 | 17400 | 13000 | 74.71% | 2.1 | 0 | 10.9 |  |  |  | No | R-410A | 1.3833 | Residential & Commercial | Ducted CEE Tier 1
215676493 | Central HP <5.4 tons | CARRIER | HRCU-A-CB (Split System: Heat Pump with Remote Outdoor Unit-Air-Source) | 27VNA048A*030* |  |  | CVAVA6021XMA*+UI | 59CU5B060C17**16 | 47500 | 18 | 9 | 50000 | 37200 | 74.4% | 1.98 | 0 | 10 |  |  |  | No | R-454B | 3.9583 | Residential & Commercial | Ducted CEE Tier 1
215676543 | Central HP <5.4 tons | CARRIER | HRCU-A-CB (Split System: Heat Pump with Remote Outdoor Unit-Air-Source) | 27VNA048A*030* |  |  | CVAVA6021XMA*+UI | 59MN7C080C21**20 | 48000 | 19 | 9 | 50000 | 36800 | 73.6% | 2 | 0 | 10 |  |  |  | No | R-454B | 4 | Residential & Commercial | Ducted CEE Tier 1
215676593 | Central HP <5.4 tons | CARRIER | HRCU-A-CB (Split System: Heat Pump with Remote Outdoor Unit-Air-Source) | 27VNA048A*030* |  |  | CVAVA6024XMA*+UI | 58CU*A100C21**20 | 48000 | 18.5 | 9 | 50000 | 36600 | 73.2% | 2 | 0 | 10 |  |  |  | No | R-454B | 4 | Residential & Commercial | Ducted CEE Tier 1
215676643 | Central HP <5.4 tons | CARRIER | HRCU-A-CB (Split System: Heat Pump with Remote Outdoor Unit-Air-Source) | 27VNA048A*030* |  |  | CVAVA6024XMA*+UI | 59CU5B100C21**22 | 48000 | 19 | 9 | 50000 | 36400 | 72.8% | 2.02 | 0 | 10 |  |  |  | No | R-454B | 4 | Residential & Commercial | Ducted CEE Tier 1
215675843 | Central HP <5.4 tons | CARRIER | HRCU-A-CB (Split System: Heat Pump with Remote Outdoor Unit-Air-Source) | 27VNA048A*030* |  |  | CVAMA6024XMA*+UI | 58CU*A080C21**20 | 48000 | 19 | 9 | 50000 | 36400 | 72.8% | 2.12 | 0 | 10 |  |  |  | No | R-454B | 4 | Residential & Commercial | Ducted CEE Tier 1
215675973 | Central HP <5.4 tons | CARRIER | HRCU-A-CB (Split System: Heat Pump with Remote Outdoor Unit-Air-Source) | 27VNA048A*030* |  |  | CVAMA6124XMA*+UI | 58TN*B070C21**20 | 48500 | 19 | 9.5 | 50000 | 36800 | 73.6% | 2.1 | 0 | 10.5 |  |  |  | No | R-454B | 4.0417 | Residential & Commercial | Ducted CEE Tier 1
215676483 | Central HP <5.4 tons | CARRIER | HRCU-A-CB (Split System: Heat Pump with Remote Outdoor Unit-Air-Source) | 27VNA048A*030* |  |  | CVAVA6021XMA*+UI | 58TN*B110C21**20 | 48000 | 19 | 9.5 | 50000 | 36600 | 73.2% | 2.1 | 0 | 10.5 |  |  |  | No | R-454B | 4 | Residential & Commercial | Ducted CEE Tier 1
215676503 | Central HP <5.4 tons | CARRIER | HRCU-A-CB (Split System: Heat Pump with Remote Outdoor Unit-Air-Source) | 27VNA048A*030* |  |  | CVAVA6021XMA*+UI | 59CU5B080C21**20 | 48000 | 18.5 | 9 | 50000 | 36800 | 73.6% | 2 | 0 | 10 |  |  |  | No | R-454B | 4 | Residential & Commercial | Ducted CEE Tier 1
215676953 | Central HP <5.4 tons | CARRIER | HRCU-A-CB (Split System: Heat Pump with Remote Outdoor Unit-Air-Source) | 27VNA048A*030* |  |  | CVAVA6124XMA*+UI | 59TN6C120C24**22 | 48500 | 19.5 | 9.5 | 50000 | 36600 | 73.2% | 2.12 | 0 | 10.5 |  |  |  | No | R-454B | 4.0417 | Residential & Commercial | Ducted CEE Tier 1
215681433 | Central HP <5.4 tons | CARRIER | HRCU-A-CB (Split System: Heat Pump with Remote Outdoor Unit-Air-Source) | 27VNA048A*030* |  |  | CAA**6121AM*+UI | 59TN6C080C21**20 | 46000 | 18 | 9 | 48000 | 33800 | 70.42% | 2.08 | 0 | 10 |  |  |  | No | R-454B | 3.8333 | Residential & Commercial | Ducted CEE Tier 1
215681933 | Central HP <5.4 tons | CARRIER | HRCU-A-CB (Split System: Heat Pump with Remote Outdoor Unit-Air-Source) | 27VNA048A*030* |  |  | CVAMA6021XMA*+UI | 58CU*B100C21**20 | 48000 | 18.5 | 9 | 50000 | 36600 | 73.2% | 2 | 0 | 10 |  |  |  | No | R-454B | 4 | Residential & Commercial | Ducted CEE Tier 1
215676693 | Central HP <5.4 tons | CARRIER | HRCU-A-CB (Split System: Heat Pump with Remote Outdoor Unit-Air-Source) | 27VNA048A*030* |  |  | CVAVA6121XMA*+UI | 58CU*A100C21**20 | 48500 | 19 | 9 | 50000 | 37000 | 74% | 2 | 0 | 10 |  |  |  | No | R-454B | 4.0417 | Residential & Commercial | Ducted CEE Tier 1
215676843 | Central HP <5.4 tons | CARRIER | HRCU-A-CB (Split System: Heat Pump with Remote Outdoor Unit-Air-Source) | 27VNA048A*030* |  |  | CVAVA6124XMA*+UI | 58CU*A080C21**20 | 49000 | 19.5 | 9 | 50000 | 36600 | 73.2% | 2.1 | 0 | 10.5 |  |  |  | No | R-454B | 4.0833 | Residential & Commercial | Ducted CEE Tier 1
214491645 | Central HP <5.4 tons | DAIKIN | HRCU-A-CB (Split System: Heat Pump with Remote Outdoor Unit-Air-Source) | DZ6VSA1810A* |  |  | CA*EA1818*4B*+MBVC1600**-1A* |  | 16600 | 17.5 | 8.5 | 17400 | 13000 | 74.71% | 2.1 | 0 | 10.9 |  |  |  | No | R-410A | 1.3833 | Residential & Commercial | Ducted CEE Tier 1
214491661 | Central HP <5.4 tons | DAIKIN | HRCU-A-CB (Split System: Heat Pump with Remote Outdoor Unit-Air-Source) | DZ6VSA1810A* |  |  | CA*EA2422*4B* | D*96VC0804CNA* | 16600 | 17.5 | 8.5 | 17400 | 13000 | 74.71% | 2.1 | 0 | 10.9 |  |  |  | No | R-410A | 1.3833 | Residential & Commercial | Ducted CEE Tier 1
214491648 | Central HP <5.4 tons | DAIKIN | HRCU-A-CB (Split System: Heat Pump with Remote Outdoor Unit-Air-Source) | DZ6VSA1810A* |  |  | CA*EA2422*4B* | D*80VC0604B*A* | 16600 | 17.5 | 8.5 | 17400 | 13000 | 74.71% | 2.1 | 0 | 10.9 |  |  |  | No | R-410A | 1.3833 | Residential & Commercial | Ducted CEE Tier 1
215681463 | Central HP <5.4 tons | CARRIER | HRCU-A-CB (Split System: Heat Pump with Remote Outdoor Unit-Air-Source) | 27VNA048A*030* |  |  | CAA**6121AM*+UI | 58CU*B080C21**20 | 46000 | 18 | 9 | 47500 | 33400 | 70.32% | 2.08 | 0 | 10 |  |  |  | No | R-454B | 3.8333 | Residential & Commercial | Ducted CEE Tier 1
215681833 | Central HP <5.4 tons | CARRIER | HRCU-A-CB (Split System: Heat Pump with Remote Outdoor Unit-Air-Source) | 27VNA048A*030* |  |  | CVAMA4921XMA*+UI | 58CU*B060C17**16 | 48000 | 18.5 | 9 | 50000 | 36800 | 73.6% | 2 | 0 | 10 |  |  |  | No | R-454B | 4 | Residential & Commercial | Ducted CEE Tier 1
215676293 | Central HP <5.4 tons | CARRIER | HRCU-A-CB (Split System: Heat Pump with Remote Outdoor Unit-Air-Source) | 27VNA048A*030* |  |  | CVAVA4924XMA*+UI | 58TN*B070C21**20 | 47500 | 19 | 9 | 50000 | 36800 | 73.6% | 2 | 0 | 10 |  |  |  | No | R-454B | 3.9583 | Residential & Commercial | Ducted CEE Tier 1
215681373 | Central HP <5.4 tons | CARRIER | HRCU-A-CB (Split System: Heat Pump with Remote Outdoor Unit-Air-Source) | 27VNA048A*030* |  |  | CAA**6024AM*+UI | 59TN6C080C21**20 | 45000 | 18 | 9 | 47500 | 33600 | 70.74% | 2.06 | 0 | 10 |  |  |  | No | R-454B | 3.75 | Residential & Commercial | Ducted CEE Tier 1
215676743 | Central HP <5.4 tons | CARRIER | HRCU-A-CB (Split System: Heat Pump with Remote Outdoor Unit-Air-Source) | 27VNA048A*030* |  |  | CVAVA6121XMA*+UI | 58TN*B090C21**20 | 48500 | 19.5 | 9.5 | 50000 | 36600 | 73.2% | 2.12 | 0 | 10.5 |  |  |  | No | R-454B | 4.0417 | Residential & Commercial | Ducted CEE Tier 1
215676893 | Central HP <5.4 tons | CARRIER | HRCU-A-CB (Split System: Heat Pump with Remote Outdoor Unit-Air-Source) | 27VNA048A*030* |  |  | CVAVA6124XMA*+UI | 59CU5B100C21**22 | 48500 | 19 | 9 | 50000 | 36600 | 73.2% | 2.1 | 0 | 10.5 |  |  |  | No | R-454B | 4.0417 | Residential & Commercial | Ducted CEE Tier 1
215676323 | Central HP <5.4 tons | CARRIER | HRCU-A-CB (Split System: Heat Pump with Remote Outdoor Unit-Air-Source) | 27VNA048A*030* |  |  | CVAVA4924XMA*+UI | 58TN*B135C24**22 | 48000 | 19 | 9 | 50000 | 36400 | 72.8% | 2 | 0 | 10.5 |  |  |  | No | R-454B | 4 | Residential & Commercial | Ducted CEE Tier 1
215676373 | Central HP <5.4 tons | CARRIER | HRCU-A-CB (Split System: Heat Pump with Remote Outdoor Unit-Air-Source) | 27VNA048A*030* |  |  | CVAVA4924XMA*+UI | 59MN7C120C24**22 | 48000 | 19 | 9 | 50000 | 36600 | 73.2% | 2 | 0 | 10 |  |  |  | No | R-454B | 4 | Residential & Commercial | Ducted CEE Tier 1
214491633 | Central HP <5.4 tons | DAIKIN | HRCU-A-CB (Split System: Heat Pump with Remote Outdoor Unit-Air-Source) | DZ6VSA1810A* |  |  | CA*EA1818*4B* | D*96VC0403BNA* | 16600 | 17.5 | 8.5 | 17400 | 13000 | 74.71% | 2.1 | 0 | 10.9 |  |  |  | No | R-410A | 1.3833 | Residential & Commercial | Ducted CEE Tier 1
214491635 | Central HP <5.4 tons | DAIKIN | HRCU-A-CB (Split System: Heat Pump with Remote Outdoor Unit-Air-Source) | DZ6VSA1810A* |  |  | CA*EA1818*4B* | D*96VC0803BNA* | 16600 | 17.5 | 8.5 | 17400 | 13000 | 74.71% | 2.1 | 0 | 10.9 |  |  |  | No | R-410A | 1.3833 | Residential & Commercial | Ducted CEE Tier 1
215681543 | Central HP <5.4 tons | CARRIER | HRCU-A-CB (Split System: Heat Pump with Remote Outdoor Unit-Air-Source) | 27VNA048A*030* |  |  | CAA**6124AM*+UI | 59TN7A080C21**20 | 46000 | 18 | 9 | 48000 | 33800 | 70.42% | 2.08 | 0 | 10 |  |  |  | No | R-454B | 3.8333 | Residential & Commercial | Ducted CEE Tier 1
215869092 | Central HP <5.4 tons | TRANE | HRCU-A-CB (Split System: Heat Pump with Remote Outdoor Unit-Air-Source) | 5TWV8X36A1 |  |  | 5PX*C005AS3 | S9V2C100U5VSB+LRP | 31800 | 18.1 | 8.5 | 32800 | 25400 | 77.44% | 2.1 | 0 | 10 |  |  |  | No | R-454B | 2.65 | Residential & Commercial | Ducted CEE Tier 1
213772648 | Central HP <5.4 tons | AIRQUEST | HRCU-A-CB (Split System: Heat Pump with Remote Outdoor Unit-Air-Source) | HVH825GKA3* |  |  | EA*4X24L17A*+WALLCON | *80CTL0901716B* | 23400 | 16.5 | 8.1 | 21800 | 16800 | 77.06% | 1.88 | 0 | 10.5 |  |  |  | No | R-410A | 1.95 | Residential & Commercial | Ducted CEE Tier 1
213772728 | Central HP <5.4 tons | AIRQUEST | HRCU-A-CB (Split System: Heat Pump with Remote Outdoor Unit-Air-Source) | HVH825GKA3* |  |  | EA*4X25L17A*+WALLCON | *80CTL0701412B* | 24400 | 16.5 | 8.1 | 21200 | 16600 | 78.3% | 2 | 0 | 11 |  |  |  | No | R-410A | 2.0333 | Residential & Commercial | Ducted CEE Tier 1
211243395 | Central HP <5.4 tons | DAY & NIGHT | HRCU-A-CB (Split System: Heat Pump with Remote Outdoor Unit-Air-Source) | DLCURAH24ABK |  |  | EA*4X37L21A* | *80VTL0902120A* | 24600 | 17 | 8.5 | 25400 | 21200 | 83.46% | 1.78 | 0 | 10.5 |  |  |  | No | R-410A | 2.05 | Residential & Commercial | Ducted CEE Tier 1
212989220 | Central HP <5.4 tons | HEIL | HRCU-A-CB (Split System: Heat Pump with Remote Outdoor Unit-Air-Source) | DLCURAH24ABK |  |  | EN(A,D)4X24L17** | *95MSU0601716A* | 23200 | 16.5 | 8.5 | 26800 | 25400 | 94.78% | 2.14 | 0 | 10 |  |  |  | No | R-410A | 1.9333 | Residential & Commercial | Ducted CEE Tier 1
214279868 | Central HP <5.4 tons | AIRQUEST | HRCU-A-CB (Split System: Heat Pump with Remote Outdoor Unit-Air-Source) | DLCURAH24ABK |  |  | EA*4X24L17A* | *96MSN0601716A* | 23600 | 16.5 | 9.5 | 26600 | 24800 | 93.23% | 2.04 | 0 | 10 |  |  |  | No | R-410A | 1.9667 | Residential & Commercial | Ducted CEE Tier 1
212972405 | Central HP <5.4 tons | HEIL | HRCU-A-CB (Split System: Heat Pump with Remote Outdoor Unit-Air-Source) | DLCURAH24ABK |  |  | EA*4X36L21A* | *80VTL1102122B* | 24000 | 17.5 | 8.5 | 26400 | 23200 | 87.88% | 1.94 | 0 | 10 |  |  |  | No | R-410A | 2 | Residential & Commercial | Ducted CEE Tier 1
215681923 | Central HP <5.4 tons | CARRIER | HRCU-A-CB (Split System: Heat Pump with Remote Outdoor Unit-Air-Source) | 27VNA048A*030* |  |  | CVAMA6021XMA*+UI | 58CU*B080C21**20 | 48500 | 19 | 9 | 50000 | 36400 | 72.8% | 2.12 | 0 | 10 |  |  |  | No | R-454B | 4.0417 | Residential & Commercial | Ducted CEE Tier 1
215682023 | Central HP <5.4 tons | CARRIER | HRCU-A-CB (Split System: Heat Pump with Remote Outdoor Unit-Air-Source) | 27VNA048A*030* |  |  | CVAMA6024XMA*+UI | 59TN7A120C24**22 | 48000 | 19 | 9 | 50000 | 36600 | 73.2% | 2 | 0 | 10.5 |  |  |  | No | R-454B | 4 | Residential & Commercial | Ducted CEE Tier 1
215682073 | Central HP <5.4 tons | CARRIER | HRCU-A-CB (Split System: Heat Pump with Remote Outdoor Unit-Air-Source) | 27VNA048A*030* |  |  | CVAMA6124XMA*+UI | 59TN7A100C21**22 | 48500 | 19.5 | 9.5 | 50000 | 36600 | 73.2% | 2.12 | 0 | 10.5 |  |  |  | No | R-454B | 4.0417 | Residential & Commercial | Ducted CEE Tier 1
215675393 | Central HP <5.4 tons | CARRIER | HRCU-A-CB (Split System: Heat Pump with Remote Outdoor Unit-Air-Source) | 27VNA048A*030* |  |  | CVAMA4821XMA*+UI | 58TN*B110C21**20 | 47000 | 18.5 | 9 | 50000 | 36400 | 72.8% | 2 | 0 | 10 |  |  |  | No | R-454B | 3.9167 | Residential & Commercial | Ducted CEE Tier 1
215675593 | Central HP <5.4 tons | CARRIER | HRCU-A-CB (Split System: Heat Pump with Remote Outdoor Unit-Air-Source) | 27VNA048A*030* |  |  | CVAMA4921XMA*+UI | 59CU5B100C21**22 | 48000 | 19 | 9 | 50000 | 36600 | 73.2% | 2.02 | 0 | 10 |  |  |  | No | R-454B | 4 | Residential & Commercial | Ducted CEE Tier 1
215675643 | Central HP <5.4 tons | CARRIER | HRCU-A-CB (Split System: Heat Pump with Remote Outdoor Unit-Air-Source) | 27VNA048A*030* |  |  | CVAMA4921XMA*+UI | 59TN6C080C17**14 | 48000 | 18.5 | 9 | 50000 | 36200 | 72.4% | 2.02 | 0 | 10 |  |  |  | No | R-454B | 4 | Residential & Commercial | Ducted CEE Tier 1
215675663 | Central HP <5.4 tons | CARRIER | HRCU-A-CB (Split System: Heat Pump with Remote Outdoor Unit-Air-Source) | 27VNA048A*030* |  |  | CVAMA6021XMA*+UI | 58CU*A060C17**16 | 48000 | 19 | 9 | 50000 | 36800 | 73.6% | 2 | 0 | 10 |  |  |  | No | R-454B | 4 | Residential & Commercial | Ducted CEE Tier 1
215675713 | Central HP <5.4 tons | CARRIER | HRCU-A-CB (Split System: Heat Pump with Remote Outdoor Unit-Air-Source) | 27VNA048A*030* |  |  | CVAMA6021XMA*+UI | 58TN*B070C21**20 | 48000 | 19 | 9 | 50000 | 36800 | 73.6% | 2 | 0 | 10 |  |  |  | No | R-454B | 4 | Residential & Commercial | Ducted CEE Tier 1
215675863 | Central HP <5.4 tons | CARRIER | HRCU-A-CB (Split System: Heat Pump with Remote Outdoor Unit-Air-Source) | 27VNA048A*030* |  |  | CVAMA6024XMA*+UI | 58TN*B070C21**20 | 47500 | 19 | 9 | 50000 | 36800 | 73.6% | 2 | 0 | 10 |  |  |  | No | R-454B | 3.9583 | Residential & Commercial | Ducted CEE Tier 1
215675913 | Central HP <5.4 tons | CARRIER | HRCU-A-CB (Split System: Heat Pump with Remote Outdoor Unit-Air-Source) | 27VNA048A*030* |  |  | CVAMA6024XMA*+UI | 59CU5B100C21**22 | 48000 | 19 | 9 | 50000 | 36400 | 72.8% | 2.02 | 0 | 10 |  |  |  | No | R-454B | 4 | Residential & Commercial | Ducted CEE Tier 1
215675963 | Central HP <5.4 tons | CARRIER | HRCU-A-CB (Split System: Heat Pump with Remote Outdoor Unit-Air-Source) | 27VNA048A*030* |  |  | CVAMA6124XMA*+UI | 58CU*A100C21**20 | 48500 | 19 | 9 | 50000 | 36800 | 73.6% | 2.1 | 0 | 10 |  |  |  | No | R-454B | 4.0417 | Residential & Commercial | Ducted CEE Tier 1
215676163 | Central HP <5.4 tons | CARRIER | HRCU-A-CB (Split System: Heat Pump with Remote Outdoor Unit-Air-Source) | 27VNA048A*030* |  |  | CVAVA4821XMA*+UI | 59TN6C100C21**22 | 47000 | 18.5 | 9 | 50000 | 36400 | 72.8% | 2 | 0 | 10 |  |  |  | No | R-454B | 3.9167 | Residential & Commercial | Ducted CEE Tier 1
214491933 | Central HP <5.4 tons | Liberty Heating & Air Conditioning | HRCU-A-CB (Split System: Heat Pump with Remote Outdoor Unit-Air-Source) | ASZS601810A* |  |  | CA*EA1818*4B* | G*VC800804C*A* | 16600 | 17.5 | 8.5 | 17400 | 13000 | 74.71% | 2.1 | 0 | 10.9 |  |  |  | No | R-410A | 1.3833 | Residential & Commercial | Ducted CEE Tier 1
214491938 | Central HP <5.4 tons | Liberty Heating & Air Conditioning | HRCU-A-CB (Split System: Heat Pump with Remote Outdoor Unit-Air-Source) | ASZS601810A* |  |  | CA*EA2422*4B* | G*VS800604BUA* | 16600 | 17.5 | 8.5 | 17400 | 13000 | 74.71% | 2.1 | 0 | 10.9 |  |  |  | No | R-410A | 1.3833 | Residential & Commercial | Ducted CEE Tier 1
214491947 | Central HP <5.4 tons | Liberty Heating & Air Conditioning | HRCU-A-CB (Split System: Heat Pump with Remote Outdoor Unit-Air-Source) | ASZS601810A* |  |  | CA*EA2422*4B* | G*VM970803BNB* | 16600 | 17.5 | 8.5 | 17400 | 13000 | 74.71% | 2.1 | 0 | 10.9 |  |  |  | No | R-410A | 1.3833 | Residential & Commercial | Ducted CEE Tier 1
214491923 | Central HP <5.4 tons | Liberty Heating & Air Conditioning | HRCU-A-CB (Split System: Heat Pump with Remote Outdoor Unit-Air-Source) | ASZS601810A* |  |  | CA*EA1818*4B* | G*VC800603B*A* | 16600 | 17.5 | 8.5 | 17400 | 13000 | 74.71% | 2.1 | 0 | 10.9 |  |  |  | No | R-410A | 1.3833 | Residential & Commercial | Ducted CEE Tier 1
215937486 | Central HP <5.4 tons | HEIL | HRCU-A-CB (Split System: Heat Pump with Remote Outdoor Unit-Air-Source) | H5H3V48*K*AAA* |  |  | EVM5X60M24A*+WALLCON | *80CTL1352422B* | 45500 | 21 | 8.1 | 52500 | 38000 | 72.38% | 1.95 | 0 | 11.5 |  |  |  | No | R-454B | 3.7917 | Residential & Commercial | Ducted CEE Tier 1
214491925 | Central HP <5.4 tons | Liberty Heating & Air Conditioning | HRCU-A-CB (Split System: Heat Pump with Remote Outdoor Unit-Air-Source) | ASZS601810A* |  |  | CA*EA1818*4B* | G*VC800803B*A* | 16600 | 17.5 | 8.5 | 17400 | 13000 | 74.71% | 2.1 | 0 | 10.9 |  |  |  | No | R-410A | 1.3833 | Residential & Commercial | Ducted CEE Tier 1
215434273 | Central HP <5.4 tons | AMANA | HRCU-A-CB (Split System: Heat Pump with Remote Outdoor Unit-Air-Source) | AZV7SA4210A* |  |  | CA*EA6030*3A* | A*VS800805CUA* | 40500 | 17 | 8.8 | 41000 | 31000 | 75.61% | 2 | 0 | 10 |  |  |  | No | R-32 | 3.375 | Residential & Commercial | Ducted CEE Tier 1
215434289 | Central HP <5.4 tons | AMANA | HRCU-A-CB (Split System: Heat Pump with Remote Outdoor Unit-Air-Source) | AZV7SA4210A* |  |  | CHPEA4830*3A* | A*VT800805C*A* | 40500 | 17 | 8.6 | 41000 | 31000 | 75.61% | 2 | 0 | 10 |  |  |  | No | R-32 | 3.375 | Residential & Commercial | Ducted CEE Tier 1
213773098 | Central HP <5.4 tons | AIRQUEST | HRCU-A-CB (Split System: Heat Pump with Remote Outdoor Unit-Air-Source) | HVH825GKA3* |  |  | EA*4X36L21A*+WALLCON | *97CMN0601714B* | 23400 | 16 | 8.1 | 21600 | 16700 | 77.31% | 1.92 | 0 | 10.5 |  |  |  | No | R-410A | 1.95 | Residential & Commercial | Ducted CEE Tier 1
213773818 | Central HP <5.4 tons | AIRQUEST | HRCU-A-CB (Split System: Heat Pump with Remote Outdoor Unit-Air-Source) | HVH825GKA3* |  |  | EA*4X48L24A*+WALLCON | *80CTL1102120B* | 24200 | 17 | 8.1 | 21000 | 16500 | 78.57% | 2.02 | 0 | 11 |  |  |  | No | R-410A | 2.0167 | Residential & Commercial | Ducted CEE Tier 1
213779398 | Central HP <5.4 tons | AIRQUEST | HRCU-A-CB (Split System: Heat Pump with Remote Outdoor Unit-Air-Source) | HVH837GKA** |  |  | EA*4X48L21A*+WALLCON | *80CTL0902120B* | 32200 | 17 | 8.1 | 32600 | 24800 | 76.07% | 1.98 | 0 | 11 |  |  |  | No | R-410A | 2.6833 | Residential & Commercial | Ducted CEE Tier 1
213772638 | Central HP <5.4 tons | AIRQUEST | HRCU-A-CB (Split System: Heat Pump with Remote Outdoor Unit-Air-Source) | HVH825GKA3* |  |  | EA*4X24L17A*+WALLCON | *80CTL0701716B* | 23200 | 16.5 | 8.1 | 22000 | 16800 | 76.36% | 1.88 | 0 | 10.5 |  |  |  | No | R-410A | 1.9333 | Residential & Commercial | Ducted CEE Tier 1
215938306 | Central HP <5.4 tons | HEIL | HRCU-A-CB (Split System: Heat Pump with Remote Outdoor Unit-Air-Source) | H5H3V48*K*AAA* |  |  | EVD5X60M24A*+WALLCON | *80CTL1102120B* | 45500 | 21 | 8.1 | 52500 | 38000 | 72.38% | 1.95 | 0 | 11.5 |  |  |  | No | R-454B | 3.7917 | Residential & Commercial | Ducted CEE Tier 1
215935436 | Central HP <5.4 tons | HEIL | HRCU-A-CB (Split System: Heat Pump with Remote Outdoor Unit-Air-Source) | H5H3V36*K*AAA* |  |  | EVM5X60M24A*+WALLCON | *96CTN1002122B* | 35600 | 22 | 8.5 | 38000 | 28400 | 74.74% | 2.04 | 0 | 12.5 |  |  |  | No | R-454B | 2.9667 | Residential & Commercial | Ducted CEE Tier 1
215935486 | Central HP <5.4 tons | HEIL | HRCU-A-CB (Split System: Heat Pump with Remote Outdoor Unit-Air-Source) | H5H3V36*K*AAA* |  |  | EVM5X61M24A*+WALLCON | *95CSU1002122B* | 36000 | 22.5 | 8.5 | 37600 | 28200 | 75% | 2.06 | 0 | 12.5 |  |  |  | No | R-454B | 3 | Residential & Commercial | Ducted CEE Tier 1
215935456 | Central HP <5.4 tons | HEIL | HRCU-A-CB (Split System: Heat Pump with Remote Outdoor Unit-Air-Source) | H5H3V36*K*AAA* |  |  | EVM5X61M24A*+WALLCON | *80CTL0902120B* | 36000 | 22.5 | 8.5 | 37600 | 28200 | 75% | 2.06 | 0 | 12.5 |  |  |  | No | R-454B | 3 | Residential & Commercial | Ducted CEE Tier 1
215935506 | Central HP <5.4 tons | HEIL | HRCU-A-CB (Split System: Heat Pump with Remote Outdoor Unit-Air-Source) | H5H3V36*K*AAA* |  |  | EVD5X25M17A*+WALLCON | *97CMN0601714B* | 34000 | 20 | 8.1 | 38000 | 27200 | 71.58% | 2 | 0 | 11 |  |  |  | No | R-454B | 2.8333 | Residential & Commercial | Ducted CEE Tier 1
215935576 | Central HP <5.4 tons | HEIL | HRCU-A-CB (Split System: Heat Pump with Remote Outdoor Unit-Air-Source) | H5H3V36*K*AAA* |  |  | EVD5X36M17A*+WALLCON | *96CTN0601714B* | 34000 | 20 | 8.1 | 38000 | 27200 | 71.58% | 2 | 0 | 11 |  |  |  | No | R-454B | 2.8333 | Residential & Commercial | Ducted CEE Tier 1
215935686 | Central HP <5.4 tons | HEIL | HRCU-A-CB (Split System: Heat Pump with Remote Outdoor Unit-Air-Source) | H5H3V36*K*AAA* |  |  | EVD5X36M21A*+WALLCON | *95CSU0802120B* | 34400 | 20.5 | 8.5 | 38500 | 28200 | 73.25% | 2.04 | 0 | 11.7 |  |  |  | No | R-454B | 2.8667 | Residential & Commercial | Ducted CEE Tier 1
213078212 | Central HP <5.4 tons | HEIL | HRCU-A-CB (Split System: Heat Pump with Remote Outdoor Unit-Air-Source) | DLCURAH36ABK |  |  | EA*4X43L21A* | *80MS(N,L)0702116A* | 36400 | 16 | 8.5 | 38000 | 34800 | 91.58% | 2.06 | 0 | 10 |  |  |  | No | R-410A | 3.0333 | Residential & Commercial | Ducted CEE Tier 1
213078427 | Central HP <5.4 tons | HEIL | HRCU-A-CB (Split System: Heat Pump with Remote Outdoor Unit-Air-Source) | DLCURAH36ABK |  |  | EA*4X42L24A* | *80MS(N,L)0902116A* | 35200 | 16.5 | 8.1 | 38500 | 35000 | 90.91% | 1.88 | 0 | 10 |  |  |  | No | R-410A | 2.9333 | Residential & Commercial | Ducted CEE Tier 1
213078860 | Central HP <5.4 tons | HEIL | HRCU-A-CB (Split System: Heat Pump with Remote Outdoor Unit-Air-Source) | DLCURAH36ABK |  |  | EA*4X37L21A* | *80MSU1002120A* | 36400 | 16 | 8.5 | 38000 | 34800 | 91.58% | 2.1 | 0 | 10 |  |  |  | No | R-410A | 3.0333 | Residential & Commercial | Ducted CEE Tier 1
213078980 | Central HP <5.4 tons | HEIL | HRCU-A-CB (Split System: Heat Pump with Remote Outdoor Unit-Air-Source) | DLCURAH36ABK |  |  | EA*4X37L17A* | *80MSU0401712A* | 36000 | 15.5 | 8.5 | 38500 | 34800 | 90.39% | 2.02 | 0 | 10 |  |  |  | No | R-410A | 3 | Residential & Commercial | Ducted CEE Tier 1
213079666 | Central HP <5.4 tons | HEIL | HRCU-A-CB (Split System: Heat Pump with Remote Outdoor Unit-Air-Source) | DLCURAH36ABK |  |  | EA*4X42L21A* | *92MSN0802120A* | 35200 | 16.5 | 8.1 | 38500 | 35000 | 90.91% | 1.88 | 0 | 10 |  |  |  | No | R-410A | 2.9333 | Residential & Commercial | Ducted CEE Tier 1
214491926 | Central HP <5.4 tons | Liberty Heating & Air Conditioning | HRCU-A-CB (Split System: Heat Pump with Remote Outdoor Unit-Air-Source) | ASZS601810A* |  |  | CA*EA1818*4B* | G*VS960603BUA* | 16600 | 17.5 | 8.5 | 17400 | 13000 | 74.71% | 2.1 | 0 | 10.9 |  |  |  | No | R-410A | 1.3833 | Residential & Commercial | Ducted CEE Tier 1
214491943 | Central HP <5.4 tons | Liberty Heating & Air Conditioning | HRCU-A-CB (Split System: Heat Pump with Remote Outdoor Unit-Air-Source) | ASZS601810A* |  |  | CA*EA2422*4B* | G*VC960403BNB* | 16600 | 17.5 | 8.5 | 17400 | 13000 | 74.71% | 2.1 | 0 | 10.9 |  |  |  | No | R-410A | 1.3833 | Residential & Commercial | Ducted CEE Tier 1
215937006 | Central HP <5.4 tons | HEIL | HRCU-A-CB (Split System: Heat Pump with Remote Outdoor Unit-Air-Source) | H5H3V48*K*AAA* |  |  | EVM5X48M21A*+WALLCON | *80CTL0901716B* | 43500 | 20 | 8.1 | 52500 | 37600 | 71.62% | 2 | 0 | 11.5 |  |  |  | No | R-454B | 3.625 | Residential & Commercial | Ducted CEE Tier 1
214491937 | Central HP <5.4 tons | Liberty Heating & Air Conditioning | HRCU-A-CB (Split System: Heat Pump with Remote Outdoor Unit-Air-Source) | ASZS601810A* |  |  | CA*EA1818*4B* | G*VM970804CNB* | 16600 | 17.5 | 8.5 | 17400 | 13000 | 74.71% | 2.1 | 0 | 10.9 |  |  |  | No | R-410A | 1.3833 | Residential & Commercial | Ducted CEE Tier 1
215678214 | Central HP <5.4 tons | BRYANT HEATING AND COOLING SYSTEMS | HRCU-A-CB (Split System: Heat Pump with Remote Outdoor Unit-Air-Source) | 290VAN024**AA* |  |  | CAA**2417AM*+UI | 987TA42080C17*** | 22800 | 16.5 | 9 | 24000 | 16900 | 70.42% | 1.94 | 0 | 10 |  |  |  | No | R-454B | 1.9 | Residential & Commercial | Ducted CEE Tier 1
215735326 | Central HP <5.4 tons | SENVILLE | HRCU-A-CB (Split System: Heat Pump with Remote Outdoor Unit-Air-Source) | SENDC-24HF-OG |  |  | SENDC-24HF-IG |  | 23000 | 18.3 | 10 | 24000 | 21600 | 90% | 1.87 | 0 | 11.7 |  |  |  | No | R-454B | 1.9167 | Residential & Commercial | Ducted CEE Tier 1
215678274 | Central HP <5.4 tons | BRYANT HEATING AND COOLING SYSTEMS | HRCU-A-CB (Split System: Heat Pump with Remote Outdoor Unit-Air-Source) | 290VAN024**AA* |  |  | CAA**3017AM*+UI | 83*CB48060C17*** | 23200 | 17 | 8.5 | 23600 | 16600 | 70.34% | 1.98 | 0 | 10 |  |  |  | No | R-454B | 1.9333 | Residential & Commercial | Ducted CEE Tier 1
211081285 | Central HP <5.4 tons | TRANE | HRCU-A-CB (Split System: Heat Pump with Remote Outdoor Unit-Air-Source) | 4TWV8X60A1 |  |  | 4PX*DU60BS3 | S8V2D120M5PDA | 54000 | 18 | 8.2 | 52000 | 39500 | 75.96% | 1.83 | 12 | 11.7 |  |  |  | No | R-410A | 4.5 | Residential & Commercial | Ducted CEE Tier 1
215679563 | Central HP <5.4 tons | CARRIER | HRCU-A-CB (Split System: Heat Pump with Remote Outdoor Unit-Air-Source) | 27VNA036A*030* |  |  | CAA**6024AM*+UI | 59TN7A080C21**20 | 34400 | 18 | 9 | 34200 | 24800 | 72.51% | 1.9 | 0 | 10 |  |  |  | No | R-454B | 2.8667 | Residential & Commercial | Ducted CEE Tier 1
213772568 | Central HP <5.4 tons | AIRQUEST | HRCU-A-CB (Split System: Heat Pump with Remote Outdoor Unit-Air-Source) | HVH825GKA2* |  |  | EHD4X48AAL+WALLCON | *96CTN0801714B* | 24200 | 16 | 8.1 | 21400 | 16600 | 77.57% | 2.02 | 0 | 10.5 |  |  |  | No | R-410A | 2.0167 | Residential & Commercial | Ducted CEE Tier 1
213771468 | Central HP <5.4 tons | AIRQUEST | HRCU-A-CB (Split System: Heat Pump with Remote Outdoor Unit-Air-Source) | HVH825GKA2* |  |  | EA*4X43L21A*+WALLCON | *80CTL0902120B* | 24400 | 17 | 8.5 | 21200 | 16600 | 78.3% | 2.04 | 0 | 11 |  |  |  | No | R-410A | 2.0333 | Residential & Commercial | Ducted CEE Tier 1
215935736 | Central HP <5.4 tons | HEIL | HRCU-A-CB (Split System: Heat Pump with Remote Outdoor Unit-Air-Source) | H5H3V36*K*AAA* |  |  | EVD5X36M21A*+WALLCON | *97CMN0802120B* | 34400 | 20.5 | 8.5 | 38500 | 28200 | 73.25% | 2.04 | 0 | 11.7 |  |  |  | No | R-454B | 2.8667 | Residential & Commercial | Ducted CEE Tier 1
215936056 | Central HP <5.4 tons | HEIL | HRCU-A-CB (Split System: Heat Pump with Remote Outdoor Unit-Air-Source) | H5H3V36*K*AAA* |  |  | EVD5X42M21A*+WALLCON | *95CSU1002122B* | 34600 | 21 | 8.5 | 38500 | 28000 | 72.73% | 2.04 | 0 | 12 |  |  |  | No | R-454B | 2.8833 | Residential & Commercial | Ducted CEE Tier 1
215936136 | Central HP <5.4 tons | HEIL | HRCU-A-CB (Split System: Heat Pump with Remote Outdoor Unit-Air-Source) | H5H3V36*K*AAA* |  |  | EVD5X42M21A*+WALLCON | *96CTN1002122B* | 34400 | 21 | 8.5 | 38500 | 28000 | 72.73% | 2.06 | 0 | 12 |  |  |  | No | R-454B | 2.8667 | Residential & Commercial | Ducted CEE Tier 1
215935626 | Central HP <5.4 tons | HEIL | HRCU-A-CB (Split System: Heat Pump with Remote Outdoor Unit-Air-Source) | H5H3V36*K*AAA* |  |  | EVD5X36M21A*+WALLCON | *80CTL0701716B* | 34200 | 20.5 | 8.5 | 39000 | 28400 | 72.82% | 2.02 | 0 | 11.5 |  |  |  | No | R-454B | 2.85 | Residential & Commercial | Ducted CEE Tier 1
215935856 | Central HP <5.4 tons | HEIL | HRCU-A-CB (Split System: Heat Pump with Remote Outdoor Unit-Air-Source) | H5H3V36*K*AAA* |  |  | EVD5X38M17A*+WALLCON | *80CTL0901716B* | 35400 | 21.5 | 8.5 | 38000 | 28800 | 75.79% | 2.02 | 0 | 12 |  |  |  | No | R-454B | 2.95 | Residential & Commercial | Ducted CEE Tier 1
215936076 | Central HP <5.4 tons | HEIL | HRCU-A-CB (Split System: Heat Pump with Remote Outdoor Unit-Air-Source) | H5H3V36*K*AAA* |  |  | EVD5X42M21A*+WALLCON | *97CMN0602120B* | 34200 | 20.5 | 8.5 | 39000 | 28600 | 73.33% | 2.04 | 0 | 11.5 |  |  |  | No | R-454B | 2.85 | Residential & Commercial | Ducted CEE Tier 1
215936126 | Central HP <5.4 tons | HEIL | HRCU-A-CB (Split System: Heat Pump with Remote Outdoor Unit-Air-Source) | H5H3V36*K*AAA* |  |  | EVD5X42M21A*+WALLCON | *96CTN0801714B* | 34200 | 20.5 | 8.5 | 39000 | 28400 | 72.82% | 2.02 | 0 | 11.5 |  |  |  | No | R-454B | 2.85 | Residential & Commercial | Ducted CEE Tier 1
215676824 | Central HP <5.4 tons | BRYANT HEATING AND COOLING SYSTEMS | HRCU-A-CB (Split System: Heat Pump with Remote Outdoor Unit-Air-Source) | 290VAN048**AA* |  |  | CVAVA6121XMA*+UI | 986TD42080C17*** | 48000 | 19 | 9 | 50000 | 36400 | 72.8% | 2.02 | 0 | 10 |  |  |  | No | R-454B | 4 | Residential & Commercial | Ducted CEE Tier 1
214239804 | Central HP <5.4 tons | BRYANT HEATING AND COOLING SYSTEMS | HRCU-A-CB (Split System: Heat Pump with Remote Outdoor Unit-Air-Source) | 288BNV037*0**A* |  |  | CNPV*4221AL*+UI | 987MC66100C21*** | 31800 | 16.5 | 8.1 | 33000 | 24400 | 73.94% | 1.88 | 0 | 11 |  |  |  | No | R-410A | 2.65 | Residential & Commercial | Ducted CEE Tier 1
213781686 | Central HP <5.4 tons | BRYANT HEATING AND COOLING SYSTEMS | HRCU-A-CB (Split System: Heat Pump with Remote Outdoor Unit-Air-Source) | 288BNV037*0**B* |  |  | CAP**6124AL*+UI | 987MC66100C21*** | 33200 | 17.5 | 8.5 | 32000 | 24800 | 77.5% | 2 | 0 | 11.7 |  |  |  | No | R-410A | 2.7667 | Residential & Commercial | Ducted CEE Tier 1
213782306 | Central HP <5.4 tons | BRYANT HEATING AND COOLING SYSTEMS | HRCU-A-CB (Split System: Heat Pump with Remote Outdoor Unit-Air-Source) | 288BNV037*0**B* |  |  | CSPH*6012AL*+UI | 987MC66100C21*** | 33000 | 16.5 | 8.1 | 32200 | 24800 | 77.02% | 2 | 0 | 11.5 |  |  |  | No | R-410A | 2.75 | Residential & Commercial | Ducted CEE Tier 1
215669611 | Central HP <5.4 tons | TEMPSTAR | HRCU-A-CB (Split System: Heat Pump with Remote Outdoor Unit-Air-Source) | T5H0V36*K*AAA* |  |  | EA*5X61M21A*+WALLCON | *96CTN1002122B* | 34800 | 18.5 | 9 | 34400 | 24800 | 72.09% | 1.92 | 0 | 10.5 |  |  |  | No | R-454B | 2.9 | Residential & Commercial | Ducted CEE Tier 1
215853381 | Central HP <5.4 tons | LUXAIRE | HRCU-A-CB (Split System: Heat Pump with Remote Outdoor Unit-Air-Source) | HH836E2S11 |  |  | CTU48C5XFS1+JMC16C2SN1+TXV |  | 34400 | 19 | 9 | 32000 | 25200 | 78.75% | 2 | 0 | 11.7 |  |  |  | No | R-454B | 2.8667 | Residential & Commercial | Ducted CEE Tier 1
215853382 | Central HP <5.4 tons | LUXAIRE | HRCU-A-CB (Split System: Heat Pump with Remote Outdoor Unit-Air-Source) | HH836E2S11 |  |  | CTU48C5XFS1+JME12C2SN1+TXV |  | 34000 | 19 | 9 | 31400 | 25200 | 80.25% | 2 | 0 | 11.7 |  |  |  | No | R-454B | 2.8333 | Residential & Commercial | Ducted CEE Tier 1
212985980 | Central HP <5.4 tons | HEIL | HRCU-A-CB (Split System: Heat Pump with Remote Outdoor Unit-Air-Source) | DLCURAH18ABK |  |  | EN(A,D)4X30L17** | *96MSN0261410A* | 17500 | 16 | 8.1 | 18200 | 18800 | 103.3% | 2.26 | 0 | 11 |  |  |  | No | R-410A | 1.4583 | Residential & Commercial | Ducted CEE Tier 1
212986362 | Central HP <5.4 tons | HEIL | HRCU-A-CB (Split System: Heat Pump with Remote Outdoor Unit-Air-Source) | DLCURAH18ABK |  |  | EN(A,D)4X24L17** | *96MSN0401410A* | 17400 | 15.5 | 8.5 | 18500 | 19200 | 103.8% | 2.3 | 0 | 10.5 |  |  |  | No | R-410A | 1.45 | Residential & Commercial | Ducted CEE Tier 1
212987514 | Central HP <5.4 tons | HEIL | HRCU-A-CB (Split System: Heat Pump with Remote Outdoor Unit-Air-Source) | DLCURAH18ABK |  |  | EA*4X24L17A* | *96MSN0801716A* | 17700 | 16 | 8.5 | 18600 | 19400 | 104.3% | 2.32 | 0 | 10.5 |  |  |  | No | R-410A | 1.475 | Residential & Commercial | Ducted CEE Tier 1
212987550 | Central HP <5.4 tons | HEIL | HRCU-A-CB (Split System: Heat Pump with Remote Outdoor Unit-Air-Source) | DLCURAH18ABK |  |  | EN(A,D)4X24L17** | *96MSN0801716A* | 17600 | 16 | 8.5 | 18600 | 19100 | 102.7% | 2.3 | 0 | 11 |  |  |  | No | R-410A | 1.4667 | Residential & Commercial | Ducted CEE Tier 1
212971441 | Central HP <5.4 tons | HEIL | HRCU-A-CB (Split System: Heat Pump with Remote Outdoor Unit-Air-Source) | DLCURAH18ABK |  |  | EA*4X19L17A* | *80VTL0701716B* | 18000 | 16.5 | 8.5 | 18000 | 17800 | 98.89% | 2.14 | 0 | 10.5 |  |  |  | No | R-410A | 1.5 | Residential & Commercial | Ducted CEE Tier 1
213079915 | Central HP <5.4 tons | HEIL | HRCU-A-CB (Split System: Heat Pump with Remote Outdoor Unit-Air-Source) | DLCURAH36ABK |  |  | EN(A,D)4X48L24** | *92MSN1002122A* | 36000 | 16.5 | 8.1 | 38500 | 35000 | 90.91% | 2 | 0 | 10.5 |  |  |  | No | R-410A | 3 | Residential & Commercial | Ducted CEE Tier 1
213079947 | Central HP <5.4 tons | HEIL | HRCU-A-CB (Split System: Heat Pump with Remote Outdoor Unit-Air-Source) | DLCURAH36ABK |  |  | EN(A,D)4X48L24** | *92MSN1202420A* | 36400 | 16 | 8.1 | 38500 | 35000 | 90.91% | 2.02 | 0 | 10.5 |  |  |  | No | R-410A | 3.0333 | Residential & Commercial | Ducted CEE Tier 1
213080130 | Central HP <5.4 tons | HEIL | HRCU-A-CB (Split System: Heat Pump with Remote Outdoor Unit-Air-Source) | DLCURAH36ABK |  |  | EN(A,D,W)4X48L21** | *96MSN0801716A* | 35600 | 16 | 8.1 | 38500 | 35000 | 90.91% | 1.98 | 0 | 10 |  |  |  | No | R-410A | 2.9667 | Residential & Commercial | Ducted CEE Tier 1
213080250 | Central HP <5.4 tons | HEIL | HRCU-A-CB (Split System: Heat Pump with Remote Outdoor Unit-Air-Source) | DLCURAH36ABK |  |  | EN(A,D,W)4X48L21** | *96MSN0802120A* | 36200 | 16 | 8.1 | 38500 | 35000 | 90.91% | 2.02 | 0 | 10 |  |  |  | No | R-410A | 3.0167 | Residential & Commercial | Ducted CEE Tier 1
211081220 | Central HP <5.4 tons | TRANE | HRCU-A-CB (Split System: Heat Pump with Remote Outdoor Unit-Air-Source) | 4TWV0X60A1 |  |  | 4PX*DU60BS3 | S8V2D120M5PDA | 54000 | 19 | 8.2 | 52000 | 39500 | 75.96% | 1.83 | 12 | 11.7 |  |  |  | No | R-410A | 4.5 | Residential & Commercial | Ducted CEE Tier 1
212988767 | Central HP <5.4 tons | TEMPSTAR | HRCU-A-CB (Split System: Heat Pump with Remote Outdoor Unit-Air-Source) | DLCURAH24ABK |  |  | EN(A,D)4X36L21** | *95MSU0401712A* | 23600 | 16.5 | 8.5 | 26400 | 24200 | 91.67% | 2 | 0 | 10 |  |  |  | No | R-410A | 1.9667 | Residential & Commercial | Ducted CEE Tier 1
211242680 | Central HP <5.4 tons | DAY & NIGHT | HRCU-A-CB (Split System: Heat Pump with Remote Outdoor Unit-Air-Source) | DLCURAH24ABK |  |  | EA*4X36L21A* | *95ESN0801716A* | 24800 | 15.5 | 8.5 | 26800 | 22000 | 82.09% | 1.8 | 0 | 10 |  |  |  | No | R-410A | 2.0667 | Residential & Commercial | Ducted CEE Tier 1
211242813 | Central HP <5.4 tons | DAY & NIGHT | HRCU-A-CB (Split System: Heat Pump with Remote Outdoor Unit-Air-Source) | DLCURAH24ABK |  |  | EA*4X37L17A* | *96VSN0801716A* | 24600 | 16.5 | 8.5 | 25600 | 21400 | 83.59% | 1.8 | 0 | 10 |  |  |  | No | R-410A | 2.05 | Residential & Commercial | Ducted CEE Tier 1
211241423 | Central HP <5.4 tons | COMFORTMAKER | HRCU-A-CB (Split System: Heat Pump with Remote Outdoor Unit-Air-Source) | DLCURAH24ABK |  |  | EA*4X30L17A* | *96VSN0601412A* | 23400 | 16.5 | 8.5 | 26000 | 24000 | 92.31% | 1.98 | 0 | 10 |  |  |  | No | R-410A | 1.95 | Residential & Commercial | Ducted CEE Tier 1
212989136 | Central HP <5.4 tons | HEIL | HRCU-A-CB (Split System: Heat Pump with Remote Outdoor Unit-Air-Source) | DLCURAH24ABK |  |  | EA*4X24L17A* | *95MSU0601716A* | 23400 | 17 | 9 | 26800 | 26400 | 98.51% | 2.24 | 0 | 10 |  |  |  | No | R-410A | 1.95 | Residential & Commercial | Ducted CEE Tier 1
214241636 | Central HP <5.4 tons | BRYANT HEATING AND COOLING SYSTEMS | HRCU-A-CB (Split System: Heat Pump with Remote Outdoor Unit-Air-Source) | 288BNV025*0**C* |  |  | CNPV*2417AL*+UI | 986TD42080C17*** | 23200 | 16 | 8.1 | 22000 | 16900 | 76.82% | 1.92 | 0 | 10.5 |  |  |  | No | R-410A | 1.9333 | Residential & Commercial | Ducted CEE Tier 1
214242156 | Central HP <5.4 tons | BRYANT HEATING AND COOLING SYSTEMS | HRCU-A-CB (Split System: Heat Pump with Remote Outdoor Unit-Air-Source) | 288BNV025*0**C* |  |  | CNPV*4221AL*+UI | 987MC42080C17*** | 23600 | 16.5 | 8.1 | 21400 | 16700 | 78.04% | 1.94 | 0 | 11 |  |  |  | No | R-410A | 1.9667 | Residential & Commercial | Ducted CEE Tier 1
214242036 | Central HP <5.4 tons | BRYANT HEATING AND COOLING SYSTEMS | HRCU-A-CB (Split System: Heat Pump with Remote Outdoor Unit-Air-Source) | 288BNV025*0**C* |  |  | CNPV*4217AL*+UI | 987MC42060C17*** | 23800 | 16 | 8.1 | 21400 | 16700 | 78.04% | 1.96 | 0 | 11 |  |  |  | No | R-410A | 1.9833 | Residential & Commercial | Ducted CEE Tier 1
214242236 | Central HP <5.4 tons | BRYANT HEATING AND COOLING SYSTEMS | HRCU-A-CB (Split System: Heat Pump with Remote Outdoor Unit-Air-Source) | 288BNV025*0**C* |  |  | CNPV*4821AL*+UI | 88*TB60090C21*** | 24200 | 17 | 8.1 | 21200 | 16600 | 78.3% | 2 | 0 | 11 |  |  |  | No | R-410A | 2.0167 | Residential & Commercial | Ducted CEE Tier 1
214242386 | Central HP <5.4 tons | BRYANT HEATING AND COOLING SYSTEMS | HRCU-A-CB (Split System: Heat Pump with Remote Outdoor Unit-Air-Source) | 288BNV025*0**C* |  |  | CNPV*4824AL*+UI | 986TD66120C24*** | 24200 | 17 | 8.1 | 21200 | 16600 | 78.3% | 2 | 0 | 11 |  |  |  | No | R-410A | 2.0167 | Residential & Commercial | Ducted CEE Tier 1
214242256 | Central HP <5.4 tons | BRYANT HEATING AND COOLING SYSTEMS | HRCU-A-CB (Split System: Heat Pump with Remote Outdoor Unit-Air-Source) | 288BNV025*0**C* |  |  | CNPV*4821AL*+UI | 935CB48060C17*** | 24000 | 16.5 | 8.1 | 21400 | 16600 | 77.57% | 2 | 0 | 11 |  |  |  | No | R-410A | 2 | Residential & Commercial | Ducted CEE Tier 1
214238962 | Central HP <5.4 tons | TEMPSTAR | HRCU-A-CB (Split System: Heat Pump with Remote Outdoor Unit-Air-Source) | TVH837GKA2* |  |  | END4X42L17**+WALLCON | *80CTL0451712B* | 31800 | 16.5 | 8.1 | 33400 | 25000 | 74.85% | 1.86 | 0 | 11 |  |  |  | No | R-410A | 2.65 | Residential & Commercial | Ducted CEE Tier 1
214242956 | Central HP <5.4 tons | BRYANT HEATING AND COOLING SYSTEMS | HRCU-A-CB (Split System: Heat Pump with Remote Outdoor Unit-Air-Source) | 288BNV025*0**B* |  |  | CNPV*4221AL*+UI | 88*TB36045C17*** | 23600 | 16 | 8.1 | 21600 | 16800 | 77.78% | 1.94 | 0 | 10.5 |  |  |  | No | R-410A | 1.9667 | Residential & Commercial | Ducted CEE Tier 1
214239412 | Central HP <5.4 tons | TEMPSTAR | HRCU-A-CB (Split System: Heat Pump with Remote Outdoor Unit-Air-Source) | TVH837GKA2* |  |  | EN(A,D,W)4X60L24**+WALLCON | *96CTN1002122B* | 32800 | 17.5 | 8.1 | 32200 | 24600 | 76.4% | 1.96 | 0 | 12 |  |  |  | No | R-410A | 2.7333 | Residential & Commercial | Ducted CEE Tier 1
213815733 | Central HP <5.4 tons | DAIKIN | HRCU-A-CB (Split System: Heat Pump with Remote Outdoor Unit-Air-Source) | DZ6VSA481EA* |  |  | CA*EA6030*4A*+MBVK20DP1X00A* |  | 44000 | 17 | 8.6 | 44000 | 31000 | 70.45% | 2 | 0 | 10 |  |  |  | No | R-410A | 3.6667 | Residential & Commercial | Ducted CEE Tier 1
215679293 | Central HP <5.4 tons | CARRIER | HRCU-A-CB (Split System: Heat Pump with Remote Outdoor Unit-Air-Source) | 27VNA036A*030* |  |  | CAA**3721AM*+UI | 58CU*B060C17**16 | 34600 | 17.5 | 9 | 35200 | 25000 | 71.02% | 1.9 | 0 | 10 |  |  |  | No | R-454B | 2.8833 | Residential & Commercial | Ducted CEE Tier 1
215679493 | Central HP <5.4 tons | CARRIER | HRCU-A-CB (Split System: Heat Pump with Remote Outdoor Unit-Air-Source) | 27VNA036A*030* |  |  | CAA**4821AM*+UI | 58CU*B040C17**12 | 34000 | 18 | 9 | 35000 | 25000 | 71.43% | 1.9 | 0 | 10 |  |  |  | No | R-454B | 2.8333 | Residential & Commercial | Ducted CEE Tier 1
215679993 | Central HP <5.4 tons | CARRIER | HRCU-A-CB (Split System: Heat Pump with Remote Outdoor Unit-Air-Source) | 27VNA036A*030* |  |  | CSAH*6012AM*+UI | 59TN7A100C21**22 | 34600 | 17 | 8.5 | 34600 | 24800 | 71.68% | 1.82 | 0 | 10 |  |  |  | No | R-454B | 2.8833 | Residential & Commercial | Ducted CEE Tier 1
212985982 | Central HP <5.4 tons | TEMPSTAR | HRCU-A-CB (Split System: Heat Pump with Remote Outdoor Unit-Air-Source) | DLCURAH18ABK |  |  | EN(A,D)4X30L17** | *96MSN0261410A* | 17500 | 16 | 8.1 | 18200 | 16300 | 89.56% | 1.84 | 0 | 11 |  |  |  | No | R-410A | 1.4583 | Residential & Commercial | Ducted CEE Tier 1
212987004 | Central HP <5.4 tons | HEIL | HRCU-A-CB (Split System: Heat Pump with Remote Outdoor Unit-Air-Source) | DLCURAH18ABK |  |  | EA*4X24L17A* | *96MSN0601412A* | 17300 | 16 | 8.5 | 18200 | 19400 | 106.6% | 2.34 | 0 | 10.5 |  |  |  | No | R-410A | 1.4417 | Residential & Commercial | Ducted CEE Tier 1
211242543 | Central HP <5.4 tons | DAY & NIGHT | HRCU-A-CB (Split System: Heat Pump with Remote Outdoor Unit-Air-Source) | DLCURAH24ABK |  |  | EA*4X36L21A* | *80VTL1102122A* | 24000 | 17 | 8.5 | 25800 | 23000 | 89.15% | 1.9 | 0 | 10 |  |  |  | No | R-410A | 2 | Residential & Commercial | Ducted CEE Tier 1
212986974 | Central HP <5.4 tons | HEIL | HRCU-A-CB (Split System: Heat Pump with Remote Outdoor Unit-Air-Source) | DLCURAH24ABK |  |  | EN(A,D,W)4X36L17** | *96MSN0601412A* | 23600 | 16.5 | 8.1 | 26400 | 24200 | 91.67% | 2.02 | 0 | 10 |  |  |  | No | R-410A | 1.9667 | Residential & Commercial | Ducted CEE Tier 1
212988692 | Central HP <5.4 tons | HEIL | HRCU-A-CB (Split System: Heat Pump with Remote Outdoor Unit-Air-Source) | DLCURAH24ABK |  |  | EA*4X36L21A* | *95MSU0401712A* | 23400 | 17 | 8.5 | 26000 | 24400 | 93.85% | 2.02 | 0 | 10 |  |  |  | No | R-410A | 1.95 | Residential & Commercial | Ducted CEE Tier 1
211243685 | Central HP <5.4 tons | DAY & NIGHT | HRCU-A-CB (Split System: Heat Pump with Remote Outdoor Unit-Air-Source) | DLCURAH24ABK |  |  | EA*4X37L21A* | OMV112K14A | 25000 | 16 | 8.5 | 25600 | 21000 | 82.03% | 1.76 | 0 | 10 |  |  |  | No | R-410A | 2.0833 | Residential & Commercial | Ducted CEE Tier 1
211242151 | Central HP <5.4 tons | TEMPSTAR | HRCU-A-CB (Split System: Heat Pump with Remote Outdoor Unit-Air-Source) | DLCURAH24ABK |  |  | EA*4X36L17A* | *92ESN0801716A* | 24400 | 17 | 8.5 | 26200 | 22400 | 85.5% | 1.86 | 0 | 10 |  |  |  | No | R-410A | 2.0333 | Residential & Commercial | Ducted CEE Tier 1
211243069 | Central HP <5.4 tons | DAY & NIGHT | HRCU-A-CB (Split System: Heat Pump with Remote Outdoor Unit-Air-Source) | DLCURAH24ABK |  |  | EA*4X37L17A* | *92ESN0601412A* | 25200 | 16.5 | 8.5 | 26200 | 21000 | 80.15% | 1.76 | 0 | 10 |  |  |  | No | R-410A | 2.1 | Residential & Commercial | Ducted CEE Tier 1
212987074 | Central HP <5.4 tons | HEIL | HRCU-A-CB (Split System: Heat Pump with Remote Outdoor Unit-Air-Source) | DLCURAH18ABK |  |  | EN(A,D)4X30L14** | *96MSN0601412A* | 17500 | 16 | 8.1 | 18000 | 18600 | 103.3% | 2.24 | 0 | 11 |  |  |  | No | R-410A | 1.4583 | Residential & Commercial | Ducted CEE Tier 1
212988776 | Central HP <5.4 tons | HEIL | HRCU-A-CB (Split System: Heat Pump with Remote Outdoor Unit-Air-Source) | DLCURAH18ABK |  |  | EA*4X19L17A* | *95MSU0401712A* | 17700 | 16.5 | 8.1 | 17700 | 17900 | 101.1% | 2.16 | 0 | 10.5 |  |  |  | No | R-410A | 1.475 | Residential & Commercial | Ducted CEE Tier 1
213779328 | Central HP <5.4 tons | AIRQUEST | HRCU-A-CB (Split System: Heat Pump with Remote Outdoor Unit-Air-Source) | HVH837GKA** |  |  | EA*4X43L21A*+WALLCON | *97CMN1002122B* | 33000 | 17 | 8.5 | 32600 | 25000 | 76.69% | 1.98 | 0 | 11.5 |  |  |  | No | R-410A | 2.75 | Residential & Commercial | Ducted CEE Tier 1
213779478 | Central HP <5.4 tons | AIRQUEST | HRCU-A-CB (Split System: Heat Pump with Remote Outdoor Unit-Air-Source) | HVH837GKA** |  |  | EA*4X48L21A*+WALLCON | *96CTN1002122B* | 32400 | 17 | 8.1 | 32600 | 24800 | 76.07% | 1.98 | 0 | 11 |  |  |  | No | R-410A | 2.7 | Residential & Commercial | Ducted CEE Tier 1
213779528 | Central HP <5.4 tons | AIRQUEST | HRCU-A-CB (Split System: Heat Pump with Remote Outdoor Unit-Air-Source) | HVH837GKA** |  |  | EA*4X48L24A*+WALLCON | *97CMN1202422B* | 32200 | 17 | 8.1 | 32600 | 24800 | 76.07% | 1.98 | 0 | 11 |  |  |  | No | R-410A | 2.6833 | Residential & Commercial | Ducted CEE Tier 1
213779628 | Central HP <5.4 tons | AIRQUEST | HRCU-A-CB (Split System: Heat Pump with Remote Outdoor Unit-Air-Source) | HVH837GKA** |  |  | EA*4X61L21A*+WALLCON | *80CTL0451712B* | 33000 | 17 | 8.1 | 32400 | 25200 | 77.78% | 1.94 | 0 | 11 |  |  |  | No | R-410A | 2.75 | Residential & Commercial | Ducted CEE Tier 1
211261660 | Central HP <5.4 tons | TEMPSTAR | HRCU-A-CB (Split System: Heat Pump with Remote Outdoor Unit-Air-Source) | DLCURAH18ABK |  |  | EA*4X30L17A* | *95ESU0401712A* | 17800 | 16 | 8.5 | 18300 | 18500 | 101.1% | 2.22 | 0 | 10.5 |  |  |  | No | R-410A | 1.4833 | Residential & Commercial | Ducted CEE Tier 1
213077954 | Central HP <5.4 tons | TEMPSTAR | HRCU-A-CB (Split System: Heat Pump with Remote Outdoor Unit-Air-Source) | DLCURAH36ABK |  |  | EA*4X37L21A* | *80MS(N,L)0701712A* | 36200 | 16 | 8.5 | 38000 | 34800 | 91.58% | 2.04 | 0 | 10 |  |  |  | No | R-410A | 3.0167 | Residential & Commercial | Ducted CEE Tier 1
214242906 | Central HP <5.4 tons | BRYANT HEATING AND COOLING SYSTEMS | HRCU-A-CB (Split System: Heat Pump with Remote Outdoor Unit-Air-Source) | 288BNV025*0**B* |  |  | CNPV*4217AL*+UI | 987MC42060C17*** | 23800 | 16 | 8.1 | 21400 | 16700 | 78.04% | 1.98 | 0 | 11 |  |  |  | No | R-410A | 1.9833 | Residential & Commercial | Ducted CEE Tier 1
214242396 | Central HP <5.4 tons | BRYANT HEATING AND COOLING SYSTEMS | HRCU-A-CB (Split System: Heat Pump with Remote Outdoor Unit-Air-Source) | 288BNV025*0**B* |  |  | CNPV*2414AL*+UI | 88*TB36070C14*** | 23200 | 16 | 8.1 | 22000 | 16800 | 76.36% | 1.94 | 0 | 10.5 |  |  |  | No | R-410A | 1.9333 | Residential & Commercial | Ducted CEE Tier 1
214242866 | Central HP <5.4 tons | BRYANT HEATING AND COOLING SYSTEMS | HRCU-A-CB (Split System: Heat Pump with Remote Outdoor Unit-Air-Source) | 288BNV025*0**B* |  |  | CNPV*4217AL*+UI | 88*TB36070C14*** | 24000 | 17 | 8.1 | 21400 | 16600 | 77.57% | 1.98 | 0 | 11 |  |  |  | No | R-410A | 2 | Residential & Commercial | Ducted CEE Tier 1
211243371 | Central HP <5.4 tons | DAY & NIGHT | HRCU-A-CB (Split System: Heat Pump with Remote Outdoor Unit-Air-Source) | DLCURAH24ABK |  |  | EA*4X37L21A* | *95ESU0601716A* | 25000 | 17 | 8.5 | 25600 | 20800 | 81.25% | 1.76 | 0 | 10.5 |  |  |  | No | R-410A | 2.0833 | Residential & Commercial | Ducted CEE Tier 1
211243712 | Central HP <5.4 tons | DAY & NIGHT | HRCU-A-CB (Split System: Heat Pump with Remote Outdoor Unit-Air-Source) | DLCURAH24ABK |  |  | EN(A,D)4X24L14** | *96VSN0401410A* | 23400 | 15.5 | 8.5 | 26600 | 24000 | 90.23% | 1.96 | 0 | 10 |  |  |  | No | R-410A | 1.95 | Residential & Commercial | Ducted CEE Tier 1
211243944 | Central HP <5.4 tons | DAY & NIGHT | HRCU-A-CB (Split System: Heat Pump with Remote Outdoor Unit-Air-Source) | DLCURAH24ABK |  |  | EN(A,D)4X24L17** | *80VSL0451716A* | 23800 | 16 | 8.5 | 26800 | 23400 | 87.31% | 1.92 | 0 | 10 |  |  |  | No | R-410A | 1.9833 | Residential & Commercial | Ducted CEE Tier 1
211244139 | Central HP <5.4 tons | DAY & NIGHT | HRCU-A-CB (Split System: Heat Pump with Remote Outdoor Unit-Air-Source) | DLCURAH24ABK |  |  | EN(A,D)4X24L17** | *80ES(N,L)0901714A* | 24000 | 16 | 8.5 | 27000 | 23000 | 85.19% | 1.9 | 0 | 10 |  |  |  | No | R-410A | 2 | Residential & Commercial | Ducted CEE Tier 1
211244339 | Central HP <5.4 tons | DAY & NIGHT | HRCU-A-CB (Split System: Heat Pump with Remote Outdoor Unit-Air-Source) | DLCURAH24ABK |  |  | EN(A,D)4X30L14** | *96VTN0401410A* | 23600 | 15.5 | 8.1 | 26200 | 23600 | 90.08% | 1.92 | 0 | 10 |  |  |  | No | R-410A | 1.9667 | Residential & Commercial | Ducted CEE Tier 1
211242657 | Central HP <5.4 tons | COMFORTMAKER | HRCU-A-CB (Split System: Heat Pump with Remote Outdoor Unit-Air-Source) | DLCURAH24ABK |  |  | EA*4X36L21A* | *92ESN1002120A* | 25000 | 17 | 8.5 | 26600 | 21800 | 81.95% | 1.82 | 0 | 10.5 |  |  |  | No | R-410A | 2.0833 | Residential & Commercial | Ducted CEE Tier 1
211242668 | Central HP <5.4 tons | COMFORTMAKER | HRCU-A-CB (Split System: Heat Pump with Remote Outdoor Unit-Air-Source) | DLCURAH24ABK |  |  | EA*4X36L21A* | *95ESN0601714A* | 24800 | 16 | 8.5 | 26600 | 22000 | 82.71% | 1.82 | 0 | 10 |  |  |  | No | R-410A | 2.0667 | Residential & Commercial | Ducted CEE Tier 1
214239244 | Central HP <5.4 tons | BRYANT HEATING AND COOLING SYSTEMS | HRCU-A-CB (Split System: Heat Pump with Remote Outdoor Unit-Air-Source) | 288BNV037*0**B* |  |  | CNPV*4821AL*+UI | 987MC66100C21*** | 32400 | 17 | 8.1 | 32600 | 24600 | 75.46% | 1.96 | 0 | 11.7 |  |  |  | No | R-410A | 2.7 | Residential & Commercial | Ducted CEE Tier 1
214239414 | Central HP <5.4 tons | BRYANT HEATING AND COOLING SYSTEMS | HRCU-A-CB (Split System: Heat Pump with Remote Outdoor Unit-Air-Source) | 288BNV037*0**B* |  |  | CNPV*6024AL*+UI | 986TD66120C24*** | 32800 | 17.5 | 8.1 | 32200 | 24600 | 76.4% | 1.96 | 0 | 11.7 |  |  |  | No | R-410A | 2.7333 | Residential & Commercial | Ducted CEE Tier 1
214239194 | Central HP <5.4 tons | BRYANT HEATING AND COOLING SYSTEMS | HRCU-A-CB (Split System: Heat Pump with Remote Outdoor Unit-Air-Source) | 288BNV037*0**B* |  |  | CNPV*4821AL*+UI | 88*TB60090C21*** | 32400 | 17 | 8.1 | 32600 | 24600 | 75.46% | 1.96 | 0 | 11.7 |  |  |  | No | R-410A | 2.7 | Residential & Commercial | Ducted CEE Tier 1
213772768 | Central HP <5.4 tons | AIRQUEST | HRCU-A-CB (Split System: Heat Pump with Remote Outdoor Unit-Air-Source) | HVH825GKA3* |  |  | EA*4X25L17A*+WALLCON | *97CMN0601714B* | 24200 | 15.5 | 8.1 | 20000 | 16700 | 83.5% | 2 | 0 | 10.5 |  |  |  | No | R-410A | 2.0167 | Residential & Commercial | Ducted CEE Tier 1
213772868 | Central HP <5.4 tons | AIRQUEST | HRCU-A-CB (Split System: Heat Pump with Remote Outdoor Unit-Air-Source) | HVH825GKA3* |  |  | EA*4X30L17A*+WALLCON | *80CTL0901716B* | 23600 | 16.5 | 8.1 | 21400 | 16700 | 78.04% | 1.9 | 0 | 10.5 |  |  |  | No | R-410A | 1.9667 | Residential & Commercial | Ducted CEE Tier 1
213773118 | Central HP <5.4 tons | AIRQUEST | HRCU-A-CB (Split System: Heat Pump with Remote Outdoor Unit-Air-Source) | HVH825GKA3* |  |  | EA*4X36L21A*+WALLCON | *97CMN1002122B* | 23600 | 16.5 | 8.1 | 21400 | 16600 | 77.57% | 1.94 | 0 | 10.5 |  |  |  | No | R-410A | 1.9667 | Residential & Commercial | Ducted CEE Tier 1
213773268 | Central HP <5.4 tons | AIRQUEST | HRCU-A-CB (Split System: Heat Pump with Remote Outdoor Unit-Air-Source) | HVH825GKA3* |  |  | EA*4X37L21A*+WALLCON | *80CTL0701716B* | 24400 | 16.5 | 8.1 | 21200 | 16600 | 78.3% | 2.02 | 0 | 11 |  |  |  | No | R-410A | 2.0333 | Residential & Commercial | Ducted CEE Tier 1
212979132 | Central HP <5.4 tons | BRYANT HEATING AND COOLING SYSTEMS | HRCU-A-CB (Split System: Heat Pump with Remote Outdoor Unit-Air-Source) | 38MURAQ24AB3* |  |  | CAP**2517AL* | 8(0,1)*SB48070M17*** | 24200 | 17.5 | 8.5 | 25200 | 21800 | 86.51% | 1.82 | 0 | 10 |  |  |  | No | R-410A | 2.0167 | Residential & Commercial | Ducted CEE Tier 1
212979180 | Central HP <5.4 tons | BRYANT HEATING AND COOLING SYSTEMS | HRCU-A-CB (Split System: Heat Pump with Remote Outdoor Unit-Air-Source) | 38MURAQ24AB3* |  |  | CAP**3717AL* | 8(0,1)*SB48070M17*** | 24000 | 17 | 8.5 | 25200 | 22200 | 88.1% | 1.86 | 0 | 10 |  |  |  | No | R-410A | 2 | Residential & Commercial | Ducted CEE Tier 1
213771718 | Central HP <5.4 tons | AIRQUEST | HRCU-A-CB (Split System: Heat Pump with Remote Outdoor Unit-Air-Source) | HVH825GKA2* |  |  | EA*4X48L24A*+WALLCON | *97CMN1202422B* | 24000 | 16.5 | 8.1 | 21000 | 16500 | 78.57% | 2.02 | 0 | 11 |  |  |  | No | R-410A | 2 | Residential & Commercial | Ducted CEE Tier 1
207436255 | Central HP <5.4 tons | LENNOX | HRCU-A-CB (Split System: Heat Pump with Remote Outdoor Unit-Air-Source) | SL25XPV-036-230A** |  |  | C35-36B+TDR+TXV | SL280UH090V36B* | 33400 | 22.2 | 8.6 | 35400 | 26600 | 75.14% | 1.76 | 14 | 13.4 |  |  |  | No | R-410A | 2.7833 | Residential & Commercial | Ducted CEE Tier 1
207436292 | Central HP <5.4 tons | LENNOX | HRCU-A-CB (Split System: Heat Pump with Remote Outdoor Unit-Air-Source) | SL25XPV-036-230A** |  |  | C35-50/60C+TDR+TXV | SL280UH080NV60C* | 33800 | 21.6 | 8.7 | 34200 | 26600 | 77.78% | 1.82 | 14.5 | 13.5 |  |  |  | No | R-410A | 2.8167 | Residential & Commercial | Ducted CEE Tier 1
207436476 | Central HP <5.4 tons | LENNOX | HRCU-A-CB (Split System: Heat Pump with Remote Outdoor Unit-Air-Source) | SL25XPV-036-230A** |  |  | CX35-48B+TDR | SLP99UH070XV36B* | 33800 | 21.6 | 8.8 | 35800 | 27800 | 77.65% | 1.8 | 13.5 | 13 |  |  |  | No | R-410A | 2.8167 | Residential & Commercial | Ducted CEE Tier 1
207436523 | Central HP <5.4 tons | LENNOX | HRCU-A-CB (Split System: Heat Pump with Remote Outdoor Unit-Air-Source) | SL25XPV-048-230A** |  |  | C35-49C+TDR+TXV | SLP99UH090XV48C* | 45000 | 20 | 8.9 | 44000 | 36000 | 81.82% | 1.76 | 12 | 11.7 |  |  |  | No | R-410A | 3.75 | Residential & Commercial | Ducted CEE Tier 1
214242286 | Central HP <5.4 tons | BRYANT HEATING AND COOLING SYSTEMS | HRCU-A-CB (Split System: Heat Pump with Remote Outdoor Unit-Air-Source) | 288BNV025*0**C* |  |  | CNPV*4821AL*+UI | 987MC66100C21*** | 24200 | 17 | 8.1 | 21200 | 16500 | 77.83% | 2 | 0 | 11.5 |  |  |  | No | R-410A | 2.0167 | Residential & Commercial | Ducted CEE Tier 1
214242306 | Central HP <5.4 tons | BRYANT HEATING AND COOLING SYSTEMS | HRCU-A-CB (Split System: Heat Pump with Remote Outdoor Unit-Air-Source) | 288BNV025*0**C* |  |  | CNPV*4821AL*+UI | 986TD42080C17*** | 24000 | 17 | 8.1 | 21400 | 16600 | 77.57% | 2 | 0 | 11 |  |  |  | No | R-410A | 2 | Residential & Commercial | Ducted CEE Tier 1
214242356 | Central HP <5.4 tons | BRYANT HEATING AND COOLING SYSTEMS | HRCU-A-CB (Split System: Heat Pump with Remote Outdoor Unit-Air-Source) | 288BNV025*0**C* |  |  | CNPV*4824AL*+UI | 987MC66100C21*** | 24200 | 17 | 8.1 | 21200 | 16500 | 77.83% | 2 | 0 | 11.5 |  |  |  | No | R-410A | 2.0167 | Residential & Commercial | Ducted CEE Tier 1
215318945 | Central HP <5.4 tons | DAY & NIGHT | HRCU-A-CB (Split System: Heat Pump with Remote Outdoor Unit-Air-Source) | D5CUHAH24AAK |  |  | D5FUHAH24XAK |  | 24000 | 18.7 | 10 | 24000 | 20600 | 85.83% | 2.14 | 0 | 12 |  |  |  | No | R-454B | 2 | Residential & Commercial | Ducted CEE Tier 1
211306378 | Central HP <5.4 tons | Mitsutomo | HRCU-A-CB (Split System: Heat Pump with Remote Outdoor Unit-Air-Source) | UHO18-NB-Q |  |  | UHM18-BB-Q |  | 18000 | 18 | 9.3 | 19000 | 16500 | 86.84% | 2.04 | 12.5 | 12.4 |  |  |  | No | R-410A | 1.5 | Residential & Commercial | Ducted CEE Tier 1
215674255 | Central HP <5.4 tons | BRYANT HEATING AND COOLING SYSTEMS | HRCU-A-CB (Split System: Heat Pump with Remote Outdoor Unit-Air-Source) | 290VAN048**AA* |  |  | CAA**6024AM*+UI | 987MC66100C21*** | 45000 | 18 | 9 | 47500 | 33600 | 70.74% | 2.06 | 0 | 10 |  |  |  | No | R-454B | 3.75 | Residential & Commercial | Ducted CEE Tier 1
215674355 | Central HP <5.4 tons | BRYANT HEATING AND COOLING SYSTEMS | HRCU-A-CB (Split System: Heat Pump with Remote Outdoor Unit-Air-Source) | 290VAN048**AA* |  |  | CAA**6121AM*+UI | 88*TB48090C17*** | 46000 | 18 | 9 | 48000 | 33800 | 70.42% | 2.06 | 0 | 10 |  |  |  | No | R-454B | 3.8333 | Residential & Commercial | Ducted CEE Tier 1
215679533 | Central HP <5.4 tons | CARRIER | HRCU-A-CB (Split System: Heat Pump with Remote Outdoor Unit-Air-Source) | 27VNA036A*030* |  |  | CAA**4821AM*+UI | 59TN7A080C21**20 | 33800 | 18 | 9 | 35000 | 25000 | 71.43% | 1.88 | 0 | 10 |  |  |  | No | R-454B | 2.8167 | Residential & Commercial | Ducted CEE Tier 1
214492048 | Central HP <5.4 tons | Liberty Heating & Air Conditioning | HRCU-A-CB (Split System: Heat Pump with Remote Outdoor Unit-Air-Source) | ASZS601810A* |  |  | CA*EA2422*4B*+MBVC1200**-1A* |  | 16600 | 17.5 | 8.5 | 17400 | 13000 | 74.71% | 2.1 | 0 | 10.9 |  |  |  | No | R-410A | 1.3833 | Residential & Commercial | Ducted CEE Tier 1
216051171 | Central HP <5.4 tons | RUUD | HRCU-A-CB (Split System: Heat Pump with Remote Outdoor Unit-Air-Source) | UP19AY60AJVC |  |  | RCFY6021SEAAM | R962V1005A21M4 | 53500 | 16 | 10 | 53500 | 49000 | 91.59% | 2 | 0 | 10 |  |  |  | No | R-454B | 4.4583 | Residential & Commercial | Ducted CEE Tier 1
216032496 | Central HP <5.4 tons | MDV | HRCU-A-CB (Split System: Heat Pump with Remote Outdoor Unit-Air-Source) | MOD30-30HFN10-M3X |  |  | MVBC-30HWFPN10-MC3E |  | 30000 | 16.8 | 10 | 34000 | 32600 | 95.88% | 1.96 | 0 | 11.7 |  |  |  | No | R-454B | 2.5 | Residential & Commercial | Ducted CEE Tier 1
213773438 | Central HP <5.4 tons | AIRQUEST | HRCU-A-CB (Split System: Heat Pump with Remote Outdoor Unit-Air-Source) | HVH825GKA3* |  |  | EA*4X42L21A*+WALLCON | *97CMN0601714B* | 23600 | 16 | 8.1 | 21600 | 16700 | 77.31% | 1.94 | 0 | 10.5 |  |  |  | No | R-410A | 1.9667 | Residential & Commercial | Ducted CEE Tier 1
213773468 | Central HP <5.4 tons | AIRQUEST | HRCU-A-CB (Split System: Heat Pump with Remote Outdoor Unit-Air-Source) | HVH825GKA3* |  |  | EA*4X42L21A*+WALLCON | *96CTN0601714B* | 23600 | 16.5 | 8.1 | 21400 | 16700 | 78.04% | 1.94 | 0 | 10.5 |  |  |  | No | R-410A | 1.9667 | Residential & Commercial | Ducted CEE Tier 1
213773518 | Central HP <5.4 tons | AIRQUEST | HRCU-A-CB (Split System: Heat Pump with Remote Outdoor Unit-Air-Source) | HVH825GKA3* |  |  | EA*4X42L24A*+WALLCON | *80CTL1352422B* | 23800 | 16.5 | 8.1 | 21400 | 16600 | 77.57% | 1.96 | 0 | 10.5 |  |  |  | No | R-410A | 1.9833 | Residential & Commercial | Ducted CEE Tier 1
213773618 | Central HP <5.4 tons | AIRQUEST | HRCU-A-CB (Split System: Heat Pump with Remote Outdoor Unit-Air-Source) | HVH825GKA3* |  |  | EA*4X43L21A*+WALLCON | *95CSU0601716B* | 24400 | 16.5 | 8.1 | 21200 | 16600 | 78.3% | 2.02 | 0 | 10.5 |  |  |  | No | R-410A | 2.0333 | Residential & Commercial | Ducted CEE Tier 1
216025753 | Central HP <5.4 tons | MDV | HRCU-A-CB (Split System: Heat Pump with Remote Outdoor Unit-Air-Source) | MOD30-30HFN10-M3X |  |  | MVBE-30HWFN10-WL3E |  | 30000 | 17.5 | 10.2 | 32000 | 32000 | 100% | 2 | 0 | 11.7 |  |  |  | No | R-454B | 2.5 | Residential & Commercial | Ducted CEE Tier 1
216025755 | Central HP <5.4 tons | MDV | HRCU-A-CB (Split System: Heat Pump with Remote Outdoor Unit-Air-Source) | MOX430-18HFN10-M3X |  |  | MVBE-18HWFN10-WM3E |  | 18000 | 19.3 | 10.8 | 19000 | 19600 | 103.2% | 2.1 | 0 | 12.1 |  |  |  | No | R-454B | 1.5 | Residential & Commercial | Ducted CEE Tier 1
215679583 | Central HP <5.4 tons | CARRIER | HRCU-A-CB (Split System: Heat Pump with Remote Outdoor Unit-Air-Source) | 27VNA036A*030* |  |  | CAA**6024AM*+UI | 59TN7A120C24**22 | 34400 | 18.5 | 9 | 34200 | 24800 | 72.51% | 1.9 | 0 | 10.5 |  |  |  | No | R-454B | 2.8667 | Residential & Commercial | Ducted CEE Tier 1
215679943 | Central HP <5.4 tons | CARRIER | HRCU-A-CB (Split System: Heat Pump with Remote Outdoor Unit-Air-Source) | 27VNA036A*030* |  |  | CSAH*6012AM*+UI | 58CU*B040C17**12 | 34600 | 17 | 8.5 | 34600 | 24800 | 71.68% | 1.92 | 0 | 10 |  |  |  | No | R-454B | 2.8833 | Residential & Commercial | Ducted CEE Tier 1
214239364 | Central HP <5.4 tons | BRYANT HEATING AND COOLING SYSTEMS | HRCU-A-CB (Split System: Heat Pump with Remote Outdoor Unit-Air-Source) | 288BNV037*0**B* |  |  | CNPV*6024AL*+UI | 88*TB60110C21*** | 32800 | 17.5 | 8.1 | 32200 | 24600 | 76.4% | 1.96 | 0 | 12 |  |  |  | No | R-410A | 2.7333 | Residential & Commercial | Ducted CEE Tier 1
216030935 | Central HP <5.4 tons | MDV | HRCU-A-CB (Split System: Heat Pump with Remote Outdoor Unit-Air-Source) | MOX630-36HFN10-M3X |  |  | MVBC-36HWFN10-MC3E-MAS |  | 36000 | 17.3 | 10.3 | 37000 | 39000 | 105.4% | 1.9 | 0 | 11.7 |  |  |  | No | R-454B | 3 | Residential & Commercial | Ducted CEE Tier 1
213773478 | Central HP <5.4 tons | AIRQUEST | HRCU-A-CB (Split System: Heat Pump with Remote Outdoor Unit-Air-Source) | HVH825GKA3* |  |  | EA*4X42L21A*+WALLCON | *96CTN0801714B* | 23600 | 16.5 | 8.1 | 21400 | 16600 | 77.57% | 1.94 | 0 | 10.5 |  |  |  | No | R-410A | 1.9667 | Residential & Commercial | Ducted CEE Tier 1
216027572 | Central HP <5.4 tons | MDV | HRCU-A-CB (Split System: Heat Pump with Remote Outdoor Unit-Air-Source) | MOD30-23HFPN10-M1 |  |  | MVBC-24HWFPN10-MB1 |  | 24000 | 19.4 | 9.1 | 24000 | 18000 | 75% | 2.1 | 0 | 11.7 |  |  |  | No | R-454B | 2 | Residential & Commercial | Ducted CEE Tier 1
213773628 | Central HP <5.4 tons | AIRQUEST | HRCU-A-CB (Split System: Heat Pump with Remote Outdoor Unit-Air-Source) | HVH825GKA3* |  |  | EA*4X43L21A*+WALLCON | *97CMN0601714B* | 24200 | 16.5 | 8.1 | 21200 | 16700 | 78.77% | 2 | 0 | 10.5 |  |  |  | No | R-410A | 2.0167 | Residential & Commercial | Ducted CEE Tier 1
213773778 | Central HP <5.4 tons | AIRQUEST | HRCU-A-CB (Split System: Heat Pump with Remote Outdoor Unit-Air-Source) | HVH825GKA3* |  |  | EA*4X48L21A*+WALLCON | *96CTN0601714B* | 24000 | 16.5 | 8.1 | 21000 | 16600 | 79.05% | 2 | 0 | 10.5 |  |  |  | No | R-410A | 2 | Residential & Commercial | Ducted CEE Tier 1
211259672 | Central HP <5.4 tons | HEIL | HRCU-A-CB (Split System: Heat Pump with Remote Outdoor Unit-Air-Source) | DLCURAH18ABK |  |  | EA*4X19L17A* | *95ESU0401712A* | 18200 | 16.5 | 8.5 | 18100 | 17600 | 97.24% | 2.14 | 0 | 11 |  |  |  | No | R-410A | 1.5167 | Residential & Commercial | Ducted CEE Tier 1
213078079 | Central HP <5.4 tons | TEMPSTAR | HRCU-A-CB (Split System: Heat Pump with Remote Outdoor Unit-Air-Source) | DLCURAH36ABK |  |  | EA*4X37L21A* | *80MS(N,L)0701716A* | 36600 | 16 | 8.5 | 38500 | 35000 | 90.91% | 2.06 | 0 | 10 |  |  |  | No | R-410A | 3.05 | Residential & Commercial | Ducted CEE Tier 1
213078204 | Central HP <5.4 tons | TEMPSTAR | HRCU-A-CB (Split System: Heat Pump with Remote Outdoor Unit-Air-Source) | DLCURAH36ABK |  |  | EA*4X42L24A* | *80MS(N,L)0702116A* | 35200 | 16.5 | 8.1 | 38500 | 34800 | 90.39% | 2.06 | 0 | 10 |  |  |  | No | R-410A | 2.9333 | Residential & Commercial | Ducted CEE Tier 1
213078254 | Central HP <5.4 tons | TEMPSTAR | HRCU-A-CB (Split System: Heat Pump with Remote Outdoor Unit-Air-Source) | DLCURAH36ABK |  |  | EN(A,D)4X48L24** | *80MS(N,L)0702116A* | 35800 | 16.5 | 8.1 | 38500 | 28000 | 72.73% | 1.78 | 0 | 10 |  |  |  | No | R-410A | 2.9833 | Residential & Commercial | Ducted CEE Tier 1
213080313 | Central HP <5.4 tons | TEMPSTAR | HRCU-A-CB (Split System: Heat Pump with Remote Outdoor Unit-Air-Source) | DLCURAH36ABK |  |  | EA*4X42L24A* | *96MSN1002120A* | 35400 | 16 | 8.1 | 38500 | 35000 | 90.91% | 1.88 | 0 | 10 |  |  |  | No | R-410A | 2.95 | Residential & Commercial | Ducted CEE Tier 1
212985512 | Central HP <5.4 tons | HEIL | HRCU-A-CB (Split System: Heat Pump with Remote Outdoor Unit-Air-Source) | DLCURAH36ABK |  |  | EA*4X48L21A* | *92MSN1002122A* | 35800 | 16.5 | 8.5 | 37800 | 34600 | 91.53% | 2.02 | 0 | 10 |  |  |  | No | R-410A | 2.9833 | Residential & Commercial | Ducted CEE Tier 1
213194310 | Central HP <5.4 tons | LENNOX | HRCU-A-CB (Split System: Heat Pump with Remote Outdoor Unit-Air-Source) | SL25XPV-048-230A** |  |  | C35-60C+TDR+TXV | EL297UH110XV48C* | 45500 | 20 | 9.5 | 44000 | 36400 | 82.73% | 1.9 | 0 | 12.2 |  |  |  | No | R-410A | 3.7917 | Residential & Commercial | Ducted CEE Tier 1
207436507 | Central HP <5.4 tons | LENNOX | HRCU-A-CB (Split System: Heat Pump with Remote Outdoor Unit-Air-Source) | SL25XPV-036-230A** |  |  | CX35-50/60C+TDR | SLP99UH090XV36C* | 33600 | 22.2 | 8.7 | 34400 | 26800 | 77.91% | 1.8 | 14 | 13.3 |  |  |  | No | R-410A | 2.8 | Residential & Commercial | Ducted CEE Tier 1
207436509 | Central HP <5.4 tons | LENNOX | HRCU-A-CB (Split System: Heat Pump with Remote Outdoor Unit-Air-Source) | SL25XPV-036-230A** |  |  | CX35-50/60C+TDR | SLP99UH090XV60C* | 33600 | 21 | 8.6 | 34400 | 26600 | 77.33% | 1.8 | 14 | 13.3 |  |  |  | No | R-410A | 2.8 | Residential & Commercial | Ducted CEE Tier 1
207436358 | Central HP <5.4 tons | LENNOX | HRCU-A-CB (Split System: Heat Pump with Remote Outdoor Unit-Air-Source) | SL25XPV-036-230A** |  |  | CH35-48B+TDR+TXV | SL280UH090V36B* | 34000 | 22.2 | 8.8 | 34400 | 26000 | 75.58% | 1.84 | 14 | 13.5 |  |  |  | No | R-410A | 2.8333 | Residential & Commercial | Ducted CEE Tier 1
213772368 | Central HP <5.4 tons | AIRQUEST | HRCU-A-CB (Split System: Heat Pump with Remote Outdoor Unit-Air-Source) | HVH825GKA2* |  |  | EHD4X42AAL+WALLCON | *97CMN1202422B* | 24200 | 16 | 8.1 | 21400 | 16600 | 77.57% | 2 | 0 | 10.5 |  |  |  | No | R-410A | 2.0167 | Residential & Commercial | Ducted CEE Tier 1
213772418 | Central HP <5.4 tons | AIRQUEST | HRCU-A-CB (Split System: Heat Pump with Remote Outdoor Unit-Air-Source) | HVH825GKA2* |  |  | EHD4X42AAL+WALLCON | *96CTN1202422B* | 24200 | 16 | 8.1 | 21400 | 16600 | 77.57% | 2 | 0 | 10.5 |  |  |  | No | R-410A | 2.0167 | Residential & Commercial | Ducted CEE Tier 1
213258056 | Central HP <5.4 tons | LENNOX | HRCU-A-CB (Split System: Heat Pump with Remote Outdoor Unit-Air-Source) | SL25XPV-036-230A** |  |  | CRX35-50/60C-**-*+TDR | EL296DF090XV60C* | 34200 | 21 | 9.3 | 36000 | 29000 | 80.56% | 1.84 | 0 | 13.5 |  |  |  | No | R-410A | 2.85 | Residential & Commercial | Ducted CEE Tier 1
214243156 | Central HP <5.4 tons | BRYANT HEATING AND COOLING SYSTEMS | HRCU-A-CB (Split System: Heat Pump with Remote Outdoor Unit-Air-Source) | 288BNV025*0**B* |  |  | CNPV*4821AL*+UI | 987MC66100C21*** | 24200 | 17 | 8.1 | 21200 | 16600 | 78.3% | 2.02 | 0 | 11.5 |  |  |  | No | R-410A | 2.0167 | Residential & Commercial | Ducted CEE Tier 1
211241296 | Central HP <5.4 tons | TEMPSTAR | HRCU-A-CB (Split System: Heat Pump with Remote Outdoor Unit-Air-Source) | DLCURAH24ABK |  |  | EA*4X30L14A* | *95ESN0601412A* | 24200 | 15.5 | 8.5 | 26600 | 22800 | 85.71% | 1.86 | 0 | 10 |  |  |  | No | R-410A | 2.0167 | Residential & Commercial | Ducted CEE Tier 1
211244072 | Central HP <5.4 tons | DAY & NIGHT | HRCU-A-CB (Split System: Heat Pump with Remote Outdoor Unit-Air-Source) | DLCURAH24ABK |  |  | EN(A,D)4X24L17** | *96VTN0601412A* | 23200 | 16 | 8.5 | 26400 | 24600 | 93.18% | 2.04 | 0 | 10 |  |  |  | No | R-410A | 1.9333 | Residential & Commercial | Ducted CEE Tier 1
211243895 | Central HP <5.4 tons | DAY & NIGHT | HRCU-A-CB (Split System: Heat Pump with Remote Outdoor Unit-Air-Source) | DLCURAH24ABK |  |  | EN(A,D)4X24L17** | *96VSN0801716A* | 23800 | 16 | 8.5 | 26800 | 23400 | 87.31% | 1.92 | 0 | 10 |  |  |  | No | R-410A | 1.9833 | Residential & Commercial | Ducted CEE Tier 1
211243963 | Central HP <5.4 tons | DAY & NIGHT | HRCU-A-CB (Split System: Heat Pump with Remote Outdoor Unit-Air-Source) | DLCURAH24ABK |  |  | EN(A,D)4X24L17** | *95ESU0601716A* | 23800 | 16.5 | 8.5 | 26800 | 23400 | 87.31% | 1.92 | 0 | 10 |  |  |  | No | R-410A | 1.9833 | Residential & Commercial | Ducted CEE Tier 1
211244115 | Central HP <5.4 tons | DAY & NIGHT | HRCU-A-CB (Split System: Heat Pump with Remote Outdoor Unit-Air-Source) | DLCURAH24ABK |  |  | EN(A,D)4X24L17** | *80ES(N,L)0451712A* | 23600 | 16 | 8.5 | 26800 | 23600 | 88.06% | 1.94 | 0 | 10 |  |  |  | No | R-410A | 1.9667 | Residential & Commercial | Ducted CEE Tier 1
211244295 | Central HP <5.4 tons | DAY & NIGHT | HRCU-A-CB (Split System: Heat Pump with Remote Outdoor Unit-Air-Source) | DLCURAH24ABK |  |  | EN(A,D)4X30L14** | *96VSN0601412A* | 23400 | 16.5 | 8.1 | 25800 | 24000 | 93.02% | 1.98 | 0 | 10 |  |  |  | No | R-410A | 1.95 | Residential & Commercial | Ducted CEE Tier 1
212984635 | Central HP <5.4 tons | TEMPSTAR | HRCU-A-CB (Split System: Heat Pump with Remote Outdoor Unit-Air-Source) | DLCURAH24ABK |  |  | EA*4X37L17A* | *92MSN0801716A* | 24400 | 17.5 | 8.5 | 25400 | 21800 | 85.83% | 1.82 | 0 | 10.5 |  |  |  | No | R-410A | 2.0333 | Residential & Commercial | Ducted CEE Tier 1
214239864 | Central HP <5.4 tons | BRYANT HEATING AND COOLING SYSTEMS | HRCU-A-CB (Split System: Heat Pump with Remote Outdoor Unit-Air-Source) | 288BNV037*0**A* |  |  | CNPV*4821AL*+UI | 88*TB48090C17*** | 32400 | 17 | 8.1 | 32800 | 24800 | 75.61% | 1.94 | 0 | 11.7 |  |  |  | No | R-410A | 2.7 | Residential & Commercial | Ducted CEE Tier 1
214239714 | Central HP <5.4 tons | BRYANT HEATING AND COOLING SYSTEMS | HRCU-A-CB (Split System: Heat Pump with Remote Outdoor Unit-Air-Source) | 288BNV037*0**A* |  |  | CNPV*4217AL*+UI | 986TD42080C17*** | 32000 | 16.5 | 8.1 | 33000 | 24800 | 75.15% | 1.9 | 0 | 11 |  |  |  | No | R-410A | 2.6667 | Residential & Commercial | Ducted CEE Tier 1
215678243 | Central HP <5.4 tons | CARRIER | HRCU-A-CB (Split System: Heat Pump with Remote Outdoor Unit-Air-Source) | 27VNA024A*030* |  |  | CAA**2517AM*+UI | 59TN7A060C17**16 | 23800 | 17 | 9 | 23400 | 16500 | 70.51% | 2 | 0 | 10 |  |  |  | No | R-454B | 1.9833 | Residential & Commercial | Ducted CEE Tier 1
213774448 | Central HP <5.4 tons | AIRQUEST | HRCU-A-CB (Split System: Heat Pump with Remote Outdoor Unit-Air-Source) | HVH825GKA3* |  |  | EHD4X42AAL+WALLCON | *80CTL1352422B* | 24200 | 16 | 8.1 | 21400 | 16600 | 77.57% | 2 | 0 | 10.5 |  |  |  | No | R-410A | 2.0167 | Residential & Commercial | Ducted CEE Tier 1
213773058 | Central HP <5.4 tons | AIRQUEST | HRCU-A-CB (Split System: Heat Pump with Remote Outdoor Unit-Air-Source) | HVH825GKA3* |  |  | EA*4X36L21A*+WALLCON | *80CTL0901716B* | 23600 | 16.5 | 8.1 | 21400 | 16600 | 77.57% | 1.94 | 0 | 10.5 |  |  |  | No | R-410A | 1.9667 | Residential & Commercial | Ducted CEE Tier 1
213773138 | Central HP <5.4 tons | AIRQUEST | HRCU-A-CB (Split System: Heat Pump with Remote Outdoor Unit-Air-Source) | HVH825GKA3* |  |  | EA*4X36L21A*+WALLCON | *96CTN0801714B* | 23600 | 16.5 | 8.1 | 21400 | 16700 | 78.04% | 1.92 | 0 | 10.5 |  |  |  | No | R-410A | 1.9667 | Residential & Commercial | Ducted CEE Tier 1
213773158 | Central HP <5.4 tons | AIRQUEST | HRCU-A-CB (Split System: Heat Pump with Remote Outdoor Unit-Air-Source) | HVH825GKA3* |  |  | EA*4X37L17A*+WALLCON | *80CTL0451712B* | 24000 | 16 | 8.1 | 21600 | 16800 | 77.78% | 1.98 | 0 | 10.5 |  |  |  | No | R-410A | 2 | Residential & Commercial | Ducted CEE Tier 1
213773238 | Central HP <5.4 tons | AIRQUEST | HRCU-A-CB (Split System: Heat Pump with Remote Outdoor Unit-Air-Source) | HVH825GKA3* |  |  | EA*4X37L17A*+WALLCON | *96CTN0601714B* | 24000 | 16 | 8.1 | 21400 | 16700 | 78.04% | 1.98 | 0 | 10.5 |  |  |  | No | R-410A | 2 | Residential & Commercial | Ducted CEE Tier 1
213780028 | Central HP <5.4 tons | AIRQUEST | HRCU-A-CB (Split System: Heat Pump with Remote Outdoor Unit-Air-Source) | HVH837GKA** |  |  | EHD4X42AAL+WALLCON | *80CTL1102120B* | 32600 | 16.5 | 8.1 | 32800 | 24600 | 75% | 1.94 | 0 | 11 |  |  |  | No | R-410A | 2.7167 | Residential & Commercial | Ducted CEE Tier 1
213780128 | Central HP <5.4 tons | AIRQUEST | HRCU-A-CB (Split System: Heat Pump with Remote Outdoor Unit-Air-Source) | HVH837GKA** |  |  | EHD4X42AAL+WALLCON | *96CTN1202422B* | 32600 | 16.5 | 8.1 | 33000 | 24600 | 74.55% | 1.94 | 0 | 11 |  |  |  | No | R-410A | 2.7167 | Residential & Commercial | Ducted CEE Tier 1
214861555 | Central HP <5.4 tons | MDV | HRCU-A-CB (Split System: Heat Pump with Remote Outdoor Unit-Air-Source) | MOX630-48HFN10-M3 |  |  | MVBC-48HWFN10-MD3E |  | 48000 | 16 | 8.5 | 48000 | 38000 | 79.17% | 1.85 | 0 | 10 |  |  |  | No | R-454B | 4 | Residential & Commercial | Ducted CEE Tier 1
215674425 | Central HP <5.4 tons | BRYANT HEATING AND COOLING SYSTEMS | HRCU-A-CB (Split System: Heat Pump with Remote Outdoor Unit-Air-Source) | 290VAN048**AA* |  |  | CAA**6121AM*+UI | 987MC66100C21*** | 46000 | 18 | 9 | 47500 | 33800 | 71.16% | 2.08 | 0 | 10 |  |  |  | No | R-454B | 3.8333 | Residential & Commercial | Ducted CEE Tier 1
215674475 | Central HP <5.4 tons | BRYANT HEATING AND COOLING SYSTEMS | HRCU-A-CB (Split System: Heat Pump with Remote Outdoor Unit-Air-Source) | 290VAN048**AA* |  |  | CAA**6124AM*+UI | 88*TB60070C21*** | 46000 | 18 | 9 | 48000 | 33800 | 70.42% | 2.08 | 0 | 10 |  |  |  | No | R-454B | 3.8333 | Residential & Commercial | Ducted CEE Tier 1
215675444 | Central HP <5.4 tons | BRYANT HEATING AND COOLING SYSTEMS | HRCU-A-CB (Split System: Heat Pump with Remote Outdoor Unit-Air-Source) | 290VAN048**AA* |  |  | CVAMA4821XMA*+UI | 987MC60080C21*** | 47000 | 18.5 | 9 | 50000 | 36600 | 73.2% | 2 | 0 | 10 |  |  |  | No | R-454B | 3.9167 | Residential & Commercial | Ducted CEE Tier 1
215678343 | Central HP <5.4 tons | CARRIER | HRCU-A-CB (Split System: Heat Pump with Remote Outdoor Unit-Air-Source) | 27VNA024A*030* |  |  | CAA**3717AM*+UI | 58CU*B040C17**12 | 23800 | 17 | 9 | 23400 | 16400 | 70.09% | 2 | 0 | 10 |  |  |  | No | R-454B | 1.9833 | Residential & Commercial | Ducted CEE Tier 1
214239834 | Central HP <5.4 tons | BRYANT HEATING AND COOLING SYSTEMS | HRCU-A-CB (Split System: Heat Pump with Remote Outdoor Unit-Air-Source) | 288BNV037*0**A* |  |  | CNPV*4221AL*+UI | 986TD66100C21*** | 31800 | 16.5 | 8.1 | 33000 | 24400 | 73.94% | 1.88 | 0 | 11 |  |  |  | No | R-410A | 2.65 | Residential & Commercial | Ducted CEE Tier 1
215678373 | Central HP <5.4 tons | CARRIER | HRCU-A-CB (Split System: Heat Pump with Remote Outdoor Unit-Air-Source) | 27VNA024A*030* |  |  | CAA**3717AM*+UI | 59TN7A080C17**16 | 23800 | 17 | 9 | 23400 | 16500 | 70.51% | 2 | 0 | 10 |  |  |  | No | R-454B | 1.9833 | Residential & Commercial | Ducted CEE Tier 1
215865037 | Central HP <5.4 tons | TRANE | HRCU-A-CB (Split System: Heat Pump with Remote Outdoor Unit-Air-Source) | 5TWV8X36A1 |  |  | 5TEMCB03AV31+TDR |  | 31800 | 18.1 | 8.5 | 34600 | 26000 | 75.14% | 2.1 | 0 | 10 |  |  |  | No | R-454B | 2.65 | Residential & Commercial | Ducted CEE Tier 1
215865055 | Central HP <5.4 tons | TRANE | HRCU-A-CB (Split System: Heat Pump with Remote Outdoor Unit-Air-Source) | 5TWV8X36A1 |  |  | 5PX*C005AS3+P0V0C000M50SD+LRP |  | 32000 | 18.1 | 8.5 | 32600 | 25200 | 77.3% | 2.1 | 0 | 10.5 |  |  |  | No | R-454B | 2.6667 | Residential & Commercial | Ducted CEE Tier 1
215936383 | Central HP <5.4 tons | TEMPSTAR | HRCU-A-CB (Split System: Heat Pump with Remote Outdoor Unit-Air-Source) | T5H3V36*K*AAA* |  |  | EVD5X48M24A*+WALLCON | *97CMN0802120B* | 35000 | 21 | 8.5 | 38500 | 28400 | 73.77% | 2.04 | 0 | 12 |  |  |  | No | R-454B | 2.9167 | Residential & Commercial | Ducted CEE Tier 1
214861575 | Central HP <5.4 tons | MDV | HRCU-A-CB (Split System: Heat Pump with Remote Outdoor Unit-Air-Source) | MOX630-36HFN10-M2X |  |  | MVBC-36HWFN10-MC2-D |  | 36000 | 17.2 | 9.5 | 38000 | 38000 | 100% | 2.06 | 0 | 11.7 |  |  |  | No | R-454B | 3 | Residential & Commercial | Ducted CEE Tier 1
214861566 | Central HP <5.4 tons | MDV | HRCU-A-CB (Split System: Heat Pump with Remote Outdoor Unit-Air-Source) | MOX630-36HFN10-M2X |  |  | MVBC-36HWFN10-MC2 |  | 36000 | 17.3 | 9.5 | 38000 | 38000 | 100% | 2.06 | 0 | 11.7 |  |  |  | No | R-454B | 3 | Residential & Commercial | Ducted CEE Tier 1
214861581 | Central HP <5.4 tons | MDV | HRCU-A-CB (Split System: Heat Pump with Remote Outdoor Unit-Air-Source) | MOX430-18HFN10-M1 |  |  | MVBC-18HWFN10-MB1-D |  | 18000 | 18.5 | 9.8 | 18000 | 13000 | 72.22% | 2.3 | 0 | 12.1 |  |  |  | No | R-454B | 1.5 | Residential & Commercial | Ducted CEE Tier 1
213780148 | Central HP <5.4 tons | AIRQUEST | HRCU-A-CB (Split System: Heat Pump with Remote Outdoor Unit-Air-Source) | HVH837GKA** |  |  | EHD4X48AAL+WALLCON | *80CTL0701412B* | 32600 | 16.5 | 8.1 | 33200 | 25000 | 75.3% | 1.94 | 0 | 11 |  |  |  | No | R-410A | 2.7167 | Residential & Commercial | Ducted CEE Tier 1
213780228 | Central HP <5.4 tons | AIRQUEST | HRCU-A-CB (Split System: Heat Pump with Remote Outdoor Unit-Air-Source) | HVH837GKA** |  |  | EHD4X48AAL+WALLCON | *97CMN0801714B* | 32400 | 16.5 | 8.1 | 33000 | 25000 | 75.76% | 1.94 | 0 | 11 |  |  |  | No | R-410A | 2.7 | Residential & Commercial | Ducted CEE Tier 1
211261928 | Central HP <5.4 tons | TEMPSTAR | HRCU-A-CB (Split System: Heat Pump with Remote Outdoor Unit-Air-Source) | DLCURAH18ABK |  |  | EA*4X30L17A* | *96VTN0401410A* | 17500 | 16 | 8.5 | 18100 | 18600 | 102.8% | 2.24 | 0 | 10.5 |  |  |  | No | R-410A | 1.4583 | Residential & Commercial | Ducted CEE Tier 1
211262010 | Central HP <5.4 tons | TEMPSTAR | HRCU-A-CB (Split System: Heat Pump with Remote Outdoor Unit-Air-Source) | DLCURAH18ABK |  |  | EA*4X30L17A* | *80ES(N,L)0451412A* | 18200 | 16.5 | 8.5 | 18700 | 18400 | 98.4% | 2.22 | 0 | 11 |  |  |  | No | R-410A | 1.5167 | Residential & Commercial | Ducted CEE Tier 1
213780078 | Central HP <5.4 tons | AIRQUEST | HRCU-A-CB (Split System: Heat Pump with Remote Outdoor Unit-Air-Source) | HVH837GKA** |  |  | EHD4X42AAL+WALLCON | *97CMN1002122B* | 32600 | 16.5 | 8.1 | 33000 | 24600 | 74.55% | 1.94 | 0 | 11 |  |  |  | No | R-410A | 2.7167 | Residential & Commercial | Ducted CEE Tier 1
213780398 | Central HP <5.4 tons | AIRQUEST | HRCU-A-CB (Split System: Heat Pump with Remote Outdoor Unit-Air-Source) | HVH837GKA** |  |  | EHD4X60AAL+WALLCON | *97CMN1002122B* | 33000 | 16.5 | 8.1 | 32200 | 24800 | 77.02% | 2 | 0 | 11.5 |  |  |  | No | R-410A | 2.75 | Residential & Commercial | Ducted CEE Tier 1
213774658 | Central HP <5.4 tons | AIRQUEST | HRCU-A-CB (Split System: Heat Pump with Remote Outdoor Unit-Air-Source) | HVH825GKA3* |  |  | EHD4X48AAL+WALLCON | *97CMN1002122B* | 24200 | 16 | 8.1 | 21200 | 16600 | 78.3% | 2.02 | 0 | 11 |  |  |  | No | R-410A | 2.0167 | Residential & Commercial | Ducted CEE Tier 1
211226639 | Central HP <5.4 tons | DAY & NIGHT | HRCU-A-CB (Split System: Heat Pump with Remote Outdoor Unit-Air-Source) | DLCURAH36ABK |  |  | EA*4X37L17A* | *92ESN0801716A* | 36800 | 15.2 | 8.5 | 39500 | 35000 | 88.61% | 2.06 | 0 | 10 |  |  |  | No | R-410A | 3.0667 | Residential & Commercial | Ducted CEE Tier 1
211226807 | Central HP <5.4 tons | DAY & NIGHT | HRCU-A-CB (Split System: Heat Pump with Remote Outdoor Unit-Air-Source) | DLCURAH36ABK |  |  | EA*4X37L21A* | *80ES(N,L)0702116A* | 37200 | 15.5 | 8.5 | 38500 | 35000 | 90.91% | 2.12 | 0 | 10 |  |  |  | No | R-410A | 3.1 | Residential & Commercial | Ducted CEE Tier 1
215429066 | Central HP <5.4 tons | TRANE | HRCU-A-CB (Split System: Heat Pump with Remote Outdoor Unit-Air-Source) | 4TWV0X60A1 |  |  | TEM6A0C48H41+TDR+RP |  | 53000 | 19 | 8.2 | 53000 | 38500 | 72.64% | 1.79 | 0 | 11.7 |  |  |  | No | R-410A | 4.4167 | Residential & Commercial | Ducted CEE Tier 1
213079127 | Central HP <5.4 tons | TEMPSTAR | HRCU-A-CB (Split System: Heat Pump with Remote Outdoor Unit-Air-Source) | DLCURAH36ABK |  |  | EA*4X42L24A* | *80MSU0601716A* | 35200 | 16.5 | 8.1 | 38500 | 35000 | 90.91% | 1.88 | 0 | 10 |  |  |  | No | R-410A | 2.9333 | Residential & Commercial | Ducted CEE Tier 1
213080361 | Central HP <5.4 tons | TEMPSTAR | HRCU-A-CB (Split System: Heat Pump with Remote Outdoor Unit-Air-Source) | DLCURAH36ABK |  |  | EN(A,D,W)4X48L21** | *96MSN1002120A* | 36000 | 16.5 | 8.1 | 38500 | 34800 | 90.39% | 2.02 | 0 | 10 |  |  |  | No | R-410A | 3 | Residential & Commercial | Ducted CEE Tier 1
213077750 | Central HP <5.4 tons | TEMPSTAR | HRCU-A-CB (Split System: Heat Pump with Remote Outdoor Unit-Air-Source) | DLCURAH36ABK |  |  | EA*4X43L21A* | *96VTN1002122B* | 36800 | 16.5 | 8.5 | 38000 | 34600 | 91.05% | 2.02 | 0 | 10 |  |  |  | No | R-410A | 3.0667 | Residential & Commercial | Ducted CEE Tier 1
210599859 | Central HP <5.4 tons | TEMPSTAR | HRCU-A-CB (Split System: Heat Pump with Remote Outdoor Unit-Air-Source) | TVH825GKA2* |  |  | EA*4X42L21A*+WALLCON | *80CTL0901716A* | 23800 | 17.5 | 8.1 | 21400 | 16500 | 77.1% | 1.98 | 0 | 11 |  |  |  | No | R-410A | 1.9833 | Residential & Commercial | Ducted CEE Tier 1
210599860 | Central HP <5.4 tons | TEMPSTAR | HRCU-A-CB (Split System: Heat Pump with Remote Outdoor Unit-Air-Source) | TVH825GKA2* |  |  | EA*4X42L21A*+WALLCON | *95CSU0601716A* | 23600 | 16.5 | 8.1 | 21400 | 16700 | 78.04% | 1.94 | 0 | 10.5 |  |  |  | No | R-410A | 1.9667 | Residential & Commercial | Ducted CEE Tier 1
210599908 | Central HP <5.4 tons | TEMPSTAR | HRCU-A-CB (Split System: Heat Pump with Remote Outdoor Unit-Air-Source) | TVH825GKA2* |  |  | EA*4X48L21A*+WALLCON | *97CMN0602120A* | 24000 | 16.5 | 8.1 | 21000 | 16600 | 79.05% | 2 | 0 | 11 |  |  |  | No | R-410A | 2 | Residential & Commercial | Ducted CEE Tier 1
210599925 | Central HP <5.4 tons | TEMPSTAR | HRCU-A-CB (Split System: Heat Pump with Remote Outdoor Unit-Air-Source) | TVH825GKA2* |  |  | EHD4X42AAL+WALLCON | *80CTL0701716A* | 24200 | 16 | 8.1 | 21400 | 16600 | 77.57% | 2 | 0 | 10.5 |  |  |  | No | R-410A | 2.0167 | Residential & Commercial | Ducted CEE Tier 1
213772818 | Central HP <5.4 tons | AIRQUEST | HRCU-A-CB (Split System: Heat Pump with Remote Outdoor Unit-Air-Source) | HVH825GKA3* |  |  | EA*4X30L14A*+WALLCON | *80CTL0701412B* | 23400 | 16.5 | 8.1 | 21600 | 16700 | 77.31% | 1.9 | 0 | 10.5 |  |  |  | No | R-410A | 1.95 | Residential & Commercial | Ducted CEE Tier 1
213772968 | Central HP <5.4 tons | AIRQUEST | HRCU-A-CB (Split System: Heat Pump with Remote Outdoor Unit-Air-Source) | HVH825GKA3* |  |  | EA*4X36L17A*+WALLCON | *80CTL0901716B* | 23600 | 16.5 | 8.1 | 21400 | 16700 | 78.04% | 1.92 | 0 | 10.5 |  |  |  | No | R-410A | 1.9667 | Residential & Commercial | Ducted CEE Tier 1
213773068 | Central HP <5.4 tons | AIRQUEST | HRCU-A-CB (Split System: Heat Pump with Remote Outdoor Unit-Air-Source) | HVH825GKA3* |  |  | EA*4X36L21A*+WALLCON | *80CTL0902120B* | 23600 | 16.5 | 8.1 | 21400 | 16600 | 77.57% | 1.94 | 0 | 10.5 |  |  |  | No | R-410A | 1.9667 | Residential & Commercial | Ducted CEE Tier 1
213773388 | Central HP <5.4 tons | AIRQUEST | HRCU-A-CB (Split System: Heat Pump with Remote Outdoor Unit-Air-Source) | HVH825GKA3* |  |  | EA*4X42L21A*+WALLCON | *80CTL0701716B* | 23800 | 16.5 | 8.1 | 21400 | 16600 | 77.57% | 1.94 | 0 | 10.5 |  |  |  | No | R-410A | 1.9833 | Residential & Commercial | Ducted CEE Tier 1
213773088 | Central HP <5.4 tons | AIRQUEST | HRCU-A-CB (Split System: Heat Pump with Remote Outdoor Unit-Air-Source) | HVH825GKA3* |  |  | EA*4X36L21A*+WALLCON | *95CSU0601716B* | 23600 | 16.5 | 8.1 | 21600 | 16700 | 77.31% | 1.92 | 0 | 10.5 |  |  |  | No | R-410A | 1.9667 | Residential & Commercial | Ducted CEE Tier 1
215679663 | Central HP <5.4 tons | CARRIER | HRCU-A-CB (Split System: Heat Pump with Remote Outdoor Unit-Air-Source) | 27VNA036A*030* |  |  | CAA**6124AM*+UI | 59TN6C080C21**20 | 34800 | 18 | 9 | 34400 | 24800 | 72.09% | 1.92 | 0 | 10.5 |  |  |  | No | R-454B | 2.9 | Residential & Commercial | Ducted CEE Tier 1
213194266 | Central HP <5.4 tons | LENNOX | HRCU-A-CB (Split System: Heat Pump with Remote Outdoor Unit-Air-Source) | SL25XPV-036-230A** |  |  | C35-48C+TDR+TXV | EL297UH090XV36C* | 34000 | 22 | 8.8 | 35600 | 27600 | 77.53% | 1.82 | 0 | 13.4 |  |  |  | No | R-410A | 2.8333 | Residential & Commercial | Ducted CEE Tier 1
213194296 | Central HP <5.4 tons | LENNOX | HRCU-A-CB (Split System: Heat Pump with Remote Outdoor Unit-Air-Source) | SL25XPV-036-230A** |  |  | CX35-48C+TDR | EL297UH090XV60C* | 34000 | 20.8 | 8.8 | 35600 | 27400 | 76.97% | 1.82 | 0 | 13.5 |  |  |  | No | R-410A | 2.8333 | Residential & Commercial | Ducted CEE Tier 1
213815131 | Central HP <5.4 tons | DAIKIN | HRCU-A-CB (Split System: Heat Pump with Remote Outdoor Unit-Air-Source) | DZ9VCA3610A* |  |  | CA*F3137*6A*+MBVK12BP1X00A*+TXV |  | 34000 | 18.5 | 8.2 | 34000 | 24400 | 71.76% | 1.8 | 0 | 12 |  |  |  | No | R-410A | 2.8333 | Residential & Commercial | Ducted CEE Tier 1
213781288 | Central HP <5.4 tons | AIRQUEST | HRCU-A-CB (Split System: Heat Pump with Remote Outdoor Unit-Air-Source) | HVH837GKA2* |  |  | EA*4X48L21A*+WALLCON | *80CTL0701716B* | 32200 | 17 | 8.1 | 32600 | 25000 | 76.69% | 1.96 | 0 | 11 |  |  |  | No | R-410A | 2.6833 | Residential & Commercial | Ducted CEE Tier 1
213781488 | Central HP <5.4 tons | AIRQUEST | HRCU-A-CB (Split System: Heat Pump with Remote Outdoor Unit-Air-Source) | HVH837GKA2* |  |  | EA*4X60L24A*+WALLCON | *80CTL1352422B* | 32800 | 17.5 | 8.1 | 31800 | 24600 | 77.36% | 1.98 | 0 | 11.5 |  |  |  | No | R-410A | 2.7333 | Residential & Commercial | Ducted CEE Tier 1
213781538 | Central HP <5.4 tons | AIRQUEST | HRCU-A-CB (Split System: Heat Pump with Remote Outdoor Unit-Air-Source) | HVH837GKA2* |  |  | EA*4X61L21A*+WALLCON | *80CTL0451712B* | 33000 | 17 | 8.1 | 32400 | 25200 | 77.78% | 1.94 | 0 | 11 |  |  |  | No | R-410A | 2.75 | Residential & Commercial | Ducted CEE Tier 1
213781638 | Central HP <5.4 tons | AIRQUEST | HRCU-A-CB (Split System: Heat Pump with Remote Outdoor Unit-Air-Source) | HVH837GKA2* |  |  | EA*4X61L21A*+WALLCON | *96CTN0801714B* | 33000 | 17 | 8.1 | 32000 | 25000 | 78.12% | 1.96 | 0 | 11 |  |  |  | No | R-410A | 2.75 | Residential & Commercial | Ducted CEE Tier 1
213781688 | Central HP <5.4 tons | AIRQUEST | HRCU-A-CB (Split System: Heat Pump with Remote Outdoor Unit-Air-Source) | HVH837GKA2* |  |  | EA*4X61L24A*+WALLCON | *97CMN1002122B* | 33200 | 17.5 | 8.5 | 32000 | 24800 | 77.5% | 2 | 0 | 11.7 |  |  |  | No | R-410A | 2.7667 | Residential & Commercial | Ducted CEE Tier 1
213782088 | Central HP <5.4 tons | AIRQUEST | HRCU-A-CB (Split System: Heat Pump with Remote Outdoor Unit-Air-Source) | HVH837GKA2* |  |  | EHD4X48AAL+WALLCON | *80CTL0902120B* | 32600 | 16.5 | 8.1 | 33000 | 24800 | 75.15% | 1.96 | 0 | 11 |  |  |  | No | R-410A | 2.7167 | Residential & Commercial | Ducted CEE Tier 1
213780698 | Central HP <5.4 tons | AIRQUEST | HRCU-A-CB (Split System: Heat Pump with Remote Outdoor Unit-Air-Source) | HVH837GKA2* |  |  | EA*4X36L17A*+WALLCON | *97CMN0801714B* | 31400 | 16.5 | 8.1 | 33200 | 24400 | 73.49% | 1.82 | 0 | 10.5 |  |  |  | No | R-410A | 2.6167 | Residential & Commercial | Ducted CEE Tier 1
212383387 | Central HP <5.4 tons | CARRIER | HRCU-A-CB (Split System: Heat Pump with Remote Outdoor Unit-Air-Source) | 38MURAQ36AB3* |  |  | CAP**3717AL* | 58SU*A060E17**16 | 36600 | 15.5 | 8.5 | 39500 | 35000 | 88.61% | 2.04 | 0 | 10 |  |  |  | No | R-410A | 3.05 | Residential & Commercial | Ducted CEE Tier 1
215680003 | Central HP <5.4 tons | CARRIER | HRCU-A-CB (Split System: Heat Pump with Remote Outdoor Unit-Air-Source) | 27VNA036A*030* |  |  | CSAH*6012AM*+UI | 59TN7A120C24**22 | 34600 | 16.5 | 8.5 | 34600 | 24800 | 71.68% | 1.92 | 0 | 10 |  |  |  | No | R-454B | 2.8833 | Residential & Commercial | Ducted CEE Tier 1
215679643 | Central HP <5.4 tons | CARRIER | HRCU-A-CB (Split System: Heat Pump with Remote Outdoor Unit-Air-Source) | 27VNA036A*030* |  |  | CAA**6121AM*+UI | 59TN7A080C21**20 | 34800 | 18 | 9 | 34400 | 24800 | 72.09% | 1.92 | 0 | 10.5 |  |  |  | No | R-454B | 2.9 | Residential & Commercial | Ducted CEE Tier 1
214861595 | Central HP <5.4 tons | MDV | HRCU-A-CB (Split System: Heat Pump with Remote Outdoor Unit-Air-Source) | MOE30-48HFN10-M3X-D |  |  | MVBC-48HWFN10-MD3E-DD |  | 48000 | 16.3 | 9 | 56000 | 52000 | 92.86% | 1.8 | 0 | 11.7 |  |  |  | No | R-454B | 4 | Residential & Commercial | Ducted CEE Tier 1
213773208 | Central HP <5.4 tons | AIRQUEST | HRCU-A-CB (Split System: Heat Pump with Remote Outdoor Unit-Air-Source) | HVH825GKA3* |  |  | EA*4X37L17A*+WALLCON | *97CMN0601714B* | 24000 | 16 | 8.1 | 21600 | 16800 | 77.78% | 1.98 | 0 | 10.5 |  |  |  | No | R-410A | 2 | Residential & Commercial | Ducted CEE Tier 1
213773308 | Central HP <5.4 tons | AIRQUEST | HRCU-A-CB (Split System: Heat Pump with Remote Outdoor Unit-Air-Source) | HVH825GKA3* |  |  | EA*4X37L21A*+WALLCON | *95CSU0601716B* | 24400 | 16.5 | 8.1 | 21400 | 16600 | 77.57% | 2.02 | 0 | 10.5 |  |  |  | No | R-410A | 2.0333 | Residential & Commercial | Ducted CEE Tier 1
213773658 | Central HP <5.4 tons | AIRQUEST | HRCU-A-CB (Split System: Heat Pump with Remote Outdoor Unit-Air-Source) | HVH825GKA3* |  |  | EA*4X43L21A*+WALLCON | *96CTN0601714B* | 24400 | 16.5 | 8.1 | 21200 | 16700 | 78.77% | 2 | 0 | 10.5 |  |  |  | No | R-410A | 2.0333 | Residential & Commercial | Ducted CEE Tier 1
213773788 | Central HP <5.4 tons | AIRQUEST | HRCU-A-CB (Split System: Heat Pump with Remote Outdoor Unit-Air-Source) | HVH825GKA3* |  |  | EA*4X48L21A*+WALLCON | *96CTN0801714B* | 24000 | 16.5 | 8.1 | 21000 | 16600 | 79.05% | 2 | 0 | 11 |  |  |  | No | R-410A | 2 | Residential & Commercial | Ducted CEE Tier 1
213774638 | Central HP <5.4 tons | AIRQUEST | HRCU-A-CB (Split System: Heat Pump with Remote Outdoor Unit-Air-Source) | HVH825GKA3* |  |  | EHD4X48AAL+WALLCON | *97CMN0601714B* | 24000 | 15.5 | 8.1 | 21400 | 16700 | 78.04% | 2 | 0 | 10.5 |  |  |  | No | R-410A | 2 | Residential & Commercial | Ducted CEE Tier 1
211262613 | Central HP <5.4 tons | AIRQUEST | HRCU-A-CB (Split System: Heat Pump with Remote Outdoor Unit-Air-Source) | DLCURAH18ABK |  |  | EN(A,D)4X24L14** | *95ESN0601412A* | 17800 | 16 | 8.5 | 18700 | 18800 | 100.5% | 2.26 | 0 | 11 |  |  |  | No | R-410A | 1.4833 | Residential & Commercial | Ducted CEE Tier 1
211262699 | Central HP <5.4 tons | AIRQUEST | HRCU-A-CB (Split System: Heat Pump with Remote Outdoor Unit-Air-Source) | DLCURAH18ABK |  |  | EN(A,D)4X24L14** | *80ES(N,L)0451412A* | 18000 | 16 | 8.5 | 18900 | 18700 | 98.94% | 2.26 | 0 | 11 |  |  |  | No | R-410A | 1.5 | Residential & Commercial | Ducted CEE Tier 1
213078301 | Central HP <5.4 tons | TEMPSTAR | HRCU-A-CB (Split System: Heat Pump with Remote Outdoor Unit-Air-Source) | DLCURAH36ABK |  |  | EA*4X37L21A* | *80MS(N,L)0901714A* | 36200 | 16.5 | 8.5 | 38000 | 34800 | 91.58% | 2.04 | 0 | 10 |  |  |  | No | R-410A | 3.0167 | Residential & Commercial | Ducted CEE Tier 1
213078385 | Central HP <5.4 tons | TEMPSTAR | HRCU-A-CB (Split System: Heat Pump with Remote Outdoor Unit-Air-Source) | DLCURAH36ABK |  |  | EN(A,D,W)4X48L21** | *80MS(N,L)0901714A* | 36000 | 16.5 | 8.1 | 38500 | 35000 | 90.91% | 2 | 0 | 10.5 |  |  |  | No | R-410A | 3 | Residential & Commercial | Ducted CEE Tier 1
213078649 | Central HP <5.4 tons | TEMPSTAR | HRCU-A-CB (Split System: Heat Pump with Remote Outdoor Unit-Air-Source) | DLCURAH36ABK |  |  | EA*4X42L24A* | *80MS(N,L)1102120A* | 35800 | 16.5 | 8.1 | 38500 | 35000 | 90.91% | 1.9 | 0 | 10 |  |  |  | No | R-410A | 2.9833 | Residential & Commercial | Ducted CEE Tier 1
213079678 | Central HP <5.4 tons | TEMPSTAR | HRCU-A-CB (Split System: Heat Pump with Remote Outdoor Unit-Air-Source) | DLCURAH36ABK |  |  | EA*4X42L24A* | *92MSN0802120A* | 35200 | 16.5 | 8.1 | 38500 | 34800 | 90.39% | 2.08 | 0 | 10 |  |  |  | No | R-410A | 2.9333 | Residential & Commercial | Ducted CEE Tier 1
213079751 | Central HP <5.4 tons | TEMPSTAR | HRCU-A-CB (Split System: Heat Pump with Remote Outdoor Unit-Air-Source) | DLCURAH36ABK |  |  | EA*4X37L21A* | *92MSN1002120A* | 36600 | 16.5 | 8.5 | 38000 | 34800 | 91.58% | 2.06 | 0 | 10 |  |  |  | No | R-410A | 3.05 | Residential & Commercial | Ducted CEE Tier 1
213079787 | Central HP <5.4 tons | TEMPSTAR | HRCU-A-CB (Split System: Heat Pump with Remote Outdoor Unit-Air-Source) | DLCURAH36ABK |  |  | EA*4X43L21A* | *92MSN1002120A* | 36600 | 16.5 | 8.5 | 38000 | 34800 | 91.58% | 2.08 | 0 | 10 |  |  |  | No | R-410A | 3.05 | Residential & Commercial | Ducted CEE Tier 1
213080392 | Central HP <5.4 tons | TEMPSTAR | HRCU-A-CB (Split System: Heat Pump with Remote Outdoor Unit-Air-Source) | DLCURAH36ABK |  |  | EA*4X37L21A* | *96MSN1002122A* | 36800 | 16 | 8.5 | 38500 | 34800 | 90.39% | 2.1 | 0 | 10 |  |  |  | No | R-410A | 3.0667 | Residential & Commercial | Ducted CEE Tier 1
214491939 | Central HP <5.4 tons | Liberty Heating & Air Conditioning | HRCU-A-CB (Split System: Heat Pump with Remote Outdoor Unit-Air-Source) | ASZS601810A* |  |  | CA*EA2422*4B* | G*VC800603B*A* | 16600 | 17.5 | 8.5 | 17400 | 13000 | 74.71% | 2.1 | 0 | 10.9 |  |  |  | No | R-410A | 1.3833 | Residential & Commercial | Ducted CEE Tier 1
214491948 | Central HP <5.4 tons | Liberty Heating & Air Conditioning | HRCU-A-CB (Split System: Heat Pump with Remote Outdoor Unit-Air-Source) | ASZS601810A* |  |  | CA*EA2422*4B* | G*VS800805CUA* | 16600 | 17.5 | 8.5 | 17400 | 13000 | 74.71% | 2.1 | 0 | 10.9 |  |  |  | No | R-410A | 1.3833 | Residential & Commercial | Ducted CEE Tier 1
213772668 | Central HP <5.4 tons | AIRQUEST | HRCU-A-CB (Split System: Heat Pump with Remote Outdoor Unit-Air-Source) | HVH825GKA3* |  |  | EA*4X24L17A*+WALLCON | *97CMN0601714B* | 23000 | 16 | 8.1 | 22000 | 16900 | 76.82% | 1.88 | 0 | 10 |  |  |  | No | R-410A | 1.9167 | Residential & Commercial | Ducted CEE Tier 1
213773018 | Central HP <5.4 tons | AIRQUEST | HRCU-A-CB (Split System: Heat Pump with Remote Outdoor Unit-Air-Source) | HVH825GKA3* |  |  | EA*4X36L17A*+WALLCON | *96CTN0601714B* | 23400 | 16 | 8.1 | 21600 | 16700 | 77.31% | 1.92 | 0 | 10.5 |  |  |  | No | R-410A | 1.95 | Residential & Commercial | Ducted CEE Tier 1
213773368 | Central HP <5.4 tons | AIRQUEST | HRCU-A-CB (Split System: Heat Pump with Remote Outdoor Unit-Air-Source) | HVH825GKA3* |  |  | EA*4X37L21A*+WALLCON | *96CTN1002122B* | 24400 | 16.5 | 8.5 | 21200 | 16600 | 78.3% | 2.02 | 0 | 11 |  |  |  | No | R-410A | 2.0333 | Residential & Commercial | Ducted CEE Tier 1
211262879 | Central HP <5.4 tons | AIRQUEST | HRCU-A-CB (Split System: Heat Pump with Remote Outdoor Unit-Air-Source) | DLCURAH18ABK |  |  | EN(A,D)4X24L17** | *96VSN0601412A* | 17900 | 15.5 | 8.5 | 18800 | 18700 | 99.47% | 2.26 | 0 | 11 |  |  |  | No | R-410A | 1.4917 | Residential & Commercial | Ducted CEE Tier 1
211263392 | Central HP <5.4 tons | AIRQUEST | HRCU-A-CB (Split System: Heat Pump with Remote Outdoor Unit-Air-Source) | DLCURAH18ABK |  |  | EN(A,D)4X24L17** | *92ESN0601714A* | 17700 | 16 | 8.5 | 18500 | 18800 | 101.6% | 2.26 | 0 | 11 |  |  |  | No | R-410A | 1.475 | Residential & Commercial | Ducted CEE Tier 1
211263415 | Central HP <5.4 tons | AIRQUEST | HRCU-A-CB (Split System: Heat Pump with Remote Outdoor Unit-Air-Source) | DLCURAH18ABK |  |  | EN(A,D)4X24L17** | *92ESN0801716A* | 18500 | 16 | 8.5 | 19500 | 18400 | 94.36% | 2.24 | 0 | 11 |  |  |  | No | R-410A | 1.5417 | Residential & Commercial | Ducted CEE Tier 1
215865886 | Central HP <5.4 tons | MDV | HRCU-A-CB (Split System: Heat Pump with Remote Outdoor Unit-Air-Source) | MOX630-48HFN10-M3X |  |  | MVBC-48HWFPN10-MD3E |  | 48000 | 16.5 | 9.5 | 50000 | 46000 | 92% | 1.9 | 0 | 10.5 |  |  |  | No | R-454B | 4 | Residential & Commercial | Ducted CEE Tier 1
214861529 | Central HP <5.4 tons | MDV | HRCU-A-CB (Split System: Heat Pump with Remote Outdoor Unit-Air-Source) | MOD30-24HFN10-M1X |  |  | MVBC-24HWFN10-MB1 |  | 23000 | 18.8 | 10 | 26000 | 23600 | 90.77% | 2.16 | 0 | 12 |  |  |  | No | R-454B | 1.9167 | Residential & Commercial | Ducted CEE Tier 1
214861615 | Central HP <5.4 tons | MDV | HRCU-A-CB (Split System: Heat Pump with Remote Outdoor Unit-Air-Source) | MOE30-60HFN10-M3X |  |  | MVBDM-60HWFN10-WC3-D |  | 54000 | 17.5 | 9.5 | 55000 | 54000 | 98.18% | 1.9 | 0 | 12 |  |  |  | No | R-454B | 4.5 | Residential & Commercial | Ducted CEE Tier 1
213080642 | Central HP <5.4 tons | TEMPSTAR | HRCU-A-CB (Split System: Heat Pump with Remote Outdoor Unit-Air-Source) | DLCURAH36ABK |  |  | EN(A,D,W)4X48L21** | *95MSU0401712A* | 35800 | 15.2 | 8.1 | 38500 | 35200 | 91.43% | 2 | 0 | 10 |  |  |  | No | R-410A | 2.9833 | Residential & Commercial | Ducted CEE Tier 1
214053842 | Central HP <5.4 tons | MDV | HRCU-A-C (Split System: Heat Pump with Remote Outdoor Unit with No Indoor Fan --Air Source) | MOX430U-22HFN1-MR0 |  |  | MVBM-24A18T3N1 |  | 22000 | 15.4 | 9.2 | 22000 | 16000 | 72.73% | 2 | 0 | 10 |  |  |  | No | R-410A | 1.8333 | Residential & Commercial | Ducted CEE Tier 1
213301873 | Central HP <5.4 tons | MDV | HRCU-A-C (Split System: Heat Pump with Remote Outdoor Unit with No Indoor Fan --Air Source) | MOD30U-30HFN1-MR0(X) |  |  | MVB-36B23T4N1 |  | 29000 | 15.2 | 8.5 | 31000 | 22600 | 72.9% | 1.8 | 0 | 10 |  |  |  | No | R-410A | 2.4167 | Residential & Commercial | Ducted CEE Tier 1
216025754 | Central HP <5.4 tons | MDV | HRCU-A-CB (Split System: Heat Pump with Remote Outdoor Unit-Air-Source) | MOX630-36HFN10-M3X |  |  | MVBE-36HWFN10-WL3E |  | 36000 | 16.8 | 9.6 | 37000 | 34600 | 93.51% | 1.8 | 0 | 11.2 |  |  |  | No | R-454B | 3 | Residential & Commercial | Ducted CEE Tier 1
214861546 | Central HP <5.4 tons | MDV | HRCU-A-CB (Split System: Heat Pump with Remote Outdoor Unit-Air-Source) | MOX630-36HFN10-M3X |  |  | MVBC-36HWFN10-MC3E |  | 36000 | 17.4 | 10.3 | 37000 | 39000 | 105.4% | 1.9 | 0 | 11.7 |  |  |  | No | R-454B | 3 | Residential & Commercial | Ducted CEE Tier 1
211264403 | Central HP <5.4 tons | AIRQUEST | HRCU-A-CB (Split System: Heat Pump with Remote Outdoor Unit-Air-Source) | DLCURAH18ABK |  |  | EN(A,D)4X30L17** | *96VTN0601412A* | 18000 | 16 | 8.5 | 18600 | 18400 | 98.92% | 2.22 | 0 | 11 |  |  |  | No | R-410A | 1.5 | Residential & Commercial | Ducted CEE Tier 1
211262378 | Central HP <5.4 tons | AIRQUEST | HRCU-A-CB (Split System: Heat Pump with Remote Outdoor Unit-Air-Source) | DLCURAH18ABK |  |  | EN(A,D)4X18L14** | *96VTN0601412A* | 17600 | 15.5 | 8.5 | 18700 | 19300 | 103.2% | 2.32 | 0 | 10.5 |  |  |  | No | R-410A | 1.4667 | Residential & Commercial | Ducted CEE Tier 1
211262421 | Central HP <5.4 tons | AIRQUEST | HRCU-A-CB (Split System: Heat Pump with Remote Outdoor Unit-Air-Source) | DLCURAH18ABK |  |  | EN(A,D)4X18L14** | *80ES(N,L)0451412A* | 17800 | 15.5 | 8.5 | 18900 | 19200 | 101.6% | 2.3 | 0 | 10.5 |  |  |  | No | R-410A | 1.4833 | Residential & Commercial | Ducted CEE Tier 1
211263080 | Central HP <5.4 tons | AIRQUEST | HRCU-A-CB (Split System: Heat Pump with Remote Outdoor Unit-Air-Source) | DLCURAH18ABK |  |  | EN(A,D)4X24L17** | *96VTN0401712A* | 17700 | 15.5 | 8.5 | 18700 | 18800 | 100.5% | 2.26 | 0 | 10.5 |  |  |  | No | R-410A | 1.475 | Residential & Commercial | Ducted CEE Tier 1
211263182 | Central HP <5.4 tons | AIRQUEST | HRCU-A-CB (Split System: Heat Pump with Remote Outdoor Unit-Air-Source) | DLCURAH18ABK |  |  | EN(A,D)4X24L17** | *95ESN0601412A* | 17800 | 16 | 8.5 | 18700 | 18800 | 100.5% | 2.26 | 0 | 11 |  |  |  | No | R-410A | 1.4833 | Residential & Commercial | Ducted CEE Tier 1
214861544 | Central HP <5.4 tons | MDV | HRCU-A-CB (Split System: Heat Pump with Remote Outdoor Unit-Air-Source) | MOD30-30HFN10-M3X |  |  | MVBDM-30HWFN10-WB3 |  | 30000 | 17.2 | 10.8 | 33000 | 33200 | 100.6% | 1.97 | 0 | 12.1 |  |  |  | No | R-454B | 2.5 | Residential & Commercial | Ducted CEE Tier 1
213780448 | Central HP <5.4 tons | AIRQUEST | HRCU-A-CB (Split System: Heat Pump with Remote Outdoor Unit-Air-Source) | HVH837GKA** |  |  | EHD4X60AAL+WALLCON | *96CTN1202422B* | 33000 | 16.5 | 8.1 | 32200 | 24800 | 77.02% | 2 | 0 | 11.5 |  |  |  | No | R-410A | 2.75 | Residential & Commercial | Ducted CEE Tier 1
211262657 | Central HP <5.4 tons | AIRQUEST | HRCU-A-CB (Split System: Heat Pump with Remote Outdoor Unit-Air-Source) | DLCURAH18ABK |  |  | EN(A,D)4X24L14** | *96VTN0601412A* | 17900 | 15.5 | 8.5 | 18800 | 18700 | 99.47% | 2.26 | 0 | 11 |  |  |  | No | R-410A | 1.4917 | Residential & Commercial | Ducted CEE Tier 1
214602070 | Central HP <5.4 tons | MDV | HRCU-A-CB (Split System: Heat Pump with Remote Outdoor Unit-Air-Source) | MOX330U-12HFN1-MR0 |  |  | MVC-12HWFN1-M |  | 12000 | 17.5 | 9 | 13000 | 11000 | 84.62% | 2.6 | 0 | 11.7 |  |  |  | No | R-410A | 1 | Residential & Commercial | Ducted CEE Tier 1
211264302 | Central HP <5.4 tons | AIRQUEST | HRCU-A-CB (Split System: Heat Pump with Remote Outdoor Unit-Air-Source) | DLCURAH18ABK |  |  | EN(A,D)4X30L17** | *95ESN0601412A* | 18000 | 16 | 8.5 | 18500 | 18400 | 99.46% | 2.22 | 0 | 11 |  |  |  | No | R-410A | 1.5 | Residential & Commercial | Ducted CEE Tier 1
213773868 | Central HP <5.4 tons | AIRQUEST | HRCU-A-CB (Split System: Heat Pump with Remote Outdoor Unit-Air-Source) | HVH825GKA3* |  |  | EA*4X48L24A*+WALLCON | *96CTN1202422B* | 24200 | 17 | 8.1 | 21000 | 16500 | 78.57% | 2.02 | 0 | 11 |  |  |  | No | R-410A | 2.0167 | Residential & Commercial | Ducted CEE Tier 1
212987026 | Central HP <5.4 tons | TEMPSTAR | HRCU-A-CB (Split System: Heat Pump with Remote Outdoor Unit-Air-Source) | DLCURAH18ABK |  |  | EA*4X30L14A* | *96MSN0601412A* | 17400 | 16 | 8.5 | 18000 | 18700 | 103.9% | 2.26 | 0 | 10.5 |  |  |  | No | R-410A | 1.45 | Residential & Commercial | Ducted CEE Tier 1
212988815 | Central HP <5.4 tons | TEMPSTAR | HRCU-A-CB (Split System: Heat Pump with Remote Outdoor Unit-Air-Source) | DLCURAH18ABK |  |  | EA*4X30L17A* | *95MSU0401712A* | 17400 | 16 | 8.5 | 18000 | 18800 | 104.4% | 2.26 | 0 | 10.5 |  |  |  | No | R-410A | 1.45 | Residential & Commercial | Ducted CEE Tier 1
211263052 | Central HP <5.4 tons | AIRQUEST | HRCU-A-CB (Split System: Heat Pump with Remote Outdoor Unit-Air-Source) | DLCURAH18ABK |  |  | EN(A,D)4X24L17** | *80VTL0451412A* | 17600 | 16 | 8.5 | 18500 | 18800 | 101.6% | 2.26 | 0 | 11 |  |  |  | No | R-410A | 1.4667 | Residential & Commercial | Ducted CEE Tier 1
211263320 | Central HP <5.4 tons | AIRQUEST | HRCU-A-CB (Split System: Heat Pump with Remote Outdoor Unit-Air-Source) | DLCURAH18ABK |  |  | EN(A,D)4X24L17** | *80ES(N,L)0451712A* | 18400 | 15.5 | 8.5 | 19400 | 18500 | 95.36% | 2.24 | 0 | 11 |  |  |  | No | R-410A | 1.5333 | Residential & Commercial | Ducted CEE Tier 1
211262215 | Central HP <5.4 tons | AIRQUEST | HRCU-A-CB (Split System: Heat Pump with Remote Outdoor Unit-Air-Source) | DLCURAH18ABK |  |  | EA*4X30L17A* | OMV112K14A | 18200 | 15.5 | 8.5 | 18900 | 18400 | 97.35% | 2.2 | 0 | 10.5 |  |  |  | No | R-410A | 1.5167 | Residential & Commercial | Ducted CEE Tier 1
213772428 | Central HP <5.4 tons | AIRQUEST | HRCU-A-CB (Split System: Heat Pump with Remote Outdoor Unit-Air-Source) | HVH825GKA2* |  |  | EHD4X48AAL+WALLCON | *80CTL0451712B* | 24200 | 16 | 8.1 | 21400 | 16700 | 78.04% | 2 | 0 | 10.5 |  |  |  | No | R-410A | 2.0167 | Residential & Commercial | Ducted CEE Tier 1
213772098 | Central HP <5.4 tons | AIRQUEST | HRCU-A-CB (Split System: Heat Pump with Remote Outdoor Unit-Air-Source) | HVH825GKA2* |  |  | EHD4X36AAL+WALLCON | *80CTL0701412B* | 24000 | 16.5 | 8.1 | 21400 | 16600 | 77.57% | 1.98 | 0 | 10.5 |  |  |  | No | R-410A | 2 | Residential & Commercial | Ducted CEE Tier 1
213772518 | Central HP <5.4 tons | AIRQUEST | HRCU-A-CB (Split System: Heat Pump with Remote Outdoor Unit-Air-Source) | HVH825GKA2* |  |  | EHD4X48AAL+WALLCON | *97CMN0801714B* | 24200 | 16 | 8.1 | 21400 | 16600 | 77.57% | 2.02 | 0 | 10.5 |  |  |  | No | R-410A | 2.0167 | Residential & Commercial | Ducted CEE Tier 1
213771448 | Central HP <5.4 tons | AIRQUEST | HRCU-A-CB (Split System: Heat Pump with Remote Outdoor Unit-Air-Source) | HVH825GKA2* |  |  | EA*4X43L21A*+WALLCON | *80CTL0701716B* | 24400 | 17 | 8.5 | 21200 | 16600 | 78.3% | 2.02 | 0 | 11 |  |  |  | No | R-410A | 2.0333 | Residential & Commercial | Ducted CEE Tier 1
213352879 | Central HP <5.4 tons | MDV | HRCU-A-CB (Split System: Heat Pump with Remote Outdoor Unit-Air-Source) | MOD30-24HFN1-MW |  |  | MVBL-24HWFN1-MI3 |  | 24000 | 19 | 9.3 | 27400 | 24000 | 87.59% | 1.91 | 0 | 12 |  |  |  | No | R-410A | 2 | Residential & Commercial | Ducted CEE Tier 1
211262234 | Central HP <5.4 tons | AIRQUEST | HRCU-A-CB (Split System: Heat Pump with Remote Outdoor Unit-Air-Source) | DLCURAH18ABK |  |  | EN(A,D)4X18L14** | *80VSL0451412A* | 17400 | 15.5 | 8.5 | 18600 | 19400 | 104.3% | 2.32 | 0 | 10.5 |  |  |  | No | R-410A | 1.45 | Residential & Commercial | Ducted CEE Tier 1
211263806 | Central HP <5.4 tons | AIRQUEST | HRCU-A-CB (Split System: Heat Pump with Remote Outdoor Unit-Air-Source) | DLCURAH18ABK |  |  | EN(A,D)4X30L14** | *92ESN0601412A* | 18200 | 16 | 8.5 | 18700 | 18300 | 97.86% | 2.22 | 0 | 11 |  |  |  | No | R-410A | 1.5167 | Residential & Commercial | Ducted CEE Tier 1
211264692 | Central HP <5.4 tons | AIRQUEST | HRCU-A-CB (Split System: Heat Pump with Remote Outdoor Unit-Air-Source) | DLCURAH18ABK |  |  | EN(A,D)4X30L17** | OLV098A12* | 18200 | 15.5 | 8.5 | 18800 | 18400 | 97.87% | 2.2 | 0 | 11 |  |  |  | No | R-410A | 1.5167 | Residential & Commercial | Ducted CEE Tier 1
214861590 | Central HP <5.4 tons | MDV | HRCU-A-CB (Split System: Heat Pump with Remote Outdoor Unit-Air-Source) | MOD30-30HFN10-M3X |  |  | MVBDM-30HWFN10-WB3-D |  | 30000 | 17.2 | 10.8 | 33000 | 33200 | 100.6% | 1.97 | 0 | 12 |  |  |  | No | R-454B | 2.5 | Residential & Commercial | Ducted CEE Tier 1
210600111 | Central HP <5.4 tons | TEMPSTAR | HRCU-A-CB (Split System: Heat Pump with Remote Outdoor Unit-Air-Source) | TVH837GKA** |  |  | EA*4X61L24A*+WALLCON | *80CTL1352422A* | 33200 | 18 | 8.5 | 32000 | 24800 | 77.5% | 2.02 | 0 | 12 |  |  |  | No | R-410A | 2.7667 | Residential & Commercial | Ducted CEE Tier 1
210600127 | Central HP <5.4 tons | TEMPSTAR | HRCU-A-CB (Split System: Heat Pump with Remote Outdoor Unit-Air-Source) | TVH837GKA** |  |  | EHD4X60AAL+WALLCON | *80CSU1002120A* | 32800 | 16.5 | 8.1 | 32200 | 24800 | 77.02% | 1.98 | 0 | 11 |  |  |  | No | R-410A | 2.7333 | Residential & Commercial | Ducted CEE Tier 1
214240014 | Central HP <5.4 tons | BRYANT HEATING AND COOLING SYSTEMS | HRCU-A-CB (Split System: Heat Pump with Remote Outdoor Unit-Air-Source) | 288BNV037*0**A* |  |  | CNPV*4824AL*+UI | 986TD66100C21*** | 32400 | 17 | 8.1 | 32600 | 24600 | 75.46% | 1.96 | 0 | 11.7 |  |  |  | No | R-410A | 2.7 | Residential & Commercial | Ducted CEE Tier 1
215678183 | Central HP <5.4 tons | CARRIER | HRCU-A-CB (Split System: Heat Pump with Remote Outdoor Unit-Air-Source) | 27VNA024A*030* |  |  | CAA**2417AM*+UI | 58CU*B040C17**12 | 23000 | 16.5 | 8.5 | 24000 | 16800 | 70% | 1.98 | 0 | 10 |  |  |  | No | R-454B | 1.9167 | Residential & Commercial | Ducted CEE Tier 1
215678233 | Central HP <5.4 tons | CARRIER | HRCU-A-CB (Split System: Heat Pump with Remote Outdoor Unit-Air-Source) | 27VNA024A*030* |  |  | CAA**2517AM*+UI | 58CU*B060C17**16 | 24000 | 17 | 9 | 23200 | 16300 | 70.26% | 2.02 | 0 | 10.5 |  |  |  | No | R-454B | 2 | Residential & Commercial | Ducted CEE Tier 1
212971676 | Central HP <5.4 tons | CARRIER | HRCU-A-CB (Split System: Heat Pump with Remote Outdoor Unit-Air-Source) | 38MURAQ24AB3* |  |  | CAP**3717AL* | 58TP*B070V17**16 | 24000 | 17 | 8.5 | 25200 | 22000 | 87.3% | 1.84 | 0 | 10 |  |  |  | No | R-410A | 2 | Residential & Commercial | Ducted CEE Tier 1
212972011 | Central HP <5.4 tons | CARRIER | HRCU-A-CB (Split System: Heat Pump with Remote Outdoor Unit-Air-Source) | 38MURAQ24AB3* |  |  | CNPV*3617AL* | 58TP*B090V17**16 | 23400 | 17 | 8.5 | 26200 | 24600 | 93.89% | 2.06 | 0 | 10 |  |  |  | No | R-410A | 1.95 | Residential & Commercial | Ducted CEE Tier 1
213774538 | Central HP <5.4 tons | AIRQUEST | HRCU-A-CB (Split System: Heat Pump with Remote Outdoor Unit-Air-Source) | HVH825GKA3* |  |  | EHD4X42AAL+WALLCON | *96CTN1002122B* | 24200 | 16 | 8.1 | 21400 | 16600 | 77.57% | 2 | 0 | 10.5 |  |  |  | No | R-410A | 2.0167 | Residential & Commercial | Ducted CEE Tier 1
213774708 | Central HP <5.4 tons | AIRQUEST | HRCU-A-CB (Split System: Heat Pump with Remote Outdoor Unit-Air-Source) | HVH825GKA3* |  |  | EHD4X48AAL+WALLCON | *96CTN1002122B* | 24200 | 16 | 8.1 | 21200 | 16600 | 78.3% | 2.02 | 0 | 11 |  |  |  | No | R-410A | 2.0167 | Residential & Commercial | Ducted CEE Tier 1
215359325 | Central HP <5.4 tons | MDV | HRCU-A-CB (Split System: Heat Pump with Remote Outdoor Unit-Air-Source) | MOD30-30HFN10-M3X |  |  | MVBC-36HWFN10-MC3E-D |  | 30000 | 16.8 | 10 | 34000 | 32600 | 95.88% | 1.96 | 0 | 11.7 |  |  |  | No | R-454B | 2.5 | Residential & Commercial | Ducted CEE Tier 1
211262445 | Central HP <5.4 tons | AIRQUEST | HRCU-A-CB (Split System: Heat Pump with Remote Outdoor Unit-Air-Source) | DLCURAH18ABK |  |  | EN(A,D)4X18L14** | *92ESN0601412A* | 17800 | 15.5 | 8.5 | 18900 | 19200 | 101.6% | 2.3 | 0 | 10.5 |  |  |  | No | R-410A | 1.4833 | Residential & Commercial | Ducted CEE Tier 1
211263138 | Central HP <5.4 tons | AIRQUEST | HRCU-A-CB (Split System: Heat Pump with Remote Outdoor Unit-Air-Source) | DLCURAH18ABK |  |  | EN(A,D)4X24L17** | *95ESN0401410A* | 17800 | 15.5 | 8.5 | 18700 | 18800 | 100.5% | 2.26 | 0 | 10.5 |  |  |  | No | R-410A | 1.4833 | Residential & Commercial | Ducted CEE Tier 1
211263549 | Central HP <5.4 tons | AIRQUEST | HRCU-A-CB (Split System: Heat Pump with Remote Outdoor Unit-Air-Source) | DLCURAH18ABK |  |  | EN(A,D)4X24L17** | OLV098A12* | 18100 | 15.5 | 8.5 | 19100 | 18700 | 97.91% | 2.24 | 0 | 10.5 |  |  |  | No | R-410A | 1.5083 | Residential & Commercial | Ducted CEE Tier 1
216030946 | Central HP <5.4 tons | MDV | HRCU-A-CB (Split System: Heat Pump with Remote Outdoor Unit-Air-Source) | MOD30-36HFN10-M3 |  |  | MVBE-36HWFN10-WL3E-MAS |  | 36000 | 16.7 | 9.3 | 37000 | 29200 | 78.92% | 1.99 | 0 | 10.2 |  |  |  | No | R-454B | 3 | Residential & Commercial | Ducted CEE Tier 1
213194249 | Central HP <5.4 tons | LENNOX | HRCU-A-CB (Split System: Heat Pump with Remote Outdoor Unit-Air-Source) | SL25XPV-024-230A** |  |  | C35-36B+TDR+TXV | EL297UH045XV36B* | 22200 | 22.4 | 9.1 | 21600 | 20600 | 95.37% | 1.84 | 0 | 14 |  |  |  | No | R-410A | 1.85 | Residential & Commercial | Ducted CEE Tier 1
213194258 | Central HP <5.4 tons | LENNOX | HRCU-A-CB (Split System: Heat Pump with Remote Outdoor Unit-Air-Source) | SL25XPV-024-230A** |  |  | CX35-36B+TDR | EL297UH045XV36B* | 22200 | 22.4 | 9.1 | 21600 | 20600 | 95.37% | 1.84 | 0 | 14 |  |  |  | No | R-410A | 1.85 | Residential & Commercial | Ducted CEE Tier 1
213194307 | Central HP <5.4 tons | LENNOX | HRCU-A-CB (Split System: Heat Pump with Remote Outdoor Unit-Air-Source) | SL25XPV-048-230A** |  |  | C35-49C+TDR+TXV | EL297UH110XV60C* | 45500 | 20 | 8.9 | 44000 | 35800 | 81.36% | 1.78 | 0 | 12 |  |  |  | No | R-410A | 3.7917 | Residential & Commercial | Ducted CEE Tier 1
213194306 | Central HP <5.4 tons | LENNOX | HRCU-A-CB (Split System: Heat Pump with Remote Outdoor Unit-Air-Source) | SL25XPV-048-230A** |  |  | C35-49C+TDR+TXV | EL297UH110XV48C* | 45500 | 20 | 8.9 | 44000 | 36000 | 81.82% | 1.76 | 0 | 12 |  |  |  | No | R-410A | 3.7917 | Residential & Commercial | Ducted CEE Tier 1
213771738 | Central HP <5.4 tons | AIRQUEST | HRCU-A-CB (Split System: Heat Pump with Remote Outdoor Unit-Air-Source) | HVH825GKA2* |  |  | EA*4X48L24A*+WALLCON | *96CTN1202422B* | 24200 | 17 | 8.1 | 21000 | 16500 | 78.57% | 2.02 | 0 | 11 |  |  |  | No | R-410A | 2.0167 | Residential & Commercial | Ducted CEE Tier 1
213772358 | Central HP <5.4 tons | AIRQUEST | HRCU-A-CB (Split System: Heat Pump with Remote Outdoor Unit-Air-Source) | HVH825GKA2* |  |  | EHD4X42AAL+WALLCON | *97CMN1002122B* | 24200 | 16 | 8.1 | 21400 | 16600 | 77.57% | 2 | 0 | 10.5 |  |  |  | No | R-410A | 2.0167 | Residential & Commercial | Ducted CEE Tier 1
213194276 | Central HP <5.4 tons | LENNOX | HRCU-A-CB (Split System: Heat Pump with Remote Outdoor Unit-Air-Source) | SL25XPV-036-230A** |  |  | CHX35-42B-**-*+TDR | EL297UH045XV36B* | 34400 | 21.2 | 8.8 | 34600 | 26400 | 76.3% | 1.8 | 0 | 12.5 |  |  |  | No | R-410A | 2.8667 | Residential & Commercial | Ducted CEE Tier 1
213867345 | Central HP <5.4 tons | AMERICAN STANDARD | HRCU-A-CB (Split System: Heat Pump with Remote Outdoor Unit-Air-Source) | 4A6C7048A4 |  |  | 4TXCD010DS3+P0V0C000M50SC |  | 46500 | 17 | 8.1 | 46500 | 47000 | 101.1% | 3.6 | 0 | 12.5 |  |  |  | No | R-410A | 3.875 | Residential & Commercial | Ducted CEE Tier 1
215894240 | Central HP <5.4 tons | MDV | HRCU-A-CB (Split System: Heat Pump with Remote Outdoor Unit-Air-Source) | MOX430-24HFN10-M3 |  |  | MVBE-24HWFN10-WM3E |  | 24000 | 17.4 | 10.4 | 25000 | 19600 | 78.4% | 1.96 | 0 | 10.8 |  |  |  | No | R-454B | 2 | Residential & Commercial | Ducted CEE Tier 1
212987018 | Central HP <5.4 tons | BRYANT HEATING AND COOLING SYSTEMS | HRCU-A-CB (Split System: Heat Pump with Remote Outdoor Unit-Air-Source) | 38MURAQ18AB3* |  |  | CAP**3014AL* | 916SA36060M14*** | 17400 | 16 | 8.5 | 18000 | 18700 | 103.9% | 2.26 | 0 | 10.5 |  |  |  | No | R-410A | 1.45 | Residential & Commercial | Ducted CEE Tier 1
212970858 | Central HP <5.4 tons | CARRIER | HRCU-A-CB (Split System: Heat Pump with Remote Outdoor Unit-Air-Source) | 38MURAQ18AB3* |  |  | CAP**2414AL* | 58TP*B045V14**12 | 17700 | 16.5 | 8.5 | 18600 | 19400 | 104.3% | 2.32 | 0 | 10.5 |  |  |  | No | R-410A | 1.475 | Residential & Commercial | Ducted CEE Tier 1
212614948 | Central HP <5.4 tons | AMANA | HRCU-A-CB (Split System: Heat Pump with Remote Outdoor Unit-Air-Source) | ASZS60241EA* |  |  | CA*EA2422*4A* | A*VS800604BUA* | 23000 | 17 | 8.6 | 23000 | 16100 | 70% | 2 | 0 | 10 |  |  |  | No | R-410A | 1.9167 | Residential & Commercial | Ducted CEE Tier 1
212614965 | Central HP <5.4 tons | AMANA | HRCU-A-CB (Split System: Heat Pump with Remote Outdoor Unit-Air-Source) | ASZS60241EA* |  |  | CA*EA3026*4A*+MBVC1200**-1A* |  | 23000 | 17 | 8.6 | 23000 | 16100 | 70% | 2 | 0 | 10 |  |  |  | No | R-410A | 1.9167 | Residential & Commercial | Ducted CEE Tier 1
214861539 | Central HP <5.4 tons | MDV | HRCU-A-CB (Split System: Heat Pump with Remote Outdoor Unit-Air-Source) | MOX430-18HFN10-M3X |  |  | MVBC-18HWFN10-MB3E |  | 18000 | 19 | 9.8 | 19000 | 18000 | 94.74% | 2 | 0 | 12.5 |  |  |  | No | R-454B | 1.5 | Residential & Commercial | Ducted CEE Tier 1
214491946 | Central HP <5.4 tons | Liberty Heating & Air Conditioning | HRCU-A-CB (Split System: Heat Pump with Remote Outdoor Unit-Air-Source) | ASZS601810A* |  |  | CA*EA2422*4B* | G*VM970603BNB* | 16600 | 17.5 | 8.5 | 17400 | 13000 | 74.71% | 2.1 | 0 | 10.9 |  |  |  | No | R-410A | 1.3833 | Residential & Commercial | Ducted CEE Tier 1
215359324 | Central HP <5.4 tons | MDV | HRCU-A-CB (Split System: Heat Pump with Remote Outdoor Unit-Air-Source) | MOX430-18HFN10-M3X |  |  | MVBDM-24HWFN10-WA3-D |  | 18000 | 19 | 10.1 | 18000 | 18600 | 103.3% | 2.12 | 0 | 12.5 |  |  |  | No | R-454B | 1.5 | Residential & Commercial | Ducted CEE Tier 1
211264085 | Central HP <5.4 tons | AIRQUEST | HRCU-A-CB (Split System: Heat Pump with Remote Outdoor Unit-Air-Source) | DLCURAH18ABK |  |  | EN(A,D)4X30L17** | *80ESU0401712A* | 18600 | 16.5 | 8.5 | 19000 | 18200 | 95.79% | 2.2 | 0 | 11 |  |  |  | No | R-410A | 1.55 | Residential & Commercial | Ducted CEE Tier 1
211264760 | Central HP <5.4 tons | AIRQUEST | HRCU-A-CB (Split System: Heat Pump with Remote Outdoor Unit-Air-Source) | DLCURAH18ABK |  |  | FEM4P18**AL |  | 17400 | 16 | 8.5 | 18300 | 19400 | 106% | 2.34 | 0 | 10.5 |  |  |  | No | R-410A | 1.45 | Residential & Commercial | Ducted CEE Tier 1
211263274 | Central HP <5.4 tons | AIRQUEST | HRCU-A-CB (Split System: Heat Pump with Remote Outdoor Unit-Air-Source) | DLCURAH18ABK |  |  | EN(A,D)4X24L17** | *96VTN0601714A* | 17600 | 15.5 | 8.5 | 18600 | 18900 | 101.6% | 2.26 | 0 | 10.5 |  |  |  | No | R-410A | 1.4667 | Residential & Commercial | Ducted CEE Tier 1
211264517 | Central HP <5.4 tons | AIRQUEST | HRCU-A-CB (Split System: Heat Pump with Remote Outdoor Unit-Air-Source) | DLCURAH18ABK |  |  | EN(A,D)4X30L17** | *80ES(N,L)0701712A* | 18200 | 16.5 | 8.5 | 18700 | 18300 | 97.86% | 2.22 | 0 | 11 |  |  |  | No | R-410A | 1.5167 | Residential & Commercial | Ducted CEE Tier 1
211264710 | Central HP <5.4 tons | AIRQUEST | HRCU-A-CB (Split System: Heat Pump with Remote Outdoor Unit-Air-Source) | DLCURAH18ABK |  |  | EN(A,D)4X30L17** | OMV112K14A | 18200 | 15.5 | 8.5 | 18900 | 18400 | 97.35% | 2.2 | 0 | 11 |  |  |  | No | R-410A | 1.5167 | Residential & Commercial | Ducted CEE Tier 1
211264903 | Central HP <5.4 tons | AIRQUEST | HRCU-A-CB (Split System: Heat Pump with Remote Outdoor Unit-Air-Source) | DLCURAH18ABK |  |  | FXM4X30**AL |  | 18100 | 16 | 8.5 | 18400 | 18200 | 98.91% | 2.18 | 0 | 10.5 |  |  |  | No | R-410A | 1.5083 | Residential & Commercial | Ducted CEE Tier 1
211230010 | Central HP <5.4 tons | COMFORTMAKER | HRCU-A-CB (Split System: Heat Pump with Remote Outdoor Unit-Air-Source) | DLCURAH36ABK |  |  | EN(A,D,W)4X48L21** | *80VSL0902120A* | 35800 | 16.5 | 8.1 | 38500 | 34800 | 90.39% | 2 | 0 | 10 |  |  |  | No | R-410A | 2.9833 | Residential & Commercial | Ducted CEE Tier 1
211230865 | Central HP <5.4 tons | COMFORTMAKER | HRCU-A-CB (Split System: Heat Pump with Remote Outdoor Unit-Air-Source) | DLCURAH36ABK |  |  | FM(C,U)4Z36**AL* |  | 36000 | 16.5 | 8.1 | 40000 | 35400 | 88.5% | 1.82 | 0 | 10 |  |  |  | No | R-410A | 3 | Residential & Commercial | Ducted CEE Tier 1
212989499 | Central HP <5.4 tons | TEMPSTAR | HRCU-A-CB (Split System: Heat Pump with Remote Outdoor Unit-Air-Source) | DLCURAH36ABK |  |  | EA*4X48L21A* | *95MSU0802120A* | 35600 | 16.5 | 8.5 | 37800 | 34600 | 91.53% | 2.02 | 0 | 10 |  |  |  | No | R-410A | 2.9667 | Residential & Commercial | Ducted CEE Tier 1
213078418 | Central HP <5.4 tons | TEMPSTAR | HRCU-A-CB (Split System: Heat Pump with Remote Outdoor Unit-Air-Source) | DLCURAH36ABK |  |  | EA*4X42L21A* | *80MS(N,L)0902116A* | 35200 | 16.5 | 8.1 | 38500 | 35000 | 90.91% | 1.88 | 0 | 10 |  |  |  | No | R-410A | 2.9333 | Residential & Commercial | Ducted CEE Tier 1
213077234 | Central HP <5.4 tons | TEMPSTAR | HRCU-A-CB (Split System: Heat Pump with Remote Outdoor Unit-Air-Source) | DLCURAH36ABK |  |  | EN(A,D)4X48L24** | *96VSN1002120B* | 36000 | 16.5 | 8.1 | 38500 | 28600 | 74.29% | 1.94 | 0 | 10 |  |  |  | No | R-410A | 3 | Residential & Commercial | Ducted CEE Tier 1
213077583 | Central HP <5.4 tons | TEMPSTAR | HRCU-A-CB (Split System: Heat Pump with Remote Outdoor Unit-Air-Source) | DLCURAH36ABK |  |  | EN(A,D)4X48L24** | *96VTN0802120B* | 35600 | 16.5 | 8.1 | 38500 | 28400 | 73.77% | 1.94 | 0 | 10 |  |  |  | No | R-410A | 2.9667 | Residential & Commercial | Ducted CEE Tier 1
213780898 | Central HP <5.4 tons | AIRQUEST | HRCU-A-CB (Split System: Heat Pump with Remote Outdoor Unit-Air-Source) | HVH837GKA2* |  |  | EA*4X37L21A*+WALLCON | *95CSU0601716B* | 32800 | 17 | 8.5 | 33000 | 25200 | 76.36% | 1.96 | 0 | 11 |  |  |  | No | R-410A | 2.7333 | Residential & Commercial | Ducted CEE Tier 1
213780948 | Central HP <5.4 tons | AIRQUEST | HRCU-A-CB (Split System: Heat Pump with Remote Outdoor Unit-Air-Source) | HVH837GKA2* |  |  | EA*4X37L21A*+WALLCON | *96CTN0801714B* | 32800 | 17 | 8.5 | 33000 | 25200 | 76.36% | 1.96 | 0 | 11 |  |  |  | No | R-410A | 2.7333 | Residential & Commercial | Ducted CEE Tier 1
213781048 | Central HP <5.4 tons | AIRQUEST | HRCU-A-CB (Split System: Heat Pump with Remote Outdoor Unit-Air-Source) | HVH837GKA2* |  |  | EA*4X42L21A*+WALLCON | *97CMN1002122B* | 31800 | 17 | 8.1 | 33000 | 24400 | 73.94% | 1.88 | 0 | 11 |  |  |  | No | R-410A | 2.65 | Residential & Commercial | Ducted CEE Tier 1
211244195 | Central HP <5.4 tons | DAY & NIGHT | HRCU-A-CB (Split System: Heat Pump with Remote Outdoor Unit-Air-Source) | DLCURAH24ABK |  |  | EN(A,D)4X24L17** | *95ESN0801716A* | 24200 | 15.2 | 8.5 | 27400 | 22600 | 82.48% | 1.84 | 0 | 10 |  |  |  | No | R-410A | 2.0167 | Residential & Commercial | Ducted CEE Tier 1
211244404 | Central HP <5.4 tons | DAY & NIGHT | HRCU-A-CB (Split System: Heat Pump with Remote Outdoor Unit-Air-Source) | DLCURAH24ABK |  |  | EN(A,D)4X30L14** | *80ES(N,L)0701412A* | 24200 | 16.5 | 8.1 | 26200 | 23000 | 87.79% | 1.9 | 0 | 10.5 |  |  |  | No | R-410A | 2.0167 | Residential & Commercial | Ducted CEE Tier 1
211244479 | Central HP <5.4 tons | DAY & NIGHT | HRCU-A-CB (Split System: Heat Pump with Remote Outdoor Unit-Air-Source) | DLCURAH24ABK |  |  | EN(A,D)4X30L17** | *95ESU0401712A* | 23600 | 16.5 | 8.1 | 25800 | 23600 | 91.47% | 1.96 | 0 | 10 |  |  |  | No | R-410A | 1.9667 | Residential & Commercial | Ducted CEE Tier 1
211243061 | Central HP <5.4 tons | TEMPSTAR | HRCU-A-CB (Split System: Heat Pump with Remote Outdoor Unit-Air-Source) | DLCURAH24ABK |  |  | EA*4X37L17A* | *80ES(N,L)0901714A* | 25000 | 16.5 | 8.5 | 25800 | 21200 | 82.17% | 1.78 | 0 | 10.5 |  |  |  | No | R-410A | 2.0833 | Residential & Commercial | Ducted CEE Tier 1
211264990 | Central HP <5.4 tons | AIRQUEST | HRCU-A-CB (Split System: Heat Pump with Remote Outdoor Unit-Air-Source) | DLCURAH18ABK |  |  | FM(C,U)4Z24**AL* |  | 17800 | 17 | 9 | 18700 | 19800 | 105.9% | 2.4 | 0 | 11 |  |  |  | No | R-410A | 1.4833 | Residential & Commercial | Ducted CEE Tier 1
212972962 | Central HP <5.4 tons | CARRIER | HRCU-A-CB (Split System: Heat Pump with Remote Outdoor Unit-Air-Source) | 38MURAQ24AB3* |  |  | CNPV*2414AL* | 59SP6B040V14**10 | 23000 | 16 | 8.5 | 27000 | 25600 | 94.81% | 2.12 | 0 | 10 |  |  |  | No | R-410A | 1.9167 | Residential & Commercial | Ducted CEE Tier 1
211263009 | Central HP <5.4 tons | AIRQUEST | HRCU-A-CB (Split System: Heat Pump with Remote Outdoor Unit-Air-Source) | DLCURAH18ABK |  |  | EN(A,D)4X24L17** | *95ESU0601716A* | 18500 | 15.5 | 8.5 | 19500 | 18400 | 94.36% | 2.24 | 0 | 11 |  |  |  | No | R-410A | 1.5417 | Residential & Commercial | Ducted CEE Tier 1
211263228 | Central HP <5.4 tons | AIRQUEST | HRCU-A-CB (Split System: Heat Pump with Remote Outdoor Unit-Air-Source) | DLCURAH18ABK |  |  | EN(A,D)4X24L17** | *96VTN0601412A* | 17900 | 15.5 | 8.5 | 18800 | 18700 | 99.47% | 2.26 | 0 | 11 |  |  |  | No | R-410A | 1.4917 | Residential & Commercial | Ducted CEE Tier 1
211263781 | Central HP <5.4 tons | AIRQUEST | HRCU-A-CB (Split System: Heat Pump with Remote Outdoor Unit-Air-Source) | DLCURAH18ABK |  |  | EN(A,D)4X30L14** | *80ES(N,L)0451412A* | 18200 | 16 | 8.5 | 18600 | 18400 | 98.92% | 2.22 | 0 | 11 |  |  |  | No | R-410A | 1.5167 | Residential & Commercial | Ducted CEE Tier 1
214389284 | Central HP <5.4 tons | CARRIER | HRCU-A-CB (Split System: Heat Pump with Remote Outdoor Unit-Air-Source) | 25VNA436A*031* |  |  | CNPV*4821AL*+UI | 58TN*B090C21**20 | 33600 | 19.5 | 9 | 36600 | 26000 | 71.04% | 2.04 | 0 | 12.5 |  |  |  | No | R-410A | 2.8 | Residential & Commercial | Ducted CEE Tier 1
215359330 | Central HP <5.4 tons | MDV | HRCU-A-CB (Split System: Heat Pump with Remote Outdoor Unit-Air-Source) | MOX630-48HFN10-M3 |  |  | MVBC-60HWFN10-MD3E-D |  | 48000 | 16 | 8.5 | 48000 | 38000 | 79.17% | 1.85 | 0 | 10 |  |  |  | No | R-454B | 4 | Residential & Commercial | Ducted CEE Tier 1
215865887 | Central HP <5.4 tons | MDV | HRCU-A-CB (Split System: Heat Pump with Remote Outdoor Unit-Air-Source) | MOX630-48HFN10-M3 |  |  | MVBC-48HWFPN10-MD3E |  | 48000 | 16 | 8.5 | 48000 | 38000 | 79.17% | 1.85 | 0 | 10 |  |  |  | No | R-454B | 4 | Residential & Commercial | Ducted CEE Tier 1
213194257 | Central HP <5.4 tons | LENNOX | HRCU-A-CB (Split System: Heat Pump with Remote Outdoor Unit-Air-Source) | SL25XPV-024-230A** |  |  | CHX35-42C-**-*+TDR | EL297UH110XV48C* | 22200 | 21.2 | 9.3 | 21400 | 20200 | 94.39% | 1.9 | 0 | 14.5 |  |  |  | No | R-410A | 1.85 | Residential & Commercial | Ducted CEE Tier 1
213774484 | Central HP <5.4 tons | TEMPSTAR | HRCU-A-CB (Split System: Heat Pump with Remote Outdoor Unit-Air-Source) | TVH825GKA3* |  |  | EHD4X42AAL+WALLCON | *97CMN0801714B* | 24000 | 16 | 8.1 | 21400 | 16600 | 77.57% | 1.98 | 0 | 10.5 |  |  |  | No | R-410A | 2 | Residential & Commercial | Ducted CEE Tier 1
215434453 | Central HP <5.4 tons | GOODMAN | HRCU-A-CB (Split System: Heat Pump with Remote Outdoor Unit-Air-Source) | GZV7SA4810A* |  |  | CHPEA6030*3A* | G*VT800804C*A* | 45500 | 16.5 | 8.5 | 46500 | 33600 | 72.26% | 2 | 0 | 10 |  |  |  | No | R-32 | 3.7917 | Residential & Commercial | Ducted CEE Tier 1
208101911 | Central HP <5.4 tons | MDV | HRCU-A-C (Split System: Heat Pump with Remote Outdoor Unit with No Indoor Fan --Air Source) | MOD30U-30HFN1-MR0(X) |  |  | MAC-36HWDN1-MN0 |  | 30000 | 15.5 | 9.7 | 33000 | 27000 | 81.82% | 1.85 | 10.7 | 10.5 |  |  |  | No | R-410A | 2.5 | Residential & Commercial | Ducted CEE Tier 1
213354819 | Central HP <5.4 tons | DAIKIN | HRCU-A-CB (Split System: Heat Pump with Remote Outdoor Unit-Air-Source) | DZ9VCA3610A* |  |  | DV37PECC14A* |  | 33600 | 18.5 | 8.2 | 34000 | 24400 | 71.76% | 1.8 | 0 | 11.5 |  |  |  | No | R-410A | 2.8 | Residential & Commercial | Ducted CEE Tier 1
211244228 | Central HP <5.4 tons | DAY & NIGHT | HRCU-A-CB (Split System: Heat Pump with Remote Outdoor Unit-Air-Source) | DLCURAH24ABK |  |  | EN(A,D)4X24L17** | *80ES(N,L)0701412A* | 23800 | 16 | 8.5 | 26800 | 23200 | 86.57% | 1.92 | 0 | 10 |  |  |  | No | R-410A | 1.9833 | Residential & Commercial | Ducted CEE Tier 1
211244973 | Central HP <5.4 tons | DAY & NIGHT | HRCU-A-CB (Split System: Heat Pump with Remote Outdoor Unit-Air-Source) | DLCURAH24ABK |  |  | EN(A,D,W)4X36L17** | *95ESU0601716A* | 24200 | 16.5 | 8.1 | 26200 | 22800 | 87.02% | 1.9 | 0 | 10.5 |  |  |  | No | R-410A | 2.0167 | Residential & Commercial | Ducted CEE Tier 1
211245082 | Central HP <5.4 tons | DAY & NIGHT | HRCU-A-CB (Split System: Heat Pump with Remote Outdoor Unit-Air-Source) | DLCURAH24ABK |  |  | EN(A,D,W)4X36L17** | *96VTN0601412A* | 23600 | 16.5 | 8.1 | 25800 | 23800 | 92.25% | 1.98 | 0 | 10 |  |  |  | No | R-410A | 1.9667 | Residential & Commercial | Ducted CEE Tier 1
211262510 | Central HP <5.4 tons | AIRQUEST | HRCU-A-CB (Split System: Heat Pump with Remote Outdoor Unit-Air-Source) | DLCURAH18ABK |  |  | EN(A,D)4X24L14** | *80VSL0451412A* | 17700 | 16 | 8.5 | 18600 | 18800 | 101.1% | 2.26 | 0 | 10.5 |  |  |  | No | R-410A | 1.475 | Residential & Commercial | Ducted CEE Tier 1
211263964 | Central HP <5.4 tons | AIRQUEST | HRCU-A-CB (Split System: Heat Pump with Remote Outdoor Unit-Air-Source) | DLCURAH18ABK |  |  | EN(A,D)4X30L17** | *96VSN0601412A* | 18000 | 16 | 8.5 | 18600 | 18400 | 98.92% | 2.22 | 0 | 11 |  |  |  | No | R-410A | 1.5 | Residential & Commercial | Ducted CEE Tier 1
211262790 | Central HP <5.4 tons | AIRQUEST | HRCU-A-CB (Split System: Heat Pump with Remote Outdoor Unit-Air-Source) | DLCURAH18ABK |  |  | EN(A,D)4X24L17** | *80VSL0451412A* | 17700 | 16 | 8.5 | 18600 | 18800 | 101.1% | 2.26 | 0 | 10.5 |  |  |  | No | R-410A | 1.475 | Residential & Commercial | Ducted CEE Tier 1
211264542 | Central HP <5.4 tons | AIRQUEST | HRCU-A-CB (Split System: Heat Pump with Remote Outdoor Unit-Air-Source) | DLCURAH18ABK |  |  | EN(A,D)4X30L17** | *92ESN0601412A* | 18300 | 16 | 8.5 | 18800 | 18300 | 97.34% | 2.22 | 0 | 11 |  |  |  | No | R-410A | 1.525 | Residential & Commercial | Ducted CEE Tier 1
211264805 | Central HP <5.4 tons | AIRQUEST | HRCU-A-CB (Split System: Heat Pump with Remote Outdoor Unit-Air-Source) | DLCURAH18ABK |  |  | FEM4X18**BL |  | 17400 | 16 | 8.5 | 18300 | 19400 | 106% | 2.34 | 0 | 10.5 |  |  |  | No | R-410A | 1.45 | Residential & Commercial | Ducted CEE Tier 1
211265012 | Central HP <5.4 tons | AIRQUEST | HRCU-A-CB (Split System: Heat Pump with Remote Outdoor Unit-Air-Source) | DLCURAH18ABK |  |  | FM(C,U)4Z30**AL* |  | 18000 | 17.5 | 8.5 | 18500 | 18900 | 102.2% | 2.3 | 0 | 11 |  |  |  | No | R-410A | 1.5 | Residential & Commercial | Ducted CEE Tier 1
215676263 | Central HP <5.4 tons | CARRIER | HRCU-A-CB (Split System: Heat Pump with Remote Outdoor Unit-Air-Source) | 27VNA048A*030* |  |  | CVAVA4824XMA*+UI | 59MN7C120C24**22 | 47000 | 18.5 | 9 | 50000 | 36400 | 72.8% | 2 | 0 | 10 |  |  |  | No | R-454B | 3.9167 | Residential & Commercial | Ducted CEE Tier 1
215676413 | Central HP <5.4 tons | CARRIER | HRCU-A-CB (Split System: Heat Pump with Remote Outdoor Unit-Air-Source) | 27VNA048A*030* |  |  | CVAVA6021XMA*+UI | 58CU*A080C21**20 | 48000 | 19 | 9 | 50000 | 36600 | 73.2% | 2.12 | 0 | 10 |  |  |  | No | R-454B | 4 | Residential & Commercial | Ducted CEE Tier 1
215676463 | Central HP <5.4 tons | CARRIER | HRCU-A-CB (Split System: Heat Pump with Remote Outdoor Unit-Air-Source) | 27VNA048A*030* |  |  | CVAVA6021XMA*+UI | 58TN*B090C17**16 | 48000 | 19 | 9 | 50000 | 36800 | 73.6% | 1.98 | 0 | 10 |  |  |  | No | R-454B | 4 | Residential & Commercial | Ducted CEE Tier 1
215682083 | Central HP <5.4 tons | CARRIER | HRCU-A-CB (Split System: Heat Pump with Remote Outdoor Unit-Air-Source) | 27VNA048A*030* |  |  | CVAMA6124XMA*+UI | 59TN7A120C24**22 | 48500 | 19.5 | 9.5 | 50000 | 36600 | 73.2% | 2.12 | 0 | 10.5 |  |  |  | No | R-454B | 4.0417 | Residential & Commercial | Ducted CEE Tier 1
215682183 | Central HP <5.4 tons | CARRIER | HRCU-A-CB (Split System: Heat Pump with Remote Outdoor Unit-Air-Source) | 27VNA048A*030* |  |  | CVAVA4824XMA*+UI | 58CU*B080C21**20 | 47500 | 18.5 | 9 | 50000 | 36000 | 72% | 2.02 | 0 | 10 |  |  |  | No | R-454B | 3.9583 | Residential & Commercial | Ducted CEE Tier 1
207699007 | Central HP <5.4 tons | MDV | HRCU-A-CB (Split System: Heat Pump with Remote Outdoor Unit-Air-Source) | MOX430U-18HFN1-M |  |  | MVC-18HWFN1-M |  | 18000 | 18 | 9.3 | 19000 | 16500 | 86.84% | 2.04 | 12.5 | 12.4 |  |  |  | No | R-410A | 1.5 | Residential & Commercial | Ducted CEE Tier 1
211262768 | Central HP <5.4 tons | AIRQUEST | HRCU-A-CB (Split System: Heat Pump with Remote Outdoor Unit-Air-Source) | DLCURAH18ABK |  |  | EN(A,D)4X24L14** | *80ES(N,L)0701412A* | 17500 | 16 | 8.5 | 18400 | 18800 | 102.2% | 2.26 | 0 | 11 |  |  |  | No | R-410A | 1.4583 | Residential & Commercial | Ducted CEE Tier 1
211264924 | Central HP <5.4 tons | AIRQUEST | HRCU-A-CB (Split System: Heat Pump with Remote Outdoor Unit-Air-Source) | DLCURAH18ABK |  |  | FMA4X18**AL* |  | 17400 | 16 | 8.5 | 18500 | 20000 | 108.1% | 2.44 | 0 | 10.5 |  |  |  | No | R-410A | 1.45 | Residential & Commercial | Ducted CEE Tier 1
213779568 | Central HP <5.4 tons | AIRQUEST | HRCU-A-CB (Split System: Heat Pump with Remote Outdoor Unit-Air-Source) | HVH837GKA** |  |  | EA*4X60L24A*+WALLCON | *80CTL1102120B* | 32800 | 17.5 | 8.1 | 31800 | 24600 | 77.36% | 1.98 | 0 | 11.5 |  |  |  | No | R-410A | 2.7333 | Residential & Commercial | Ducted CEE Tier 1
211263031 | Central HP <5.4 tons | AIRQUEST | HRCU-A-CB (Split System: Heat Pump with Remote Outdoor Unit-Air-Source) | DLCURAH18ABK |  |  | EN(A,D)4X24L17** | *80ESU0401712A* | 18400 | 16 | 8.5 | 19200 | 18500 | 96.35% | 2.24 | 0 | 11 |  |  |  | No | R-410A | 1.5333 | Residential & Commercial | Ducted CEE Tier 1
211263758 | Central HP <5.4 tons | AIRQUEST | HRCU-A-CB (Split System: Heat Pump with Remote Outdoor Unit-Air-Source) | DLCURAH18ABK |  |  | EN(A,D)4X30L14** | *95ESN0261410A* | 18100 | 15.5 | 8.5 | 18800 | 18400 | 97.87% | 2.2 | 0 | 11 |  |  |  | No | R-410A | 1.5083 | Residential & Commercial | Ducted CEE Tier 1
211262269 | Central HP <5.4 tons | AIRQUEST | HRCU-A-CB (Split System: Heat Pump with Remote Outdoor Unit-Air-Source) | DLCURAH18ABK |  |  | EN(A,D)4X18L14** | *96VSN0601412A* | 17600 | 15.5 | 8.5 | 18700 | 19300 | 103.2% | 2.32 | 0 | 10.5 |  |  |  | No | R-410A | 1.4667 | Residential & Commercial | Ducted CEE Tier 1
211262289 | Central HP <5.4 tons | AIRQUEST | HRCU-A-CB (Split System: Heat Pump with Remote Outdoor Unit-Air-Source) | DLCURAH18ABK |  |  | EN(A,D)4X18L14** | *80VTL0451412A* | 17400 | 16 | 8.5 | 18400 | 19400 | 105.4% | 2.34 | 0 | 10.5 |  |  |  | No | R-410A | 1.45 | Residential & Commercial | Ducted CEE Tier 1
215681963 | Central HP <5.4 tons | CARRIER | HRCU-A-CB (Split System: Heat Pump with Remote Outdoor Unit-Air-Source) | 27VNA048A*030* |  |  | CVAMA6021XMA*+UI | 59TN7A100C21**22 | 48000 | 19 | 9 | 50000 | 36800 | 73.6% | 2 | 0 | 10.5 |  |  |  | No | R-454B | 4 | Residential & Commercial | Ducted CEE Tier 1
215682213 | Central HP <5.4 tons | CARRIER | HRCU-A-CB (Split System: Heat Pump with Remote Outdoor Unit-Air-Source) | 27VNA048A*030* |  |  | CVAVA4824XMA*+UI | 59TN7A100C21**22 | 47000 | 19 | 9 | 50000 | 36400 | 72.8% | 1.98 | 0 | 10 |  |  |  | No | R-454B | 3.9167 | Residential & Commercial | Ducted CEE Tier 1
214491650 | Central HP <5.4 tons | DAIKIN | HRCU-A-CB (Split System: Heat Pump with Remote Outdoor Unit-Air-Source) | DZ6VSA1810A* |  |  | CA*EA2422*4B* | D*96SC0603BUA* | 16600 | 17.5 | 8.5 | 17400 | 13000 | 74.71% | 2.1 | 0 | 10.9 |  |  |  | No | R-410A | 1.3833 | Residential & Commercial | Ducted CEE Tier 1
214491652 | Central HP <5.4 tons | DAIKIN | HRCU-A-CB (Split System: Heat Pump with Remote Outdoor Unit-Air-Source) | DZ6VSA1810A* |  |  | CA*EA2422*4B* | D*96VC0603BNA* | 16600 | 17.5 | 8.5 | 17400 | 13000 | 74.71% | 2.1 | 0 | 10.9 |  |  |  | No | R-410A | 1.3833 | Residential & Commercial | Ducted CEE Tier 1
215681863 | Central HP <5.4 tons | CARRIER | HRCU-A-CB (Split System: Heat Pump with Remote Outdoor Unit-Air-Source) | 27VNA048A*030* |  |  | CVAMA4921XMA*+UI | 59TN7A080C17**16 | 47500 | 18.5 | 9 | 50000 | 37200 | 74.4% | 1.98 | 0 | 10 |  |  |  | No | R-454B | 3.9583 | Residential & Commercial | Ducted CEE Tier 1
215676943 | Central HP <5.4 tons | CARRIER | HRCU-A-CB (Split System: Heat Pump with Remote Outdoor Unit-Air-Source) | 27VNA048A*030* |  |  | CVAVA6124XMA*+UI | 59TN6C100C21**22 | 48500 | 19.5 | 9.5 | 50000 | 36800 | 73.6% | 2.12 | 0 | 10.5 |  |  |  | No | R-454B | 4.0417 | Residential & Commercial | Ducted CEE Tier 1
215681413 | Central HP <5.4 tons | CARRIER | HRCU-A-CB (Split System: Heat Pump with Remote Outdoor Unit-Air-Source) | 27VNA048A*030* |  |  | CAA**6024AM*+UI | 59TN7A100C21**22 | 45000 | 18 | 9 | 47500 | 33600 | 70.74% | 2.06 | 0 | 10 |  |  |  | No | R-454B | 3.75 | Residential & Commercial | Ducted CEE Tier 1
215941533 | Central HP <5.4 tons | TEMPSTAR | HRCU-A-CB (Split System: Heat Pump with Remote Outdoor Unit-Air-Source) | T5H3V48*K*AAA* |  |  | EVD5X48M21A*+WALLCON | *96CTN0802120B* | 44500 | 19.5 | 8.1 | 52000 | 38500 | 74.04% | 1.9 | 0 | 10.5 |  |  |  | No | R-454B | 3.7083 | Residential & Commercial | Ducted CEE Tier 1
215487721 | Central HP <5.4 tons | AMANA | HRCU-A-CB (Split System: Heat Pump with Remote Outdoor Unit-Air-Source) | AZV7SA4210A* |  |  | CA*EA6030*3A* | A*VC961005CNB* | 40500 | 16.5 | 8.8 | 41000 | 31000 | 75.61% | 2 | 0 | 10 |  |  |  | No | R-32 | 3.375 | Residential & Commercial | Ducted CEE Tier 1
213872263 | Central HP <5.4 tons | DAIKIN | HRCU-A-CB (Split System: Heat Pump with Remote Outdoor Unit-Air-Source) | DZ6VSA421EA* |  |  | CA*EA6030*4A* | D*97MC0804CNA* | 40000 | 17 | 8.6 | 40000 | 30600 | 76.5% | 2.2 | 0 | 10 |  |  |  | No | R-410A | 3.3333 | Residential & Commercial | Ducted CEE Tier 1
215434300 | Central HP <5.4 tons | AMANA | HRCU-A-CB (Split System: Heat Pump with Remote Outdoor Unit-Air-Source) | AZV7SA4210A* |  |  | CHPEA6030*3A* | A*VS960805CUA* | 40500 | 16.5 | 8.6 | 41000 | 31000 | 75.61% | 2 | 0 | 10 |  |  |  | No | R-32 | 3.375 | Residential & Commercial | Ducted CEE Tier 1
216030944 | Central HP <5.4 tons | MDV | HRCU-A-CB (Split System: Heat Pump with Remote Outdoor Unit-Air-Source) | MOX630-36HFN10-M3X |  |  | MVBDM-36HWFN10-WB3-MAS |  | 36000 | 18 | 10 | 37000 | 37400 | 101.1% | 1.9 | 0 | 12 |  |  |  | No | R-454B | 3 | Residential & Commercial | Ducted CEE Tier 1
211497142 | Central HP <5.4 tons | MDV | HRCU-A-CB (Split System: Heat Pump with Remote Outdoor Unit-Air-Source) | MOD30-24HFN1-MW-[X1] |  |  | MVC-24HWFN1-MSQ4 |  | 24000 | 17.4 | 10 | 24000 | 22600 | 94.17% | 1.91 | 0 | 11.7 |  |  |  | No | R-410A | 2 | Residential & Commercial | Ducted CEE Tier 1
211243721 | Central HP <5.4 tons | DAY & NIGHT | HRCU-A-CB (Split System: Heat Pump with Remote Outdoor Unit-Air-Source) | DLCURAH24ABK |  |  | EN(A,D)4X24L14** | *96VSN0601412A* | 23200 | 16 | 8.5 | 26400 | 24600 | 93.18% | 2.04 | 0 | 10 |  |  |  | No | R-410A | 1.9333 | Residential & Commercial | Ducted CEE Tier 1
211244019 | Central HP <5.4 tons | DAY & NIGHT | HRCU-A-CB (Split System: Heat Pump with Remote Outdoor Unit-Air-Source) | DLCURAH24ABK |  |  | EN(A,D)4X24L17** | *80VTL0701716A* | 23600 | 16.5 | 8.5 | 26600 | 23400 | 87.97% | 1.94 | 0 | 10 |  |  |  | No | R-410A | 1.9667 | Residential & Commercial | Ducted CEE Tier 1
211244103 | Central HP <5.4 tons | DAY & NIGHT | HRCU-A-CB (Split System: Heat Pump with Remote Outdoor Unit-Air-Source) | DLCURAH24ABK |  |  | EN(A,D)4X24L17** | *80ES(N,L)0451412A* | 24200 | 15.5 | 8.5 | 27200 | 22600 | 83.09% | 1.86 | 0 | 10 |  |  |  | No | R-410A | 2.0167 | Residential & Commercial | Ducted CEE Tier 1
211244305 | Central HP <5.4 tons | DAY & NIGHT | HRCU-A-CB (Split System: Heat Pump with Remote Outdoor Unit-Air-Source) | DLCURAH24ABK |  |  | EN(A,D)4X30L14** | *80VTL0451412A* | 24000 | 16.5 | 8.1 | 26200 | 23000 | 87.79% | 1.9 | 0 | 10.5 |  |  |  | No | R-410A | 2 | Residential & Commercial | Ducted CEE Tier 1
211244217 | Central HP <5.4 tons | DAY & NIGHT | HRCU-A-CB (Split System: Heat Pump with Remote Outdoor Unit-Air-Source) | DLCURAH24ABK |  |  | EN(A,D)4X24L17** | *92ESN0401712A* | 23200 | 15.5 | 8.5 | 26600 | 24200 | 90.98% | 1.98 | 0 | 10 |  |  |  | No | R-410A | 1.9333 | Residential & Commercial | Ducted CEE Tier 1
213872278 | Central HP <5.4 tons | DAIKIN | HRCU-A-CB (Split System: Heat Pump with Remote Outdoor Unit-Air-Source) | DZ6VSA481EA* |  |  | CA*EA6030*4A* | D*80VC0805C*A* | 44000 | 17 | 8.5 | 43500 | 31000 | 71.26% | 2 | 0 | 10 |  |  |  | No | R-410A | 3.6667 | Residential & Commercial | Ducted CEE Tier 1
211244349 | Central HP <5.4 tons | DAY & NIGHT | HRCU-A-CB (Split System: Heat Pump with Remote Outdoor Unit-Air-Source) | DLCURAH24ABK |  |  | EN(A,D)4X30L14** | *96VTN0601412A* | 23400 | 16.5 | 8.1 | 25800 | 24000 | 93.02% | 1.98 | 0 | 10 |  |  |  | No | R-410A | 1.95 | Residential & Commercial | Ducted CEE Tier 1
211244451 | Central HP <5.4 tons | DAY & NIGHT | HRCU-A-CB (Split System: Heat Pump with Remote Outdoor Unit-Air-Source) | DLCURAH24ABK |  |  | EN(A,D)4X30L17** | *96VSN0401712A* | 23400 | 16 | 8.1 | 25800 | 24000 | 93.02% | 1.98 | 0 | 10 |  |  |  | No | R-410A | 1.95 | Residential & Commercial | Ducted CEE Tier 1
213780668 | Central HP <5.4 tons | AIRQUEST | HRCU-A-CB (Split System: Heat Pump with Remote Outdoor Unit-Air-Source) | HVH837GKA2* |  |  | EA*4X36L17A*+WALLCON | *80CTL0901716B* | 31200 | 16.5 | 8.1 | 33200 | 24200 | 72.89% | 1.84 | 0 | 10.5 |  |  |  | No | R-410A | 2.6 | Residential & Commercial | Ducted CEE Tier 1
213780818 | Central HP <5.4 tons | AIRQUEST | HRCU-A-CB (Split System: Heat Pump with Remote Outdoor Unit-Air-Source) | HVH837GKA2* |  |  | EA*4X36L21A*+WALLCON | *96CTN0601714B* | 31400 | 16.5 | 8.1 | 33200 | 24400 | 73.49% | 1.82 | 0 | 10.5 |  |  |  | No | R-410A | 2.6167 | Residential & Commercial | Ducted CEE Tier 1
213780868 | Central HP <5.4 tons | AIRQUEST | HRCU-A-CB (Split System: Heat Pump with Remote Outdoor Unit-Air-Source) | HVH837GKA2* |  |  | EA*4X37L21A*+WALLCON | *80CTL0901716B* | 32600 | 17 | 8.5 | 32800 | 25000 | 76.22% | 1.98 | 0 | 11 |  |  |  | No | R-410A | 2.7167 | Residential & Commercial | Ducted CEE Tier 1
213780918 | Central HP <5.4 tons | AIRQUEST | HRCU-A-CB (Split System: Heat Pump with Remote Outdoor Unit-Air-Source) | HVH837GKA2* |  |  | EA*4X37L21A*+WALLCON | *97CMN0801714B* | 32800 | 17 | 8.1 | 33000 | 25200 | 76.36% | 1.96 | 0 | 11 |  |  |  | No | R-410A | 2.7333 | Residential & Commercial | Ducted CEE Tier 1
213780968 | Central HP <5.4 tons | AIRQUEST | HRCU-A-CB (Split System: Heat Pump with Remote Outdoor Unit-Air-Source) | HVH837GKA2* |  |  | EA*4X42L21A*+WALLCON | *80CTL0451712B* | 31600 | 16.5 | 8.1 | 33400 | 24800 | 74.25% | 1.84 | 0 | 10.5 |  |  |  | No | R-410A | 2.6333 | Residential & Commercial | Ducted CEE Tier 1
211262546 | Central HP <5.4 tons | AIRQUEST | HRCU-A-CB (Split System: Heat Pump with Remote Outdoor Unit-Air-Source) | DLCURAH18ABK |  |  | EN(A,D)4X24L14** | *96VSN0601412A* | 17900 | 15.5 | 8.5 | 18800 | 18700 | 99.47% | 2.26 | 0 | 11 |  |  |  | No | R-410A | 1.4917 | Residential & Commercial | Ducted CEE Tier 1
211262723 | Central HP <5.4 tons | AIRQUEST | HRCU-A-CB (Split System: Heat Pump with Remote Outdoor Unit-Air-Source) | DLCURAH18ABK |  |  | EN(A,D)4X24L14** | *92ESN0601412A* | 18100 | 16 | 8.5 | 19000 | 18600 | 97.89% | 2.24 | 0 | 11 |  |  |  | No | R-410A | 1.5083 | Residential & Commercial | Ducted CEE Tier 1
213779648 | Central HP <5.4 tons | AIRQUEST | HRCU-A-CB (Split System: Heat Pump with Remote Outdoor Unit-Air-Source) | HVH837GKA** |  |  | EA*4X61L21A*+WALLCON | *80CTL0901716B* | 33200 | 17.5 | 8.1 | 32000 | 24800 | 77.5% | 1.98 | 0 | 11.5 |  |  |  | No | R-410A | 2.7667 | Residential & Commercial | Ducted CEE Tier 1
212985940 | Central HP <5.4 tons | HEIL | HRCU-A-CB (Split System: Heat Pump with Remote Outdoor Unit-Air-Source) | DLCURAH18ABK |  |  | EN(A,D)4X18L14** | *96MSN0261410A* | 17300 | 15.5 | 8.5 | 18600 | 19800 | 106.5% | 2.38 | 0 | 10.5 |  |  |  | No | R-410A | 1.4417 | Residential & Commercial | Ducted CEE Tier 1
212986710 | Central HP <5.4 tons | HEIL | HRCU-A-CB (Split System: Heat Pump with Remote Outdoor Unit-Air-Source) | DLCURAH18ABK |  |  | EN(A,D)4X24L17** | *96MSN0401712A* | 17500 | 15.2 | 8.5 | 18700 | 19200 | 102.7% | 2.3 | 0 | 10.5 |  |  |  | No | R-410A | 1.4583 | Residential & Commercial | Ducted CEE Tier 1
212987044 | Central HP <5.4 tons | HEIL | HRCU-A-CB (Split System: Heat Pump with Remote Outdoor Unit-Air-Source) | DLCURAH18ABK |  |  | EN(A,D)4X18L14** | *96MSN0601412A* | 17400 | 16 | 8.5 | 18600 | 19800 | 106.5% | 2.38 | 0 | 10.5 |  |  |  | No | R-410A | 1.45 | Residential & Commercial | Ducted CEE Tier 1
212987562 | Central HP <5.4 tons | HEIL | HRCU-A-CB (Split System: Heat Pump with Remote Outdoor Unit-Air-Source) | DLCURAH18ABK |  |  | EN(A,D)4X30L17** | *96MSN0801716A* | 17400 | 16 | 8.1 | 17900 | 18600 | 103.9% | 2.24 | 0 | 11 |  |  |  | No | R-410A | 1.45 | Residential & Commercial | Ducted CEE Tier 1
215359331 | Central HP <5.4 tons | MDV | HRCU-A-CB (Split System: Heat Pump with Remote Outdoor Unit-Air-Source) | MOX630-48HFN10-M3X |  |  | MVBDM-60HWFN10-WC3-D |  | 48000 | 17.5 | 9.5 | 48000 | 48000 | 100% | 2 | 0 | 12 |  |  |  | No | R-454B | 4 | Residential & Commercial | Ducted CEE Tier 1
214242616 | Central HP <5.4 tons | BRYANT HEATING AND COOLING SYSTEMS | HRCU-A-CB (Split System: Heat Pump with Remote Outdoor Unit-Air-Source) | 288BNV025*0**B* |  |  | CNPV*3017AL*+UI | 986TD42060C17*** | 23400 | 16 | 8.1 | 21600 | 16800 | 77.78% | 1.9 | 0 | 10.5 |  |  |  | No | R-410A | 1.95 | Residential & Commercial | Ducted CEE Tier 1
214491934 | Central HP <5.4 tons | Liberty Heating & Air Conditioning | HRCU-A-CB (Split System: Heat Pump with Remote Outdoor Unit-Air-Source) | ASZS601810A* |  |  | CA*EA1818*4B* | G*VC800805C*A* | 16600 | 17.5 | 8.5 | 17400 | 13000 | 74.71% | 2.1 | 0 | 10.9 |  |  |  | No | R-410A | 1.3833 | Residential & Commercial | Ducted CEE Tier 1
214491935 | Central HP <5.4 tons | Liberty Heating & Air Conditioning | HRCU-A-CB (Split System: Heat Pump with Remote Outdoor Unit-Air-Source) | ASZS601810A* |  |  | CA*EA1818*4B* | G*VS960805CUA* | 16600 | 17.5 | 8.5 | 17400 | 13000 | 74.71% | 2.1 | 0 | 10.9 |  |  |  | No | R-410A | 1.3833 | Residential & Commercial | Ducted CEE Tier 1
214491936 | Central HP <5.4 tons | Liberty Heating & Air Conditioning | HRCU-A-CB (Split System: Heat Pump with Remote Outdoor Unit-Air-Source) | ASZS601810A* |  |  | CA*EA1818*4B* | G*VC960804CNB* | 16600 | 17.5 | 8.5 | 17400 | 13000 | 74.71% | 2.1 | 0 | 10.9 |  |  |  | No | R-410A | 1.3833 | Residential & Commercial | Ducted CEE Tier 1
214491950 | Central HP <5.4 tons | Liberty Heating & Air Conditioning | HRCU-A-CB (Split System: Heat Pump with Remote Outdoor Unit-Air-Source) | ASZS601810A* |  |  | CA*EA2422*4B* | G*VC800805C*A* | 16600 | 17.5 | 8.5 | 17400 | 13000 | 74.71% | 2.1 | 0 | 10.9 |  |  |  | No | R-410A | 1.3833 | Residential & Commercial | Ducted CEE Tier 1
214239374 | Central HP <5.4 tons | BRYANT HEATING AND COOLING SYSTEMS | HRCU-A-CB (Split System: Heat Pump with Remote Outdoor Unit-Air-Source) | 288BNV037*0**B* |  |  | CNPV*6024AL*+UI | 88*TB66135C24*** | 32800 | 17.5 | 8.1 | 32200 | 24600 | 76.4% | 1.96 | 0 | 12 |  |  |  | No | R-410A | 2.7333 | Residential & Commercial | Ducted CEE Tier 1
214239394 | Central HP <5.4 tons | BRYANT HEATING AND COOLING SYSTEMS | HRCU-A-CB (Split System: Heat Pump with Remote Outdoor Unit-Air-Source) | 288BNV037*0**B* |  |  | CNPV*6024AL*+UI | 987MC66120C24*** | 32800 | 17.5 | 8.1 | 32200 | 24600 | 76.4% | 1.96 | 0 | 11.7 |  |  |  | No | R-410A | 2.7333 | Residential & Commercial | Ducted CEE Tier 1
215676513 | Central HP <5.4 tons | CARRIER | HRCU-A-CB (Split System: Heat Pump with Remote Outdoor Unit-Air-Source) | 27VNA048A*030* |  |  | CVAVA6021XMA*+UI | 59CU5B100C21**22 | 48000 | 19 | 9 | 50000 | 36600 | 73.2% | 2.12 | 0 | 10 |  |  |  | No | R-454B | 4 | Residential & Commercial | Ducted CEE Tier 1
215676563 | Central HP <5.4 tons | CARRIER | HRCU-A-CB (Split System: Heat Pump with Remote Outdoor Unit-Air-Source) | 27VNA048A*030* |  |  | CVAVA6021XMA*+UI | 59TN6C080C17**14 | 47500 | 18.5 | 9 | 50000 | 36200 | 72.4% | 2.02 | 0 | 10 |  |  |  | No | R-454B | 3.9583 | Residential & Commercial | Ducted CEE Tier 1
215676683 | Central HP <5.4 tons | CARRIER | HRCU-A-CB (Split System: Heat Pump with Remote Outdoor Unit-Air-Source) | 27VNA048A*030* |  |  | CVAVA6121XMA*+UI | 58CU*A060C17**16 | 48500 | 19 | 9 | 50000 | 36800 | 73.6% | 2 | 0 | 10 |  |  |  | No | R-454B | 4.0417 | Residential & Commercial | Ducted CEE Tier 1
215676713 | Central HP <5.4 tons | CARRIER | HRCU-A-CB (Split System: Heat Pump with Remote Outdoor Unit-Air-Source) | 27VNA048A*030* |  |  | CVAVA6121XMA*+UI | 58TN*B070C17**16 | 48500 | 19 | 9 | 50000 | 37200 | 74.4% | 1.98 | 0 | 10 |  |  |  | No | R-454B | 4.0417 | Residential & Commercial | Ducted CEE Tier 1
215676733 | Central HP <5.4 tons | CARRIER | HRCU-A-CB (Split System: Heat Pump with Remote Outdoor Unit-Air-Source) | 27VNA048A*030* |  |  | CVAVA6121XMA*+UI | 58TN*B090C17**16 | 48500 | 19 | 9 | 50000 | 37000 | 74% | 2 | 0 | 10 |  |  |  | No | R-454B | 4.0417 | Residential & Commercial | Ducted CEE Tier 1
215676763 | Central HP <5.4 tons | CARRIER | HRCU-A-CB (Split System: Heat Pump with Remote Outdoor Unit-Air-Source) | 27VNA048A*030* |  |  | CVAVA6121XMA*+UI | 59CU5B060C17**16 | 48000 | 18.5 | 9 | 50000 | 37400 | 74.8% | 2 | 0 | 10 |  |  |  | No | R-454B | 4 | Residential & Commercial | Ducted CEE Tier 1
215676813 | Central HP <5.4 tons | CARRIER | HRCU-A-CB (Split System: Heat Pump with Remote Outdoor Unit-Air-Source) | 27VNA048A*030* |  |  | CVAVA6121XMA*+UI | 59MN7C100C21**22 | 48500 | 19.5 | 9.5 | 50000 | 36800 | 73.6% | 2.12 | 0 | 10.5 |  |  |  | No | R-454B | 4.0417 | Residential & Commercial | Ducted CEE Tier 1
215676833 | Central HP <5.4 tons | CARRIER | HRCU-A-CB (Split System: Heat Pump with Remote Outdoor Unit-Air-Source) | 27VNA048A*030* |  |  | CVAVA6121XMA*+UI | 59TN6C100C21**22 | 48500 | 19.5 | 9.5 | 50000 | 36800 | 73.6% | 2.12 | 0 | 10.5 |  |  |  | No | R-454B | 4.0417 | Residential & Commercial | Ducted CEE Tier 1
215865889 | Central HP <5.4 tons | MDV | HRCU-A-CB (Split System: Heat Pump with Remote Outdoor Unit-Air-Source) | MOE30-60HFN10-M3X |  |  | MVBC-60HWFPN10-MD3E |  | 54000 | 16 | 9 | 56000 | 52000 | 92.86% | 1.8 | 0 | 10 |  |  |  | No | R-454B | 4.5 | Residential & Commercial | Ducted CEE Tier 1
213079553 | Central HP <5.4 tons | TEMPSTAR | HRCU-A-CB (Split System: Heat Pump with Remote Outdoor Unit-Air-Source) | DLCURAH36ABK |  |  | EA*4X37L21A* | *92MSN0801716A* | 36200 | 16.5 | 8.5 | 38000 | 34800 | 91.58% | 2.04 | 0 | 10 |  |  |  | No | R-410A | 3.0167 | Residential & Commercial | Ducted CEE Tier 1
213079658 | Central HP <5.4 tons | TEMPSTAR | HRCU-A-CB (Split System: Heat Pump with Remote Outdoor Unit-Air-Source) | DLCURAH36ABK |  |  | EA*4X37L21A* | *92MSN0802120A* | 36800 | 16.5 | 8.5 | 38500 | 35000 | 90.91% | 1.88 | 0 | 10 |  |  |  | No | R-410A | 3.0667 | Residential & Commercial | Ducted CEE Tier 1
213080194 | Central HP <5.4 tons | TEMPSTAR | HRCU-A-CB (Split System: Heat Pump with Remote Outdoor Unit-Air-Source) | DLCURAH36ABK |  |  | EA*4X43L21A* | *96MSN0802120A* | 36400 | 16 | 8.5 | 38000 | 34800 | 91.58% | 2.04 | 0 | 10 |  |  |  | No | R-410A | 3.0333 | Residential & Commercial | Ducted CEE Tier 1
213080478 | Central HP <5.4 tons | TEMPSTAR | HRCU-A-CB (Split System: Heat Pump with Remote Outdoor Unit-Air-Source) | DLCURAH36ABK |  |  | EN(A,D)4X48L24** | *96MSN1202422A* | 35800 | 16.5 | 8.1 | 38500 | 35000 | 90.91% | 2 | 0 | 10 |  |  |  | No | R-410A | 2.9833 | Residential & Commercial | Ducted CEE Tier 1
210135403 | Central HP <5.4 tons | MDV | HRCU-A-CB (Split System: Heat Pump with Remote Outdoor Unit-Air-Source) | MOD30-24HFN1-MU0Q1W |  |  | MVC-23HWFN1-MQ1W |  | 23000 | 18 | 9.7 | 24000 | 23600 | 98.33% | 1.95 | 11.7 | 11.7 |  |  |  | No | R-410A | 1.9167 | Residential & Commercial | Ducted CEE Tier 1
210693348 | Central HP <5.4 tons | Liberty Heating & Air Conditioning | HRCU-A-CB (Split System: Heat Pump with Remote Outdoor Unit-Air-Source) | ASZV903610A* |  |  | CHPF3642C6C*+TXV | G*VC801005C*A* | 33400 | 18 | 8.2 | 34000 | 24400 | 71.76% | 1.8 | 0 | 11 |  |  |  | No | R-410A | 2.7833 | Residential & Commercial | Ducted CEE Tier 1
210693365 | Central HP <5.4 tons | Liberty Heating & Air Conditioning | HRCU-A-CB (Split System: Heat Pump with Remote Outdoor Unit-Air-Source) | ASZV903610A* |  |  | CHPF3743C6B*+TXV | G*VS800805CUA* | 33400 | 18 | 8.2 | 34000 | 24400 | 71.76% | 1.8 | 0 | 11 |  |  |  | No | R-410A | 2.7833 | Residential & Commercial | Ducted CEE Tier 1
213780418 | Central HP <5.4 tons | AIRQUEST | HRCU-A-CB (Split System: Heat Pump with Remote Outdoor Unit-Air-Source) | HVH837GKA** |  |  | EHD4X60AAL+WALLCON | *96CTN0601714B* | 32800 | 16.5 | 8.1 | 32400 | 25000 | 77.16% | 1.96 | 0 | 11 |  |  |  | No | R-410A | 2.7333 | Residential & Commercial | Ducted CEE Tier 1
213773258 | Central HP <5.4 tons | AIRQUEST | HRCU-A-CB (Split System: Heat Pump with Remote Outdoor Unit-Air-Source) | HVH825GKA3* |  |  | EA*4X37L21A*+WALLCON | *80CTL0451712B* | 24200 | 16.5 | 8.1 | 21200 | 16700 | 78.77% | 2 | 0 | 10.5 |  |  |  | No | R-410A | 2.0167 | Residential & Commercial | Ducted CEE Tier 1
213773288 | Central HP <5.4 tons | AIRQUEST | HRCU-A-CB (Split System: Heat Pump with Remote Outdoor Unit-Air-Source) | HVH825GKA3* |  |  | EA*4X37L21A*+WALLCON | *80CTL0902120B* | 24400 | 16.5 | 8.1 | 21200 | 16600 | 78.3% | 2.02 | 0 | 11 |  |  |  | No | R-410A | 2.0333 | Residential & Commercial | Ducted CEE Tier 1
211263295 | Central HP <5.4 tons | AIRQUEST | HRCU-A-CB (Split System: Heat Pump with Remote Outdoor Unit-Air-Source) | DLCURAH18ABK |  |  | EN(A,D)4X24L17** | *80ES(N,L)0451412A* | 18000 | 16 | 8.5 | 18900 | 18700 | 98.94% | 2.26 | 0 | 11 |  |  |  | No | R-410A | 1.5 | Residential & Commercial | Ducted CEE Tier 1
211263345 | Central HP <5.4 tons | AIRQUEST | HRCU-A-CB (Split System: Heat Pump with Remote Outdoor Unit-Air-Source) | DLCURAH18ABK |  |  | EN(A,D)4X24L17** | *80ES(N,L)0701712A* | 18000 | 16 | 8.5 | 18900 | 18700 | 98.94% | 2.26 | 0 | 11 |  |  |  | No | R-410A | 1.5 | Residential & Commercial | Ducted CEE Tier 1
213778858 | Central HP <5.4 tons | AIRQUEST | HRCU-A-CB (Split System: Heat Pump with Remote Outdoor Unit-Air-Source) | HVH837GKA** |  |  | EA*4X36L21A*+WALLCON | *80CTL1102120B* | 31600 | 17 | 8.1 | 32800 | 24200 | 73.78% | 1.86 | 0 | 11 |  |  |  | No | R-410A | 2.6333 | Residential & Commercial | Ducted CEE Tier 1
210693383 | Central HP <5.4 tons | Liberty Heating & Air Conditioning | HRCU-A-CB (Split System: Heat Pump with Remote Outdoor Unit-Air-Source) | ASZV903610A* |  |  | CSCF3642N6D*+TXV | G*VC800804C*A* | 33800 | 18.5 | 8.2 | 34000 | 24400 | 71.76% | 1.8 | 0 | 11.5 |  |  |  | No | R-410A | 2.8167 | Residential & Commercial | Ducted CEE Tier 1
213080025 | Central HP <5.4 tons | TEMPSTAR | HRCU-A-CB (Split System: Heat Pump with Remote Outdoor Unit-Air-Source) | DLCURAH36ABK |  |  | EA*4X37L17A* | *96MSN0801716A* | 35800 | 15.5 | 8.1 | 38500 | 35000 | 90.91% | 2 | 0 | 10 |  |  |  | No | R-410A | 2.9833 | Residential & Commercial | Ducted CEE Tier 1
213080109 | Central HP <5.4 tons | TEMPSTAR | HRCU-A-CB (Split System: Heat Pump with Remote Outdoor Unit-Air-Source) | DLCURAH36ABK |  |  | END4X42L17** | *96MSN0801716A* | 35600 | 15.5 | 8.1 | 38500 | 35200 | 91.43% | 1.94 | 0 | 10 |  |  |  | No | R-410A | 2.9667 | Residential & Commercial | Ducted CEE Tier 1
213080325 | Central HP <5.4 tons | TEMPSTAR | HRCU-A-CB (Split System: Heat Pump with Remote Outdoor Unit-Air-Source) | DLCURAH36ABK |  |  | EA*4X43L21A* | *96MSN1002120A* | 36600 | 16 | 8.5 | 38500 | 34800 | 90.39% | 2.1 | 0 | 10 |  |  |  | No | R-410A | 3.05 | Residential & Commercial | Ducted CEE Tier 1
213080373 | Central HP <5.4 tons | TEMPSTAR | HRCU-A-CB (Split System: Heat Pump with Remote Outdoor Unit-Air-Source) | DLCURAH36ABK |  |  | EN(A,D)4X48L24** | *96MSN1002120A* | 36000 | 16.5 | 8.1 | 38500 | 34800 | 90.39% | 2.02 | 0 | 10 |  |  |  | No | R-410A | 3 | Residential & Commercial | Ducted CEE Tier 1
212978966 | Central HP <5.4 tons | AIRQUEST | HRCU-A-CB (Split System: Heat Pump with Remote Outdoor Unit-Air-Source) | DLCURAH36ABK |  |  | EA*4X48L21A* | *80MS(N,L)0701716A* | 35600 | 16 | 8.1 | 37800 | 34600 | 91.53% | 2 | 0 | 10 |  |  |  | No | R-410A | 2.9667 | Residential & Commercial | Ducted CEE Tier 1
213781118 | Central HP <5.4 tons | AIRQUEST | HRCU-A-CB (Split System: Heat Pump with Remote Outdoor Unit-Air-Source) | HVH837GKA2* |  |  | EA*4X42L24A*+WALLCON | *97CMN1002122B* | 31800 | 17 | 8.1 | 33000 | 24200 | 73.33% | 1.88 | 0 | 11 |  |  |  | No | R-410A | 2.65 | Residential & Commercial | Ducted CEE Tier 1
213781168 | Central HP <5.4 tons | AIRQUEST | HRCU-A-CB (Split System: Heat Pump with Remote Outdoor Unit-Air-Source) | HVH837GKA2* |  |  | EA*4X43L21A*+WALLCON | *80CTL0701716B* | 32800 | 17 | 8.5 | 33000 | 25200 | 76.36% | 1.96 | 0 | 11 |  |  |  | No | R-410A | 2.7333 | Residential & Commercial | Ducted CEE Tier 1
211242741 | Central HP <5.4 tons | DAY & NIGHT | HRCU-A-CB (Split System: Heat Pump with Remote Outdoor Unit-Air-Source) | DLCURAH24ABK |  |  | EA*4X36L21A* | OMV112K14A | 24200 | 16.5 | 8.5 | 26200 | 22600 | 86.26% | 1.86 | 0 | 10 |  |  |  | No | R-410A | 2.0167 | Residential & Commercial | Ducted CEE Tier 1
211243334 | Central HP <5.4 tons | DAY & NIGHT | HRCU-A-CB (Split System: Heat Pump with Remote Outdoor Unit-Air-Source) | DLCURAH24ABK |  |  | EA*4X37L21A* | *80VSL0451716A* | 24800 | 16.5 | 8.5 | 25600 | 21000 | 82.03% | 1.76 | 0 | 10.5 |  |  |  | No | R-410A | 2.0667 | Residential & Commercial | Ducted CEE Tier 1
213782138 | Central HP <5.4 tons | AIRQUEST | HRCU-A-CB (Split System: Heat Pump with Remote Outdoor Unit-Air-Source) | HVH837GKA2* |  |  | EHD4X48AAL+WALLCON | *97CMN0801714B* | 32400 | 16.5 | 8.1 | 33000 | 25000 | 75.76% | 1.94 | 0 | 11 |  |  |  | No | R-410A | 2.7 | Residential & Commercial | Ducted CEE Tier 1
213782288 | Central HP <5.4 tons | AIRQUEST | HRCU-A-CB (Split System: Heat Pump with Remote Outdoor Unit-Air-Source) | HVH837GKA2* |  |  | EHD4X60AAL+WALLCON | *97CMN0601714B* | 32800 | 16 | 8.1 | 32400 | 25200 | 77.78% | 1.96 | 0 | 11 |  |  |  | No | R-410A | 2.7333 | Residential & Commercial | Ducted CEE Tier 1
215662859 | Central HP <5.4 tons | BRYANT HEATING AND COOLING SYSTEMS | HRCU-A-CB (Split System: Heat Pump with Remote Outdoor Unit-Air-Source) | 290VAN048**AA* |  |  | FE5BN(B,X)C48L*+UI |  | 45500 | 19 | 9 | 48000 | 33600 | 70% | 2.1 | 0 | 10.5 |  |  |  | No | R-454B | 3.7917 | Residential & Commercial | Ducted CEE Tier 1
215439660 | Central HP <5.4 tons | DAIKIN | HRCU-A-CB (Split System: Heat Pump with Remote Outdoor Unit-Air-Source) | DH6VSA1810A* |  |  | CHPEA2422*3A* | D*96SC0603BUA* | 17000 | 19 | 8.8 | 16800 | 13000 | 77.38% | 2.1 | 0 | 12 |  |  |  | No | R-32 | 1.4167 | Residential & Commercial | Ducted CEE Tier 1
214242316 | Central HP <5.4 tons | BRYANT HEATING AND COOLING SYSTEMS | HRCU-A-CB (Split System: Heat Pump with Remote Outdoor Unit-Air-Source) | 288BNV025*0**C* |  |  | CNPV*4821AL*+UI | 986TD66100C21*** | 24200 | 17 | 8.1 | 21200 | 16500 | 77.83% | 2 | 0 | 11.5 |  |  |  | No | R-410A | 2.0167 | Residential & Commercial | Ducted CEE Tier 1
214242366 | Central HP <5.4 tons | BRYANT HEATING AND COOLING SYSTEMS | HRCU-A-CB (Split System: Heat Pump with Remote Outdoor Unit-Air-Source) | 288BNV025*0**C* |  |  | CNPV*4824AL*+UI | 987MC66120C24*** | 24200 | 17 | 8.1 | 21200 | 16600 | 78.3% | 2 | 0 | 11 |  |  |  | No | R-410A | 2.0167 | Residential & Commercial | Ducted CEE Tier 1
214241596 | Central HP <5.4 tons | BRYANT HEATING AND COOLING SYSTEMS | HRCU-A-CB (Split System: Heat Pump with Remote Outdoor Unit-Air-Source) | 288BNV025*0**C* |  |  | CNPV*2417AL*+UI | 987MC42060C17*** | 23200 | 15.5 | 8.1 | 22200 | 16900 | 76.13% | 1.9 | 0 | 10.5 |  |  |  | No | R-410A | 1.9333 | Residential & Commercial | Ducted CEE Tier 1
213778958 | Central HP <5.4 tons | AIRQUEST | HRCU-A-CB (Split System: Heat Pump with Remote Outdoor Unit-Air-Source) | HVH837GKA** |  |  | EA*4X37L21A*+WALLCON | *80CTL0901716B* | 32600 | 17 | 8.5 | 32800 | 25000 | 76.22% | 1.98 | 0 | 11 |  |  |  | No | R-410A | 2.7167 | Residential & Commercial | Ducted CEE Tier 1
211263484 | Central HP <5.4 tons | AIRQUEST | HRCU-A-CB (Split System: Heat Pump with Remote Outdoor Unit-Air-Source) | DLCURAH18ABK |  |  | EN(A,D)4X24L17** | *80ES(N,L)0701412A* | 17500 | 16 | 8.5 | 18400 | 18800 | 102.2% | 2.26 | 0 | 11 |  |  |  | No | R-410A | 1.4583 | Residential & Commercial | Ducted CEE Tier 1
211262591 | Central HP <5.4 tons | AIRQUEST | HRCU-A-CB (Split System: Heat Pump with Remote Outdoor Unit-Air-Source) | DLCURAH18ABK |  |  | EN(A,D)4X24L14** | *95ESN0401410A* | 17800 | 15.5 | 8.5 | 18700 | 18800 | 100.5% | 2.26 | 0 | 10.5 |  |  |  | No | R-410A | 1.4833 | Residential & Commercial | Ducted CEE Tier 1
211262677 | Central HP <5.4 tons | AIRQUEST | HRCU-A-CB (Split System: Heat Pump with Remote Outdoor Unit-Air-Source) | DLCURAH18ABK |  |  | EN(A,D)4X24L14** | *95ESN0261410A* | 18000 | 15.5 | 8.5 | 19000 | 18700 | 98.42% | 2.24 | 0 | 10.5 |  |  |  | No | R-410A | 1.5 | Residential & Commercial | Ducted CEE Tier 1
211265033 | Central HP <5.4 tons | AIRQUEST | HRCU-A-CB (Split System: Heat Pump with Remote Outdoor Unit-Air-Source) | DLCURAH18ABK |  |  | FVM4X24***L |  | 18100 | 16.5 | 8.5 | 18500 | 18000 | 97.3% | 2.18 | 0 | 11 |  |  |  | No | R-410A | 1.5083 | Residential & Commercial | Ducted CEE Tier 1
214505369 | Central HP <5.4 tons | AMANA | HRCU-A-CB (Split System: Heat Pump with Remote Outdoor Unit-Air-Source) | ASZS60241EA* |  |  | CA*EA3026*4B* | A*VC960803BNB* | 23000 | 17 | 8.6 | 23000 | 16100 | 70% | 2 | 0 | 10 |  |  |  | No | R-410A | 1.9167 | Residential & Commercial | Ducted CEE Tier 1
211178365 | Central HP <5.4 tons | Liberty Heating & Air Conditioning | HRCU-A-CB (Split System: Heat Pump with Remote Outdoor Unit-Air-Source) | ASZS601810A* |  |  | CA*EA1818*4A* | G*VM970804CNB* | 16600 | 17.5 | 8.5 | 17400 | 13000 | 74.71% | 2.1 | 0 | 10.9 |  |  |  | No | R-410A | 1.3833 | Residential & Commercial | Ducted CEE Tier 1
211178374 | Central HP <5.4 tons | Liberty Heating & Air Conditioning | HRCU-A-CB (Split System: Heat Pump with Remote Outdoor Unit-Air-Source) | ASZS601810A* |  |  | CA*EA2422*4A* | G*VM970603BNB* | 16600 | 17.5 | 8.5 | 17400 | 13000 | 74.71% | 2.1 | 0 | 10.9 |  |  |  | No | R-410A | 1.3833 | Residential & Commercial | Ducted CEE Tier 1
215439732 | Central HP <5.4 tons | GOODMAN | HRCU-A-CB (Split System: Heat Pump with Remote Outdoor Unit-Air-Source) | GZV6SA1810A* |  |  | CA*EA2418*3A* | G*VT800804C*A* | 17000 | 19 | 8.8 | 16800 | 13000 | 77.38% | 2.1 | 0 | 12 |  |  |  | No | R-32 | 1.4167 | Residential & Commercial | Ducted CEE Tier 1
215439733 | Central HP <5.4 tons | GOODMAN | HRCU-A-CB (Split System: Heat Pump with Remote Outdoor Unit-Air-Source) | GZV6SA1810A* |  |  | CHPEA2422*3A* | G*VT800803B*A* | 17000 | 19 | 8.8 | 16800 | 13000 | 77.38% | 2.1 | 0 | 12 |  |  |  | No | R-32 | 1.4167 | Residential & Commercial | Ducted CEE Tier 1
215439749 | Central HP <5.4 tons | GOODMAN | HRCU-A-CB (Split System: Heat Pump with Remote Outdoor Unit-Air-Source) | GZV6SA1810A* |  |  | CHPEA2422*3A* | G*VS800604BUA* | 17000 | 19 | 8.8 | 16800 | 13000 | 77.38% | 2.1 | 0 | 12 |  |  |  | No | R-32 | 1.4167 | Residential & Commercial | Ducted CEE Tier 1
215439662 | Central HP <5.4 tons | DAIKIN | HRCU-A-CB (Split System: Heat Pump with Remote Outdoor Unit-Air-Source) | DH6VSA1810A* |  |  | CA*EA2418*3A* | D*96SC0603BUA* | 17000 | 19 | 8.8 | 16800 | 13000 | 77.38% | 2.1 | 0 | 12 |  |  |  | No | R-32 | 1.4167 | Residential & Commercial | Ducted CEE Tier 1
215674245 | Central HP <5.4 tons | BRYANT HEATING AND COOLING SYSTEMS | HRCU-A-CB (Split System: Heat Pump with Remote Outdoor Unit-Air-Source) | 290VAN048**AA* |  |  | CAA**6024AM*+UI | 987MC60080C21*** | 45000 | 18 | 9 | 47500 | 33600 | 70.74% | 2.06 | 0 | 10 |  |  |  | No | R-454B | 3.75 | Residential & Commercial | Ducted CEE Tier 1
215439637 | Central HP <5.4 tons | DAIKIN | HRCU-A-CB (Split System: Heat Pump with Remote Outdoor Unit-Air-Source) | DH6VSA1810A* |  |  | CA*EA3022*3A* | D*96TC0803BNA* | 17000 | 19 | 8.8 | 16800 | 13000 | 77.38% | 2.1 | 0 | 12 |  |  |  | No | R-32 | 1.4167 | Residential & Commercial | Ducted CEE Tier 1
215439646 | Central HP <5.4 tons | DAIKIN | HRCU-A-CB (Split System: Heat Pump with Remote Outdoor Unit-Air-Source) | DH6VSA1810A* |  |  | CA*EA2418*3A* | D*80TC0805C*A* | 17000 | 19 | 8.8 | 16800 | 13000 | 77.38% | 2.1 | 0 | 12 |  |  |  | No | R-32 | 1.4167 | Residential & Commercial | Ducted CEE Tier 1
207699008 | Central HP <5.4 tons | MDV | HRCU-A-CB (Split System: Heat Pump with Remote Outdoor Unit-Air-Source) | MOD30-24HFN1-MW |  |  | MVC-24HWFN1-M |  | 24000 | 17.4 | 10 | 24000 | 22600 | 94.17% | 1.91 | 12.5 | 11.7 |  |  |  | No | R-410A | 2 | Residential & Commercial | Ducted CEE Tier 1
211226499 | Central HP <5.4 tons | DAY & NIGHT | HRCU-A-CB (Split System: Heat Pump with Remote Outdoor Unit-Air-Source) | DLCURAH36ABK |  |  | EA*4X37L17A* | *80ES(N,L)0701412A* | 35800 | 15.5 | 8.1 | 38500 | 35000 | 90.91% | 2 | 0 | 10 |  |  |  | No | R-410A | 2.9833 | Residential & Commercial | Ducted CEE Tier 1
211226563 | Central HP <5.4 tons | DAY & NIGHT | HRCU-A-CB (Split System: Heat Pump with Remote Outdoor Unit-Air-Source) | DLCURAH36ABK |  |  | EA*4X37L17A* | *80VSL0701716A* | 36200 | 15.2 | 8.1 | 38500 | 35000 | 90.91% | 2.02 | 0 | 10 |  |  |  | No | R-410A | 3.0167 | Residential & Commercial | Ducted CEE Tier 1
211226699 | Central HP <5.4 tons | DAY & NIGHT | HRCU-A-CB (Split System: Heat Pump with Remote Outdoor Unit-Air-Source) | DLCURAH36ABK |  |  | EA*4X37L17A* | *95ESU0601716A* | 36200 | 15.5 | 8.5 | 38500 | 35000 | 90.91% | 2.02 | 0 | 10 |  |  |  | No | R-410A | 3.0167 | Residential & Commercial | Ducted CEE Tier 1
207802615 | Central HP <5.4 tons | MDV | HRCU-A-CB (Split System: Heat Pump with Remote Outdoor Unit-Air-Source) | MOD30-24HFN1-MU0W |  |  | MVC-23HWFN1-M |  | 23000 | 18.4 | 9.3 | 26000 | 21200 | 81.54% | 1.9 | 12.5 | 11.7 |  |  |  | No | R-410A | 1.9167 | Residential & Commercial | Ducted CEE Tier 1
211264469 | Central HP <5.4 tons | AIRQUEST | HRCU-A-CB (Split System: Heat Pump with Remote Outdoor Unit-Air-Source) | DLCURAH18ABK |  |  | EN(A,D)4X30L17** | *80ES(N,L)0451412A* | 18200 | 16.5 | 8.5 | 18700 | 18300 | 97.86% | 2.22 | 0 | 11 |  |  |  | No | R-410A | 1.5167 | Residential & Commercial | Ducted CEE Tier 1
211262916 | Central HP <5.4 tons | AIRQUEST | HRCU-A-CB (Split System: Heat Pump with Remote Outdoor Unit-Air-Source) | DLCURAH18ABK |  |  | EN(A,D)4X24L17** | *95ESU0401712A* | 17600 | 16 | 8.5 | 18500 | 18800 | 101.6% | 2.26 | 0 | 11 |  |  |  | No | R-410A | 1.4667 | Residential & Commercial | Ducted CEE Tier 1
211263509 | Central HP <5.4 tons | AIRQUEST | HRCU-A-CB (Split System: Heat Pump with Remote Outdoor Unit-Air-Source) | DLCURAH18ABK |  |  | EN(A,D)4X24L17** | *80ESU0601716A | 18500 | 16 | 8.5 | 19400 | 18500 | 95.36% | 2.24 | 0 | 11 |  |  |  | No | R-410A | 1.5417 | Residential & Commercial | Ducted CEE Tier 1
211264736 | Central HP <5.4 tons | AIRQUEST | HRCU-A-CB (Split System: Heat Pump with Remote Outdoor Unit-Air-Source) | DLCURAH18ABK |  |  | FJMA4*18L*A* |  | 18000 | 15.5 | 8.5 | 19000 | 19100 | 100.5% | 2.28 | 0 | 10.5 |  |  |  | No | R-410A | 1.5 | Residential & Commercial | Ducted CEE Tier 1
214861582 | Central HP <5.4 tons | MDV | HRCU-A-CB (Split System: Heat Pump with Remote Outdoor Unit-Air-Source) | MOD30-24HFN10-M1 |  |  | MVBC-24HWFN10-MB1-D |  | 24000 | 19.7 | 9 | 25000 | 18000 | 72% | 2.2 | 0 | 11.7 |  |  |  | No | R-454B | 2 | Residential & Commercial | Ducted CEE Tier 1
216570891 | Central HP <5.4 tons | AMERICAN STANDARD | HRCU-A-CB (Split System: Heat Pump with Remote Outdoor Unit-Air-Source) | 5A6V0X24A1 |  |  | 5PX*B006AS3 | *UHMB060CCV3+LRP | 22200 | 22.4 | 10 | 22400 | 17800 | 79.46% | 2.2 | 0 | 12 |  |  |  | No | R-454B | 1.85 | Residential & Commercial | Ducted CEE Tier 1
215433991 | Central HP <5.4 tons | DAIKIN | HRCU-A-CB (Split System: Heat Pump with Remote Outdoor Unit-Air-Source) | DH7VSA2410A* |  |  | CA*EA3626*3A* | D*96SC0603BUA* | 23200 | 19 | 8.6 | 23200 | 17000 | 73.28% | 2 | 0 | 11 |  |  |  | No | R-32 | 1.9333 | Residential & Commercial | Ducted CEE Tier 1
215679613 | Central HP <5.4 tons | CARRIER | HRCU-A-CB (Split System: Heat Pump with Remote Outdoor Unit-Air-Source) | 27VNA036A*030* |  |  | CAA**6121AM*+UI | 58CU*B060C17**16 | 35000 | 18 | 9 | 34400 | 24800 | 72.09% | 1.92 | 0 | 10 |  |  |  | No | R-454B | 2.9167 | Residential & Commercial | Ducted CEE Tier 1
207436525 | Central HP <5.4 tons | LENNOX | HRCU-A-CB (Split System: Heat Pump with Remote Outdoor Unit-Air-Source) | SL25XPV-048-230A** |  |  | C35-49C+TDR+TXV | SLP99UH110XV60C* | 45500 | 20 | 8.9 | 44000 | 35800 | 81.36% | 1.78 | 12 | 12 |  |  |  | No | R-410A | 3.7917 | Residential & Commercial | Ducted CEE Tier 1
207436539 | Central HP <5.4 tons | LENNOX | HRCU-A-CB (Split System: Heat Pump with Remote Outdoor Unit-Air-Source) | SL25XPV-048-230A** |  |  | C35-60C+TDR+TXV | SLP99UH090XV60C* | 45500 | 20 | 9.5 | 44000 | 36200 | 82.27% | 1.9 | 12.5 | 12.3 |  |  |  | No | R-410A | 3.7917 | Residential & Commercial | Ducted CEE Tier 1
208101906 | Central HP <5.4 tons | MDV | HRCU-A-C (Split System: Heat Pump with Remote Outdoor Unit with No Indoor Fan --Air Source) | MOX430U-24HFN1-MR0 |  |  | MAC-24HWDN1-MN0 |  | 24000 | 15.7 | 9.8 | 25600 | 18500 | 72.27% | 2.2 | 10.3 | 10 |  |  |  | No | R-410A | 2 | Residential & Commercial | Ducted CEE Tier 1
209960481 | Central HP <5.4 tons | MDV | HRCU-A-CB (Split System: Heat Pump with Remote Outdoor Unit-Air-Source) | MOE31U-36HFN1-MR0 |  |  | MVC-36HWFN1-MR0 |  | 36000 | 16 | 9.5 | 40000 | 34600 | 86.5% | 1.95 | 10.95 | 10 |  |  |  | No | R-410A | 3 | Residential & Commercial | Ducted CEE Tier 1
211262826 | Central HP <5.4 tons | AIRQUEST | HRCU-A-CB (Split System: Heat Pump with Remote Outdoor Unit-Air-Source) | DLCURAH18ABK |  |  | EN(A,D)4X24L17** | *96VSN0601714A* | 17600 | 15.5 | 8.5 | 18500 | 18800 | 101.6% | 2.26 | 0 | 10.5 |  |  |  | No | R-410A | 1.4667 | Residential & Commercial | Ducted CEE Tier 1
211262862 | Central HP <5.4 tons | AIRQUEST | HRCU-A-CB (Split System: Heat Pump with Remote Outdoor Unit-Air-Source) | DLCURAH18ABK |  |  | EN(A,D)4X24L17** | *96VSN0401712A* | 17700 | 15.5 | 8.5 | 18700 | 18800 | 100.5% | 2.26 | 0 | 10.5 |  |  |  | No | R-410A | 1.475 | Residential & Commercial | Ducted CEE Tier 1
206765602 | Central HP <5.4 tons | AIRQUEST | HRCU-A-CB (Split System: Heat Pump with Remote Outdoor Unit-Air-Source) | HVH825GKA3* |  |  | EA*4X30L17A*+WALLCON | *96CTN0801714A* | 23400 | 16.5 | 8.1 | 21600 | 16800 | 77.78% | 1.9 | 11 | 10.5 |  |  |  | No | R-410A | 1.95 | Residential & Commercial | Ducted CEE Tier 1
206765719 | Central HP <5.4 tons | AIRQUEST | HRCU-A-CB (Split System: Heat Pump with Remote Outdoor Unit-Air-Source) | HVH825GKA3* |  |  | EA*4X36L21A*+WALLCON | *80CTL0451712A* | 23400 | 16 | 8.1 | 21600 | 16800 | 77.78% | 1.92 | 11 | 10.5 |  |  |  | No | R-410A | 1.95 | Residential & Commercial | Ducted CEE Tier 1
206765530 | Central HP <5.4 tons | AIRQUEST | HRCU-A-CB (Split System: Heat Pump with Remote Outdoor Unit-Air-Source) | HVH825GKA3* |  |  | EA*4X25L17A*+WALLCON | *97CMN0601714A* | 24200 | 15.5 | 8.1 | 20000 | 16000 | 80% | 1.94 | 11.5 | 10.5 |  |  |  | No | R-410A | 2.0167 | Residential & Commercial | Ducted CEE Tier 1
211226831 | Central HP <5.4 tons | DAY & NIGHT | HRCU-A-CB (Split System: Heat Pump with Remote Outdoor Unit-Air-Source) | DLCURAH36ABK |  |  | EA*4X37L21A* | *80ES(N,L)0902116A* | 36600 | 16 | 8.5 | 38500 | 34800 | 90.39% | 2.1 | 0 | 10 |  |  |  | No | R-410A | 3.05 | Residential & Commercial | Ducted CEE Tier 1
210693384 | Central HP <5.4 tons | Liberty Heating & Air Conditioning | HRCU-A-CB (Split System: Heat Pump with Remote Outdoor Unit-Air-Source) | ASZV903610A* |  |  | CSCF3642N6D*+TXV | G*VS800805CUA* | 33800 | 18.5 | 8.2 | 34000 | 24400 | 71.76% | 1.8 | 0 | 11.5 |  |  |  | No | R-410A | 2.8167 | Residential & Commercial | Ducted CEE Tier 1
210321397 | Central HP <5.4 tons | MDV | HRCU-A-C (Split System: Heat Pump with Remote Outdoor Unit with No Indoor Fan --Air Source) | MOD30-24HFN1-MU0W |  |  | MAC-24HWDN1-MN0-N |  | 23000 | 15.2 | 9.8 | 24600 | 23000 | 93.5% | 2.08 | 11.3 | 11.7 |  |  |  | No | R-410A | 1.9167 | Residential & Commercial | Ducted CEE Tier 1
216030945 | Central HP <5.4 tons | MDV | HRCU-A-CB (Split System: Heat Pump with Remote Outdoor Unit-Air-Source) | MOX430-24HFN10-M3 |  |  | MVBE-24HWFN10-WM3E-MAS |  | 24000 | 17.4 | 10.4 | 25000 | 19600 | 78.4% | 1.96 | 0 | 10.8 |  |  |  | No | R-454B | 2 | Residential & Commercial | Ducted CEE Tier 1
212970906 | Central HP <5.4 tons | CARRIER | HRCU-A-CB (Split System: Heat Pump with Remote Outdoor Unit-Air-Source) | 38MURAQ18AB3* |  |  | CNPV*1814AL* | 58TP*B045V14**12 | 17400 | 16 | 8.5 | 18600 | 19700 | 105.9% | 2.38 | 0 | 10.5 |  |  |  | No | R-410A | 1.45 | Residential & Commercial | Ducted CEE Tier 1
212971358 | Central HP <5.4 tons | CARRIER | HRCU-A-CB (Split System: Heat Pump with Remote Outdoor Unit-Air-Source) | 38MURAQ18AB3* |  |  | CAP**3014AL* | 58TP*B070V14**12 | 17700 | 16.5 | 8.5 | 18200 | 18700 | 102.7% | 2.24 | 0 | 10.5 |  |  |  | No | R-410A | 1.475 | Residential & Commercial | Ducted CEE Tier 1
206765989 | Central HP <5.4 tons | AIRQUEST | HRCU-A-CB (Split System: Heat Pump with Remote Outdoor Unit-Air-Source) | HVH825GKA3* |  |  | EA*4X37L21A*+WALLCON | *97CMN0801714A* | 24400 | 16.5 | 8.1 | 21200 | 16700 | 78.77% | 2.02 | 11 | 11 |  |  |  | No | R-410A | 2.0333 | Residential & Commercial | Ducted CEE Tier 1
214505179 | Central HP <5.4 tons | DAIKIN | HRCU-A-CB (Split System: Heat Pump with Remote Outdoor Unit-Air-Source) | DZ6VSA241EA* |  |  | CA*EA2422*4B* | D*80VC0805C*A* | 23000 | 17 | 8.6 | 23000 | 16100 | 70% | 2 | 0 | 10 |  |  |  | No | R-410A | 1.9167 | Residential & Commercial | Ducted CEE Tier 1
214505245 | Central HP <5.4 tons | DAIKIN | HRCU-A-CB (Split System: Heat Pump with Remote Outdoor Unit-Air-Source) | DZ6VSA241EA* |  |  | CA*EA3026*4B* | D*80VC0805C*A* | 23000 | 17 | 8.6 | 23000 | 16100 | 70% | 2 | 0 | 10 |  |  |  | No | R-410A | 1.9167 | Residential & Commercial | Ducted CEE Tier 1
214505262 | Central HP <5.4 tons | DAIKIN | HRCU-A-CB (Split System: Heat Pump with Remote Outdoor Unit-Air-Source) | DZ6VSA241EA* |  |  | CA*EA3026*4B* | D*96SC0805CUA* | 23000 | 17 | 8.6 | 23000 | 16100 | 70% | 2 | 0 | 10 |  |  |  | No | R-410A | 1.9167 | Residential & Commercial | Ducted CEE Tier 1
214505264 | Central HP <5.4 tons | DAIKIN | HRCU-A-CB (Split System: Heat Pump with Remote Outdoor Unit-Air-Source) | DZ6VSA241EA* |  |  | CA*EA3026*4B* | D*96VC1005CNA* | 23000 | 17 | 8.6 | 23000 | 16100 | 70% | 2 | 0 | 10 |  |  |  | No | R-410A | 1.9167 | Residential & Commercial | Ducted CEE Tier 1
206765478 | Central HP <5.4 tons | AIRQUEST | HRCU-A-CB (Split System: Heat Pump with Remote Outdoor Unit-Air-Source) | HVH825GKA3* |  |  | EA*4X24L17A*+WALLCON | *80CTL0901716A* | 23400 | 17 | 8.1 | 21800 | 16700 | 76.61% | 1.9 | 11.5 | 11 |  |  |  | No | R-410A | 1.95 | Residential & Commercial | Ducted CEE Tier 1
206765629 | Central HP <5.4 tons | AIRQUEST | HRCU-A-CB (Split System: Heat Pump with Remote Outdoor Unit-Air-Source) | HVH825GKA3* |  |  | EA*4X30L17A*+WALLCON | *80CTL0701412A* | 23600 | 17 | 8.1 | 21600 | 16600 | 76.85% | 1.92 | 11.5 | 11 |  |  |  | No | R-410A | 1.9667 | Residential & Commercial | Ducted CEE Tier 1
212985842 | Central HP <5.4 tons | TEMPSTAR | HRCU-A-CB (Split System: Heat Pump with Remote Outdoor Unit-Air-Source) | DLCURAH24ABK |  |  | EN(A,D)4X24L17** | *96MSN0261410A* | 23200 | 16 | 8.5 | 27000 | 24000 | 88.89% | 1.98 | 0 | 10 |  |  |  | No | R-410A | 1.9333 | Residential & Commercial | Ducted CEE Tier 1
212988731 | Central HP <5.4 tons | TEMPSTAR | HRCU-A-CB (Split System: Heat Pump with Remote Outdoor Unit-Air-Source) | DLCURAH24ABK |  |  | EN(A,D)4X24L17** | *95MSU0401712A* | 23200 | 16 | 8.5 | 27000 | 25200 | 93.33% | 2.1 | 0 | 10 |  |  |  | No | R-410A | 1.9333 | Residential & Commercial | Ducted CEE Tier 1
211244415 | Central HP <5.4 tons | DAY & NIGHT | HRCU-A-CB (Split System: Heat Pump with Remote Outdoor Unit-Air-Source) | DLCURAH24ABK |  |  | EN(A,D)4X30L17** | *80VSL0451412A* | 23400 | 16.5 | 8.1 | 25800 | 24200 | 93.8% | 2 | 0 | 10 |  |  |  | No | R-410A | 1.95 | Residential & Commercial | Ducted CEE Tier 1
212986614 | Central HP <5.4 tons | HEIL | HRCU-A-CB (Split System: Heat Pump with Remote Outdoor Unit-Air-Source) | DLCURAH24ABK |  |  | EN(A,D)4X24L17** | *96MSN0401712A* | 23200 | 15.2 | 8.5 | 27200 | 24800 | 91.18% | 2.04 | 0 | 10 |  |  |  | No | R-410A | 1.9333 | Residential & Commercial | Ducted CEE Tier 1
211244747 | Central HP <5.4 tons | DAY & NIGHT | HRCU-A-CB (Split System: Heat Pump with Remote Outdoor Unit-Air-Source) | DLCURAH24ABK |  |  | EN(A,D)4X30L17** | *92ESN0801716A* | 24200 | 17 | 8.1 | 26200 | 22800 | 87.02% | 1.88 | 0 | 10.5 |  |  |  | No | R-410A | 2.0167 | Residential & Commercial | Ducted CEE Tier 1
211245072 | Central HP <5.4 tons | DAY & NIGHT | HRCU-A-CB (Split System: Heat Pump with Remote Outdoor Unit-Air-Source) | DLCURAH24ABK |  |  | EN(A,D,W)4X36L17** | *96VTN0401410A* | 23400 | 16 | 8.1 | 25800 | 24000 | 93.02% | 2 | 0 | 10 |  |  |  | No | R-410A | 1.95 | Residential & Commercial | Ducted CEE Tier 1
213815123 | Central HP <5.4 tons | DAIKIN | HRCU-A-CB (Split System: Heat Pump with Remote Outdoor Unit-Air-Source) | DZ9VCA3610A* |  |  | CA*F3743*6D*+MBVK16CP1X00A*+TX |  | 34200 | 19 | 8.2 | 34200 | 24400 | 71.35% | 1.85 | 0 | 12 |  |  |  | No | R-410A | 2.85 | Residential & Commercial | Ducted CEE Tier 1
207785323 | Central HP <5.4 tons | MDV | HRCU-A-CB (Split System: Heat Pump with Remote Outdoor Unit-Air-Source) | MOD31-23HFN1-MT2Q1W |  |  | MVC-23HWFN1-MQ1W |  | 24000 | 16.7 | 9.1 | 24000 | 18100 | 75.42% | 2.29 | 12.5 | 11.7 |  |  |  | No | R-410A | 2 | Residential & Commercial | Ducted CEE Tier 1
213815136 | Central HP <5.4 tons | DAIKIN | HRCU-A-CB (Split System: Heat Pump with Remote Outdoor Unit-Air-Source) | DZ9VCA3610A* |  |  | CHPF3743C6B*+MBVK16CP1X00A*+TXV |  | 33400 | 18 | 8.2 | 34000 | 24400 | 71.76% | 1.8 | 0 | 11 |  |  |  | No | R-410A | 2.7833 | Residential & Commercial | Ducted CEE Tier 1
206771084 | Central HP <5.4 tons | AIRQUEST | HRCU-A-CB (Split System: Heat Pump with Remote Outdoor Unit-Air-Source) | HVH837GKA2* |  |  | EA*4X36L21A*+WALLCON | *96CTN0801714A* | 31400 | 17 | 8.1 | 33400 | 24400 | 73.05% | 1.84 | 11 | 11 |  |  |  | No | R-410A | 2.6167 | Residential & Commercial | Ducted CEE Tier 1
211243953 | Central HP <5.4 tons | DAY & NIGHT | HRCU-A-CB (Split System: Heat Pump with Remote Outdoor Unit-Air-Source) | DLCURAH24ABK |  |  | EN(A,D)4X24L17** | *80VSL0701716A* | 23400 | 16 | 8.5 | 26600 | 24000 | 90.23% | 1.98 | 0 | 10 |  |  |  | No | R-410A | 1.95 | Residential & Commercial | Ducted CEE Tier 1
211244162 | Central HP <5.4 tons | DAY & NIGHT | HRCU-A-CB (Split System: Heat Pump with Remote Outdoor Unit-Air-Source) | DLCURAH24ABK |  |  | EN(A,D)4X24L17** | *92ESN0601714A* | 23800 | 16.5 | 8.5 | 26800 | 23200 | 86.57% | 1.92 | 0 | 10 |  |  |  | No | R-410A | 1.9833 | Residential & Commercial | Ducted CEE Tier 1
213780648 | Central HP <5.4 tons | AIRQUEST | HRCU-A-CB (Split System: Heat Pump with Remote Outdoor Unit-Air-Source) | HVH837GKA2* |  |  | EA*4X36L17A*+WALLCON | *80CTL0701412B* | 31400 | 16.5 | 8.1 | 33400 | 24400 | 73.05% | 1.82 | 0 | 10.5 |  |  |  | No | R-410A | 2.6167 | Residential & Commercial | Ducted CEE Tier 1
211244382 | Central HP <5.4 tons | DAY & NIGHT | HRCU-A-CB (Split System: Heat Pump with Remote Outdoor Unit-Air-Source) | DLCURAH24ABK |  |  | EN(A,D)4X30L14** | *92ESN0601412A* | 23400 | 16.5 | 8.1 | 25800 | 24200 | 93.8% | 2.02 | 0 | 10 |  |  |  | No | R-410A | 1.95 | Residential & Commercial | Ducted CEE Tier 1
211244490 | Central HP <5.4 tons | DAY & NIGHT | HRCU-A-CB (Split System: Heat Pump with Remote Outdoor Unit-Air-Source) | DLCURAH24ABK |  |  | EN(A,D)4X30L17** | *80ES(N,L)0701716A* | 24800 | 16 | 8.1 | 26800 | 22200 | 82.84% | 1.82 | 0 | 10.5 |  |  |  | No | R-410A | 2.0667 | Residential & Commercial | Ducted CEE Tier 1
216030939 | Central HP <5.4 tons | MDV | HRCU-A-CB (Split System: Heat Pump with Remote Outdoor Unit-Air-Source) | MOD30-36HFN10-M3 |  |  | MVBC-36HWFN10-MC3E-MAS |  | 36000 | 16.1 | 8.7 | 36000 | 27000 | 75% | 2 | 0 | 10 |  |  |  | No | R-454B | 3 | Residential & Commercial | Ducted CEE Tier 1
213386476 | Central HP <5.4 tons | MDV | HRCU-A-C (Split System: Heat Pump with Remote Outdoor Unit with No Indoor Fan --Air Source) | MOX630-36HFN1-M3X |  |  | MAC-36HWDN1-MN0 |  | 35000 | 15.2 | 8.5 | 36000 | 30000 | 83.33% | 1.8 | 0 | 10 |  |  |  | No | R-410A | 2.9167 | Residential & Commercial | Ducted CEE Tier 1
213194275 | Central HP <5.4 tons | LENNOX | HRCU-A-CB (Split System: Heat Pump with Remote Outdoor Unit-Air-Source) | SL25XPV-036-230A** |  |  | C35-50/60C+TDR+TXV | EL297UH110XV60C* | 33800 | 21.4 | 8.6 | 34400 | 26600 | 77.33% | 1.82 | 0 | 13.5 |  |  |  | No | R-410A | 2.8167 | Residential & Commercial | Ducted CEE Tier 1
213194298 | Central HP <5.4 tons | LENNOX | HRCU-A-CB (Split System: Heat Pump with Remote Outdoor Unit-Air-Source) | SL25XPV-036-230A** |  |  | CX35-48C+TDR | EL297UH110XV60C* | 34000 | 21.2 | 8.8 | 35600 | 27400 | 76.97% | 1.82 | 0 | 13.5 |  |  |  | No | R-410A | 2.8333 | Residential & Commercial | Ducted CEE Tier 1
211244758 | Central HP <5.4 tons | DAY & NIGHT | HRCU-A-CB (Split System: Heat Pump with Remote Outdoor Unit-Air-Source) | DLCURAH24ABK |  |  | EN(A,D)4X30L17** | *95ESN0601714A* | 24600 | 16 | 8.1 | 26600 | 22400 | 84.21% | 1.84 | 0 | 10 |  |  |  | No | R-410A | 2.05 | Residential & Commercial | Ducted CEE Tier 1
206771930 | Central HP <5.4 tons | AIRQUEST | HRCU-A-CB (Split System: Heat Pump with Remote Outdoor Unit-Air-Source) | HVH837GKA2* |  |  | EA*4X48L24A*+WALLCON | *97CMN1002122A* | 32400 | 17.5 | 8.5 | 32600 | 24800 | 76.07% | 2 | 12 | 11.7 |  |  |  | No | R-410A | 2.7 | Residential & Commercial | Ducted CEE Tier 1
206771939 | Central HP <5.4 tons | AIRQUEST | HRCU-A-CB (Split System: Heat Pump with Remote Outdoor Unit-Air-Source) | HVH837GKA2* |  |  | EA*4X48L24A*+WALLCON | *97CMN1202422A* | 32200 | 17.5 | 8.5 | 32600 | 25000 | 76.69% | 1.98 | 12 | 11.7 |  |  |  | No | R-410A | 2.6833 | Residential & Commercial | Ducted CEE Tier 1
206771777 | Central HP <5.4 tons | AIRQUEST | HRCU-A-CB (Split System: Heat Pump with Remote Outdoor Unit-Air-Source) | HVH837GKA2* |  |  | EA*4X48L21A*+WALLCON | *80CTL0902120A* | 32200 | 17.5 | 8.5 | 32600 | 25000 | 76.69% | 1.98 | 12 | 11.7 |  |  |  | No | R-410A | 2.6833 | Residential & Commercial | Ducted CEE Tier 1
206772245 | Central HP <5.4 tons | AIRQUEST | HRCU-A-CB (Split System: Heat Pump with Remote Outdoor Unit-Air-Source) | HVH837GKA2* |  |  | EN(A,D,W)4X48L21**+WALLCON | *80CTL0902120A* | 32400 | 17.5 | 8.1 | 33000 | 24800 | 75.15% | 1.96 | 12 | 11.7 |  |  |  | No | R-410A | 2.7 | Residential & Commercial | Ducted CEE Tier 1
215434431 | Central HP <5.4 tons | GOODMAN | HRCU-A-CB (Split System: Heat Pump with Remote Outdoor Unit-Air-Source) | GZV7SA4810A* |  |  | CA*EA6030*3A* | G*VT960804CNA* | 45500 | 16.2 | 8.8 | 47000 | 33600 | 71.49% | 2 | 0 | 10 |  |  |  | No | R-32 | 3.7917 | Residential & Commercial | Ducted CEE Tier 1
215434463 | Central HP <5.4 tons | GOODMAN | HRCU-A-CB (Split System: Heat Pump with Remote Outdoor Unit-Air-Source) | GZV7SA4810A* |  |  | CHPEA6030*3A* | G*VT961205DNA* | 45500 | 16.5 | 8.5 | 46500 | 33600 | 72.26% | 2 | 0 | 10 |  |  |  | No | R-32 | 3.7917 | Residential & Commercial | Ducted CEE Tier 1
213352801 | Central HP <5.4 tons | MDV | HRCU-A-CB (Split System: Heat Pump with Remote Outdoor Unit-Air-Source) | MOD30U-30HFN1-MR0(X) |  |  | MVBL-30HWFN1-MJ3 |  | 28000 | 18.2 | 8.8 | 30000 | 26000 | 86.67% | 1.8 | 0 | 11.7 |  |  |  | No | R-410A | 2.3333 | Residential & Commercial | Ducted CEE Tier 1
215797518 | Central HP <5.4 tons | MDV | HRCU-A-CB (Split System: Heat Pump with Remote Outdoor Unit-Air-Source) | MOD30-36HFN10-M3X |  |  | MVBC-36HWFN10-MC3E-D |  | 36000 | 16.5 | 8.2 | 37000 | 32000 | 86.49% | 1.85 | 0 | 10 |  |  |  | No | R-454B | 3 | Residential & Commercial | Ducted CEE Tier 1
207803596 | Central HP <5.4 tons | MDV | HRCU-A-CB (Split System: Heat Pump with Remote Outdoor Unit-Air-Source) | MOX430-17HFN1-MT0W |  |  | MVC-18HWFN1-MW(GA) |  | 18000 | 17.6 | 9.6 | 19000 | 17000 | 89.47% | 2 | 12.5 | 11.7 |  |  |  | No | R-410A | 1.5 | Residential & Commercial | Ducted CEE Tier 1
214242966 | Central HP <5.4 tons | BRYANT HEATING AND COOLING SYSTEMS | HRCU-A-CB (Split System: Heat Pump with Remote Outdoor Unit-Air-Source) | 288BNV025*0**B* |  |  | CNPV*4221AL*+UI | 88*TB48070C17*** | 23600 | 16.5 | 8.1 | 21400 | 16700 | 78.04% | 1.96 | 0 | 11 |  |  |  | No | R-410A | 1.9667 | Residential & Commercial | Ducted CEE Tier 1
206767116 | Central HP <5.4 tons | AIRQUEST | HRCU-A-CB (Split System: Heat Pump with Remote Outdoor Unit-Air-Source) | HVH825GKA3* |  |  | EA*4X30L17A*+WALLCON | *80CSU0601716A* | 23400 | 16.5 | 8.1 | 21600 | 16700 | 77.31% | 1.9 | 11 | 10.5 |  |  |  | No | R-410A | 1.95 | Residential & Commercial | Ducted CEE Tier 1
206767499 | Central HP <5.4 tons | AIRQUEST | HRCU-A-CB (Split System: Heat Pump with Remote Outdoor Unit-Air-Source) | HVH825GKA3* |  |  | EA*4X36L21A*+WALLCON | *95CSU0601716A* | 23600 | 16.5 | 8.1 | 21600 | 16700 | 77.31% | 1.92 | 11 | 10.5 |  |  |  | No | R-410A | 1.9667 | Residential & Commercial | Ducted CEE Tier 1
206765521 | Central HP <5.4 tons | AIRQUEST | HRCU-A-CB (Split System: Heat Pump with Remote Outdoor Unit-Air-Source) | HVH825GKA3* |  |  | EA*4X25L17A*+WALLCON | *96CTN0801714A* | 24200 | 16.5 | 8.1 | 21400 | 16700 | 78.04% | 2 | 11 | 11 |  |  |  | No | R-410A | 2.0167 | Residential & Commercial | Ducted CEE Tier 1
206765539 | Central HP <5.4 tons | AIRQUEST | HRCU-A-CB (Split System: Heat Pump with Remote Outdoor Unit-Air-Source) | HVH825GKA3* |  |  | EA*4X25L17A*+WALLCON | *97CMN0801714A* | 24200 | 16.5 | 8.1 | 21400 | 16700 | 78.04% | 2 | 11 | 11 |  |  |  | No | R-410A | 2.0167 | Residential & Commercial | Ducted CEE Tier 1
206765557 | Central HP <5.4 tons | AIRQUEST | HRCU-A-CB (Split System: Heat Pump with Remote Outdoor Unit-Air-Source) | HVH825GKA3* |  |  | EA*4X25L17A*+WALLCON | *80CTL0901716A* | 24400 | 17.5 | 8.5 | 21200 | 16600 | 78.3% | 2.04 | 12 | 11.5 |  |  |  | No | R-410A | 2.0333 | Residential & Commercial | Ducted CEE Tier 1
213772628 | Central HP <5.4 tons | AIRQUEST | HRCU-A-CB (Split System: Heat Pump with Remote Outdoor Unit-Air-Source) | HVH825GKA3* |  |  | EA*4X24L17A*+WALLCON | *80CTL0701412B* | 23400 | 16.5 | 8.1 | 22000 | 16800 | 76.36% | 1.88 | 0 | 10.5 |  |  |  | No | R-410A | 1.95 | Residential & Commercial | Ducted CEE Tier 1
213772398 | Central HP <5.4 tons | AIRQUEST | HRCU-A-CB (Split System: Heat Pump with Remote Outdoor Unit-Air-Source) | HVH825GKA2* |  |  | EHD4X42AAL+WALLCON | *96CTN0801714B* | 24000 | 16 | 8.1 | 21400 | 16600 | 77.57% | 2 | 0 | 10.5 |  |  |  | No | R-410A | 2 | Residential & Commercial | Ducted CEE Tier 1
215935636 | Central HP <5.4 tons | HEIL | HRCU-A-CB (Split System: Heat Pump with Remote Outdoor Unit-Air-Source) | H5H3V36*K*AAA* |  |  | EVD5X36M21A*+WALLCON | *80CTL0702120B* | 34400 | 21 | 8.5 | 38500 | 28200 | 73.25% | 2.04 | 0 | 11.7 |  |  |  | No | R-454B | 2.8667 | Residential & Commercial | Ducted CEE Tier 1
215935886 | Central HP <5.4 tons | HEIL | HRCU-A-CB (Split System: Heat Pump with Remote Outdoor Unit-Air-Source) | H5H3V36*K*AAA* |  |  | EVD5X38M17A*+WALLCON | *97CMN0801714B* | 35200 | 21 | 8.5 | 38500 | 29200 | 75.84% | 2 | 0 | 11.7 |  |  |  | No | R-454B | 2.9333 | Residential & Commercial | Ducted CEE Tier 1
215935906 | Central HP <5.4 tons | HEIL | HRCU-A-CB (Split System: Heat Pump with Remote Outdoor Unit-Air-Source) | H5H3V36*K*AAA* |  |  | EVD5X38M17A*+WALLCON | *96CTN0801714B* | 35400 | 21.5 | 8.5 | 38500 | 29000 | 75.32% | 2.02 | 0 | 12 |  |  |  | No | R-454B | 2.95 | Residential & Commercial | Ducted CEE Tier 1
214238954 | Central HP <5.4 tons | BRYANT HEATING AND COOLING SYSTEMS | HRCU-A-CB (Split System: Heat Pump with Remote Outdoor Unit-Air-Source) | 288BNV037*0**B* |  |  | CNPV*4217AL*+UI | 88*TB36045C17*** | 31800 | 16.5 | 8.1 | 33400 | 25000 | 74.85% | 1.86 | 0 | 11 |  |  |  | No | R-410A | 2.65 | Residential & Commercial | Ducted CEE Tier 1
214239354 | Central HP <5.4 tons | BRYANT HEATING AND COOLING SYSTEMS | HRCU-A-CB (Split System: Heat Pump with Remote Outdoor Unit-Air-Source) | 288BNV037*0**B* |  |  | CNPV*6024AL*+UI | 88*TB60090C21*** | 32800 | 17.5 | 8.1 | 32200 | 24600 | 76.4% | 1.96 | 0 | 12 |  |  |  | No | R-410A | 2.7333 | Residential & Commercial | Ducted CEE Tier 1
214239404 | Central HP <5.4 tons | BRYANT HEATING AND COOLING SYSTEMS | HRCU-A-CB (Split System: Heat Pump with Remote Outdoor Unit-Air-Source) | 288BNV037*0**B* |  |  | CNPV*6024AL*+UI | 986TD66100C21*** | 32800 | 17.5 | 8.1 | 32200 | 24600 | 76.4% | 1.96 | 0 | 12 |  |  |  | No | R-410A | 2.7333 | Residential & Commercial | Ducted CEE Tier 1
215449739 | Central HP <5.4 tons | MDV | HRCU-A-CB (Split System: Heat Pump with Remote Outdoor Unit-Air-Source) | MOX630-36HFN10-M3X |  |  | MVBDM-36HWFN10-WB3-D |  | 36000 | 18 | 10 | 37000 | 37400 | 101.1% | 1.9 | 0 | 12 |  |  |  | No | R-454B | 3 | Residential & Commercial | Ducted CEE Tier 1
214861549 | Central HP <5.4 tons | MDV | HRCU-A-CB (Split System: Heat Pump with Remote Outdoor Unit-Air-Source) | MOE30-60HFN10-M3X |  |  | MVBC-60HWFN10-MD3E |  | 54000 | 16 | 9 | 56000 | 52000 | 92.86% | 1.8 | 0 | 10 |  |  |  | No | R-454B | 4.5 | Residential & Commercial | Ducted CEE Tier 1
215674285 | Central HP <5.4 tons | BRYANT HEATING AND COOLING SYSTEMS | HRCU-A-CB (Split System: Heat Pump with Remote Outdoor Unit-Air-Source) | 290VAN048**AA* |  |  | CAA**6024AM*+UI | 986TD66120C24*** | 45000 | 18 | 9 | 47500 | 33600 | 70.74% | 2.06 | 0 | 10 |  |  |  | No | R-454B | 3.75 | Residential & Commercial | Ducted CEE Tier 1
216051099 | Central HP <5.4 tons | RUUD | HRCU-A-CB (Split System: Heat Pump with Remote Outdoor Unit-Air-Source) | UP19AY36AJVC |  |  | RCFY3621MEAAM | U98MV0703A17UPS | 34200 | 20 | 10 | 34200 | 29600 | 86.55% | 2 | 0 | 12 |  |  |  | No | R-454B | 2.85 | Residential & Commercial | Ducted CEE Tier 1
213815740 | Central HP <5.4 tons | AMANA | HRCU-A-CB (Split System: Heat Pump with Remote Outdoor Unit-Air-Source) | ASZS60421EA* |  |  | CA*EA6030*4A*+MBVK20DP1X00A* |  | 40000 | 17 | 8.6 | 40000 | 30600 | 76.5% | 2 | 0 | 10 |  |  |  | No | R-410A | 3.3333 | Residential & Commercial | Ducted CEE Tier 1
213156951 | Central HP <5.4 tons | MDV | HRCU-A-CB (Split System: Heat Pump with Remote Outdoor Unit-Air-Source) | MOX430U-18HFN1-M |  |  | MVBE-18HWFN1-MM3E |  | 18000 | 19.3 | 10.8 | 19000 | 18800 | 98.95% | 2.3 | 0 | 12.1 |  |  |  | No | R-410A | 1.5 | Residential & Commercial | Ducted CEE Tier 1
215439640 | Central HP <5.4 tons | DAIKIN | HRCU-A-CB (Split System: Heat Pump with Remote Outdoor Unit-Air-Source) | DH6VSA1810A* |  |  | CA*EA3022*3A* | D*96TC0603BNA* | 17000 | 19 | 8.8 | 16800 | 13000 | 77.38% | 2.1 | 0 | 12 |  |  |  | No | R-32 | 1.4167 | Residential & Commercial | Ducted CEE Tier 1
212219659 | Central HP <5.4 tons | MDV | HRCU-A-CB (Split System: Heat Pump with Remote Outdoor Unit-Air-Source) | MOX430-17HFN1-MT0W-L |  |  | MVC-18HWFN1-MW(GA) |  | 18000 | 17.6 | 9.6 | 19000 | 17000 | 89.47% | 2 | 0 | 11.7 |  |  |  | No | R-410A | 1.5 | Residential & Commercial | Ducted CEE Tier 1
215439649 | Central HP <5.4 tons | DAIKIN | HRCU-A-CB (Split System: Heat Pump with Remote Outdoor Unit-Air-Source) | DH6VSA1810A* |  |  | CHPEA2422*3A* | D*80TC0803B*A* | 17000 | 19 | 8.8 | 16800 | 13000 | 77.38% | 2.1 | 0 | 12 |  |  |  | No | R-32 | 1.4167 | Residential & Commercial | Ducted CEE Tier 1
215439663 | Central HP <5.4 tons | DAIKIN | HRCU-A-CB (Split System: Heat Pump with Remote Outdoor Unit-Air-Source) | DH6VSA1810A* |  |  | CA*EA3022*3A* | D*80SC0805CUA* | 17000 | 19 | 8.8 | 16800 | 13000 | 77.38% | 2.1 | 0 | 12 |  |  |  | No | R-32 | 1.4167 | Residential & Commercial | Ducted CEE Tier 1
206772579 | Central HP <5.4 tons | AIRQUEST | HRCU-A-CB (Split System: Heat Pump with Remote Outdoor Unit-Air-Source) | HVH837GKA2* |  |  | EHD4X36AAL+WALLCON | *96CTN1202422A* | 32200 | 16.5 | 8.1 | 33200 | 24600 | 74.1% | 1.94 | 11 | 11 |  |  |  | No | R-410A | 2.6833 | Residential & Commercial | Ducted CEE Tier 1
206772849 | Central HP <5.4 tons | AIRQUEST | HRCU-A-CB (Split System: Heat Pump with Remote Outdoor Unit-Air-Source) | HVH837GKA2* |  |  | EHD4X42AAL+WALLCON | *97CMN0602120A* | 32400 | 16.5 | 8.1 | 33400 | 25200 | 75.45% | 1.94 | 11.5 | 10.5 |  |  |  | No | R-410A | 2.7 | Residential & Commercial | Ducted CEE Tier 1
206773047 | Central HP <5.4 tons | AIRQUEST | HRCU-A-CB (Split System: Heat Pump with Remote Outdoor Unit-Air-Source) | HVH837GKA2* |  |  | EA*4X37L21A*+WALLCON | *80CSU0601716A* | 32800 | 17 | 8.5 | 33000 | 25200 | 76.36% | 1.96 | 12 | 11 |  |  |  | No | R-410A | 2.7333 | Residential & Commercial | Ducted CEE Tier 1
206773164 | Central HP <5.4 tons | AIRQUEST | HRCU-A-CB (Split System: Heat Pump with Remote Outdoor Unit-Air-Source) | HVH837GKA2* |  |  | EA*4X48L21A*+WALLCON | *80CSU1002120A* | 32200 | 17 | 8.1 | 32600 | 25000 | 76.69% | 1.96 | 11.5 | 11 |  |  |  | No | R-410A | 2.6833 | Residential & Commercial | Ducted CEE Tier 1
211244433 | Central HP <5.4 tons | DAY & NIGHT | HRCU-A-CB (Split System: Heat Pump with Remote Outdoor Unit-Air-Source) | DLCURAH24ABK |  |  | EN(A,D)4X30L17** | *96VSN0601714A* | 23400 | 16.5 | 8.1 | 25800 | 24000 | 93.02% | 2 | 0 | 10 |  |  |  | No | R-410A | 1.95 | Residential & Commercial | Ducted CEE Tier 1
206771543 | Central HP <5.4 tons | AIRQUEST | HRCU-A-CB (Split System: Heat Pump with Remote Outdoor Unit-Air-Source) | HVH837GKA2* |  |  | EA*4X42L24A*+WALLCON | *96CTN1202422A* | 31800 | 17.5 | 8.1 | 33000 | 24400 | 73.94% | 1.9 | 11 | 11.5 |  |  |  | No | R-410A | 2.65 | Residential & Commercial | Ducted CEE Tier 1
206772362 | Central HP <5.4 tons | AIRQUEST | HRCU-A-CB (Split System: Heat Pump with Remote Outdoor Unit-Air-Source) | HVH837GKA2* |  |  | EN(A,D)4X48L24**+WALLCON | *80CTL0902120A* | 32400 | 17.5 | 8.1 | 33000 | 24800 | 75.15% | 1.96 | 12 | 11.7 |  |  |  | No | R-410A | 2.7 | Residential & Commercial | Ducted CEE Tier 1
215439664 | Central HP <5.4 tons | DAIKIN | HRCU-A-CB (Split System: Heat Pump with Remote Outdoor Unit-Air-Source) | DH6VSA1810A* |  |  | CA*EA2418*3A* | D*80SC0805CUA* | 17000 | 19 | 8.8 | 16800 | 13000 | 77.38% | 2.1 | 0 | 12 |  |  |  | No | R-32 | 1.4167 | Residential & Commercial | Ducted CEE Tier 1
215439636 | Central HP <5.4 tons | DAIKIN | HRCU-A-CB (Split System: Heat Pump with Remote Outdoor Unit-Air-Source) | DH6VSA1810A* |  |  | CHPEA2422*3A* | D*96TC0803BNA* | 17000 | 19 | 8.8 | 16800 | 13000 | 77.38% | 2.1 | 0 | 12 |  |  |  | No | R-32 | 1.4167 | Residential & Commercial | Ducted CEE Tier 1
208101909 | Central HP <5.4 tons | MDV | HRCU-A-C (Split System: Heat Pump with Remote Outdoor Unit with No Indoor Fan --Air Source) | MOX430U-18HFN1-M |  |  | MAC-24HWDN1-MN0 |  | 18000 | 16.1 | 9.5 | 19000 | 15000 | 78.95% | 2.2 | 11.6 | 11.7 |  |  |  | No | R-410A | 1.5 | Residential & Commercial | Ducted CEE Tier 1
213352799 | Central HP <5.4 tons | MDV | HRCU-A-C (Split System: Heat Pump with Remote Outdoor Unit with No Indoor Fan --Air Source) | MOD30-24HFN1-MW |  |  | MVBM-24A18T3N1 |  | 24000 | 16.1 | 9.8 | 25000 | 20000 | 80% | 2 | 0 | 10.7 |  |  |  | No | R-410A | 2 | Residential & Commercial | Ducted CEE Tier 1
214241746 | Central HP <5.4 tons | BRYANT HEATING AND COOLING SYSTEMS | HRCU-A-CB (Split System: Heat Pump with Remote Outdoor Unit-Air-Source) | 288BNV025*0**C* |  |  | CNPV*3017AL*+UI | 986TD42060C17*** | 23400 | 16 | 8.1 | 21600 | 16800 | 77.78% | 1.9 | 0 | 10.5 |  |  |  | No | R-410A | 1.95 | Residential & Commercial | Ducted CEE Tier 1
215429067 | Central HP <5.4 tons | TRANE | HRCU-A-CB (Split System: Heat Pump with Remote Outdoor Unit-Air-Source) | 4TWV8X60A1 |  |  | TEM6A0C48H41+TDR+RP |  | 53000 | 18 | 8.5 | 53000 | 38500 | 72.64% | 1.79 | 0 | 11.7 |  |  |  | No | R-410A | 4.4167 | Residential & Commercial | Ducted CEE Tier 1
215439642 | Central HP <5.4 tons | DAIKIN | HRCU-A-CB (Split System: Heat Pump with Remote Outdoor Unit-Air-Source) | DH6VSA1810A* |  |  | CHPEA2422*3A* | D*96TC0403BNA* | 17000 | 19 | 8.8 | 16800 | 13000 | 77.38% | 2.1 | 0 | 12 |  |  |  | No | R-32 | 1.4167 | Residential & Commercial | Ducted CEE Tier 1
212219660 | Central HP <5.4 tons | MDV | HRCU-A-CB (Split System: Heat Pump with Remote Outdoor Unit-Air-Source) | MOD30-24HFN1-MU0W-L |  |  | MVC-23HWFN1-M |  | 23000 | 18.4 | 9.1 | 26000 | 21200 | 81.54% | 1.9 | 0 | 11.7 |  |  |  | No | R-410A | 1.9167 | Residential & Commercial | Ducted CEE Tier 1
208101910 | Central HP <5.4 tons | MDV | HRCU-A-C (Split System: Heat Pump with Remote Outdoor Unit with No Indoor Fan --Air Source) | MOD30-24HFN1-MW |  |  | MAC-24HWDN1-MN0 |  | 24000 | 16.5 | 9.5 | 25000 | 20000 | 80% | 1.95 | 11 | 10.7 |  |  |  | No | R-410A | 2 | Residential & Commercial | Ducted CEE Tier 1
215439643 | Central HP <5.4 tons | DAIKIN | HRCU-A-CB (Split System: Heat Pump with Remote Outdoor Unit-Air-Source) | DH6VSA1810A* |  |  | CA*EA3022*3A* | D*96TC0403BNA* | 17000 | 19 | 8.8 | 16800 | 13000 | 77.38% | 2.1 | 0 | 12 |  |  |  | No | R-32 | 1.4167 | Residential & Commercial | Ducted CEE Tier 1
215439654 | Central HP <5.4 tons | DAIKIN | HRCU-A-CB (Split System: Heat Pump with Remote Outdoor Unit-Air-Source) | DH6VSA1810A* |  |  | CA*EA2418*3A* | D*80TC0604B*A* | 17000 | 19 | 8.8 | 16800 | 13000 | 77.38% | 2.1 | 0 | 12 |  |  |  | No | R-32 | 1.4167 | Residential & Commercial | Ducted CEE Tier 1
215439661 | Central HP <5.4 tons | DAIKIN | HRCU-A-CB (Split System: Heat Pump with Remote Outdoor Unit-Air-Source) | DH6VSA1810A* |  |  | CA*EA3022*3A* | D*96SC0603BUA* | 17000 | 19 | 8.8 | 16800 | 13000 | 77.38% | 2.1 | 0 | 12 |  |  |  | No | R-32 | 1.4167 | Residential & Commercial | Ducted CEE Tier 1
215439670 | Central HP <5.4 tons | DAIKIN | HRCU-A-CB (Split System: Heat Pump with Remote Outdoor Unit-Air-Source) | DH6VSA1810A* |  |  | CHPEA2422*3A* | D*97MC0803BNA* | 17000 | 19 | 8.8 | 16800 | 13000 | 77.38% | 2.1 | 0 | 12 |  |  |  | No | R-32 | 1.4167 | Residential & Commercial | Ducted CEE Tier 1
215439639 | Central HP <5.4 tons | DAIKIN | HRCU-A-CB (Split System: Heat Pump with Remote Outdoor Unit-Air-Source) | DH6VSA1810A* |  |  | CHPEA2422*3A* | D*96TC0603BNA* | 17000 | 19 | 8.8 | 16800 | 13000 | 77.38% | 2.1 | 0 | 12 |  |  |  | No | R-32 | 1.4167 | Residential & Commercial | Ducted CEE Tier 1
215439655 | Central HP <5.4 tons | DAIKIN | HRCU-A-CB (Split System: Heat Pump with Remote Outdoor Unit-Air-Source) | DH6VSA1810A* |  |  | CHPEA2422*3A* | D*80TC0603B*A* | 17000 | 19 | 8.8 | 16800 | 13000 | 77.38% | 2.1 | 0 | 12 |  |  |  | No | R-32 | 1.4167 | Residential & Commercial | Ducted CEE Tier 1
214238944 | Central HP <5.4 tons | BRYANT HEATING AND COOLING SYSTEMS | HRCU-A-CB (Split System: Heat Pump with Remote Outdoor Unit-Air-Source) | 288BNV037*0**B* |  |  | CNPV*3621AL*+UI | 986TD66100C21*** | 31400 | 16.5 | 8.1 | 33000 | 24000 | 72.73% | 1.82 | 0 | 11 |  |  |  | No | R-410A | 2.6167 | Residential & Commercial | Ducted CEE Tier 1
214239014 | Central HP <5.4 tons | BRYANT HEATING AND COOLING SYSTEMS | HRCU-A-CB (Split System: Heat Pump with Remote Outdoor Unit-Air-Source) | 288BNV037*0**B* |  |  | CNPV*4217AL*+UI | 987MC42080C17*** | 32000 | 16.5 | 8.1 | 33200 | 24800 | 74.7% | 1.88 | 0 | 11 |  |  |  | No | R-410A | 2.6667 | Residential & Commercial | Ducted CEE Tier 1
214239164 | Central HP <5.4 tons | BRYANT HEATING AND COOLING SYSTEMS | HRCU-A-CB (Split System: Heat Pump with Remote Outdoor Unit-Air-Source) | 288BNV037*0**B* |  |  | CNPV*4821AL*+UI | 88*TB36045C17*** | 32200 | 16.5 | 8.1 | 33200 | 25000 | 75.3% | 1.9 | 0 | 11 |  |  |  | No | R-410A | 2.6833 | Residential & Commercial | Ducted CEE Tier 1
214239264 | Central HP <5.4 tons | BRYANT HEATING AND COOLING SYSTEMS | HRCU-A-CB (Split System: Heat Pump with Remote Outdoor Unit-Air-Source) | 288BNV037*0**B* |  |  | CNPV*4821AL*+UI | 986TD42080C17*** | 32200 | 17 | 8.1 | 32800 | 24800 | 75.61% | 1.94 | 0 | 11.5 |  |  |  | No | R-410A | 2.6833 | Residential & Commercial | Ducted CEE Tier 1
214239314 | Central HP <5.4 tons | BRYANT HEATING AND COOLING SYSTEMS | HRCU-A-CB (Split System: Heat Pump with Remote Outdoor Unit-Air-Source) | 288BNV037*0**B* |  |  | CNPV*4824AL*+UI | 987MC66100C21*** | 32400 | 17 | 8.1 | 32600 | 24600 | 75.46% | 1.96 | 0 | 11.7 |  |  |  | No | R-410A | 2.7 | Residential & Commercial | Ducted CEE Tier 1
214239384 | Central HP <5.4 tons | BRYANT HEATING AND COOLING SYSTEMS | HRCU-A-CB (Split System: Heat Pump with Remote Outdoor Unit-Air-Source) | 288BNV037*0**B* |  |  | CNPV*6024AL*+UI | 987MC66100C21*** | 32800 | 17.5 | 8.1 | 32200 | 24600 | 76.4% | 1.96 | 0 | 12 |  |  |  | No | R-410A | 2.7333 | Residential & Commercial | Ducted CEE Tier 1
214239074 | Central HP <5.4 tons | BRYANT HEATING AND COOLING SYSTEMS | HRCU-A-CB (Split System: Heat Pump with Remote Outdoor Unit-Air-Source) | 288BNV037*0**B* |  |  | CNPV*4221AL*+UI | 88*TB60090C21*** | 31800 | 17 | 8.1 | 33000 | 24400 | 73.94% | 1.88 | 0 | 11 |  |  |  | No | R-410A | 2.65 | Residential & Commercial | Ducted CEE Tier 1
214239274 | Central HP <5.4 tons | BRYANT HEATING AND COOLING SYSTEMS | HRCU-A-CB (Split System: Heat Pump with Remote Outdoor Unit-Air-Source) | 288BNV037*0**B* |  |  | CNPV*4821AL*+UI | 986TD66100C21*** | 32400 | 17 | 8.1 | 32600 | 24600 | 75.46% | 1.96 | 0 | 11.7 |  |  |  | No | R-410A | 2.7 | Residential & Commercial | Ducted CEE Tier 1
215865884 | Central HP <5.4 tons | MDV | HRCU-A-CB (Split System: Heat Pump with Remote Outdoor Unit-Air-Source) | MOX630-36HFN10-M3X |  |  | MVBC-36HWFPN10-MC3E |  | 36000 | 17.4 | 10.3 | 37000 | 39000 | 105.4% | 1.9 | 0 | 11.7 |  |  |  | No | R-454B | 3 | Residential & Commercial | Ducted CEE Tier 1
214861594 | Central HP <5.4 tons | MDV | HRCU-A-CB (Split System: Heat Pump with Remote Outdoor Unit-Air-Source) | MOX630-48HFN10-M3X |  |  | MVBC-48HWFN10-MD3E-D |  | 48000 | 16.5 | 9.5 | 50000 | 46000 | 92% | 1.9 | 0 | 10.5 |  |  |  | No | R-454B | 4 | Residential & Commercial | Ducted CEE Tier 1
214242946 | Central HP <5.4 tons | BRYANT HEATING AND COOLING SYSTEMS | HRCU-A-CB (Split System: Heat Pump with Remote Outdoor Unit-Air-Source) | 288BNV025*0**B* |  |  | CNPV*4217AL*+UI | 986TD42080C17*** | 24000 | 16.5 | 8.1 | 21400 | 16700 | 78.04% | 1.98 | 0 | 11 |  |  |  | No | R-410A | 2 | Residential & Commercial | Ducted CEE Tier 1
214242996 | Central HP <5.4 tons | BRYANT HEATING AND COOLING SYSTEMS | HRCU-A-CB (Split System: Heat Pump with Remote Outdoor Unit-Air-Source) | 288BNV025*0**B* |  |  | CNPV*4221AL*+UI | 88*TB60110C21*** | 23800 | 16.5 | 8.1 | 21400 | 16600 | 77.57% | 1.96 | 0 | 11 |  |  |  | No | R-410A | 1.9833 | Residential & Commercial | Ducted CEE Tier 1
206772714 | Central HP <5.4 tons | AIRQUEST | HRCU-A-CB (Split System: Heat Pump with Remote Outdoor Unit-Air-Source) | HVH837GKA2* |  |  | EHD4X42AAL+WALLCON | *80CTL0902120A* | 32400 | 16.5 | 8.1 | 33200 | 24800 | 74.7% | 1.96 | 12 | 11 |  |  |  | No | R-410A | 2.7 | Residential & Commercial | Ducted CEE Tier 1
211242786 | Central HP <5.4 tons | DAY & NIGHT | HRCU-A-CB (Split System: Heat Pump with Remote Outdoor Unit-Air-Source) | DLCURAH24ABK |  |  | EA*4X37L17A* | *96VSN0401410A* | 24200 | 16 | 8.5 | 25600 | 21800 | 85.16% | 1.8 | 0 | 10 |  |  |  | No | R-410A | 2.0167 | Residential & Commercial | Ducted CEE Tier 1
213353786 | Central HP <5.4 tons | TEMPSTAR | HRCU-A-CB (Split System: Heat Pump with Remote Outdoor Unit-Air-Source) | DLCURAH24ABK |  |  | F5MA4*30L*B* |  | 24800 | 17 | 9 | 26000 | 21800 | 83.85% | 1.82 | 0 | 10.5 |  |  |  | No | R-410A | 2.0667 | Residential & Commercial | Ducted CEE Tier 1
211242927 | Central HP <5.4 tons | DAY & NIGHT | HRCU-A-CB (Split System: Heat Pump with Remote Outdoor Unit-Air-Source) | DLCURAH24ABK |  |  | EA*4X37L17A* | *96VTN0801716A* | 24600 | 16.5 | 8.5 | 25600 | 21400 | 83.59% | 1.8 | 0 | 10 |  |  |  | No | R-410A | 2.05 | Residential & Commercial | Ducted CEE Tier 1
206772966 | Central HP <5.4 tons | AIRQUEST | HRCU-A-CB (Split System: Heat Pump with Remote Outdoor Unit-Air-Source) | HVH837GKA2* |  |  | EHD4X48AAL+WALLCON | *97CMN1202422A* | 32600 | 16.5 | 8.1 | 33000 | 25000 | 75.76% | 1.96 | 11.5 | 11 |  |  |  | No | R-410A | 2.7167 | Residential & Commercial | Ducted CEE Tier 1
206773367 | Central HP <5.4 tons | AIRQUEST | HRCU-A-CB (Split System: Heat Pump with Remote Outdoor Unit-Air-Source) | HVH837GKA2* |  |  | EHD4X48AAL+WALLCON | *80CSU0601716A* | 32600 | 16.5 | 8.1 | 33200 | 25000 | 75.3% | 1.96 | 11.5 | 11 |  |  |  | No | R-410A | 2.7167 | Residential & Commercial | Ducted CEE Tier 1
214239694 | Central HP <5.4 tons | BRYANT HEATING AND COOLING SYSTEMS | HRCU-A-CB (Split System: Heat Pump with Remote Outdoor Unit-Air-Source) | 288BNV037*0**A* |  |  | CNPV*4217AL*+UI | 987MC42080C17*** | 32000 | 16.5 | 8.1 | 33200 | 24800 | 74.7% | 1.88 | 0 | 11 |  |  |  | No | R-410A | 2.6667 | Residential & Commercial | Ducted CEE Tier 1
214239624 | Central HP <5.4 tons | BRYANT HEATING AND COOLING SYSTEMS | HRCU-A-CB (Split System: Heat Pump with Remote Outdoor Unit-Air-Source) | 288BNV037*0**A* |  |  | CNPV*3621AL*+UI | 986TD66100C21*** | 31400 | 16.5 | 8.1 | 33000 | 24000 | 72.73% | 1.82 | 0 | 11 |  |  |  | No | R-410A | 2.6167 | Residential & Commercial | Ducted CEE Tier 1
214239654 | Central HP <5.4 tons | BRYANT HEATING AND COOLING SYSTEMS | HRCU-A-CB (Split System: Heat Pump with Remote Outdoor Unit-Air-Source) | 288BNV037*0**A* |  |  | CNPV*4217AL*+UI | 88*TB48070C17*** | 32000 | 16.5 | 8.1 | 33000 | 24800 | 75.15% | 1.9 | 0 | 11 |  |  |  | No | R-410A | 2.6667 | Residential & Commercial | Ducted CEE Tier 1
214239874 | Central HP <5.4 tons | BRYANT HEATING AND COOLING SYSTEMS | HRCU-A-CB (Split System: Heat Pump with Remote Outdoor Unit-Air-Source) | 288BNV037*0**A* |  |  | CNPV*4821AL*+UI | 88*TB60090C21*** | 32400 | 17 | 8.1 | 32600 | 24600 | 75.46% | 1.96 | 0 | 11.7 |  |  |  | No | R-410A | 2.7 | Residential & Commercial | Ducted CEE Tier 1
214240074 | Central HP <5.4 tons | BRYANT HEATING AND COOLING SYSTEMS | HRCU-A-CB (Split System: Heat Pump with Remote Outdoor Unit-Air-Source) | 288BNV037*0**A* |  |  | CNPV*6024AL*+UI | 987MC66120C24*** | 32800 | 17.5 | 8.1 | 32200 | 24600 | 76.4% | 1.96 | 0 | 11.7 |  |  |  | No | R-410A | 2.7333 | Residential & Commercial | Ducted CEE Tier 1
206773430 | Central HP <5.4 tons | AIRQUEST | HRCU-A-CB (Split System: Heat Pump with Remote Outdoor Unit-Air-Source) | HVH837GKA2* |  |  | EA*4X37L21A*+WALLCON | *95CSU1002122A* | 33000 | 17.5 | 8.5 | 32800 | 25000 | 76.22% | 2 | 12 | 11.5 |  |  |  | No | R-410A | 2.75 | Residential & Commercial | Ducted CEE Tier 1
206773466 | Central HP <5.4 tons | AIRQUEST | HRCU-A-CB (Split System: Heat Pump with Remote Outdoor Unit-Air-Source) | HVH837GKA2* |  |  | EA*4X42L24A*+WALLCON | *95CSU1002122A* | 31800 | 17.5 | 8.1 | 33000 | 24400 | 73.94% | 1.9 | 11.5 | 11 |  |  |  | No | R-410A | 2.65 | Residential & Commercial | Ducted CEE Tier 1
211682978 | Central HP <5.4 tons | DAIKIN | HRCU-A-CB (Split System: Heat Pump with Remote Outdoor Unit-Air-Source) | RXSQ24TBVJU* |  |  | CXTQ24TASBLUA* | D*80VC0803B*A* | 22600 | 15.4 | 8.2 | 26000 | 18400 | 70.77% | 2.1 | 0 | 10.3 |  |  |  | No | R-410A | 1.8833 | Residential & Commercial | Ducted CEE Tier 1
211682980 | Central HP <5.4 tons | DAIKIN | HRCU-A-CB (Split System: Heat Pump with Remote Outdoor Unit-Air-Source) | RXSQ24TBVJU* |  |  | CXTQ24TASBLUA* | D*80VC0604B*A* | 22600 | 15.4 | 8.2 | 26000 | 18400 | 70.77% | 2.1 | 0 | 10.3 |  |  |  | No | R-410A | 1.8833 | Residential & Commercial | Ducted CEE Tier 1
212986874 | Central HP <5.4 tons | HEIL | HRCU-A-CB (Split System: Heat Pump with Remote Outdoor Unit-Air-Source) | DLCURAH24ABK |  |  | EA*4X24L17A* | *96MSN0601412A* | 23400 | 16.5 | 8.5 | 27000 | 26400 | 97.78% | 2.22 | 0 | 10 |  |  |  | No | R-410A | 1.95 | Residential & Commercial | Ducted CEE Tier 1
212985770 | Central HP <5.4 tons | HEIL | HRCU-A-CB (Split System: Heat Pump with Remote Outdoor Unit-Air-Source) | DLCURAH24ABK |  |  | EA*4X24L17A* | *96MSN0261410A* | 23400 | 16.5 | 8.5 | 27000 | 26200 | 97.04% | 2.2 | 0 | 10 |  |  |  | No | R-410A | 1.95 | Residential & Commercial | Ducted CEE Tier 1
209960480 | Central HP <5.4 tons | MDV | HRCU-A-CB (Split System: Heat Pump with Remote Outdoor Unit-Air-Source) | MOD30U-30HFN1-MP0-Q1W |  |  | MVC-30HWFN1-MQ1W |  | 30000 | 16 | 9.1 | 34000 | 28400 | 83.53% | 1.8 | 10.5 | 10.1 |  |  |  | No | R-410A | 2.5 | Residential & Commercial | Ducted CEE Tier 1
213386475 | Central HP <5.4 tons | MDV | HRCU-A-C (Split System: Heat Pump with Remote Outdoor Unit with No Indoor Fan --Air Source) | MOX630-36HFN1-M3X |  |  | MVB-36B23T4N1 |  | 35000 | 15.2 | 8.5 | 36000 | 30000 | 83.33% | 1.8 | 0 | 10 |  |  |  | No | R-410A | 2.9167 | Residential & Commercial | Ducted CEE Tier 1
214239544 | Central HP <5.4 tons | BRYANT HEATING AND COOLING SYSTEMS | HRCU-A-CB (Split System: Heat Pump with Remote Outdoor Unit-Air-Source) | 288BNV037*0**A* |  |  | CNPV*3621AL*+UI | 88*TB60090C21*** | 31400 | 16.5 | 8.1 | 33000 | 24000 | 72.73% | 1.82 | 0 | 11 |  |  |  | No | R-410A | 2.6167 | Residential & Commercial | Ducted CEE Tier 1
214239594 | Central HP <5.4 tons | BRYANT HEATING AND COOLING SYSTEMS | HRCU-A-CB (Split System: Heat Pump with Remote Outdoor Unit-Air-Source) | 288BNV037*0**A* |  |  | CNPV*3621AL*+UI | 987MC66100C21*** | 31400 | 16.5 | 8.1 | 33000 | 24000 | 72.73% | 1.82 | 0 | 11 |  |  |  | No | R-410A | 2.6167 | Residential & Commercial | Ducted CEE Tier 1
214239844 | Central HP <5.4 tons | BRYANT HEATING AND COOLING SYSTEMS | HRCU-A-CB (Split System: Heat Pump with Remote Outdoor Unit-Air-Source) | 288BNV037*0**A* |  |  | CNPV*4821AL*+UI | 88*TB36045C17*** | 32200 | 16.5 | 8.1 | 33200 | 25000 | 75.3% | 1.9 | 0 | 11 |  |  |  | No | R-410A | 2.6833 | Residential & Commercial | Ducted CEE Tier 1
215678303 | Central HP <5.4 tons | CARRIER | HRCU-A-CB (Split System: Heat Pump with Remote Outdoor Unit-Air-Source) | 27VNA024A*030* |  |  | CAA**3617AM*+UI | 58CU*B040C17**12 | 23200 | 17 | 8.5 | 23400 | 16500 | 70.51% | 2 | 0 | 10 |  |  |  | No | R-454B | 1.9333 | Residential & Commercial | Ducted CEE Tier 1
215678403 | Central HP <5.4 tons | CARRIER | HRCU-A-CB (Split System: Heat Pump with Remote Outdoor Unit-Air-Source) | 27VNA024A*030* |  |  | CAA**3721AM*+UI | 59TN7A060C17**16 | 24000 | 17 | 9 | 23400 | 16400 | 70.09% | 2.02 | 0 | 10.5 |  |  |  | No | R-454B | 2 | Residential & Commercial | Ducted CEE Tier 1
207699010 | Central HP <5.4 tons | MDV | HRCU-A-CB (Split System: Heat Pump with Remote Outdoor Unit-Air-Source) | MOE31U-36HFN1-M |  |  | MVC-36HWFN1-M |  | 36000 | 16 | 9.5 | 40000 | 34400 | 86% | 1.97 | 10.5 | 10 |  |  |  | No | R-410A | 3 | Residential & Commercial | Ducted CEE Tier 1
210693329 | Central HP <5.4 tons | Liberty Heating & Air Conditioning | HRCU-A-CB (Split System: Heat Pump with Remote Outdoor Unit-Air-Source) | ASZV903610A* |  |  | CA*F3743*6D*+TXV | G*VS960603BUA* | 33600 | 18.5 | 8.2 | 34000 | 24400 | 71.76% | 1.8 | 0 | 11.5 |  |  |  | No | R-410A | 2.8 | Residential & Commercial | Ducted CEE Tier 1
210693352 | Central HP <5.4 tons | Liberty Heating & Air Conditioning | HRCU-A-CB (Split System: Heat Pump with Remote Outdoor Unit-Air-Source) | ASZV903610A* |  |  | CHPF3642C6C*+TXV | G*VC960803BNB* | 33400 | 18 | 8.2 | 34000 | 24400 | 71.76% | 1.8 | 0 | 11 |  |  |  | No | R-410A | 2.7833 | Residential & Commercial | Ducted CEE Tier 1
210693317 | Central HP <5.4 tons | Liberty Heating & Air Conditioning | HRCU-A-CB (Split System: Heat Pump with Remote Outdoor Unit-Air-Source) | ASZV903610A* |  |  | CA*F3137*6A*+TXV | G*VC960603BNB* | 33600 | 18 | 8.2 | 34000 | 24400 | 71.76% | 1.8 | 0 | 11.5 |  |  |  | No | R-410A | 2.8 | Residential & Commercial | Ducted CEE Tier 1
214241756 | Central HP <5.4 tons | BRYANT HEATING AND COOLING SYSTEMS | HRCU-A-CB (Split System: Heat Pump with Remote Outdoor Unit-Air-Source) | 288BNV025*0**C* |  |  | CNPV*3017AL*+UI | 986TD42080C17*** | 23400 | 16.5 | 8.1 | 21600 | 16700 | 77.31% | 1.9 | 0 | 10.5 |  |  |  | No | R-410A | 1.95 | Residential & Commercial | Ducted CEE Tier 1
215429725 | Central HP <5.4 tons | DAIKIN | HRCU-A-CB (Split System: Heat Pump with Remote Outdoor Unit-Air-Source) | DH7VSA3610A* |  |  | DFVE42CP1300A* |  | 34800 | 18.5 | 8.5 | 35000 | 28400 | 81.14% | 2 | 0 | 10.5 |  |  |  | No | R-32 | 2.9 | Residential & Commercial | Ducted CEE Tier 1
209960479 | Central HP <5.4 tons | MDV | HRCU-A-CB (Split System: Heat Pump with Remote Outdoor Unit-Air-Source) | MOX430-17HFN1-MT0Q1W |  |  | MVC-18HWFN1-MQ1W |  | 18000 | 17.5 | 10 | 20000 | 18000 | 90% | 2.13 | 12.5 | 11.7 |  |  |  | No | R-410A | 1.5 | Residential & Commercial | Ducted CEE Tier 1
215359327 | Central HP <5.4 tons | MDV | HRCU-A-CB (Split System: Heat Pump with Remote Outdoor Unit-Air-Source) | MOX630-48HFN10-M3X |  |  | MVBC-60HWFN10-MD3E-D |  | 48000 | 16.5 | 9.5 | 50000 | 46000 | 92% | 1.9 | 0 | 10.5 |  |  |  | No | R-454B | 4 | Residential & Commercial | Ducted CEE Tier 1
215318732 | Central HP <5.4 tons | MDV | HRCU-A-CB (Split System: Heat Pump with Remote Outdoor Unit-Air-Source) | MOX630-48HFN10-M3X |  |  | MVBDM-60HWFN10-WC3 |  | 48000 | 17.5 | 9.5 | 48000 | 48000 | 100% | 2 | 0 | 12 |  |  |  | No | R-454B | 4 | Residential & Commercial | Ducted CEE Tier 1
210693349 | Central HP <5.4 tons | Liberty Heating & Air Conditioning | HRCU-A-CB (Split System: Heat Pump with Remote Outdoor Unit-Air-Source) | ASZV903610A* |  |  | CHPF3642C6C*+TXV | G*VC960403BNB* | 33400 | 18 | 8.2 | 34000 | 24400 | 71.76% | 1.8 | 0 | 11 |  |  |  | No | R-410A | 2.7833 | Residential & Commercial | Ducted CEE Tier 1
210693367 | Central HP <5.4 tons | Liberty Heating & Air Conditioning | HRCU-A-CB (Split System: Heat Pump with Remote Outdoor Unit-Air-Source) | ASZV903610A* |  |  | CHPF3743C6B*+TXV | G*VC801005C*A* | 33400 | 18 | 8.2 | 34000 | 24400 | 71.76% | 1.8 | 0 | 11 |  |  |  | No | R-410A | 2.7833 | Residential & Commercial | Ducted CEE Tier 1
213080690 | Central HP <5.4 tons | TEMPSTAR | HRCU-A-CB (Split System: Heat Pump with Remote Outdoor Unit-Air-Source) | DLCURAH36ABK |  |  | EA*4X37L21A* | *95MSU0601716A* | 36600 | 16 | 8.5 | 38500 | 35000 | 90.91% | 2.06 | 0 | 10 |  |  |  | No | R-410A | 3.05 | Residential & Commercial | Ducted CEE Tier 1
208101914 | Central HP <5.4 tons | MDV | HRCU-A-C (Split System: Heat Pump with Remote Outdoor Unit with No Indoor Fan --Air Source) | MOE31U-36HFN1-M |  |  | MAC-36HWDN1-MN0 |  | 35000 | 15.2 | 10 | 39000 | 32000 | 82.05% | 2 | 10.2 | 10 |  |  |  | No | R-410A | 2.9167 | Residential & Commercial | Ducted CEE Tier 1
210693399 | Central HP <5.4 tons | Liberty Heating & Air Conditioning | HRCU-A-CB (Split System: Heat Pump with Remote Outdoor Unit-Air-Source) | ASZV903610A* |  |  | CSCF3642N6D*+TXV | G*VM971205DNB* | 33800 | 18.5 | 8.2 | 34000 | 24400 | 71.76% | 1.8 | 0 | 11.5 |  |  |  | No | R-410A | 2.8167 | Residential & Commercial | Ducted CEE Tier 1
210693314 | Central HP <5.4 tons | Liberty Heating & Air Conditioning | HRCU-A-CB (Split System: Heat Pump with Remote Outdoor Unit-Air-Source) | ASZV903610A* |  |  | CA*F3137*6A*+TXV | G*VC800604B*A* | 33600 | 18.5 | 8.2 | 34000 | 24400 | 71.76% | 1.8 | 0 | 12 |  |  |  | No | R-410A | 2.8 | Residential & Commercial | Ducted CEE Tier 1
212988232 | Central HP <5.4 tons | TEMPSTAR | HRCU-A-CB (Split System: Heat Pump with Remote Outdoor Unit-Air-Source) | DLCURAH36ABK |  |  | EA*4X48L24A* | *96MSN1002122A* | 35800 | 16.5 | 8.5 | 37800 | 34600 | 91.53% | 2.06 | 0 | 10 |  |  |  | No | R-410A | 2.9833 | Residential & Commercial | Ducted CEE Tier 1
213077492 | Central HP <5.4 tons | HEIL | HRCU-A-CB (Split System: Heat Pump with Remote Outdoor Unit-Air-Source) | DLCURAH36ABK |  |  | EA*4X37L21A* | *96VTN0802120B* | 36600 | 16 | 8.5 | 38000 | 34800 | 91.58% | 2.06 | 0 | 10 |  |  |  | No | R-410A | 3.05 | Residential & Commercial | Ducted CEE Tier 1
213077941 | Central HP <5.4 tons | HEIL | HRCU-A-CB (Split System: Heat Pump with Remote Outdoor Unit-Air-Source) | DLCURAH36ABK |  |  | EA*4X37L17A* | *80MS(N,L)0701712A* | 36200 | 15.5 | 8.5 | 38500 | 35000 | 90.91% | 2.02 | 0 | 10 |  |  |  | No | R-410A | 3.0167 | Residential & Commercial | Ducted CEE Tier 1
213079112 | Central HP <5.4 tons | HEIL | HRCU-A-CB (Split System: Heat Pump with Remote Outdoor Unit-Air-Source) | DLCURAH36ABK |  |  | EA*4X42L21A* | *80MSU0601716A* | 35200 | 16.5 | 8.1 | 38500 | 35000 | 90.91% | 1.86 | 0 | 10 |  |  |  | No | R-410A | 2.9333 | Residential & Commercial | Ducted CEE Tier 1
213079148 | Central HP <5.4 tons | HEIL | HRCU-A-CB (Split System: Heat Pump with Remote Outdoor Unit-Air-Source) | DLCURAH36ABK |  |  | EA*4X48L21A* | *80MSU0601716A* | 35600 | 16.5 | 8.5 | 37800 | 34600 | 91.53% | 2.06 | 0 | 10 |  |  |  | No | R-410A | 2.9667 | Residential & Commercial | Ducted CEE Tier 1
213079196 | Central HP <5.4 tons | HEIL | HRCU-A-CB (Split System: Heat Pump with Remote Outdoor Unit-Air-Source) | DLCURAH36ABK |  |  | EN(A,D)4X48L24** | *80MSU0601716A* | 35800 | 17 | 8.1 | 38000 | 34800 | 91.58% | 2 | 0 | 10.5 |  |  |  | No | R-410A | 2.9833 | Residential & Commercial | Ducted CEE Tier 1
213079716 | Central HP <5.4 tons | HEIL | HRCU-A-CB (Split System: Heat Pump with Remote Outdoor Unit-Air-Source) | DLCURAH36ABK |  |  | EN(A,D,W)4X48L21** | *92MSN0802120A* | 35800 | 16.5 | 8.1 | 38500 | 34800 | 90.39% | 2 | 0 | 10 |  |  |  | No | R-410A | 2.9833 | Residential & Commercial | Ducted CEE Tier 1
213079832 | Central HP <5.4 tons | HEIL | HRCU-A-CB (Split System: Heat Pump with Remote Outdoor Unit-Air-Source) | DLCURAH36ABK |  |  | EN(A,D)4X48L24** | *92MSN1002120A* | 36000 | 16.5 | 8.1 | 38500 | 34800 | 90.39% | 2 | 0 | 10.5 |  |  |  | No | R-410A | 3 | Residential & Commercial | Ducted CEE Tier 1
210693318 | Central HP <5.4 tons | Liberty Heating & Air Conditioning | HRCU-A-CB (Split System: Heat Pump with Remote Outdoor Unit-Air-Source) | ASZV903610A* |  |  | CA*F3137*6A*+TXV | G*VC960803BNB* | 33600 | 18.5 | 8.2 | 34000 | 24400 | 71.76% | 1.8 | 0 | 11.5 |  |  |  | No | R-410A | 2.8 | Residential & Commercial | Ducted CEE Tier 1
210693332 | Central HP <5.4 tons | Liberty Heating & Air Conditioning | HRCU-A-CB (Split System: Heat Pump with Remote Outdoor Unit-Air-Source) | ASZV903610A* |  |  | CA*F3743*6D*+TXV | G*VC960804CNB* | 33600 | 19 | 8.2 | 34000 | 24400 | 71.76% | 1.8 | 0 | 12 |  |  |  | No | R-410A | 2.8 | Residential & Commercial | Ducted CEE Tier 1
210693366 | Central HP <5.4 tons | Liberty Heating & Air Conditioning | HRCU-A-CB (Split System: Heat Pump with Remote Outdoor Unit-Air-Source) | ASZV903610A* |  |  | CHPF3743C6B*+TXV | G*VC800805C*A* | 33400 | 18 | 8.2 | 34000 | 24400 | 71.76% | 1.8 | 0 | 11 |  |  |  | No | R-410A | 2.7833 | Residential & Commercial | Ducted CEE Tier 1
210693368 | Central HP <5.4 tons | Liberty Heating & Air Conditioning | HRCU-A-CB (Split System: Heat Pump with Remote Outdoor Unit-Air-Source) | ASZV903610A* |  |  | CHPF3743C6B*+TXV | G*VC960403BNB* | 33400 | 18 | 8.2 | 34000 | 24400 | 71.76% | 1.8 | 0 | 11 |  |  |  | No | R-410A | 2.7833 | Residential & Commercial | Ducted CEE Tier 1
213772998 | Central HP <5.4 tons | AIRQUEST | HRCU-A-CB (Split System: Heat Pump with Remote Outdoor Unit-Air-Source) | HVH825GKA3* |  |  | EA*4X36L17A*+WALLCON | *97CMN0801714B* | 23400 | 16.5 | 8.1 | 21600 | 16700 | 77.31% | 1.92 | 0 | 10.5 |  |  |  | No | R-410A | 1.95 | Residential & Commercial | Ducted CEE Tier 1
211263370 | Central HP <5.4 tons | AIRQUEST | HRCU-A-CB (Split System: Heat Pump with Remote Outdoor Unit-Air-Source) | DLCURAH18ABK |  |  | EN(A,D)4X24L17** | *92ESN0601412A* | 18100 | 16 | 8.5 | 19000 | 18600 | 97.89% | 2.24 | 0 | 11 |  |  |  | No | R-410A | 1.5083 | Residential & Commercial | Ducted CEE Tier 1
211264859 | Central HP <5.4 tons | AIRQUEST | HRCU-A-CB (Split System: Heat Pump with Remote Outdoor Unit-Air-Source) | DLCURAH18ABK |  |  | FXM4X18**AL |  | 17800 | 16.5 | 8.5 | 18300 | 18500 | 101.1% | 2.22 | 0 | 10.5 |  |  |  | No | R-410A | 1.4833 | Residential & Commercial | Ducted CEE Tier 1
211264654 | Central HP <5.4 tons | AIRQUEST | HRCU-A-CB (Split System: Heat Pump with Remote Outdoor Unit-Air-Source) | DLCURAH18ABK |  |  | EN(A,D)4X30L17** | *80ESU0601716A | 18700 | 16.5 | 8.5 | 19200 | 18200 | 94.79% | 2.2 | 0 | 11 |  |  |  | No | R-410A | 1.5583 | Residential & Commercial | Ducted CEE Tier 1
211264968 | Central HP <5.4 tons | AIRQUEST | HRCU-A-CB (Split System: Heat Pump with Remote Outdoor Unit-Air-Source) | DLCURAH18ABK |  |  | FM(C,U)4Z18**AL* |  | 17800 | 17 | 9 | 18700 | 19800 | 105.9% | 2.4 | 0 | 11 |  |  |  | No | R-410A | 1.4833 | Residential & Commercial | Ducted CEE Tier 1
212986722 | Central HP <5.4 tons | HEIL | HRCU-A-CB (Split System: Heat Pump with Remote Outdoor Unit-Air-Source) | DLCURAH18ABK |  |  | EN(A,D)4X30L17** | *96MSN0401712A* | 17400 | 15.5 | 8.1 | 18100 | 18700 | 103.3% | 2.24 | 0 | 10.5 |  |  |  | No | R-410A | 1.45 | Residential & Commercial | Ducted CEE Tier 1
212987054 | Central HP <5.4 tons | HEIL | HRCU-A-CB (Split System: Heat Pump with Remote Outdoor Unit-Air-Source) | DLCURAH18ABK |  |  | EN(A,D)4X24L14** | *96MSN0601412A* | 17300 | 16 | 8.1 | 18300 | 19200 | 104.9% | 2.32 | 0 | 10.5 |  |  |  | No | R-410A | 1.4417 | Residential & Commercial | Ducted CEE Tier 1
213782304 | Central HP <5.4 tons | TEMPSTAR | HRCU-A-CB (Split System: Heat Pump with Remote Outdoor Unit-Air-Source) | TVH837GKA2* |  |  | EHD4X60AAL+WALLCON | *97CMN0801714B* | 32800 | 16.5 | 8.1 | 32600 | 25000 | 76.69% | 1.96 | 0 | 11 |  |  |  | No | R-410A | 2.7333 | Residential & Commercial | Ducted CEE Tier 1
214242876 | Central HP <5.4 tons | BRYANT HEATING AND COOLING SYSTEMS | HRCU-A-CB (Split System: Heat Pump with Remote Outdoor Unit-Air-Source) | 288BNV025*0**B* |  |  | CNPV*4217AL*+UI | 88*TB48070C17*** | 24000 | 16.5 | 8.1 | 21400 | 16700 | 78.04% | 1.98 | 0 | 11 |  |  |  | No | R-410A | 2 | Residential & Commercial | Ducted CEE Tier 1
214242976 | Central HP <5.4 tons | BRYANT HEATING AND COOLING SYSTEMS | HRCU-A-CB (Split System: Heat Pump with Remote Outdoor Unit-Air-Source) | 288BNV025*0**B* |  |  | CNPV*4221AL*+UI | 88*TB48090C17*** | 23800 | 16.5 | 8.1 | 21400 | 16700 | 78.04% | 1.96 | 0 | 11 |  |  |  | No | R-410A | 1.9833 | Residential & Commercial | Ducted CEE Tier 1
206765460 | Central HP <5.4 tons | AIRQUEST | HRCU-A-CB (Split System: Heat Pump with Remote Outdoor Unit-Air-Source) | HVH825GKA3* |  |  | EA*4X24L17A*+WALLCON | *97CMN0801714A* | 23200 | 16 | 8.1 | 22000 | 16900 | 76.82% | 1.88 | 11 | 10.5 |  |  |  | No | R-410A | 1.9333 | Residential & Commercial | Ducted CEE Tier 1
206765593 | Central HP <5.4 tons | AIRQUEST | HRCU-A-CB (Split System: Heat Pump with Remote Outdoor Unit-Air-Source) | HVH825GKA3* |  |  | EA*4X30L17A*+WALLCON | *96CTN0601714A* | 23400 | 16 | 8.1 | 21600 | 16800 | 77.78% | 1.9 | 11 | 10.5 |  |  |  | No | R-410A | 1.95 | Residential & Commercial | Ducted CEE Tier 1
206765845 | Central HP <5.4 tons | AIRQUEST | HRCU-A-CB (Split System: Heat Pump with Remote Outdoor Unit-Air-Source) | HVH825GKA3* |  |  | EA*4X36L21A*+WALLCON | *97CMN0602120A* | 23600 | 16 | 8.1 | 21600 | 16700 | 77.31% | 1.92 | 11 | 10.5 |  |  |  | No | R-410A | 1.9667 | Residential & Commercial | Ducted CEE Tier 1
206765863 | Central HP <5.4 tons | AIRQUEST | HRCU-A-CB (Split System: Heat Pump with Remote Outdoor Unit-Air-Source) | HVH825GKA3* |  |  | EA*4X37L17A*+WALLCON | *80CTL0701716A* | 24200 | 16.5 | 8.1 | 21400 | 16700 | 78.04% | 2 | 11 | 11 |  |  |  | No | R-410A | 2.0167 | Residential & Commercial | Ducted CEE Tier 1
215439657 | Central HP <5.4 tons | DAIKIN | HRCU-A-CB (Split System: Heat Pump with Remote Outdoor Unit-Air-Source) | DH6VSA1810A* |  |  | CA*EA2418*3A* | D*80TC0603B*A* | 17000 | 19 | 8.8 | 16800 | 13000 | 77.38% | 2.1 | 0 | 12 |  |  |  | No | R-32 | 1.4167 | Residential & Commercial | Ducted CEE Tier 1
215439645 | Central HP <5.4 tons | DAIKIN | HRCU-A-CB (Split System: Heat Pump with Remote Outdoor Unit-Air-Source) | DH6VSA1810A* |  |  | CA*EA3022*3A* | D*80TC0805C*A* | 17000 | 19 | 8.8 | 16800 | 13000 | 77.38% | 2.1 | 0 | 12 |  |  |  | No | R-32 | 1.4167 | Residential & Commercial | Ducted CEE Tier 1
215439659 | Central HP <5.4 tons | DAIKIN | HRCU-A-CB (Split System: Heat Pump with Remote Outdoor Unit-Air-Source) | DH6VSA1810A* |  |  | CA*EA2418*3A* | D*96SC0805CUA* | 17000 | 19 | 8.8 | 16800 | 13000 | 77.38% | 2.1 | 0 | 12 |  |  |  | No | R-32 | 1.4167 | Residential & Commercial | Ducted CEE Tier 1
214238874 | Central HP <5.4 tons | BRYANT HEATING AND COOLING SYSTEMS | HRCU-A-CB (Split System: Heat Pump with Remote Outdoor Unit-Air-Source) | 288BNV037*0**B* |  |  | CNPV*3621AL*+UI | 88*TB60110C21*** | 31400 | 16.5 | 8.1 | 33000 | 24000 | 72.73% | 1.82 | 0 | 11 |  |  |  | No | R-410A | 2.6167 | Residential & Commercial | Ducted CEE Tier 1
214239124 | Central HP <5.4 tons | BRYANT HEATING AND COOLING SYSTEMS | HRCU-A-CB (Split System: Heat Pump with Remote Outdoor Unit-Air-Source) | 288BNV037*0**B* |  |  | CNPV*4221AL*+UI | 987MC66100C21*** | 31800 | 16.5 | 8.1 | 33000 | 24400 | 73.94% | 1.88 | 0 | 11 |  |  |  | No | R-410A | 2.65 | Residential & Commercial | Ducted CEE Tier 1
215434357 | Central HP <5.4 tons | DAIKIN | HRCU-A-CB (Split System: Heat Pump with Remote Outdoor Unit-Air-Source) | DH7VSA4810A* |  |  | CA*EA6030*3A* | D*80TC0805D*A* | 45500 | 17 | 8.8 | 47000 | 33600 | 71.49% | 2 | 0 | 10 |  |  |  | No | R-32 | 3.7917 | Residential & Commercial | Ducted CEE Tier 1
213779498 | Central HP <5.4 tons | AIRQUEST | HRCU-A-CB (Split System: Heat Pump with Remote Outdoor Unit-Air-Source) | HVH837GKA** |  |  | EA*4X48L24A*+WALLCON | *80CTL1102120B* | 32400 | 17.5 | 8.5 | 32200 | 24800 | 77.02% | 1.98 | 0 | 11.5 |  |  |  | No | R-410A | 2.7 | Residential & Commercial | Ducted CEE Tier 1
213780268 | Central HP <5.4 tons | AIRQUEST | HRCU-A-CB (Split System: Heat Pump with Remote Outdoor Unit-Air-Source) | HVH837GKA** |  |  | EHD4X48AAL+WALLCON | *96CTN0801714B* | 32600 | 16.5 | 8.1 | 33000 | 25000 | 75.76% | 1.94 | 0 | 11 |  |  |  | No | R-410A | 2.7167 | Residential & Commercial | Ducted CEE Tier 1
212985942 | Central HP <5.4 tons | TEMPSTAR | HRCU-A-CB (Split System: Heat Pump with Remote Outdoor Unit-Air-Source) | DLCURAH18ABK |  |  | EN(A,D)4X18L14** | *96MSN0261410A* | 17300 | 15.5 | 8.5 | 18600 | 19200 | 103.2% | 2.3 | 0 | 10.5 |  |  |  | No | R-410A | 1.4417 | Residential & Commercial | Ducted CEE Tier 1
206765512 | Central HP <5.4 tons | AIRQUEST | HRCU-A-CB (Split System: Heat Pump with Remote Outdoor Unit-Air-Source) | HVH825GKA3* |  |  | EA*4X25L17A*+WALLCON | *96CTN0601714A* | 24200 | 16.5 | 8.1 | 21400 | 16700 | 78.04% | 2 | 11 | 11 |  |  |  | No | R-410A | 2.0167 | Residential & Commercial | Ducted CEE Tier 1
204298958 | Central HP <5.4 tons | AIRQUEST | HRCU-A-CB (Split System: Heat Pump with Remote Outdoor Unit-Air-Source) | HVH837GKA** |  |  | EA*4X42L21A*+WALLCON | *96CTN0801714A* | 31600 | 17 | 8.1 | 33400 | 24800 | 74.25% | 1.86 | 11.5 | 11 |  |  |  | No | R-410A | 2.6333 | Residential & Commercial | Ducted CEE Tier 1
204299078 | Central HP <5.4 tons | AIRQUEST | HRCU-A-CB (Split System: Heat Pump with Remote Outdoor Unit-Air-Source) | HVH837GKA** |  |  | EA*4X42L24A*+WALLCON | *80CTL1352422A* | 31800 | 17.5 | 8.1 | 33000 | 24400 | 73.94% | 1.9 | 12 | 11.5 |  |  |  | No | R-410A | 2.65 | Residential & Commercial | Ducted CEE Tier 1
204299208 | Central HP <5.4 tons | AIRQUEST | HRCU-A-CB (Split System: Heat Pump with Remote Outdoor Unit-Air-Source) | HVH837GKA** |  |  | EA*4X48L21A*+WALLCON | *80CTL0701716A* | 32200 | 17.5 | 8.1 | 32600 | 25000 | 76.69% | 1.96 | 11 | 11.5 |  |  |  | No | R-410A | 2.6833 | Residential & Commercial | Ducted CEE Tier 1
216030942 | Central HP <5.4 tons | MDV | HRCU-A-CB (Split System: Heat Pump with Remote Outdoor Unit-Air-Source) | MOX630-48HFN10-M3X |  |  | MVBDM-48HWFN10-WC3-MAS |  | 48000 | 17.5 | 9.5 | 48000 | 48000 | 100% | 2 | 0 | 12 |  |  |  | No | R-454B | 4 | Residential & Commercial | Ducted CEE Tier 1
214242476 | Central HP <5.4 tons | BRYANT HEATING AND COOLING SYSTEMS | HRCU-A-CB (Split System: Heat Pump with Remote Outdoor Unit-Air-Source) | 288BNV025*0**B* |  |  | CNPV*2417AL*+UI | 987MC42080C17*** | 23200 | 16 | 8.1 | 22000 | 16900 | 76.82% | 1.92 | 0 | 10.5 |  |  |  | No | R-410A | 1.9333 | Residential & Commercial | Ducted CEE Tier 1
214242826 | Central HP <5.4 tons | BRYANT HEATING AND COOLING SYSTEMS | HRCU-A-CB (Split System: Heat Pump with Remote Outdoor Unit-Air-Source) | 288BNV025*0**B* |  |  | CNPV*3621AL*+UI | 986TD42060C17*** | 23400 | 16 | 8.1 | 21600 | 16800 | 77.78% | 1.9 | 0 | 10.5 |  |  |  | No | R-410A | 1.95 | Residential & Commercial | Ducted CEE Tier 1
214241856 | Central HP <5.4 tons | BRYANT HEATING AND COOLING SYSTEMS | HRCU-A-CB (Split System: Heat Pump with Remote Outdoor Unit-Air-Source) | 288BNV025*0**C* |  |  | CNPV*3617AL*+UI | 986TD42080C17*** | 23400 | 16.5 | 8.1 | 21600 | 16700 | 77.31% | 1.9 | 0 | 10.5 |  |  |  | No | R-410A | 1.95 | Residential & Commercial | Ducted CEE Tier 1
216025756 | Central HP <5.4 tons | MDV | HRCU-A-CB (Split System: Heat Pump with Remote Outdoor Unit-Air-Source) | MOX430-24HFN10-M3X |  |  | MVBE-24HWFN10-WM3E |  | 24000 | 17.5 | 10.5 | 25000 | 19600 | 78.4% | 1.96 | 0 | 10.8 |  |  |  | No | R-454B | 2 | Residential & Commercial | Ducted CEE Tier 1
215865882 | Central HP <5.4 tons | MDV | HRCU-A-CB (Split System: Heat Pump with Remote Outdoor Unit-Air-Source) | MOX430-24HFN10-M3X |  |  | MVBC-24HWFPN10-MB3E |  | 23000 | 18.4 | 10 | 24000 | 21600 | 90% | 1.87 | 0 | 11.7 |  |  |  | No | R-454B | 1.9167 | Residential & Commercial | Ducted CEE Tier 1
214242166 | Central HP <5.4 tons | BRYANT HEATING AND COOLING SYSTEMS | HRCU-A-CB (Split System: Heat Pump with Remote Outdoor Unit-Air-Source) | 288BNV025*0**C* |  |  | CNPV*4221AL*+UI | 987MC66100C21*** | 23800 | 16.5 | 8.1 | 21400 | 16600 | 77.57% | 1.96 | 0 | 11 |  |  |  | No | R-410A | 1.9833 | Residential & Commercial | Ducted CEE Tier 1
214242216 | Central HP <5.4 tons | BRYANT HEATING AND COOLING SYSTEMS | HRCU-A-CB (Split System: Heat Pump with Remote Outdoor Unit-Air-Source) | 288BNV025*0**C* |  |  | CNPV*4821AL*+UI | 88*TB48070C17*** | 24000 | 17 | 8.1 | 21400 | 16600 | 77.57% | 2 | 0 | 11 |  |  |  | No | R-410A | 2 | Residential & Commercial | Ducted CEE Tier 1
213353854 | Central HP <5.4 tons | TEMPSTAR | HRCU-A-CB (Split System: Heat Pump with Remote Outdoor Unit-Air-Source) | DLCURAH36ABK |  |  | F5MA4*36L*B* |  | 35800 | 16 | 9 | 38500 | 35000 | 90.91% | 1.94 | 0 | 10 |  |  |  | No | R-410A | 2.9833 | Residential & Commercial | Ducted CEE Tier 1
210693346 | Central HP <5.4 tons | Liberty Heating & Air Conditioning | HRCU-A-CB (Split System: Heat Pump with Remote Outdoor Unit-Air-Source) | ASZV903610A* |  |  | CHPF3642C6C*+TXV | G*VS800805CUA* | 33400 | 18 | 8.2 | 34000 | 24400 | 71.76% | 1.8 | 0 | 11 |  |  |  | No | R-410A | 2.7833 | Residential & Commercial | Ducted CEE Tier 1
210693362 | Central HP <5.4 tons | Liberty Heating & Air Conditioning | HRCU-A-CB (Split System: Heat Pump with Remote Outdoor Unit-Air-Source) | ASZV903610A* |  |  | CHPF3743C6B*+TXV | G*VS800604BUA* | 33400 | 18 | 8.2 | 34000 | 24400 | 71.76% | 1.8 | 0 | 11 |  |  |  | No | R-410A | 2.7833 | Residential & Commercial | Ducted CEE Tier 1
210693389 | Central HP <5.4 tons | Liberty Heating & Air Conditioning | HRCU-A-CB (Split System: Heat Pump with Remote Outdoor Unit-Air-Source) | ASZV903610A* |  |  | CSCF3642N6D*+TXV | G*VC960603BNB* | 33800 | 18.5 | 8.2 | 34000 | 24400 | 71.76% | 1.8 | 0 | 11.5 |  |  |  | No | R-410A | 2.8167 | Residential & Commercial | Ducted CEE Tier 1
213079775 | Central HP <5.4 tons | TEMPSTAR | HRCU-A-CB (Split System: Heat Pump with Remote Outdoor Unit-Air-Source) | DLCURAH36ABK |  |  | EA*4X42L24A* | *92MSN1002120A* | 35400 | 16.5 | 8.1 | 38500 | 35000 | 90.91% | 1.88 | 0 | 10 |  |  |  | No | R-410A | 2.95 | Residential & Commercial | Ducted CEE Tier 1
210693344 | Central HP <5.4 tons | Liberty Heating & Air Conditioning | HRCU-A-CB (Split System: Heat Pump with Remote Outdoor Unit-Air-Source) | ASZV903610A* |  |  | CHPF3642C6C*+TXV | G*VC800604B*A* | 33400 | 18 | 8.2 | 34000 | 24400 | 71.76% | 1.8 | 0 | 11 |  |  |  | No | R-410A | 2.7833 | Residential & Commercial | Ducted CEE Tier 1
215439761 | Central HP <5.4 tons | DAIKIN | HRCU-A-CB (Split System: Heat Pump with Remote Outdoor Unit-Air-Source) | DH6VSA1810A* |  |  | CA*EA2418*3A*+MBVK16CP1X00A* |  | 17000 | 19 | 8.8 | 16800 | 13000 | 77.38% | 2.1 | 0 | 12 |  |  |  | No | R-32 | 1.4167 | Residential & Commercial | Ducted CEE Tier 1
213352798 | Central HP <5.4 tons | MDV | HRCU-A-C (Split System: Heat Pump with Remote Outdoor Unit with No Indoor Fan --Air Source) | MOD30-20HFN1-MW |  |  | MVBM-24A18T3N1 |  | 20000 | 16.3 | 10.2 | 25000 | 20000 | 80% | 2 | 0 | 11.7 |  |  |  | No | R-410A | 1.6667 | Residential & Commercial | Ducted CEE Tier 1
214861545 | Central HP <5.4 tons | MDV | HRCU-A-CB (Split System: Heat Pump with Remote Outdoor Unit-Air-Source) | MOD30-36HFN10-M3X |  |  | MVBDM-36HWFN10-WB3 |  | 36000 | 17.7 | 10 | 36000 | 32600 | 90.56% | 2.06 | 0 | 12 |  |  |  | No | R-454B | 3 | Residential & Commercial | Ducted CEE Tier 1
215932665 | Central HP <5.4 tons | BRYANT HEATING AND COOLING SYSTEMS | HRCU-A-CB (Split System: Heat Pump with Remote Outdoor Unit-Air-Source) | 293VAN036**AA* |  |  | CAA**6121AM*+UI | 83*CA48060C17*** | 34400 | 20.5 | 9.5 | 34400 | 26000 | 75.58% | 2.06 | 0 | 11.7 |  |  |  | No | R-454B | 2.8667 | Residential & Commercial | Ducted CEE Tier 1
214861547 | Central HP <5.4 tons | MDV | HRCU-A-CB (Split System: Heat Pump with Remote Outdoor Unit-Air-Source) | MOX630-48HFN10-M3X |  |  | MVBC-48HWFN10-MD3E |  | 48000 | 16.5 | 9.5 | 50000 | 46000 | 92% | 1.9 | 0 | 10.5 |  |  |  | No | R-454B | 4 | Residential & Commercial | Ducted CEE Tier 1
214861548 | Central HP <5.4 tons | MDV | HRCU-A-CB (Split System: Heat Pump with Remote Outdoor Unit-Air-Source) | MOX630-48HFN10-M3X |  |  | MVBDM-48HWFN10-WC3 |  | 48000 | 17.5 | 9.5 | 48000 | 48000 | 100% | 2 | 0 | 12 |  |  |  | No | R-454B | 4 | Residential & Commercial | Ducted CEE Tier 1
214242466 | Central HP <5.4 tons | BRYANT HEATING AND COOLING SYSTEMS | HRCU-A-CB (Split System: Heat Pump with Remote Outdoor Unit-Air-Source) | 288BNV025*0**B* |  |  | CNPV*2417AL*+UI | 987MC42060C17*** | 23200 | 15.5 | 8.1 | 22200 | 16900 | 76.13% | 1.92 | 0 | 10.5 |  |  |  | No | R-410A | 1.9333 | Residential & Commercial | Ducted CEE Tier 1
212986170 | Central HP <5.4 tons | HEIL | HRCU-A-CB (Split System: Heat Pump with Remote Outdoor Unit-Air-Source) | DLCURAH24ABK |  |  | EA*4X30L14A* | *96MSN0401410A* | 23400 | 16 | 8.5 | 26400 | 24800 | 93.94% | 2.04 | 0 | 10 |  |  |  | No | R-410A | 1.95 | Residential & Commercial | Ducted CEE Tier 1
212987442 | Central HP <5.4 tons | HEIL | HRCU-A-CB (Split System: Heat Pump with Remote Outdoor Unit-Air-Source) | DLCURAH24ABK |  |  | EA*4X37L21A* | *96MSN0801716A* | 24400 | 18 | 9 | 29200 | 25200 | 86.3% | 2.1 | 0 | 10.5 |  |  |  | No | R-410A | 2.0333 | Residential & Commercial | Ducted CEE Tier 1
211243886 | Central HP <5.4 tons | DAY & NIGHT | HRCU-A-CB (Split System: Heat Pump with Remote Outdoor Unit-Air-Source) | DLCURAH24ABK |  |  | EN(A,D)4X24L17** | *96VSN0601412A* | 23200 | 16 | 8.5 | 26400 | 24600 | 93.18% | 2.04 | 0 | 10 |  |  |  | No | R-410A | 1.9333 | Residential & Commercial | Ducted CEE Tier 1
206771462 | Central HP <5.4 tons | AIRQUEST | HRCU-A-CB (Split System: Heat Pump with Remote Outdoor Unit-Air-Source) | HVH837GKA2* |  |  | EA*4X42L21A*+WALLCON | *97CMN1002122A* | 31800 | 17 | 8.1 | 33000 | 24400 | 73.94% | 1.9 | 11.5 | 11.5 |  |  |  | No | R-410A | 2.65 | Residential & Commercial | Ducted CEE Tier 1
206771480 | Central HP <5.4 tons | AIRQUEST | HRCU-A-CB (Split System: Heat Pump with Remote Outdoor Unit-Air-Source) | HVH837GKA2* |  |  | EA*4X42L21A*+WALLCON | *96CTN1002122A* | 31800 | 17 | 8.1 | 33000 | 24400 | 73.94% | 1.9 | 11 | 11.5 |  |  |  | No | R-410A | 2.65 | Residential & Commercial | Ducted CEE Tier 1
206771696 | Central HP <5.4 tons | AIRQUEST | HRCU-A-CB (Split System: Heat Pump with Remote Outdoor Unit-Air-Source) | HVH837GKA2* |  |  | EA*4X43L21A*+WALLCON | *97CMN1002122A* | 33000 | 17.5 | 8.5 | 33000 | 25200 | 76.36% | 2 | 12 | 11.7 |  |  |  | No | R-410A | 2.75 | Residential & Commercial | Ducted CEE Tier 1
211264946 | Central HP <5.4 tons | AIRQUEST | HRCU-A-CB (Split System: Heat Pump with Remote Outdoor Unit-Air-Source) | DLCURAH18ABK |  |  | FMA4X24**AL* |  | 17400 | 16 | 8.5 | 18500 | 20000 | 108.1% | 2.44 | 0 | 10.5 |  |  |  | No | R-410A | 1.45 | Residential & Commercial | Ducted CEE Tier 1
214861543 | Central HP <5.4 tons | MDV | HRCU-A-CB (Split System: Heat Pump with Remote Outdoor Unit-Air-Source) | MOD30-30HFN10-M3X |  |  | MVBC-30HWFN10-MC3E |  | 30000 | 16.9 | 10 | 34000 | 32600 | 95.88% | 1.96 | 0 | 11.7 |  |  |  | No | R-454B | 2.5 | Residential & Commercial | Ducted CEE Tier 1
206765548 | Central HP <5.4 tons | AIRQUEST | HRCU-A-CB (Split System: Heat Pump with Remote Outdoor Unit-Air-Source) | HVH825GKA3* |  |  | EA*4X25L17A*+WALLCON | *80CTL0701412A* | 24400 | 17.5 | 8.5 | 21200 | 16600 | 78.3% | 2.02 | 11 | 11.5 |  |  |  | No | R-410A | 2.0333 | Residential & Commercial | Ducted CEE Tier 1
206765566 | Central HP <5.4 tons | AIRQUEST | HRCU-A-CB (Split System: Heat Pump with Remote Outdoor Unit-Air-Source) | HVH825GKA3* |  |  | EA*4X30L14A*+WALLCON | *80CTL0701412A* | 23400 | 17 | 8.1 | 21600 | 16700 | 77.31% | 1.92 | 11 | 11 |  |  |  | No | R-410A | 1.95 | Residential & Commercial | Ducted CEE Tier 1
206765872 | Central HP <5.4 tons | AIRQUEST | HRCU-A-CB (Split System: Heat Pump with Remote Outdoor Unit-Air-Source) | HVH825GKA3* |  |  | EA*4X37L17A*+WALLCON | *96CTN0601714A* | 24000 | 16 | 8.1 | 21400 | 16800 | 78.5% | 1.98 | 11 | 11 |  |  |  | No | R-410A | 2 | Residential & Commercial | Ducted CEE Tier 1
206765881 | Central HP <5.4 tons | AIRQUEST | HRCU-A-CB (Split System: Heat Pump with Remote Outdoor Unit-Air-Source) | HVH825GKA3* |  |  | EA*4X37L17A*+WALLCON | *96CTN0801714A* | 24200 | 16.5 | 8.1 | 21400 | 16700 | 78.04% | 1.98 | 11.5 | 11 |  |  |  | No | R-410A | 2.0167 | Residential & Commercial | Ducted CEE Tier 1
214075263 | Central HP <5.4 tons | RUUD | HRCU-A-CB (Split System: Heat Pump with Remote Outdoor Unit-Air-Source) | RD17AZ60AJ3N |  |  | RCFZ6024STANM | R802V1255A24UHS | 55500 | 18 | 8.1 | 53500 | 49000 | 91.59% | 1.75 | 0 | 10 |  |  |  | No | R-410A | 4.625 | Residential & Commercial | Ducted CEE Tier 1
214075374 | Central HP <5.4 tons | RUUD | HRCU-A-CB (Split System: Heat Pump with Remote Outdoor Unit-Air-Source) | RD17AZ60AJ3N |  |  | RCFZ6024STANM | R962V0855A21M4S | 55000 | 17 | 8.1 | 54000 | 49500 | 91.67% | 1.75 | 0 | 10 |  |  |  | No | R-410A | 4.5833 | Residential & Commercial | Ducted CEE Tier 1
212924805 | Central HP <5.4 tons | MDV | HRCU-A-CB (Split System: Heat Pump with Remote Outdoor Unit-Air-Source) | MOD30-24HFN1-MW |  |  | MVBE-24HWFN1-MM3E |  | 24000 | 17.5 | 10.5 | 26000 | 24000 | 92.31% | 2 | 0 | 11.7 |  |  |  | No | R-410A | 2 | Residential & Commercial | Ducted CEE Tier 1
215439665 | Central HP <5.4 tons | DAIKIN | HRCU-A-CB (Split System: Heat Pump with Remote Outdoor Unit-Air-Source) | DH6VSA1810A* |  |  | CHPEA2422*3A* | D*80SC0604BUA* | 17000 | 19 | 8.8 | 16800 | 13000 | 77.38% | 2.1 | 0 | 12 |  |  |  | No | R-32 | 1.4167 | Residential & Commercial | Ducted CEE Tier 1
212984416 | Central HP <5.4 tons | HEIL | HRCU-A-CB (Split System: Heat Pump with Remote Outdoor Unit-Air-Source) | DLCURAH36ABK |  |  | EA*4X48L21A* | *92MSN0801716A* | 35800 | 16.5 | 8.5 | 37800 | 34600 | 91.53% | 2.02 | 0 | 10 |  |  |  | No | R-410A | 2.9833 | Residential & Commercial | Ducted CEE Tier 1
213078992 | Central HP <5.4 tons | HEIL | HRCU-A-CB (Split System: Heat Pump with Remote Outdoor Unit-Air-Source) | DLCURAH36ABK |  |  | EA*4X37L21A* | *80MSU0401712A* | 36600 | 16 | 8.5 | 38500 | 34800 | 90.39% | 2.08 | 0 | 10 |  |  |  | No | R-410A | 3.05 | Residential & Commercial | Ducted CEE Tier 1
213080166 | Central HP <5.4 tons | HEIL | HRCU-A-CB (Split System: Heat Pump with Remote Outdoor Unit-Air-Source) | DLCURAH36ABK |  |  | EA*4X42L21A* | *96MSN0802120A* | 35600 | 16 | 8.1 | 38500 | 35200 | 91.43% | 1.9 | 0 | 10 |  |  |  | No | R-410A | 2.9667 | Residential & Commercial | Ducted CEE Tier 1
213080567 | Central HP <5.4 tons | HEIL | HRCU-A-CB (Split System: Heat Pump with Remote Outdoor Unit-Air-Source) | DLCURAH36ABK |  |  | EA*4X43L21A* | *95MSU0401712A* | 36200 | 15.5 | 8.5 | 38500 | 35000 | 90.91% | 2.04 | 0 | 10 |  |  |  | No | R-410A | 3.0167 | Residential & Commercial | Ducted CEE Tier 1
210693323 | Central HP <5.4 tons | Liberty Heating & Air Conditioning | HRCU-A-CB (Split System: Heat Pump with Remote Outdoor Unit-Air-Source) | ASZV903610A* |  |  | CA*F3743*6D*+TXV | G*VC800604B*A* | 33600 | 19 | 8.2 | 34000 | 24400 | 71.76% | 1.8 | 0 | 12 |  |  |  | No | R-410A | 2.8 | Residential & Commercial | Ducted CEE Tier 1
206771714 | Central HP <5.4 tons | AIRQUEST | HRCU-A-CB (Split System: Heat Pump with Remote Outdoor Unit-Air-Source) | HVH837GKA2* |  |  | EA*4X43L21A*+WALLCON | *96CTN1002122A* | 33000 | 17.5 | 8.5 | 33000 | 25200 | 76.36% | 2 | 12 | 11.7 |  |  |  | No | R-410A | 2.75 | Residential & Commercial | Ducted CEE Tier 1
206771723 | Central HP <5.4 tons | AIRQUEST | HRCU-A-CB (Split System: Heat Pump with Remote Outdoor Unit-Air-Source) | HVH837GKA2* |  |  | EA*4X43L21A*+WALLCON | *80CTL0901716A* | 33000 | 18 | 8.5 | 32800 | 25000 | 76.22% | 2 | 12 | 11.7 |  |  |  | No | R-410A | 2.75 | Residential & Commercial | Ducted CEE Tier 1
206771957 | Central HP <5.4 tons | AIRQUEST | HRCU-A-CB (Split System: Heat Pump with Remote Outdoor Unit-Air-Source) | HVH837GKA2* |  |  | EA*4X48L24A*+WALLCON | *96CTN1002122A* | 32400 | 17.5 | 8.5 | 32600 | 24800 | 76.07% | 2 | 12 | 11.7 |  |  |  | No | R-410A | 2.7 | Residential & Commercial | Ducted CEE Tier 1
211241250 | Central HP <5.4 tons | DAY & NIGHT | HRCU-A-CB (Split System: Heat Pump with Remote Outdoor Unit-Air-Source) | DLCURAH24ABK |  |  | EA*4X30L14A* | *96VSN0401410A* | 23600 | 15.5 | 8.5 | 26200 | 23600 | 90.08% | 1.94 | 0 | 10 |  |  |  | No | R-410A | 1.9667 | Residential & Commercial | Ducted CEE Tier 1
211241269 | Central HP <5.4 tons | DAY & NIGHT | HRCU-A-CB (Split System: Heat Pump with Remote Outdoor Unit-Air-Source) | DLCURAH24ABK |  |  | EA*4X30L14A* | *80VTL0451412A* | 24000 | 16.5 | 8.5 | 26200 | 23000 | 87.79% | 1.9 | 0 | 10 |  |  |  | No | R-410A | 2 | Residential & Commercial | Ducted CEE Tier 1
211241334 | Central HP <5.4 tons | DAY & NIGHT | HRCU-A-CB (Split System: Heat Pump with Remote Outdoor Unit-Air-Source) | DLCURAH24ABK |  |  | EA*4X30L14A* | *80ES(N,L)0451412A* | 24400 | 16 | 8.5 | 26600 | 22600 | 84.96% | 1.86 | 0 | 10 |  |  |  | No | R-410A | 2.0333 | Residential & Commercial | Ducted CEE Tier 1
215936606 | Central HP <5.4 tons | HEIL | HRCU-A-CB (Split System: Heat Pump with Remote Outdoor Unit-Air-Source) | H5H3V36*K*AAA* |  |  | EVD5X60M21A*+WALLCON | *80CTL0702120B* | 35600 | 21.5 | 8.5 | 38000 | 28600 | 75.26% | 2.04 | 0 | 12 |  |  |  | No | R-454B | 2.9667 | Residential & Commercial | Ducted CEE Tier 1
215936656 | Central HP <5.4 tons | HEIL | HRCU-A-CB (Split System: Heat Pump with Remote Outdoor Unit-Air-Source) | H5H3V36*K*AAA* |  |  | EVD5X60M21A*+WALLCON | *95CSU0802120B* | 35600 | 21.5 | 8.5 | 38000 | 28600 | 75.26% | 2.04 | 0 | 12 |  |  |  | No | R-454B | 2.9667 | Residential & Commercial | Ducted CEE Tier 1
215936906 | Central HP <5.4 tons | HEIL | HRCU-A-CB (Split System: Heat Pump with Remote Outdoor Unit-Air-Source) | H5H3V36*K*AAA* |  |  | EVD5X61M21A*+WALLCON | *97CMN0801714B* | 35600 | 21.5 | 8.5 | 38000 | 28800 | 75.79% | 2.04 | 0 | 12 |  |  |  | No | R-454B | 2.9667 | Residential & Commercial | Ducted CEE Tier 1
215932865 | Central HP <5.4 tons | BRYANT HEATING AND COOLING SYSTEMS | HRCU-A-CB (Split System: Heat Pump with Remote Outdoor Unit-Air-Source) | 293VAN036**AA* |  |  | CAA**6124AM*+UI | 88*TB60090C21*** | 34600 | 20.5 | 9.5 | 34200 | 25800 | 75.44% | 2.06 | 0 | 12 |  |  |  | No | R-454B | 2.8833 | Residential & Commercial | Ducted CEE Tier 1
215932935 | Central HP <5.4 tons | BRYANT HEATING AND COOLING SYSTEMS | HRCU-A-CB (Split System: Heat Pump with Remote Outdoor Unit-Air-Source) | 293VAN036**AA* |  |  | CAA**6124AM*+UI | 987MC66120C24*** | 34400 | 20.5 | 9.5 | 34400 | 26000 | 75.58% | 2.06 | 0 | 12 |  |  |  | No | R-454B | 2.8667 | Residential & Commercial | Ducted CEE Tier 1
215932965 | Central HP <5.4 tons | BRYANT HEATING AND COOLING SYSTEMS | HRCU-A-CB (Split System: Heat Pump with Remote Outdoor Unit-Air-Source) | 293VAN036**AA* |  |  | CSAH*2412AM*+UI | 987MC42060C17*** | 32000 | 17.5 | 9 | 35000 | 27000 | 77.14% | 1.9 | 0 | 10 |  |  |  | No | R-454B | 2.6667 | Residential & Commercial | Ducted CEE Tier 1
215865885 | Central HP <5.4 tons | MDV | HRCU-A-CB (Split System: Heat Pump with Remote Outdoor Unit-Air-Source) | MOD30-36HFN10-M3 |  |  | MVBC-36HWFPN10-MC3E |  | 36000 | 16.2 | 8.7 | 36000 | 27000 | 75% | 2 | 0 | 10 |  |  |  | No | R-454B | 3 | Residential & Commercial | Ducted CEE Tier 1
212988644 | Central HP <5.4 tons | HEIL | HRCU-A-CB (Split System: Heat Pump with Remote Outdoor Unit-Air-Source) | DLCURAH24ABK |  |  | EA*4X24L17A* | *95MSU0401712A* | 23400 | 16.5 | 8.5 | 27000 | 26200 | 97.04% | 2.2 | 0 | 10 |  |  |  | No | R-410A | 1.95 | Residential & Commercial | Ducted CEE Tier 1
206771120 | Central HP <5.4 tons | AIRQUEST | HRCU-A-CB (Split System: Heat Pump with Remote Outdoor Unit-Air-Source) | HVH837GKA2* |  |  | EA*4X36L21A*+WALLCON | *97CMN1002122A* | 31600 | 17 | 8.1 | 33200 | 24200 | 72.89% | 1.86 | 11.5 | 11 |  |  |  | No | R-410A | 2.6333 | Residential & Commercial | Ducted CEE Tier 1
206771606 | Central HP <5.4 tons | AIRQUEST | HRCU-A-CB (Split System: Heat Pump with Remote Outdoor Unit-Air-Source) | HVH837GKA2* |  |  | EA*4X42L24A*+WALLCON | *97CMN0602120A* | 31600 | 17 | 8.1 | 33400 | 24600 | 73.65% | 1.88 | 11.5 | 11 |  |  |  | No | R-410A | 2.6333 | Residential & Commercial | Ducted CEE Tier 1
206771831 | Central HP <5.4 tons | AIRQUEST | HRCU-A-CB (Split System: Heat Pump with Remote Outdoor Unit-Air-Source) | HVH837GKA2* |  |  | EA*4X48L21A*+WALLCON | *97CMN1002122A* | 32400 | 17.5 | 8.5 | 32600 | 25000 | 76.69% | 1.98 | 12 | 11.7 |  |  |  | No | R-410A | 2.7 | Residential & Commercial | Ducted CEE Tier 1
211241368 | Central HP <5.4 tons | DAY & NIGHT | HRCU-A-CB (Split System: Heat Pump with Remote Outdoor Unit-Air-Source) | DLCURAH24ABK |  |  | EA*4X30L14A* | *80ES(N,L)0701412A* | 24200 | 16.5 | 8.5 | 26400 | 23000 | 87.12% | 1.9 | 0 | 10 |  |  |  | No | R-410A | 2.0167 | Residential & Commercial | Ducted CEE Tier 1
211241600 | Central HP <5.4 tons | DAY & NIGHT | HRCU-A-CB (Split System: Heat Pump with Remote Outdoor Unit-Air-Source) | DLCURAH24ABK |  |  | EA*4X30L17A* | *96VTN0401410A* | 23200 | 16 | 8.5 | 25800 | 24200 | 93.8% | 2.02 | 0 | 10 |  |  |  | No | R-410A | 1.9333 | Residential & Commercial | Ducted CEE Tier 1
211241937 | Central HP <5.4 tons | DAY & NIGHT | HRCU-A-CB (Split System: Heat Pump with Remote Outdoor Unit-Air-Source) | DLCURAH24ABK |  |  | EA*4X36L17A* | *95ESU0601716A* | 24400 | 17 | 8.5 | 26200 | 22400 | 85.5% | 1.86 | 0 | 10 |  |  |  | No | R-410A | 2.0333 | Residential & Commercial | Ducted CEE Tier 1
213079124 | Central HP <5.4 tons | HEIL | HRCU-A-CB (Split System: Heat Pump with Remote Outdoor Unit-Air-Source) | DLCURAH36ABK |  |  | EA*4X42L24A* | *80MSU0601716A* | 35200 | 16.5 | 8.1 | 38500 | 35000 | 90.91% | 1.88 | 0 | 10 |  |  |  | No | R-410A | 2.9333 | Residential & Commercial | Ducted CEE Tier 1
213079760 | Central HP <5.4 tons | HEIL | HRCU-A-CB (Split System: Heat Pump with Remote Outdoor Unit-Air-Source) | DLCURAH36ABK |  |  | EA*4X42L21A* | *92MSN1002120A* | 35200 | 16.5 | 8.1 | 38500 | 35000 | 90.91% | 1.88 | 0 | 10 |  |  |  | No | R-410A | 2.9333 | Residential & Commercial | Ducted CEE Tier 1
213080178 | Central HP <5.4 tons | HEIL | HRCU-A-CB (Split System: Heat Pump with Remote Outdoor Unit-Air-Source) | DLCURAH36ABK |  |  | EA*4X42L24A* | *96MSN0802120A* | 35600 | 16 | 8.1 | 38500 | 35200 | 91.43% | 1.9 | 0 | 10 |  |  |  | No | R-410A | 2.9667 | Residential & Commercial | Ducted CEE Tier 1
210470348 | Central HP <5.4 tons | DAY & NIGHT | HRCU-A-CB (Split System: Heat Pump with Remote Outdoor Unit-Air-Source) | CVH837GKA2* |  |  | EA*4X60L24A*+WALLCON | *96CTN1002122A* | 32800 | 17.5 | 8.5 | 31800 | 24800 | 77.99% | 2 | 0 | 11.7 |  |  |  | No | R-410A | 2.7333 | Residential & Commercial | Ducted CEE Tier 1
210470882 | Central HP <5.4 tons | DAY & NIGHT | HRCU-A-CB (Split System: Heat Pump with Remote Outdoor Unit-Air-Source) | CVH837GKA2* |  |  | EN(A,D,W)4X60L24**+WALLCON | *95CSU0802120A* | 32800 | 18 | 8.1 | 32200 | 24600 | 76.4% | 1.98 | 0 | 12 |  |  |  | No | R-410A | 2.7333 | Residential & Commercial | Ducted CEE Tier 1
210471217 | Central HP <5.4 tons | DAY & NIGHT | HRCU-A-CB (Split System: Heat Pump with Remote Outdoor Unit-Air-Source) | CVH837GKA2* |  |  | EHD4X60AAL+WALLCON | *96CTN1202422A* | 33000 | 17 | 8.1 | 32200 | 24800 | 77.02% | 2.02 | 0 | 11.5 |  |  |  | No | R-410A | 2.75 | Residential & Commercial | Ducted CEE Tier 1
211242287 | Central HP <5.4 tons | DAY & NIGHT | HRCU-A-CB (Split System: Heat Pump with Remote Outdoor Unit-Air-Source) | DLCURAH24ABK |  |  | EA*4X36L21A* | *96VSN0802120A* | 24200 | 17 | 8.5 | 26000 | 22600 | 86.92% | 1.88 | 0 | 10 |  |  |  | No | R-410A | 2.0167 | Residential & Commercial | Ducted CEE Tier 1
211242523 | Central HP <5.4 tons | DAY & NIGHT | HRCU-A-CB (Split System: Heat Pump with Remote Outdoor Unit-Air-Source) | DLCURAH24ABK |  |  | EA*4X36L21A* | *96VTN0802120A* | 23800 | 17 | 8.5 | 25800 | 23200 | 89.92% | 1.94 | 0 | 10 |  |  |  | No | R-410A | 1.9833 | Residential & Commercial | Ducted CEE Tier 1
211242823 | Central HP <5.4 tons | DAY & NIGHT | HRCU-A-CB (Split System: Heat Pump with Remote Outdoor Unit-Air-Source) | DLCURAH24ABK |  |  | EA*4X37L17A* | *95ESU0401712A* | 24000 | 17 | 8.5 | 25200 | 22000 | 87.3% | 1.84 | 0 | 10 |  |  |  | No | R-410A | 2 | Residential & Commercial | Ducted CEE Tier 1
211243124 | Central HP <5.4 tons | DAY & NIGHT | HRCU-A-CB (Split System: Heat Pump with Remote Outdoor Unit-Air-Source) | DLCURAH24ABK |  |  | EA*4X37L17A* | *92ESN0401410A* | 24600 | 15.2 | 8.5 | 26000 | 21600 | 83.08% | 1.78 | 0 | 10 |  |  |  | No | R-410A | 2.05 | Residential & Commercial | Ducted CEE Tier 1
211243158 | Central HP <5.4 tons | DAY & NIGHT | HRCU-A-CB (Split System: Heat Pump with Remote Outdoor Unit-Air-Source) | DLCURAH24ABK |  |  | EA*4X37L17A* | *80ESU0601716A | 25400 | 16.5 | 8.5 | 26200 | 21000 | 80.15% | 1.76 | 0 | 10.5 |  |  |  | No | R-410A | 2.1167 | Residential & Commercial | Ducted CEE Tier 1
211243509 | Central HP <5.4 tons | DAY & NIGHT | HRCU-A-CB (Split System: Heat Pump with Remote Outdoor Unit-Air-Source) | DLCURAH24ABK |  |  | EA*4X37L21A* | *80ES(N,L)0701712A* | 25000 | 16.5 | 8.5 | 25600 | 20800 | 81.25% | 1.76 | 0 | 10.5 |  |  |  | No | R-410A | 2.0833 | Residential & Commercial | Ducted CEE Tier 1
213194267 | Central HP <5.4 tons | LENNOX | HRCU-A-CB (Split System: Heat Pump with Remote Outdoor Unit-Air-Source) | SL25XPV-036-230A** |  |  | C35-48C+TDR+TXV | EL297UH090XV48C* | 34000 | 22 | 8.8 | 35600 | 27400 | 76.97% | 1.82 | 0 | 13.4 |  |  |  | No | R-410A | 2.8333 | Residential & Commercial | Ducted CEE Tier 1
213194292 | Central HP <5.4 tons | LENNOX | HRCU-A-CB (Split System: Heat Pump with Remote Outdoor Unit-Air-Source) | SL25XPV-036-230A** |  |  | CX35-48B+TDR | EL297UH045XV36B* | 33800 | 21.4 | 8.8 | 35800 | 27800 | 77.65% | 1.8 | 0 | 12.5 |  |  |  | No | R-410A | 2.8167 | Residential & Commercial | Ducted CEE Tier 1
213194301 | Central HP <5.4 tons | LENNOX | HRCU-A-CB (Split System: Heat Pump with Remote Outdoor Unit-Air-Source) | SL25XPV-036-230A** |  |  | CX35-50/60C+TDR | EL297UH090XV60C* | 33600 | 21 | 8.6 | 34400 | 26600 | 77.33% | 1.8 | 0 | 13.3 |  |  |  | No | R-410A | 2.8 | Residential & Commercial | Ducted CEE Tier 1
206765908 | Central HP <5.4 tons | AIRQUEST | HRCU-A-CB (Split System: Heat Pump with Remote Outdoor Unit-Air-Source) | HVH825GKA3* |  |  | EA*4X37L17A*+WALLCON | *80CTL0701412A* | 24200 | 17 | 8.1 | 21400 | 16600 | 77.57% | 2 | 11 | 11 |  |  |  | No | R-410A | 2.0167 | Residential & Commercial | Ducted CEE Tier 1
206765917 | Central HP <5.4 tons | AIRQUEST | HRCU-A-CB (Split System: Heat Pump with Remote Outdoor Unit-Air-Source) | HVH825GKA3* |  |  | EA*4X37L17A*+WALLCON | *80CTL0901716A* | 24200 | 17 | 8.1 | 21400 | 16600 | 77.57% | 2.02 | 11 | 11 |  |  |  | No | R-410A | 2.0167 | Residential & Commercial | Ducted CEE Tier 1
212977832 | Central HP <5.4 tons | DAY & NIGHT | HRCU-A-CB (Split System: Heat Pump with Remote Outdoor Unit-Air-Source) | DLCURAH18ABK |  |  | EN(A,D)4X30L17** | *80MS(N,L)0451412A* | 17700 | 16.5 | 8.1 | 18100 | 18600 | 102.8% | 2.24 | 0 | 11 |  |  |  | No | R-410A | 1.475 | Residential & Commercial | Ducted CEE Tier 1
211261251 | Central HP <5.4 tons | HEIL | HRCU-A-CB (Split System: Heat Pump with Remote Outdoor Unit-Air-Source) | DLCURAH18ABK |  |  | EA*4X30L14A* | *80VSL0451412A* | 17800 | 16 | 8.5 | 18400 | 18500 | 100.5% | 2.22 | 0 | 10.5 |  |  |  | No | R-410A | 1.4833 | Residential & Commercial | Ducted CEE Tier 1
211261796 | Central HP <5.4 tons | HEIL | HRCU-A-CB (Split System: Heat Pump with Remote Outdoor Unit-Air-Source) | DLCURAH18ABK |  |  | EA*4X30L17A* | *96VTN0401712A* | 17900 | 15.5 | 8.5 | 18500 | 18500 | 100% | 2.22 | 0 | 10.5 |  |  |  | No | R-410A | 1.4917 | Residential & Commercial | Ducted CEE Tier 1
211262080 | Central HP <5.4 tons | HEIL | HRCU-A-CB (Split System: Heat Pump with Remote Outdoor Unit-Air-Source) | DLCURAH18ABK |  |  | EA*4X30L17A* | *92ESN0601412A* | 18300 | 16.5 | 8.5 | 18800 | 18400 | 97.87% | 2.22 | 0 | 10.5 |  |  |  | No | R-410A | 1.525 | Residential & Commercial | Ducted CEE Tier 1
211243775 | Central HP <5.4 tons | DAY & NIGHT | HRCU-A-CB (Split System: Heat Pump with Remote Outdoor Unit-Air-Source) | DLCURAH24ABK |  |  | EN(A,D)4X24L14** | *96VTN0601412A* | 23200 | 16 | 8.5 | 26400 | 24600 | 93.18% | 2.04 | 0 | 10 |  |  |  | No | R-410A | 1.9333 | Residential & Commercial | Ducted CEE Tier 1
211243808 | Central HP <5.4 tons | DAY & NIGHT | HRCU-A-CB (Split System: Heat Pump with Remote Outdoor Unit-Air-Source) | DLCURAH24ABK |  |  | EN(A,D)4X24L14** | *92ESN0601412A* | 24200 | 15.5 | 8.5 | 27200 | 22600 | 83.09% | 1.86 | 0 | 10 |  |  |  | No | R-410A | 2.0167 | Residential & Commercial | Ducted CEE Tier 1
211243859 | Central HP <5.4 tons | DAY & NIGHT | HRCU-A-CB (Split System: Heat Pump with Remote Outdoor Unit-Air-Source) | DLCURAH24ABK |  |  | EN(A,D)4X24L17** | *96VSN0601714A* | 23600 | 16 | 8.5 | 26800 | 23400 | 87.31% | 1.92 | 0 | 10 |  |  |  | No | R-410A | 1.9667 | Residential & Commercial | Ducted CEE Tier 1
211244009 | Central HP <5.4 tons | DAY & NIGHT | HRCU-A-CB (Split System: Heat Pump with Remote Outdoor Unit-Air-Source) | DLCURAH24ABK |  |  | EN(A,D)4X24L17** | *96VTN0801716A* | 23800 | 16 | 8.5 | 26800 | 23400 | 87.31% | 1.92 | 0 | 10 |  |  |  | No | R-410A | 1.9833 | Residential & Commercial | Ducted CEE Tier 1
211244277 | Central HP <5.4 tons | DAY & NIGHT | HRCU-A-CB (Split System: Heat Pump with Remote Outdoor Unit-Air-Source) | DLCURAH24ABK |  |  | EN(A,D)4X30L14** | *80VSL0451412A* | 24000 | 16 | 8.1 | 26400 | 23000 | 87.12% | 1.88 | 0 | 10 |  |  |  | No | R-410A | 2 | Residential & Commercial | Ducted CEE Tier 1
213815135 | Central HP <5.4 tons | DAIKIN | HRCU-A-CB (Split System: Heat Pump with Remote Outdoor Unit-Air-Source) | DZ9VCA3610A* |  |  | CHPF3743C6B*+MBVK12BP1X00A*+TXV |  | 33400 | 18 | 8.2 | 34000 | 24400 | 71.76% | 1.8 | 0 | 11 |  |  |  | No | R-410A | 2.7833 | Residential & Commercial | Ducted CEE Tier 1
211230623 | Central HP <5.4 tons | HEIL | HRCU-A-CB (Split System: Heat Pump with Remote Outdoor Unit-Air-Source) | DLCURAH36ABK |  |  | EN(A,D)4X48L24** | *92ESN1002122A* | 37600 | 15.5 | 8.5 | 39500 | 35000 | 88.61% | 2.08 | 0 | 10.5 |  |  |  | No | R-410A | 3.1333 | Residential & Commercial | Ducted CEE Tier 1
210693357 | Central HP <5.4 tons | Liberty Heating & Air Conditioning | HRCU-A-CB (Split System: Heat Pump with Remote Outdoor Unit-Air-Source) | ASZV903610A* |  |  | CHPF3642C6C*+TXV | G*VM970803BNB* | 33400 | 18 | 8.2 | 34000 | 24400 | 71.76% | 1.8 | 0 | 11 |  |  |  | No | R-410A | 2.7833 | Residential & Commercial | Ducted CEE Tier 1
211227821 | Central HP <5.4 tons | TEMPSTAR | HRCU-A-CB (Split System: Heat Pump with Remote Outdoor Unit-Air-Source) | DLCURAH36ABK |  |  | EA*4X42L24A* | *80ES(N,L)1102120A* | 35400 | 16 | 8.1 | 38500 | 35000 | 90.91% | 1.88 | 0 | 10 |  |  |  | No | R-410A | 2.95 | Residential & Commercial | Ducted CEE Tier 1
207436208 | Central HP <5.4 tons | LENNOX | HRCU-A-CB (Split System: Heat Pump with Remote Outdoor Unit-Air-Source) | SL25XPV-024-230A** |  |  | CHX35-42C-**-*+TDR | SL280UH080NV60C* | 22200 | 20.2 | 9.3 | 21400 | 20200 | 94.39% | 1.9 | 15.5 | 14.5 |  |  |  | No | R-410A | 1.85 | Residential & Commercial | Ducted CEE Tier 1
207436206 | Central HP <5.4 tons | LENNOX | HRCU-A-CB (Split System: Heat Pump with Remote Outdoor Unit-Air-Source) | SL25XPV-024-230A** |  |  | CHX35-42C-**-*+TDR | EL296UH110XV48C* | 22200 | 21.2 | 9.3 | 21400 | 20200 | 94.39% | 1.9 | 15.5 | 14.5 |  |  |  | No | R-410A | 1.85 | Residential & Commercial | Ducted CEE Tier 1
214242726 | Central HP <5.4 tons | BRYANT HEATING AND COOLING SYSTEMS | HRCU-A-CB (Split System: Heat Pump with Remote Outdoor Unit-Air-Source) | 288BNV025*0**B* |  |  | CNPV*3617AL*+UI | 986TD42080C17*** | 23400 | 16.5 | 8.1 | 21600 | 16700 | 77.31% | 1.92 | 0 | 11 |  |  |  | No | R-410A | 1.95 | Residential & Commercial | Ducted CEE Tier 1
214243046 | Central HP <5.4 tons | BRYANT HEATING AND COOLING SYSTEMS | HRCU-A-CB (Split System: Heat Pump with Remote Outdoor Unit-Air-Source) | 288BNV025*0**B* |  |  | CNPV*4221AL*+UI | 986TD42060C17*** | 23600 | 16 | 8.1 | 21600 | 16700 | 77.31% | 1.94 | 0 | 11 |  |  |  | No | R-410A | 1.9667 | Residential & Commercial | Ducted CEE Tier 1
214243126 | Central HP <5.4 tons | BRYANT HEATING AND COOLING SYSTEMS | HRCU-A-CB (Split System: Heat Pump with Remote Outdoor Unit-Air-Source) | 288BNV025*0**B* |  |  | CNPV*4821AL*+UI | 935CB48060C17*** | 24000 | 16.5 | 8.1 | 21400 | 16600 | 77.57% | 2 | 0 | 11 |  |  |  | No | R-410A | 2 | Residential & Commercial | Ducted CEE Tier 1
214242416 | Central HP <5.4 tons | BRYANT HEATING AND COOLING SYSTEMS | HRCU-A-CB (Split System: Heat Pump with Remote Outdoor Unit-Air-Source) | 288BNV025*0**B* |  |  | CNPV*2417AL*+UI | 88*TB36045C17*** | 23200 | 15.5 | 8.1 | 22200 | 17000 | 76.58% | 1.92 | 0 | 10.5 |  |  |  | No | R-410A | 1.9333 | Residential & Commercial | Ducted CEE Tier 1
211240963 | Central HP <5.4 tons | DAY & NIGHT | HRCU-A-CB (Split System: Heat Pump with Remote Outdoor Unit-Air-Source) | DLCURAH24ABK |  |  | EA*4X25L17A* | *96VTN0401712A* | 23800 | 16 | 8.1 | 25200 | 21800 | 86.51% | 1.82 | 0 | 10 |  |  |  | No | R-410A | 1.9833 | Residential & Commercial | Ducted CEE Tier 1
211240359 | Central HP <5.4 tons | HEIL | HRCU-A-CB (Split System: Heat Pump with Remote Outdoor Unit-Air-Source) | DLCURAH24ABK |  |  | EA*4X24L14A* | *80ES(N,L)0701412A* | 24000 | 16.5 | 8.5 | 26800 | 24000 | 89.55% | 1.98 | 0 | 10 |  |  |  | No | R-410A | 2 | Residential & Commercial | Ducted CEE Tier 1
211240445 | Central HP <5.4 tons | HEIL | HRCU-A-CB (Split System: Heat Pump with Remote Outdoor Unit-Air-Source) | DLCURAH24ABK |  |  | EA*4X24L17A* | *80ES(N,L)0701716A* | 24600 | 16 | 8.5 | 27400 | 23000 | 83.94% | 1.88 | 0 | 10 |  |  |  | No | R-410A | 2.05 | Residential & Commercial | Ducted CEE Tier 1
211240538 | Central HP <5.4 tons | HEIL | HRCU-A-CB (Split System: Heat Pump with Remote Outdoor Unit-Air-Source) | DLCURAH24ABK |  |  | EA*4X24L17A* | *96VTN0801716A* | 23800 | 16.5 | 8.5 | 26800 | 24000 | 89.55% | 1.98 | 0 | 10 |  |  |  | No | R-410A | 1.9833 | Residential & Commercial | Ducted CEE Tier 1
213353776 | Central HP <5.4 tons | TEMPSTAR | HRCU-A-CB (Split System: Heat Pump with Remote Outdoor Unit-Air-Source) | DLCURAH24ABK |  |  | F5MA4*24L*B* |  | 24400 | 17 | 9.5 | 26600 | 22800 | 85.71% | 1.9 | 0 | 10 |  |  |  | No | R-410A | 2.0333 | Residential & Commercial | Ducted CEE Tier 1
211244460 | Central HP <5.4 tons | DAY & NIGHT | HRCU-A-CB (Split System: Heat Pump with Remote Outdoor Unit-Air-Source) | DLCURAH24ABK |  |  | EN(A,D)4X30L17** | *96VSN0601412A* | 23600 | 16.5 | 8.1 | 25800 | 23800 | 92.25% | 1.98 | 0 | 10 |  |  |  | No | R-410A | 1.9667 | Residential & Commercial | Ducted CEE Tier 1
211244677 | Central HP <5.4 tons | DAY & NIGHT | HRCU-A-CB (Split System: Heat Pump with Remote Outdoor Unit-Air-Source) | DLCURAH24ABK |  |  | EN(A,D)4X30L17** | *80ES(N,L)0451412A* | 24600 | 16 | 8.1 | 26600 | 22400 | 84.21% | 1.84 | 0 | 10.5 |  |  |  | No | R-410A | 2.05 | Residential & Commercial | Ducted CEE Tier 1
211228174 | Central HP <5.4 tons | TEMPSTAR | HRCU-A-CB (Split System: Heat Pump with Remote Outdoor Unit-Air-Source) | DLCURAH36ABK |  |  | EA*4X42L24A* | OMV154L20A | 36200 | 16 | 8.1 | 39500 | 35200 | 89.11% | 1.92 | 0 | 10 |  |  |  | No | R-410A | 3.0167 | Residential & Commercial | Ducted CEE Tier 1
211228373 | Central HP <5.4 tons | TEMPSTAR | HRCU-A-CB (Split System: Heat Pump with Remote Outdoor Unit-Air-Source) | DLCURAH36ABK |  |  | EA*4X43L21A* | *80ESU1002120A* | 36400 | 16 | 8.5 | 38500 | 34800 | 90.39% | 2.08 | 0 | 10 |  |  |  | No | R-410A | 3.0333 | Residential & Commercial | Ducted CEE Tier 1
211229478 | Central HP <5.4 tons | TEMPSTAR | HRCU-A-CB (Split System: Heat Pump with Remote Outdoor Unit-Air-Source) | DLCURAH36ABK |  |  | EA*4X48L24A* | *92ESN1202420A* | 36200 | 16 | 8.5 | 38500 | 34600 | 89.87% | 2.08 | 0 | 10 |  |  |  | No | R-410A | 3.0167 | Residential & Commercial | Ducted CEE Tier 1
211229610 | Central HP <5.4 tons | TEMPSTAR | HRCU-A-CB (Split System: Heat Pump with Remote Outdoor Unit-Air-Source) | DLCURAH36ABK |  |  | EA*4X48L24A* | *96VTN1002120A* | 36400 | 15.5 | 8.5 | 38500 | 34800 | 90.39% | 2.08 | 0 | 10 |  |  |  | No | R-410A | 3.0333 | Residential & Commercial | Ducted CEE Tier 1
215669713 | Central HP <5.4 tons | BRYANT HEATING AND COOLING SYSTEMS | HRCU-A-CB (Split System: Heat Pump with Remote Outdoor Unit-Air-Source) | 290VAN036**AA* |  |  | CAA**6124AM*+UI | 987MC66120C24*** | 34800 | 18.5 | 9 | 34400 | 24800 | 72.09% | 1.92 | 0 | 10.5 |  |  |  | No | R-454B | 2.9 | Residential & Commercial | Ducted CEE Tier 1
215429724 | Central HP <5.4 tons | DAIKIN | HRCU-A-CB (Split System: Heat Pump with Remote Outdoor Unit-Air-Source) | DH7VSA3610A* |  |  | DFVE48DP0300A* |  | 35000 | 19 | 8.8 | 35000 | 29000 | 82.86% | 2 | 0 | 10.5 |  |  |  | No | R-32 | 2.9167 | Residential & Commercial | Ducted CEE Tier 1
211244995 | Central HP <5.4 tons | DAY & NIGHT | HRCU-A-CB (Split System: Heat Pump with Remote Outdoor Unit-Air-Source) | DLCURAH24ABK |  |  | EN(A,D,W)4X36L17** | *80VTL0451412A* | 24200 | 16.5 | 8.1 | 26200 | 22800 | 87.02% | 1.88 | 0 | 10.5 |  |  |  | No | R-410A | 2.0167 | Residential & Commercial | Ducted CEE Tier 1
211245029 | Central HP <5.4 tons | DAY & NIGHT | HRCU-A-CB (Split System: Heat Pump with Remote Outdoor Unit-Air-Source) | DLCURAH24ABK |  |  | EN(A,D,W)4X36L17** | *80VTL0701716A* | 24200 | 17 | 8.1 | 26200 | 23000 | 87.79% | 1.9 | 0 | 10.5 |  |  |  | No | R-410A | 2.0167 | Residential & Commercial | Ducted CEE Tier 1
213781248 | Central HP <5.4 tons | AIRQUEST | HRCU-A-CB (Split System: Heat Pump with Remote Outdoor Unit-Air-Source) | HVH837GKA2* |  |  | EA*4X43L21A*+WALLCON | *96CTN0601714B* | 32800 | 17 | 8.1 | 33000 | 25400 | 76.97% | 1.96 | 0 | 11 |  |  |  | No | R-410A | 2.7333 | Residential & Commercial | Ducted CEE Tier 1
211244725 | Central HP <5.4 tons | DAY & NIGHT | HRCU-A-CB (Split System: Heat Pump with Remote Outdoor Unit-Air-Source) | DLCURAH24ABK |  |  | EN(A,D)4X30L17** | *92ESN0601412A* | 23400 | 17 | 8.1 | 25800 | 24000 | 93.02% | 2 | 0 | 10 |  |  |  | No | R-410A | 1.95 | Residential & Commercial | Ducted CEE Tier 1
211245009 | Central HP <5.4 tons | DAY & NIGHT | HRCU-A-CB (Split System: Heat Pump with Remote Outdoor Unit-Air-Source) | DLCURAH24ABK |  |  | EN(A,D,W)4X36L17** | *96VTN0401712A* | 23400 | 16 | 8.1 | 25800 | 24000 | 93.02% | 1.98 | 0 | 10 |  |  |  | No | R-410A | 1.95 | Residential & Commercial | Ducted CEE Tier 1
213076368 | Central HP <5.4 tons | TEMPSTAR | HRCU-A-CB (Split System: Heat Pump with Remote Outdoor Unit-Air-Source) | DLCURAH24ABK |  |  | EN(A,D)4X36L21** | *95MSU1002122A* | 23400 | 17 | 8.5 | 26200 | 25200 | 96.18% | 2.08 | 0 | 10.5 |  |  |  | No | R-410A | 1.95 | Residential & Commercial | Ducted CEE Tier 1
206772299 | Central HP <5.4 tons | AIRQUEST | HRCU-A-CB (Split System: Heat Pump with Remote Outdoor Unit-Air-Source) | HVH837GKA2* |  |  | EN(A,D,W)4X48L21**+WALLCON | *97CMN1002122A* | 32400 | 17.5 | 8.1 | 33000 | 24800 | 75.15% | 1.96 | 12 | 11.7 |  |  |  | No | R-410A | 2.7 | Residential & Commercial | Ducted CEE Tier 1
211228241 | Central HP <5.4 tons | HEIL | HRCU-A-CB (Split System: Heat Pump with Remote Outdoor Unit-Air-Source) | DLCURAH36ABK |  |  | EA*4X43L21A* | *80ES(N,L)0702116A* | 37200 | 15.5 | 8.5 | 38500 | 35000 | 90.91% | 2.12 | 0 | 10 |  |  |  | No | R-410A | 3.1 | Residential & Commercial | Ducted CEE Tier 1
211228309 | Central HP <5.4 tons | HEIL | HRCU-A-CB (Split System: Heat Pump with Remote Outdoor Unit-Air-Source) | DLCURAH36ABK |  |  | EA*4X43L21A* | *80VSL0701716A* | 36600 | 15.5 | 8.5 | 38500 | 34800 | 90.39% | 2.1 | 0 | 10 |  |  |  | No | R-410A | 3.05 | Residential & Commercial | Ducted CEE Tier 1
211230461 | Central HP <5.4 tons | TEMPSTAR | HRCU-A-CB (Split System: Heat Pump with Remote Outdoor Unit-Air-Source) | DLCURAH36ABK |  |  | EN(A,D)4X48L24** | *80ES(N,L)1102120A* | 36200 | 16.5 | 8.1 | 38500 | 34800 | 90.39% | 2.02 | 0 | 10.5 |  |  |  | No | R-410A | 3.0167 | Residential & Commercial | Ducted CEE Tier 1
211230047 | Central HP <5.4 tons | TEMPSTAR | HRCU-A-CB (Split System: Heat Pump with Remote Outdoor Unit-Air-Source) | DLCURAH36ABK |  |  | EN(A,D,W)4X48L21** | *80ESU0802120A | 37400 | 15.5 | 8.5 | 39500 | 35000 | 88.61% | 2.1 | 0 | 10.5 |  |  |  | No | R-410A | 3.1167 | Residential & Commercial | Ducted CEE Tier 1
211230565 | Central HP <5.4 tons | TEMPSTAR | HRCU-A-CB (Split System: Heat Pump with Remote Outdoor Unit-Air-Source) | DLCURAH36ABK |  |  | EN(A,D)4X48L24** | *80VTL0902120A* | 35800 | 16.5 | 8.1 | 38500 | 34800 | 90.39% | 2 | 0 | 10 |  |  |  | No | R-410A | 2.9833 | Residential & Commercial | Ducted CEE Tier 1
211230647 | Central HP <5.4 tons | TEMPSTAR | HRCU-A-CB (Split System: Heat Pump with Remote Outdoor Unit-Air-Source) | DLCURAH36ABK |  |  | EN(A,D)4X48L24** | *95ESN0802120A* | 36800 | 15.5 | 8.1 | 39500 | 35000 | 88.61% | 2.06 | 0 | 10.5 |  |  |  | No | R-410A | 3.0667 | Residential & Commercial | Ducted CEE Tier 1
213080262 | Central HP <5.4 tons | HEIL | HRCU-A-CB (Split System: Heat Pump with Remote Outdoor Unit-Air-Source) | DLCURAH36ABK |  |  | EN(A,D)4X48L24** | *96MSN0802120A* | 36200 | 16 | 8.1 | 38500 | 35000 | 90.91% | 2.02 | 0 | 10 |  |  |  | No | R-410A | 3.0167 | Residential & Commercial | Ducted CEE Tier 1
206772326 | Central HP <5.4 tons | AIRQUEST | HRCU-A-CB (Split System: Heat Pump with Remote Outdoor Unit-Air-Source) | HVH837GKA2* |  |  | EN(A,D,W)4X48L21**+WALLCON | *80CTL0901716A* | 32400 | 18 | 8.1 | 32800 | 24800 | 75.61% | 1.98 | 12.5 | 11.7 |  |  |  | No | R-410A | 2.7 | Residential & Commercial | Ducted CEE Tier 1
206772642 | Central HP <5.4 tons | AIRQUEST | HRCU-A-CB (Split System: Heat Pump with Remote Outdoor Unit-Air-Source) | HVH837GKA2* |  |  | EHD4X36AAL+WALLCON | *96CTN1002122A* | 32200 | 16.5 | 8.1 | 33200 | 24800 | 74.7% | 1.94 | 11.5 | 11 |  |  |  | No | R-410A | 2.6833 | Residential & Commercial | Ducted CEE Tier 1
212989160 | Central HP <5.4 tons | HEIL | HRCU-A-CB (Split System: Heat Pump with Remote Outdoor Unit-Air-Source) | DLCURAH24ABK |  |  | EA*4X30L17A* | *95MSU0601716A* | 23600 | 17 | 8.5 | 26400 | 24600 | 93.18% | 2.04 | 0 | 10 |  |  |  | No | R-410A | 1.9667 | Residential & Commercial | Ducted CEE Tier 1
211241004 | Central HP <5.4 tons | DAY & NIGHT | HRCU-A-CB (Split System: Heat Pump with Remote Outdoor Unit-Air-Source) | DLCURAH24ABK |  |  | EA*4X25L17A* | *95ESN0401712A* | 24600 | 15.2 | 8.5 | 25800 | 21200 | 82.17% | 1.76 | 0 | 10 |  |  |  | No | R-410A | 2.05 | Residential & Commercial | Ducted CEE Tier 1
211241631 | Central HP <5.4 tons | DAY & NIGHT | HRCU-A-CB (Split System: Heat Pump with Remote Outdoor Unit-Air-Source) | DLCURAH24ABK |  |  | EA*4X30L17A* | *96VTN0601714A* | 23800 | 16.5 | 8.5 | 26200 | 23400 | 89.31% | 1.92 | 0 | 10 |  |  |  | No | R-410A | 1.9833 | Residential & Commercial | Ducted CEE Tier 1
211241788 | Central HP <5.4 tons | DAY & NIGHT | HRCU-A-CB (Split System: Heat Pump with Remote Outdoor Unit-Air-Source) | DLCURAH24ABK |  |  | EA*4X30L17A* | OMV098J12* | 23600 | 16.5 | 8.5 | 26000 | 23800 | 91.54% | 1.98 | 0 | 10 |  |  |  | No | R-410A | 1.9667 | Residential & Commercial | Ducted CEE Tier 1
211240779 | Central HP <5.4 tons | HEIL | HRCU-A-CB (Split System: Heat Pump with Remote Outdoor Unit-Air-Source) | DLCURAH24ABK |  |  | EA*4X24L17A* | OMV098J12* | 23400 | 16.5 | 8.5 | 26600 | 25000 | 93.98% | 2.08 | 0 | 10 |  |  |  | No | R-410A | 1.95 | Residential & Commercial | Ducted CEE Tier 1
215439666 | Central HP <5.4 tons | DAIKIN | HRCU-A-CB (Split System: Heat Pump with Remote Outdoor Unit-Air-Source) | DH6VSA1810A* |  |  | CA*EA3022*3A* | D*80SC0604BUA* | 17000 | 19 | 8.8 | 16800 | 13000 | 77.38% | 2.1 | 0 | 12 |  |  |  | No | R-32 | 1.4167 | Residential & Commercial | Ducted CEE Tier 1
213080453 | Central HP <5.4 tons | HEIL | HRCU-A-CB (Split System: Heat Pump with Remote Outdoor Unit-Air-Source) | DLCURAH36ABK |  |  | EN(A,D)4X48L24** | *96MSN1002122A* | 36000 | 16.5 | 8.1 | 38500 | 34800 | 90.39% | 2.02 | 0 | 10 |  |  |  | No | R-410A | 3 | Residential & Commercial | Ducted CEE Tier 1
213080687 | Central HP <5.4 tons | HEIL | HRCU-A-CB (Split System: Heat Pump with Remote Outdoor Unit-Air-Source) | DLCURAH36ABK |  |  | EA*4X37L21A* | *95MSU0601716A* | 36600 | 16 | 8.5 | 38500 | 35000 | 90.91% | 2.06 | 0 | 10 |  |  |  | No | R-410A | 3.05 | Residential & Commercial | Ducted CEE Tier 1
210693322 | Central HP <5.4 tons | Liberty Heating & Air Conditioning | HRCU-A-CB (Split System: Heat Pump with Remote Outdoor Unit-Air-Source) | ASZV903610A* |  |  | CA*F3743*6D*+TXV | G*VS800604BUA* | 33600 | 18.5 | 8.2 | 34000 | 24400 | 71.76% | 1.8 | 0 | 12 |  |  |  | No | R-410A | 2.8 | Residential & Commercial | Ducted CEE Tier 1
210693338 | Central HP <5.4 tons | Liberty Heating & Air Conditioning | HRCU-A-CB (Split System: Heat Pump with Remote Outdoor Unit-Air-Source) | ASZV903610A* |  |  | CA*F3743*6D*+TXV | G*VM970804CNB* | 33600 | 19 | 8.2 | 34000 | 24400 | 71.76% | 1.8 | 0 | 12 |  |  |  | No | R-410A | 2.8 | Residential & Commercial | Ducted CEE Tier 1
210693345 | Central HP <5.4 tons | Liberty Heating & Air Conditioning | HRCU-A-CB (Split System: Heat Pump with Remote Outdoor Unit-Air-Source) | ASZV903610A* |  |  | CHPF3642C6C*+TXV | G*VC800804C*A* | 33400 | 18 | 8.2 | 34000 | 24400 | 71.76% | 1.8 | 0 | 11 |  |  |  | No | R-410A | 2.7833 | Residential & Commercial | Ducted CEE Tier 1
210693347 | Central HP <5.4 tons | Liberty Heating & Air Conditioning | HRCU-A-CB (Split System: Heat Pump with Remote Outdoor Unit-Air-Source) | ASZV903610A* |  |  | CHPF3642C6C*+TXV | G*VC800805C*A* | 33400 | 18 | 8.2 | 34000 | 24400 | 71.76% | 1.8 | 0 | 11 |  |  |  | No | R-410A | 2.7833 | Residential & Commercial | Ducted CEE Tier 1
210693354 | Central HP <5.4 tons | Liberty Heating & Air Conditioning | HRCU-A-CB (Split System: Heat Pump with Remote Outdoor Unit-Air-Source) | ASZV903610A* |  |  | CHPF3642C6C*+TXV | G*VS960805CUA* | 33400 | 18 | 8.2 | 34000 | 24400 | 71.76% | 1.8 | 0 | 11 |  |  |  | No | R-410A | 2.7833 | Residential & Commercial | Ducted CEE Tier 1
210693379 | Central HP <5.4 tons | Liberty Heating & Air Conditioning | HRCU-A-CB (Split System: Heat Pump with Remote Outdoor Unit-Air-Source) | ASZV903610A* |  |  | CSCF3642N6D*+MBVC1201**-1A*+TXV |  | 33800 | 18.5 | 8.2 | 34000 | 24400 | 71.76% | 1.8 | 0 | 11.5 |  |  |  | No | R-410A | 2.8167 | Residential & Commercial | Ducted CEE Tier 1
211241833 | Central HP <5.4 tons | DAY & NIGHT | HRCU-A-CB (Split System: Heat Pump with Remote Outdoor Unit-Air-Source) | DLCURAH24ABK |  |  | EA*4X36L17A* | *96VSN0601714A* | 23400 | 16.5 | 8.5 | 25600 | 23600 | 92.19% | 1.96 | 0 | 10 |  |  |  | No | R-410A | 1.95 | Residential & Commercial | Ducted CEE Tier 1
211241983 | Central HP <5.4 tons | DAY & NIGHT | HRCU-A-CB (Split System: Heat Pump with Remote Outdoor Unit-Air-Source) | DLCURAH24ABK |  |  | EA*4X36L17A* | *96VTN0801716A* | 24200 | 16.5 | 8.5 | 26200 | 22600 | 86.26% | 1.86 | 0 | 10 |  |  |  | No | R-410A | 2.0167 | Residential & Commercial | Ducted CEE Tier 1
211242067 | Central HP <5.4 tons | DAY & NIGHT | HRCU-A-CB (Split System: Heat Pump with Remote Outdoor Unit-Air-Source) | DLCURAH24ABK |  |  | EA*4X36L17A* | *96VTN0601714A* | 24000 | 16.5 | 8.5 | 26000 | 22800 | 87.69% | 1.88 | 0 | 10 |  |  |  | No | R-410A | 2 | Residential & Commercial | Ducted CEE Tier 1
211242158 | Central HP <5.4 tons | DAY & NIGHT | HRCU-A-CB (Split System: Heat Pump with Remote Outdoor Unit-Air-Source) | DLCURAH24ABK |  |  | EA*4X36L17A* | *95ESN0601714A* | 24600 | 16 | 8.5 | 26600 | 22200 | 83.46% | 1.82 | 0 | 10 |  |  |  | No | R-410A | 2.05 | Residential & Commercial | Ducted CEE Tier 1
206771975 | Central HP <5.4 tons | AIRQUEST | HRCU-A-CB (Split System: Heat Pump with Remote Outdoor Unit-Air-Source) | HVH837GKA2* |  |  | EA*4X48L24A*+WALLCON | *97CMN0602120A* | 32200 | 17 | 8.1 | 32800 | 25200 | 76.83% | 1.96 | 11.5 | 11 |  |  |  | No | R-410A | 2.6833 | Residential & Commercial | Ducted CEE Tier 1
206772407 | Central HP <5.4 tons | AIRQUEST | HRCU-A-CB (Split System: Heat Pump with Remote Outdoor Unit-Air-Source) | HVH837GKA2* |  |  | EN(A,D)4X48L24**+WALLCON | *97CMN1202422A* | 32400 | 17.5 | 8.1 | 33000 | 24800 | 75.15% | 1.96 | 12 | 11.5 |  |  |  | No | R-410A | 2.7 | Residential & Commercial | Ducted CEE Tier 1
206772786 | Central HP <5.4 tons | AIRQUEST | HRCU-A-CB (Split System: Heat Pump with Remote Outdoor Unit-Air-Source) | HVH837GKA2* |  |  | EHD4X42AAL+WALLCON | *97CMN1002122A* | 32600 | 16.5 | 8.1 | 33000 | 24800 | 75.15% | 1.96 | 12 | 11 |  |  |  | No | R-410A | 2.7167 | Residential & Commercial | Ducted CEE Tier 1
211260436 | Central HP <5.4 tons | HEIL | HRCU-A-CB (Split System: Heat Pump with Remote Outdoor Unit-Air-Source) | DLCURAH18ABK |  |  | EA*4X24L17A* | *80VTL0701716A* | 17300 | 16 | 8.5 | 18100 | 19200 | 106.1% | 2.32 | 0 | 10.5 |  |  |  | No | R-410A | 1.4417 | Residential & Commercial | Ducted CEE Tier 1
211260169 | Central HP <5.4 tons | HEIL | HRCU-A-CB (Split System: Heat Pump with Remote Outdoor Unit-Air-Source) | DLCURAH18ABK |  |  | EA*4X24L14A* | *96VTN0601412A* | 17800 | 16 | 8.5 | 18800 | 19000 | 101.1% | 2.28 | 0 | 10.5 |  |  |  | No | R-410A | 1.4833 | Residential & Commercial | Ducted CEE Tier 1
206765755 | Central HP <5.4 tons | AIRQUEST | HRCU-A-CB (Split System: Heat Pump with Remote Outdoor Unit-Air-Source) | HVH825GKA3* |  |  | EA*4X36L21A*+WALLCON | *96CTN0601714A* | 23400 | 16.5 | 8.1 | 21600 | 16700 | 77.31% | 1.92 | 11 | 10.5 |  |  |  | No | R-410A | 1.95 | Residential & Commercial | Ducted CEE Tier 1
206765782 | Central HP <5.4 tons | AIRQUEST | HRCU-A-CB (Split System: Heat Pump with Remote Outdoor Unit-Air-Source) | HVH825GKA3* |  |  | EA*4X36L21A*+WALLCON | *97CMN0801714A* | 23600 | 16.5 | 8.1 | 21600 | 16700 | 77.31% | 1.92 | 11.5 | 11 |  |  |  | No | R-410A | 1.9667 | Residential & Commercial | Ducted CEE Tier 1
206767143 | Central HP <5.4 tons | AIRQUEST | HRCU-A-CB (Split System: Heat Pump with Remote Outdoor Unit-Air-Source) | HVH825GKA3* |  |  | EA*4X36L21A*+WALLCON | *80CSU0401712A* | 23600 | 17 | 8.1 | 21400 | 16600 | 77.57% | 1.94 | 11.5 | 10.5 |  |  |  | No | R-410A | 1.9667 | Residential & Commercial | Ducted CEE Tier 1
212970025 | Central HP <5.4 tons | TEMPSTAR | HRCU-A-CB (Split System: Heat Pump with Remote Outdoor Unit-Air-Source) | DLCURAH18ABK |  |  | EN(A,D)4X30L17** | *80VSL0701716B* | 17500 | 16 | 8.1 | 18000 | 16200 | 90% | 1.84 | 0 | 11 |  |  |  | No | R-410A | 1.4583 | Residential & Commercial | Ducted CEE Tier 1
215429727 | Central HP <5.4 tons | DAIKIN | HRCU-A-CB (Split System: Heat Pump with Remote Outdoor Unit-Air-Source) | DH7VSA3610A* |  |  | DFVE48CP1300A* |  | 34800 | 18.5 | 8.5 | 35000 | 28400 | 81.14% | 2 | 0 | 10.5 |  |  |  | No | R-32 | 2.9 | Residential & Commercial | Ducted CEE Tier 1
214242176 | Central HP <5.4 tons | BRYANT HEATING AND COOLING SYSTEMS | HRCU-A-CB (Split System: Heat Pump with Remote Outdoor Unit-Air-Source) | 288BNV025*0**C* |  |  | CNPV*4221AL*+UI | 986TD42060C17*** | 23600 | 16 | 8.1 | 21600 | 16700 | 77.31% | 1.94 | 0 | 11 |  |  |  | No | R-410A | 1.9667 | Residential & Commercial | Ducted CEE Tier 1
214242276 | Central HP <5.4 tons | BRYANT HEATING AND COOLING SYSTEMS | HRCU-A-CB (Split System: Heat Pump with Remote Outdoor Unit-Air-Source) | 288BNV025*0**C* |  |  | CNPV*4821AL*+UI | 987MC42080C17*** | 24000 | 16.5 | 8.1 | 21400 | 16600 | 77.57% | 2 | 0 | 11 |  |  |  | No | R-410A | 2 | Residential & Commercial | Ducted CEE Tier 1
211081282 | Central HP <5.4 tons | TRANE | HRCU-A-CB (Split System: Heat Pump with Remote Outdoor Unit-Air-Source) | 4TWV8X60A1 |  |  | 4PX*CU60BS3 | S8V2C100M5PDA | 54000 | 18 | 8.2 | 52000 | 40000 | 76.92% | 1.78 | 11.7 | 11.7 |  |  |  | No | R-410A | 4.5 | Residential & Commercial | Ducted CEE Tier 1
214241626 | Central HP <5.4 tons | BRYANT HEATING AND COOLING SYSTEMS | HRCU-A-CB (Split System: Heat Pump with Remote Outdoor Unit-Air-Source) | 288BNV025*0**C* |  |  | CNPV*2417AL*+UI | 986TD42060C17*** | 23200 | 15.5 | 8.1 | 22200 | 16900 | 76.13% | 1.9 | 0 | 10.5 |  |  |  | No | R-410A | 1.9333 | Residential & Commercial | Ducted CEE Tier 1
214241846 | Central HP <5.4 tons | BRYANT HEATING AND COOLING SYSTEMS | HRCU-A-CB (Split System: Heat Pump with Remote Outdoor Unit-Air-Source) | 288BNV025*0**C* |  |  | CNPV*3617AL*+UI | 986TD42060C17*** | 23400 | 16 | 8.1 | 21600 | 16800 | 77.78% | 1.9 | 0 | 10.5 |  |  |  | No | R-410A | 1.95 | Residential & Commercial | Ducted CEE Tier 1
214241946 | Central HP <5.4 tons | BRYANT HEATING AND COOLING SYSTEMS | HRCU-A-CB (Split System: Heat Pump with Remote Outdoor Unit-Air-Source) | 288BNV025*0**C* |  |  | CNPV*3621AL*+UI | 987MC66100C21*** | 23600 | 16.5 | 8.1 | 21400 | 16700 | 78.04% | 1.92 | 0 | 11 |  |  |  | No | R-410A | 1.9667 | Residential & Commercial | Ducted CEE Tier 1
210693388 | Central HP <5.4 tons | Liberty Heating & Air Conditioning | HRCU-A-CB (Split System: Heat Pump with Remote Outdoor Unit-Air-Source) | ASZV903610A* |  |  | CSCF3642N6D*+TXV | G*VS960603BUA* | 33800 | 18.5 | 8.2 | 34000 | 24400 | 71.76% | 1.8 | 0 | 11.5 |  |  |  | No | R-410A | 2.8167 | Residential & Commercial | Ducted CEE Tier 1
210693395 | Central HP <5.4 tons | Liberty Heating & Air Conditioning | HRCU-A-CB (Split System: Heat Pump with Remote Outdoor Unit-Air-Source) | ASZV903610A* |  |  | CSCF3642N6D*+TXV | G*VM970603BNB* | 33800 | 18.5 | 8.2 | 34000 | 24400 | 71.76% | 1.8 | 0 | 11.5 |  |  |  | No | R-410A | 2.8167 | Residential & Commercial | Ducted CEE Tier 1
213076761 | Central HP <5.4 tons | TEMPSTAR | HRCU-A-CB (Split System: Heat Pump with Remote Outdoor Unit-Air-Source) | DLCURAH36ABK |  |  | EA*4X42L21A* | *80VTL1102122B* | 35600 | 16 | 8.1 | 38500 | 35200 | 91.43% | 1.9 | 0 | 10 |  |  |  | No | R-410A | 2.9667 | Residential & Commercial | Ducted CEE Tier 1
211227463 | Central HP <5.4 tons | DAY & NIGHT | HRCU-A-CB (Split System: Heat Pump with Remote Outdoor Unit-Air-Source) | DLCURAH36ABK |  |  | EA*4X42L21A* | *80VTL0701716A* | 35400 | 16 | 8.1 | 38500 | 35000 | 90.91% | 1.88 | 0 | 10 |  |  |  | No | R-410A | 2.95 | Residential & Commercial | Ducted CEE Tier 1
211227665 | Central HP <5.4 tons | DAY & NIGHT | HRCU-A-CB (Split System: Heat Pump with Remote Outdoor Unit-Air-Source) | DLCURAH36ABK |  |  | EA*4X42L21A* | *95ESU1002122A* | 36600 | 15.2 | 8.1 | 40000 | 35200 | 88% | 1.94 | 0 | 10 |  |  |  | No | R-410A | 3.05 | Residential & Commercial | Ducted CEE Tier 1
213077495 | Central HP <5.4 tons | TEMPSTAR | HRCU-A-CB (Split System: Heat Pump with Remote Outdoor Unit-Air-Source) | DLCURAH36ABK |  |  | EA*4X37L21A* | *96VTN0802120B* | 36600 | 16 | 8.5 | 38000 | 35200 | 92.63% | 1.9 | 0 | 10 |  |  |  | No | R-410A | 3.05 | Residential & Commercial | Ducted CEE Tier 1
213078440 | Central HP <5.4 tons | TEMPSTAR | HRCU-A-CB (Split System: Heat Pump with Remote Outdoor Unit-Air-Source) | DLCURAH36ABK |  |  | EA*4X43L21A* | *80MS(N,L)0902116A* | 36400 | 16.5 | 8.5 | 38000 | 34800 | 91.58% | 2.06 | 0 | 10 |  |  |  | No | R-410A | 3.0333 | Residential & Commercial | Ducted CEE Tier 1
210693319 | Central HP <5.4 tons | Liberty Heating & Air Conditioning | HRCU-A-CB (Split System: Heat Pump with Remote Outdoor Unit-Air-Source) | ASZV903610A* |  |  | CA*F3137*6A*+TXV | G*VM970603BNB* | 33600 | 18.5 | 8.2 | 34000 | 24400 | 71.76% | 1.8 | 0 | 11.5 |  |  |  | No | R-410A | 2.8 | Residential & Commercial | Ducted CEE Tier 1
210693328 | Central HP <5.4 tons | Liberty Heating & Air Conditioning | HRCU-A-CB (Split System: Heat Pump with Remote Outdoor Unit-Air-Source) | ASZV903610A* |  |  | CA*F3743*6D*+TXV | G*VC960403BNB* | 33600 | 18.5 | 8.2 | 34000 | 24400 | 71.76% | 1.8 | 0 | 11.5 |  |  |  | No | R-410A | 2.8 | Residential & Commercial | Ducted CEE Tier 1
210693369 | Central HP <5.4 tons | Liberty Heating & Air Conditioning | HRCU-A-CB (Split System: Heat Pump with Remote Outdoor Unit-Air-Source) | ASZV903610A* |  |  | CHPF3743C6B*+TXV | G*VS960603BUA* | 33400 | 18 | 8.2 | 34000 | 24400 | 71.76% | 1.8 | 0 | 11 |  |  |  | No | R-410A | 2.7833 | Residential & Commercial | Ducted CEE Tier 1
210693387 | Central HP <5.4 tons | Liberty Heating & Air Conditioning | HRCU-A-CB (Split System: Heat Pump with Remote Outdoor Unit-Air-Source) | ASZV903610A* |  |  | CSCF3642N6D*+TXV | G*VC960403BNB* | 33800 | 18.5 | 8.2 | 34000 | 24400 | 71.76% | 1.8 | 0 | 11.5 |  |  |  | No | R-410A | 2.8167 | Residential & Commercial | Ducted CEE Tier 1
213194293 | Central HP <5.4 tons | LENNOX | HRCU-A-CB (Split System: Heat Pump with Remote Outdoor Unit-Air-Source) | SL25XPV-036-230A** |  |  | CX35-48B+TDR | EL297UH070XV36B* | 33800 | 21.6 | 8.8 | 35800 | 27800 | 77.65% | 1.8 | 0 | 13 |  |  |  | No | R-410A | 2.8167 | Residential & Commercial | Ducted CEE Tier 1
211242233 | Central HP <5.4 tons | DAY & NIGHT | HRCU-A-CB (Split System: Heat Pump with Remote Outdoor Unit-Air-Source) | DLCURAH24ABK |  |  | EA*4X36L17A* | OLV098A12* | 23400 | 16.5 | 8.5 | 25600 | 23800 | 92.97% | 1.98 | 0 | 10 |  |  |  | No | R-410A | 1.95 | Residential & Commercial | Ducted CEE Tier 1
211242242 | Central HP <5.4 tons | DAY & NIGHT | HRCU-A-CB (Split System: Heat Pump with Remote Outdoor Unit-Air-Source) | DLCURAH24ABK |  |  | EA*4X36L17A* | OMV112K14A | 24200 | 16 | 8.5 | 26200 | 22600 | 86.26% | 1.86 | 0 | 10 |  |  |  | No | R-410A | 2.0167 | Residential & Commercial | Ducted CEE Tier 1
211242533 | Central HP <5.4 tons | DAY & NIGHT | HRCU-A-CB (Split System: Heat Pump with Remote Outdoor Unit-Air-Source) | DLCURAH24ABK |  |  | EA*4X36L21A* | *96VTN1002120A* | 24000 | 17 | 8.5 | 26000 | 22800 | 87.69% | 1.9 | 0 | 10 |  |  |  | No | R-410A | 2 | Residential & Commercial | Ducted CEE Tier 1
211242669 | Central HP <5.4 tons | DAY & NIGHT | HRCU-A-CB (Split System: Heat Pump with Remote Outdoor Unit-Air-Source) | DLCURAH24ABK |  |  | EA*4X36L21A* | *95ESN0601714A* | 24800 | 16 | 8.5 | 26600 | 22000 | 82.71% | 1.82 | 0 | 10 |  |  |  | No | R-410A | 2.0667 | Residential & Commercial | Ducted CEE Tier 1
211242892 | Central HP <5.4 tons | DAY & NIGHT | HRCU-A-CB (Split System: Heat Pump with Remote Outdoor Unit-Air-Source) | DLCURAH24ABK |  |  | EA*4X37L17A* | *80ESU0401712A* | 24400 | 17.5 | 8.5 | 25400 | 21800 | 85.83% | 1.82 | 0 | 10.5 |  |  |  | No | R-410A | 2.0333 | Residential & Commercial | Ducted CEE Tier 1
211243580 | Central HP <5.4 tons | DAY & NIGHT | HRCU-A-CB (Split System: Heat Pump with Remote Outdoor Unit-Air-Source) | DLCURAH24ABK |  |  | EA*4X37L21A* | *92ESN0801716A* | 25000 | 17.5 | 8.5 | 25600 | 20800 | 81.25% | 1.76 | 0 | 10.5 |  |  |  | No | R-410A | 2.0833 | Residential & Commercial | Ducted CEE Tier 1
211227781 | Central HP <5.4 tons | DAY & NIGHT | HRCU-A-CB (Split System: Heat Pump with Remote Outdoor Unit-Air-Source) | DLCURAH36ABK |  |  | EA*4X42L24A* | *80ES(N,L)0902116A* | 35800 | 16 | 8.1 | 39500 | 35000 | 88.61% | 1.9 | 0 | 10 |  |  |  | No | R-410A | 2.9833 | Residential & Commercial | Ducted CEE Tier 1
211228014 | Central HP <5.4 tons | DAY & NIGHT | HRCU-A-CB (Split System: Heat Pump with Remote Outdoor Unit-Air-Source) | DLCURAH36ABK |  |  | EA*4X42L24A* | *95ESN1002120A* | 36000 | 15.5 | 8.1 | 39500 | 35200 | 89.11% | 1.92 | 0 | 10 |  |  |  | No | R-410A | 3 | Residential & Commercial | Ducted CEE Tier 1
211228852 | Central HP <5.4 tons | DAY & NIGHT | HRCU-A-CB (Split System: Heat Pump with Remote Outdoor Unit-Air-Source) | DLCURAH36ABK |  |  | EA*4X48L21A* | *80VSL0902120A* | 35400 | 16 | 8.1 | 37800 | 34600 | 91.53% | 2.02 | 0 | 10 |  |  |  | No | R-410A | 2.95 | Residential & Commercial | Ducted CEE Tier 1
211229168 | Central HP <5.4 tons | DAY & NIGHT | HRCU-A-CB (Split System: Heat Pump with Remote Outdoor Unit-Air-Source) | DLCURAH36ABK |  |  | EA*4X48L21A* | *96VTN0802120A* | 35400 | 16 | 8.1 | 37800 | 34600 | 91.53% | 2.02 | 0 | 10 |  |  |  | No | R-410A | 2.95 | Residential & Commercial | Ducted CEE Tier 1
213386477 | Central HP <5.4 tons | MDV | HRCU-A-CB (Split System: Heat Pump with Remote Outdoor Unit-Air-Source) | MOE31U-36HFN1-M |  |  | MVBL-36HWFN1-MK3 |  | 36000 | 17 | 9.9 | 36000 | 36000 | 100% | 1.9 | 0 | 10 |  |  |  | No | R-410A | 3 | Residential & Commercial | Ducted CEE Tier 1
210693313 | Central HP <5.4 tons | Liberty Heating & Air Conditioning | HRCU-A-CB (Split System: Heat Pump with Remote Outdoor Unit-Air-Source) | ASZV903610A* |  |  | CA*F3137*6A*+TXV | G*VS800604BUA* | 33600 | 18.5 | 8.2 | 34000 | 24400 | 71.76% | 1.8 | 0 | 12 |  |  |  | No | R-410A | 2.8 | Residential & Commercial | Ducted CEE Tier 1
210693320 | Central HP <5.4 tons | Liberty Heating & Air Conditioning | HRCU-A-CB (Split System: Heat Pump with Remote Outdoor Unit-Air-Source) | ASZV903610A* |  |  | CA*F3137*6A*+TXV | G*VM970803BNB* | 33600 | 18.5 | 8.2 | 34000 | 24400 | 71.76% | 1.8 | 0 | 11.5 |  |  |  | No | R-410A | 2.8 | Residential & Commercial | Ducted CEE Tier 1
206765611 | Central HP <5.4 tons | AIRQUEST | HRCU-A-CB (Split System: Heat Pump with Remote Outdoor Unit-Air-Source) | HVH825GKA3* |  |  | EA*4X30L17A*+WALLCON | *97CMN0601714A* | 23200 | 16 | 8.1 | 21600 | 16900 | 78.24% | 1.9 | 11 | 10.5 |  |  |  | No | R-410A | 1.9333 | Residential & Commercial | Ducted CEE Tier 1
211259929 | Central HP <5.4 tons | TEMPSTAR | HRCU-A-CB (Split System: Heat Pump with Remote Outdoor Unit-Air-Source) | DLCURAH18ABK |  |  | EA*4X19L17A* | *80ES(N,L)0701712A* | 18600 | 16.5 | 8.5 | 18400 | 17500 | 95.11% | 2.14 | 0 | 11 |  |  |  | No | R-410A | 1.55 | Residential & Commercial | Ducted CEE Tier 1
211260094 | Central HP <5.4 tons | TEMPSTAR | HRCU-A-CB (Split System: Heat Pump with Remote Outdoor Unit-Air-Source) | DLCURAH18ABK |  |  | EA*4X24L14A* | *96VSN0401410A* | 17300 | 16 | 8.5 | 18300 | 19200 | 104.9% | 2.3 | 0 | 10.5 |  |  |  | No | R-410A | 1.4417 | Residential & Commercial | Ducted CEE Tier 1
211261314 | Central HP <5.4 tons | TEMPSTAR | HRCU-A-CB (Split System: Heat Pump with Remote Outdoor Unit-Air-Source) | DLCURAH18ABK |  |  | EA*4X30L14A* | *80VTL0451412A* | 17800 | 16.5 | 8.5 | 18200 | 18500 | 101.6% | 2.22 | 0 | 10.5 |  |  |  | No | R-410A | 1.4833 | Residential & Commercial | Ducted CEE Tier 1
211260162 | Central HP <5.4 tons | TEMPSTAR | HRCU-A-CB (Split System: Heat Pump with Remote Outdoor Unit-Air-Source) | DLCURAH18ABK |  |  | EA*4X24L14A* | *96VTN0401410A* | 17300 | 16 | 8.5 | 18300 | 19200 | 104.9% | 2.3 | 0 | 10.5 |  |  |  | No | R-410A | 1.4417 | Residential & Commercial | Ducted CEE Tier 1
211260681 | Central HP <5.4 tons | TEMPSTAR | HRCU-A-CB (Split System: Heat Pump with Remote Outdoor Unit-Air-Source) | DLCURAH18ABK |  |  | EA*4X24L17A* | OMV112K14A | 18100 | 15.5 | 8.5 | 19100 | 18900 | 98.95% | 2.26 | 0 | 10.5 |  |  |  | No | R-410A | 1.5083 | Residential & Commercial | Ducted CEE Tier 1
211260712 | Central HP <5.4 tons | TEMPSTAR | HRCU-A-CB (Split System: Heat Pump with Remote Outdoor Unit-Air-Source) | DLCURAH18ABK |  |  | EA*4X25L17A* | *96VSN0601714A* | 18200 | 16 | 8.5 | 18100 | 17600 | 97.24% | 2.12 | 0 | 11 |  |  |  | No | R-410A | 1.5167 | Residential & Commercial | Ducted CEE Tier 1
210693327 | Central HP <5.4 tons | Liberty Heating & Air Conditioning | HRCU-A-CB (Split System: Heat Pump with Remote Outdoor Unit-Air-Source) | ASZV903610A* |  |  | CA*F3743*6D*+TXV | G*VC801005C*A* | 33600 | 19 | 8.2 | 34000 | 24400 | 71.76% | 1.8 | 0 | 12 |  |  |  | No | R-410A | 2.8 | Residential & Commercial | Ducted CEE Tier 1
210693336 | Central HP <5.4 tons | Liberty Heating & Air Conditioning | HRCU-A-CB (Split System: Heat Pump with Remote Outdoor Unit-Air-Source) | ASZV903610A* |  |  | CA*F3743*6D*+TXV | G*VM970603BNB* | 33600 | 18.5 | 8.2 | 34000 | 24400 | 71.76% | 1.8 | 0 | 12 |  |  |  | No | R-410A | 2.8 | Residential & Commercial | Ducted CEE Tier 1
210693361 | Central HP <5.4 tons | Liberty Heating & Air Conditioning | HRCU-A-CB (Split System: Heat Pump with Remote Outdoor Unit-Air-Source) | ASZV903610A* |  |  | CHPF3743C6B*+MBVC1601**-1A*+TXV |  | 33400 | 18 | 8.2 | 34000 | 24400 | 71.76% | 1.8 | 0 | 11 |  |  |  | No | R-410A | 2.7833 | Residential & Commercial | Ducted CEE Tier 1
210693370 | Central HP <5.4 tons | Liberty Heating & Air Conditioning | HRCU-A-CB (Split System: Heat Pump with Remote Outdoor Unit-Air-Source) | ASZV903610A* |  |  | CHPF3743C6B*+TXV | G*VC960603BNB* | 33400 | 18 | 8.2 | 34000 | 24400 | 71.76% | 1.8 | 0 | 11 |  |  |  | No | R-410A | 2.7833 | Residential & Commercial | Ducted CEE Tier 1
211229353 | Central HP <5.4 tons | DAY & NIGHT | HRCU-A-CB (Split System: Heat Pump with Remote Outdoor Unit-Air-Source) | DLCURAH36ABK |  |  | EA*4X48L24A* | *80VSL0902120A* | 35600 | 16.5 | 8.1 | 37800 | 34600 | 91.53% | 2.04 | 0 | 10 |  |  |  | No | R-410A | 2.9667 | Residential & Commercial | Ducted CEE Tier 1
211230054 | Central HP <5.4 tons | DAY & NIGHT | HRCU-A-CB (Split System: Heat Pump with Remote Outdoor Unit-Air-Source) | DLCURAH36ABK |  |  | EN(A,D,W)4X48L21** | *80ESU1002120A* | 36200 | 16 | 8.1 | 38500 | 34800 | 90.39% | 2.02 | 0 | 10 |  |  |  | No | R-410A | 3.0167 | Residential & Commercial | Ducted CEE Tier 1
211230286 | Central HP <5.4 tons | DAY & NIGHT | HRCU-A-CB (Split System: Heat Pump with Remote Outdoor Unit-Air-Source) | DLCURAH36ABK |  |  | EN(A,D,W)4X48L21** | *95ESU1002120A* | 36400 | 16 | 8.1 | 38500 | 34800 | 90.39% | 2.04 | 0 | 10.5 |  |  |  | No | R-410A | 3.0333 | Residential & Commercial | Ducted CEE Tier 1
211243905 | Central HP <5.4 tons | DAY & NIGHT | HRCU-A-CB (Split System: Heat Pump with Remote Outdoor Unit-Air-Source) | DLCURAH24ABK |  |  | EN(A,D)4X24L17** | *95ESU0401712A* | 23200 | 16.5 | 8.5 | 26400 | 24400 | 92.42% | 2.04 | 0 | 10 |  |  |  | No | R-410A | 1.9333 | Residential & Commercial | Ducted CEE Tier 1
211244537 | Central HP <5.4 tons | DAY & NIGHT | HRCU-A-CB (Split System: Heat Pump with Remote Outdoor Unit-Air-Source) | DLCURAH24ABK |  |  | EN(A,D)4X30L17** | *95ESU0601716A* | 24200 | 16.5 | 8.1 | 26200 | 22800 | 87.02% | 1.9 | 0 | 10.5 |  |  |  | No | R-410A | 2.0167 | Residential & Commercial | Ducted CEE Tier 1
211244548 | Central HP <5.4 tons | DAY & NIGHT | HRCU-A-CB (Split System: Heat Pump with Remote Outdoor Unit-Air-Source) | DLCURAH24ABK |  |  | EN(A,D)4X30L17** | *80ESU0401712A* | 24000 | 17 | 8.1 | 26000 | 23200 | 89.23% | 1.94 | 0 | 10.5 |  |  |  | No | R-410A | 2 | Residential & Commercial | Ducted CEE Tier 1
211244573 | Central HP <5.4 tons | DAY & NIGHT | HRCU-A-CB (Split System: Heat Pump with Remote Outdoor Unit-Air-Source) | DLCURAH24ABK |  |  | EN(A,D)4X30L17** | *96VTN0401712A* | 23400 | 16 | 8.1 | 25800 | 24000 | 93.02% | 1.98 | 0 | 10 |  |  |  | No | R-410A | 1.95 | Residential & Commercial | Ducted CEE Tier 1
211244646 | Central HP <5.4 tons | DAY & NIGHT | HRCU-A-CB (Split System: Heat Pump with Remote Outdoor Unit-Air-Source) | DLCURAH24ABK |  |  | EN(A,D)4X30L17** | *96VTN0601412A* | 23600 | 16.5 | 8.1 | 25800 | 23800 | 92.25% | 1.98 | 0 | 10 |  |  |  | No | R-410A | 1.9667 | Residential & Commercial | Ducted CEE Tier 1
213255536 | Central HP <5.4 tons | DAIKIN | HRCU-A-CB (Split System: Heat Pump with Remote Outdoor Unit-Air-Source) | DZ6VSA1810A* |  |  | DFVE24BP0400A* |  | 16600 | 17.5 | 8.5 | 17400 | 13000 | 74.71% | 2.1 | 0 | 10.9 |  |  |  | No | R-410A | 1.3833 | Residential & Commercial | Ducted CEE Tier 1
214491643 | Central HP <5.4 tons | DAIKIN | HRCU-A-CB (Split System: Heat Pump with Remote Outdoor Unit-Air-Source) | DZ6VSA1810A* |  |  | CA*EA1818*4B* | D*96VC0804CNA* | 16600 | 17.5 | 8.5 | 17400 | 13000 | 74.71% | 2.1 | 0 | 10.9 |  |  |  | No | R-410A | 1.3833 | Residential & Commercial | Ducted CEE Tier 1
214491658 | Central HP <5.4 tons | DAIKIN | HRCU-A-CB (Split System: Heat Pump with Remote Outdoor Unit-Air-Source) | DZ6VSA1810A* |  |  | CA*EA2422*4B* | D*80VC0804C*A* | 16600 | 17.5 | 8.5 | 17400 | 13000 | 74.71% | 2.1 | 0 | 10.9 |  |  |  | No | R-410A | 1.3833 | Residential & Commercial | Ducted CEE Tier 1
211260328 | Central HP <5.4 tons | TEMPSTAR | HRCU-A-CB (Split System: Heat Pump with Remote Outdoor Unit-Air-Source) | DLCURAH18ABK |  |  | EA*4X24L17A* | *95ESU0401712A* | 17600 | 16 | 8.5 | 18500 | 19100 | 103.2% | 2.3 | 0 | 10.5 |  |  |  | No | R-410A | 1.4667 | Residential & Commercial | Ducted CEE Tier 1
211262334 | Central HP <5.4 tons | AIRQUEST | HRCU-A-CB (Split System: Heat Pump with Remote Outdoor Unit-Air-Source) | DLCURAH18ABK |  |  | EN(A,D)4X18L14** | *95ESN0601412A* | 17600 | 15.5 | 8.5 | 18700 | 19300 | 103.2% | 2.32 | 0 | 10.5 |  |  |  | No | R-410A | 1.4667 | Residential & Commercial | Ducted CEE Tier 1
211262566 | Central HP <5.4 tons | AIRQUEST | HRCU-A-CB (Split System: Heat Pump with Remote Outdoor Unit-Air-Source) | DLCURAH18ABK |  |  | EN(A,D)4X24L14** | *80VTL0451412A* | 17600 | 16 | 8.5 | 18500 | 18800 | 101.6% | 2.26 | 0 | 11 |  |  |  | No | R-410A | 1.4667 | Residential & Commercial | Ducted CEE Tier 1
215932615 | Central HP <5.4 tons | BRYANT HEATING AND COOLING SYSTEMS | HRCU-A-CB (Split System: Heat Pump with Remote Outdoor Unit-Air-Source) | 293VAN036**AA* |  |  | CAA**6024AM*+UI | 987MC66100C21*** | 34000 | 20.5 | 9.5 | 34000 | 25800 | 75.88% | 2.06 | 0 | 12 |  |  |  | No | R-454B | 2.8333 | Residential & Commercial | Ducted CEE Tier 1
211244791 | Central HP <5.4 tons | DAY & NIGHT | HRCU-A-CB (Split System: Heat Pump with Remote Outdoor Unit-Air-Source) | DLCURAH24ABK |  |  | EN(A,D)4X30L17** | *92ESN0401712A* | 23600 | 15.5 | 8.1 | 26200 | 23400 | 89.31% | 1.92 | 0 | 10 |  |  |  | No | R-410A | 1.9667 | Residential & Commercial | Ducted CEE Tier 1
211244984 | Central HP <5.4 tons | DAY & NIGHT | HRCU-A-CB (Split System: Heat Pump with Remote Outdoor Unit-Air-Source) | DLCURAH24ABK |  |  | EN(A,D,W)4X36L17** | *80ESU0401712A* | 24000 | 17 | 8.1 | 26000 | 23200 | 89.23% | 1.94 | 0 | 10.5 |  |  |  | No | R-410A | 2 | Residential & Commercial | Ducted CEE Tier 1
213782038 | Central HP <5.4 tons | AIRQUEST | HRCU-A-CB (Split System: Heat Pump with Remote Outdoor Unit-Air-Source) | HVH837GKA2* |  |  | EHD4X42AAL+WALLCON | *96CTN1202422B* | 32600 | 16.5 | 8.1 | 33000 | 24600 | 74.55% | 1.94 | 0 | 11 |  |  |  | No | R-410A | 2.7167 | Residential & Commercial | Ducted CEE Tier 1
213782188 | Central HP <5.4 tons | AIRQUEST | HRCU-A-CB (Split System: Heat Pump with Remote Outdoor Unit-Air-Source) | HVH837GKA2* |  |  | EHD4X48AAL+WALLCON | *96CTN1002122B* | 32600 | 16.5 | 8.1 | 33000 | 24800 | 75.15% | 1.96 | 0 | 11 |  |  |  | No | R-410A | 2.7167 | Residential & Commercial | Ducted CEE Tier 1
211244769 | Central HP <5.4 tons | DAY & NIGHT | HRCU-A-CB (Split System: Heat Pump with Remote Outdoor Unit-Air-Source) | DLCURAH24ABK |  |  | EN(A,D)4X30L17** | *95ESN0801716A* | 24600 | 15.5 | 8.1 | 26800 | 22200 | 82.84% | 1.82 | 0 | 10 |  |  |  | No | R-410A | 2.05 | Residential & Commercial | Ducted CEE Tier 1
211244802 | Central HP <5.4 tons | DAY & NIGHT | HRCU-A-CB (Split System: Heat Pump with Remote Outdoor Unit-Air-Source) | DLCURAH24ABK |  |  | EN(A,D)4X30L17** | *80ES(N,L)0701412A* | 24200 | 16.5 | 8.1 | 26400 | 22800 | 86.36% | 1.88 | 0 | 10.5 |  |  |  | No | R-410A | 2.0167 | Residential & Commercial | Ducted CEE Tier 1
215564841 | Central HP <5.4 tons | GOODMAN | HRCU-A-CB (Split System: Heat Pump with Remote Outdoor Unit-Air-Source) | GSZV903610A* |  |  | AVPEC59D14A* |  | 34000 | 19 | 8.2 | 34000 | 24400 | 71.76% | 1.8 | 0 | 12 |  |  |  | No | R-410A | 2.8333 | Residential & Commercial | Ducted CEE Tier 1
211230354 | Central HP <5.4 tons | DAY & NIGHT | HRCU-A-CB (Split System: Heat Pump with Remote Outdoor Unit-Air-Source) | DLCURAH36ABK |  |  | EN(A,D,W)4X48L21** | OLV098A12* | 35600 | 15.2 | 8.1 | 38500 | 35000 | 90.91% | 2 | 0 | 10 |  |  |  | No | R-410A | 2.9667 | Residential & Commercial | Ducted CEE Tier 1
211081222 | Central HP <5.4 tons | TRANE | HRCU-A-CB (Split System: Heat Pump with Remote Outdoor Unit-Air-Source) | 4TWV0X60A1 |  |  | 4TXCC009DS3 | S8V2C100M5PDA | 54000 | 19 | 8.2 | 52000 | 40000 | 76.92% | 1.78 | 11.7 | 11.7 |  |  |  | No | R-410A | 4.5 | Residential & Commercial | Ducted CEE Tier 1
211226819 | Central HP <5.4 tons | DAY & NIGHT | HRCU-A-CB (Split System: Heat Pump with Remote Outdoor Unit-Air-Source) | DLCURAH36ABK |  |  | EA*4X37L21A* | *80ES(N,L)0901714A* | 36800 | 16 | 8.5 | 38500 | 34800 | 90.39% | 2.1 | 0 | 10 |  |  |  | No | R-410A | 3.0667 | Residential & Commercial | Ducted CEE Tier 1
212928549 | Central HP <5.4 tons | MDV | HRCU-A-C (Split System: Heat Pump with Remote Outdoor Unit with No Indoor Fan --Air Source) | MOE31U-36HFN1-M |  |  | MVB-36B23T4N1 |  | 35000 | 15.5 | 8.6 | 38000 | 31600 | 83.16% | 1.85 | 0 | 10 |  |  |  | No | R-410A | 2.9167 | Residential & Commercial | Ducted CEE Tier 1
210693340 | Central HP <5.4 tons | Liberty Heating & Air Conditioning | HRCU-A-CB (Split System: Heat Pump with Remote Outdoor Unit-Air-Source) | ASZV903610A* |  |  | CA*F3743*6D*+TXV | G*VM971205DNB* | 33600 | 19 | 8.2 | 34000 | 24400 | 71.76% | 1.8 | 0 | 12 |  |  |  | No | R-410A | 2.8 | Residential & Commercial | Ducted CEE Tier 1
210693341 | Central HP <5.4 tons | Liberty Heating & Air Conditioning | HRCU-A-CB (Split System: Heat Pump with Remote Outdoor Unit-Air-Source) | ASZV903610A* |  |  | CHPF3642C6C*+MBVC1201**-1A*+TXV |  | 33400 | 18 | 8.2 | 34000 | 24400 | 71.76% | 1.8 | 0 | 11 |  |  |  | No | R-410A | 2.7833 | Residential & Commercial | Ducted CEE Tier 1
210693343 | Central HP <5.4 tons | Liberty Heating & Air Conditioning | HRCU-A-CB (Split System: Heat Pump with Remote Outdoor Unit-Air-Source) | ASZV903610A* |  |  | CHPF3642C6C*+TXV | G*VS800604BUA* | 33400 | 18 | 8.2 | 34000 | 24400 | 71.76% | 1.8 | 0 | 11 |  |  |  | No | R-410A | 2.7833 | Residential & Commercial | Ducted CEE Tier 1
213772458 | Central HP <5.4 tons | AIRQUEST | HRCU-A-CB (Split System: Heat Pump with Remote Outdoor Unit-Air-Source) | HVH825GKA2* |  |  | EHD4X48AAL+WALLCON | *80CTL0901716B* | 24400 | 17 | 8.1 | 21200 | 16600 | 78.3% | 2.02 | 0 | 10.5 |  |  |  | No | R-410A | 2.0333 | Residential & Commercial | Ducted CEE Tier 1
211244887 | Central HP <5.4 tons | DAY & NIGHT | HRCU-A-CB (Split System: Heat Pump with Remote Outdoor Unit-Air-Source) | DLCURAH24ABK |  |  | EN(A,D,W)4X36L17** | *96VSN0401712A* | 23400 | 16 | 8.1 | 25800 | 24000 | 93.02% | 1.98 | 0 | 10 |  |  |  | No | R-410A | 1.95 | Residential & Commercial | Ducted CEE Tier 1
211240492 | Central HP <5.4 tons | HEIL | HRCU-A-CB (Split System: Heat Pump with Remote Outdoor Unit-Air-Source) | DLCURAH24ABK |  |  | EA*4X24L17A* | *95ESU0601716A* | 24000 | 16.5 | 8.5 | 26800 | 24000 | 89.55% | 1.98 | 0 | 10 |  |  |  | No | R-410A | 2 | Residential & Commercial | Ducted CEE Tier 1
211240591 | Central HP <5.4 tons | HEIL | HRCU-A-CB (Split System: Heat Pump with Remote Outdoor Unit-Air-Source) | DLCURAH24ABK |  |  | EA*4X24L17A* | *96VTN0401410A* | 23400 | 15.5 | 8.5 | 26800 | 24800 | 92.54% | 2.04 | 0 | 10 |  |  |  | No | R-410A | 1.95 | Residential & Commercial | Ducted CEE Tier 1
212969795 | Central HP <5.4 tons | TEMPSTAR | HRCU-A-CB (Split System: Heat Pump with Remote Outdoor Unit-Air-Source) | DLCURAH24ABK |  |  | EA*4X37L17A* | *80VSL0451412B* | 24200 | 17 | 8.5 | 25200 | 25000 | 99.21% | 2.08 | 0 | 10 |  |  |  | No | R-410A | 2.0167 | Residential & Commercial | Ducted CEE Tier 1
212969815 | Central HP <5.4 tons | TEMPSTAR | HRCU-A-CB (Split System: Heat Pump with Remote Outdoor Unit-Air-Source) | DLCURAH24ABK |  |  | EN(A,D)4X24L17** | *80VSL0451412B* | 23400 | 17 | 8.5 | 27000 | 24400 | 90.37% | 2.04 | 0 | 10 |  |  |  | No | R-410A | 1.95 | Residential & Commercial | Ducted CEE Tier 1
211243084 | Central HP <5.4 tons | TEMPSTAR | HRCU-A-CB (Split System: Heat Pump with Remote Outdoor Unit-Air-Source) | DLCURAH24ABK |  |  | EA*4X37L17A* | *92ESN0601714A* | 24800 | 17 | 8.5 | 25600 | 21400 | 83.59% | 1.8 | 0 | 10.5 |  |  |  | No | R-410A | 2.0667 | Residential & Commercial | Ducted CEE Tier 1
214861600 | Central HP <5.4 tons | MDV | HRCU-A-CB (Split System: Heat Pump with Remote Outdoor Unit-Air-Source) | MOD30-36HFN10-M3 |  |  | MVBC-36HWFN10-MC3E-D |  | 36000 | 16.1 | 8.7 | 36000 | 27000 | 75% | 2 | 0 | 10 |  |  |  | No | R-454B | 3 | Residential & Commercial | Ducted CEE Tier 1
215894241 | Central HP <5.4 tons | MDV | HRCU-A-CB (Split System: Heat Pump with Remote Outdoor Unit-Air-Source) | MOD30-36HFN10-M3 |  |  | MVBE-36HWFN10-WL3E |  | 36000 | 16.7 | 9.3 | 37000 | 29200 | 78.92% | 1.99 | 0 | 10.2 |  |  |  | No | R-454B | 3 | Residential & Commercial | Ducted CEE Tier 1
210693374 | Central HP <5.4 tons | Liberty Heating & Air Conditioning | HRCU-A-CB (Split System: Heat Pump with Remote Outdoor Unit-Air-Source) | ASZV903610A* |  |  | CHPF3743C6B*+TXV | G*VC961005CNB* | 33400 | 18 | 8.2 | 34000 | 24400 | 71.76% | 1.8 | 0 | 11 |  |  |  | No | R-410A | 2.7833 | Residential & Commercial | Ducted CEE Tier 1
210693390 | Central HP <5.4 tons | Liberty Heating & Air Conditioning | HRCU-A-CB (Split System: Heat Pump with Remote Outdoor Unit-Air-Source) | ASZV903610A* |  |  | CSCF3642N6D*+TXV | G*VC960803BNB* | 33800 | 18.5 | 8.2 | 34000 | 24400 | 71.76% | 1.8 | 0 | 11.5 |  |  |  | No | R-410A | 2.8167 | Residential & Commercial | Ducted CEE Tier 1
213078733 | Central HP <5.4 tons | TEMPSTAR | HRCU-A-CB (Split System: Heat Pump with Remote Outdoor Unit-Air-Source) | DLCURAH36ABK |  |  | EN(A,D)4X48L24** | *80MS(N,L)1102120A* | 36400 | 16.5 | 8.1 | 38500 | 35000 | 90.91% | 2.02 | 0 | 10.5 |  |  |  | No | R-410A | 3.0333 | Residential & Commercial | Ducted CEE Tier 1
213078983 | Central HP <5.4 tons | TEMPSTAR | HRCU-A-CB (Split System: Heat Pump with Remote Outdoor Unit-Air-Source) | DLCURAH36ABK |  |  | EA*4X37L17A* | *80MSU0401712A* | 36000 | 15.5 | 8.5 | 38500 | 34800 | 90.39% | 2.02 | 0 | 10 |  |  |  | No | R-410A | 3 | Residential & Commercial | Ducted CEE Tier 1
213079199 | Central HP <5.4 tons | TEMPSTAR | HRCU-A-CB (Split System: Heat Pump with Remote Outdoor Unit-Air-Source) | DLCURAH36ABK |  |  | EN(A,D)4X48L24** | *80MSU0601716A* | 35800 | 17 | 8.1 | 38000 | 34800 | 91.58% | 2 | 0 | 10.5 |  |  |  | No | R-410A | 2.9833 | Residential & Commercial | Ducted CEE Tier 1
213079319 | Central HP <5.4 tons | TEMPSTAR | HRCU-A-CB (Split System: Heat Pump with Remote Outdoor Unit-Air-Source) | DLCURAH36ABK |  |  | EN(A,D,W)4X48L21** | *80MSU0802120A* | 35800 | 17 | 8.1 | 38000 | 34800 | 91.58% | 2.04 | 0 | 10.5 |  |  |  | No | R-410A | 2.9833 | Residential & Commercial | Ducted CEE Tier 1
211264674 | Central HP <5.4 tons | AIRQUEST | HRCU-A-CB (Split System: Heat Pump with Remote Outdoor Unit-Air-Source) | DLCURAH18ABK |  |  | EN(A,D)4X30L17** | OMV098J12* | 18400 | 16 | 8.5 | 18900 | 18300 | 96.83% | 2.2 | 0 | 11 |  |  |  | No | R-410A | 1.5333 | Residential & Commercial | Ducted CEE Tier 1
206765493 | Central HP <5.4 tons | AIRQUEST | HRCU-A-CB (Split System: Heat Pump with Remote Outdoor Unit-Air-Source) | HVH825GKA3* |  |  | EA*4X25L17A*+WALLCON | *80CTL0451712A* | 24200 | 16.5 | 8.1 | 21400 | 16800 | 78.5% | 2 | 11 | 11 |  |  |  | No | R-410A | 2.0167 | Residential & Commercial | Ducted CEE Tier 1
206765710 | Central HP <5.4 tons | AIRQUEST | HRCU-A-CB (Split System: Heat Pump with Remote Outdoor Unit-Air-Source) | HVH825GKA3* |  |  | EA*4X36L17A*+WALLCON | *80CTL0901716A* | 23600 | 17 | 8.1 | 21400 | 16600 | 77.57% | 1.94 | 11.5 | 11 |  |  |  | No | R-410A | 1.9667 | Residential & Commercial | Ducted CEE Tier 1
206765728 | Central HP <5.4 tons | AIRQUEST | HRCU-A-CB (Split System: Heat Pump with Remote Outdoor Unit-Air-Source) | HVH825GKA3* |  |  | EA*4X36L21A*+WALLCON | *80CTL0701716A* | 23600 | 16.5 | 8.1 | 21400 | 16600 | 77.57% | 1.94 | 11 | 11 |  |  |  | No | R-410A | 1.9667 | Residential & Commercial | Ducted CEE Tier 1
206765926 | Central HP <5.4 tons | AIRQUEST | HRCU-A-CB (Split System: Heat Pump with Remote Outdoor Unit-Air-Source) | HVH825GKA3* |  |  | EA*4X37L21A*+WALLCON | *80CTL0451712A* | 24200 | 16.5 | 8.1 | 21200 | 16700 | 78.77% | 2 | 11 | 11 |  |  |  | No | R-410A | 2.0167 | Residential & Commercial | Ducted CEE Tier 1
211259735 | Central HP <5.4 tons | DAY & NIGHT | HRCU-A-CB (Split System: Heat Pump with Remote Outdoor Unit-Air-Source) | DLCURAH18ABK |  |  | EA*4X19L17A* | *80ESU0401712A* | 19000 | 17 | 8.5 | 18900 | 17400 | 92.06% | 2.14 | 0 | 11 |  |  |  | No | R-410A | 1.5833 | Residential & Commercial | Ducted CEE Tier 1
211259987 | Central HP <5.4 tons | DAY & NIGHT | HRCU-A-CB (Split System: Heat Pump with Remote Outdoor Unit-Air-Source) | DLCURAH18ABK |  |  | EA*4X19L17A* | *92ESN0401712A* | 18300 | 15.5 | 8.5 | 18400 | 17600 | 95.65% | 2.12 | 0 | 10.5 |  |  |  | No | R-410A | 1.525 | Residential & Commercial | Ducted CEE Tier 1
215936156 | Central HP <5.4 tons | HEIL | HRCU-A-CB (Split System: Heat Pump with Remote Outdoor Unit-Air-Source) | H5H3V36*K*AAA* |  |  | EVD5X42M24A*+WALLCON | *80CTL0702120B* | 35400 | 21.5 | 8.5 | 38000 | 28600 | 75.26% | 2.04 | 0 | 12 |  |  |  | No | R-454B | 2.95 | Residential & Commercial | Ducted CEE Tier 1
213352878 | Central HP <5.4 tons | MDV | HRCU-A-CB (Split System: Heat Pump with Remote Outdoor Unit-Air-Source) | MOX430U-18HFN1-M |  |  | MVBL-18HWFN1-MH3 |  | 18000 | 17 | 9.5 | 19000 | 18000 | 94.74% | 2 | 0 | 12.4 |  |  |  | No | R-410A | 1.5 | Residential & Commercial | Ducted CEE Tier 1
215439764 | Central HP <5.4 tons | DAIKIN | HRCU-A-CB (Split System: Heat Pump with Remote Outdoor Unit-Air-Source) | DH6VSA1810A* |  |  | CA*EA2418*3A*+MBVK12BP1X00A* |  | 17000 | 19 | 8.8 | 16800 | 13000 | 77.38% | 2.1 | 0 | 12 |  |  |  | No | R-32 | 1.4167 | Residential & Commercial | Ducted CEE Tier 1
215439648 | Central HP <5.4 tons | DAIKIN | HRCU-A-CB (Split System: Heat Pump with Remote Outdoor Unit-Air-Source) | DH6VSA1810A* |  |  | CA*EA2418*3A* | D*80TC0804C*A* | 17000 | 19 | 8.8 | 16800 | 13000 | 77.38% | 2.1 | 0 | 12 |  |  |  | No | R-32 | 1.4167 | Residential & Commercial | Ducted CEE Tier 1
215932715 | Central HP <5.4 tons | BRYANT HEATING AND COOLING SYSTEMS | HRCU-A-CB (Split System: Heat Pump with Remote Outdoor Unit-Air-Source) | 293VAN036**AA* |  |  | CAA**6121AM*+UI | 88*TB48090C17*** | 34400 | 20.5 | 9 | 34400 | 26200 | 76.16% | 1.96 | 0 | 11.7 |  |  |  | No | R-454B | 2.8667 | Residential & Commercial | Ducted CEE Tier 1
215932985 | Central HP <5.4 tons | BRYANT HEATING AND COOLING SYSTEMS | HRCU-A-CB (Split System: Heat Pump with Remote Outdoor Unit-Air-Source) | 293VAN036**AA* |  |  | CSAH*2412AM*+UI | 986TD42060C17*** | 32000 | 17.5 | 9 | 35000 | 27000 | 77.14% | 1.9 | 0 | 10 |  |  |  | No | R-454B | 2.6667 | Residential & Commercial | Ducted CEE Tier 1
215933235 | Central HP <5.4 tons | BRYANT HEATING AND COOLING SYSTEMS | HRCU-A-CB (Split System: Heat Pump with Remote Outdoor Unit-Air-Source) | 293VAN036**AA* |  |  | CSAH*3612AM*+UI | 986TD42060C17*** | 33000 | 18.5 | 9 | 34400 | 26200 | 76.16% | 1.92 | 0 | 10.5 |  |  |  | No | R-454B | 2.75 | Residential & Commercial | Ducted CEE Tier 1
215933485 | Central HP <5.4 tons | BRYANT HEATING AND COOLING SYSTEMS | HRCU-A-CB (Split System: Heat Pump with Remote Outdoor Unit-Air-Source) | 293VAN036**AA* |  |  | CSAH*4212AM*+UI | 986TD66100C21*** | 33600 | 19 | 9 | 34600 | 26600 | 76.88% | 1.94 | 0 | 11.5 |  |  |  | No | R-454B | 2.8 | Residential & Commercial | Ducted CEE Tier 1
211244915 | Central HP <5.4 tons | DAY & NIGHT | HRCU-A-CB (Split System: Heat Pump with Remote Outdoor Unit-Air-Source) | DLCURAH24ABK |  |  | EN(A,D,W)4X36L17** | *95ESU0401712A* | 23600 | 16.5 | 8.1 | 25800 | 23600 | 91.47% | 1.96 | 0 | 10 |  |  |  | No | R-410A | 1.9667 | Residential & Commercial | Ducted CEE Tier 1
211245183 | Central HP <5.4 tons | DAY & NIGHT | HRCU-A-CB (Split System: Heat Pump with Remote Outdoor Unit-Air-Source) | DLCURAH24ABK |  |  | EN(A,D,W)4X36L17** | *92ESN0801716A* | 24200 | 17 | 8.1 | 26200 | 22800 | 87.02% | 1.88 | 0 | 10.5 |  |  |  | No | R-410A | 2.0167 | Residential & Commercial | Ducted CEE Tier 1
211241491 | Central HP <5.4 tons | DAY & NIGHT | HRCU-A-CB (Split System: Heat Pump with Remote Outdoor Unit-Air-Source) | DLCURAH24ABK |  |  | EA*4X30L17A* | *80VSL0701716A* | 23800 | 16.5 | 8.5 | 26200 | 23400 | 89.31% | 1.94 | 0 | 10 |  |  |  | No | R-410A | 1.9833 | Residential & Commercial | Ducted CEE Tier 1
215679333 | Central HP <5.4 tons | CARRIER | HRCU-A-CB (Split System: Heat Pump with Remote Outdoor Unit-Air-Source) | 27VNA036A*030* |  |  | CAA**3721AM*+UI | 59TN7A100C21**22 | 34600 | 18 | 9 | 35200 | 25000 | 71.02% | 1.9 | 0 | 10 |  |  |  | No | R-454B | 2.8833 | Residential & Commercial | Ducted CEE Tier 1
214861567 | Central HP <5.4 tons | MDV | HRCU-A-CB (Split System: Heat Pump with Remote Outdoor Unit-Air-Source) | MOE30-60HFN10-M2X |  |  | MVBC-60HWFN10-MD2 |  | 54000 | 15.4 | 9.2 | 59000 | 53000 | 89.83% | 2 | 0 | 10 |  |  |  | No | R-454B | 4.5 | Residential & Commercial | Ducted CEE Tier 1
214861598 | Central HP <5.4 tons | MDV | HRCU-A-CB (Split System: Heat Pump with Remote Outdoor Unit-Air-Source) | MOX430-24HFN10-M3 |  |  | MVBC-24HWFN10-MB3E-D |  | 24000 | 18.1 | 9.7 | 26000 | 21600 | 83.08% | 1.87 | 0 | 11 |  |  |  | No | R-454B | 2 | Residential & Commercial | Ducted CEE Tier 1
213772538 | Central HP <5.4 tons | AIRQUEST | HRCU-A-CB (Split System: Heat Pump with Remote Outdoor Unit-Air-Source) | HVH825GKA2* |  |  | EHD4X48AAL+WALLCON | *97CMN1202422B* | 24200 | 16 | 8.1 | 21200 | 16600 | 78.3% | 2.02 | 0 | 10.5 |  |  |  | No | R-410A | 2.0167 | Residential & Commercial | Ducted CEE Tier 1
213079728 | Central HP <5.4 tons | TEMPSTAR | HRCU-A-CB (Split System: Heat Pump with Remote Outdoor Unit-Air-Source) | DLCURAH36ABK |  |  | EN(A,D)4X48L24** | *92MSN0802120A* | 35800 | 16.5 | 8.1 | 38500 | 28000 | 72.73% | 1.78 | 0 | 10 |  |  |  | No | R-410A | 2.9833 | Residential & Commercial | Ducted CEE Tier 1
213080446 | Central HP <5.4 tons | TEMPSTAR | HRCU-A-CB (Split System: Heat Pump with Remote Outdoor Unit-Air-Source) | DLCURAH36ABK |  |  | EN(A,D,W)4X48L21** | *96MSN1002122A* | 36000 | 16.5 | 8.1 | 38500 | 34800 | 90.39% | 2.02 | 0 | 10 |  |  |  | No | R-410A | 3 | Residential & Commercial | Ducted CEE Tier 1
213080455 | Central HP <5.4 tons | TEMPSTAR | HRCU-A-CB (Split System: Heat Pump with Remote Outdoor Unit-Air-Source) | DLCURAH36ABK |  |  | EN(A,D)4X48L24** | *96MSN1002122A* | 36000 | 16.5 | 8.1 | 38500 | 34800 | 90.39% | 2.02 | 0 | 10 |  |  |  | No | R-410A | 3 | Residential & Commercial | Ducted CEE Tier 1
210693342 | Central HP <5.4 tons | Liberty Heating & Air Conditioning | HRCU-A-CB (Split System: Heat Pump with Remote Outdoor Unit-Air-Source) | ASZV903610A* |  |  | CHPF3642C6C*+MBVC1601**-1A*+TXV |  | 33400 | 18 | 8.2 | 34000 | 24400 | 71.76% | 1.8 | 0 | 11 |  |  |  | No | R-410A | 2.7833 | Residential & Commercial | Ducted CEE Tier 1
210693356 | Central HP <5.4 tons | Liberty Heating & Air Conditioning | HRCU-A-CB (Split System: Heat Pump with Remote Outdoor Unit-Air-Source) | ASZV903610A* |  |  | CHPF3642C6C*+TXV | G*VM970603BNB* | 33400 | 18 | 8.2 | 34000 | 24400 | 71.76% | 1.8 | 0 | 11 |  |  |  | No | R-410A | 2.7833 | Residential & Commercial | Ducted CEE Tier 1
210693358 | Central HP <5.4 tons | Liberty Heating & Air Conditioning | HRCU-A-CB (Split System: Heat Pump with Remote Outdoor Unit-Air-Source) | ASZV903610A* |  |  | CHPF3642C6C*+TXV | G*VM970804CNB* | 33400 | 18 | 8.2 | 34000 | 24400 | 71.76% | 1.8 | 0 | 11 |  |  |  | No | R-410A | 2.7833 | Residential & Commercial | Ducted CEE Tier 1
210693359 | Central HP <5.4 tons | Liberty Heating & Air Conditioning | HRCU-A-CB (Split System: Heat Pump with Remote Outdoor Unit-Air-Source) | ASZV903610A* |  |  | CHPF3642C6C*+TXV | G*VM971005CNB* | 33400 | 18 | 8.2 | 34000 | 24400 | 71.76% | 1.8 | 0 | 11 |  |  |  | No | R-410A | 2.7833 | Residential & Commercial | Ducted CEE Tier 1
211243676 | Central HP <5.4 tons | DAY & NIGHT | HRCU-A-CB (Split System: Heat Pump with Remote Outdoor Unit-Air-Source) | DLCURAH24ABK |  |  | EA*4X37L21A* | OLV098A12* | 24000 | 16.5 | 8.1 | 25000 | 21600 | 86.4% | 1.8 | 0 | 10 |  |  |  | No | R-410A | 2 | Residential & Commercial | Ducted CEE Tier 1
211243974 | Central HP <5.4 tons | DAY & NIGHT | HRCU-A-CB (Split System: Heat Pump with Remote Outdoor Unit-Air-Source) | DLCURAH24ABK |  |  | EN(A,D)4X24L17** | *80ESU0401712A* | 23600 | 17 | 8.5 | 26400 | 23800 | 90.15% | 1.98 | 0 | 10 |  |  |  | No | R-410A | 1.9667 | Residential & Commercial | Ducted CEE Tier 1
212979161 | Central HP <5.4 tons | DAY & NIGHT | HRCU-A-CB (Split System: Heat Pump with Remote Outdoor Unit-Air-Source) | DLCURAH24ABK |  |  | EA*4X36L17A* | *80MS(N,L)0701716A* | 23800 | 17 | 8.5 | 26200 | 23800 | 90.84% | 1.98 | 0 | 10 |  |  |  | No | R-410A | 1.9833 | Residential & Commercial | Ducted CEE Tier 1
211241722 | Central HP <5.4 tons | DAY & NIGHT | HRCU-A-CB (Split System: Heat Pump with Remote Outdoor Unit-Air-Source) | DLCURAH24ABK |  |  | EA*4X30L17A* | *95ESN0601714A* | 24600 | 16 | 8.5 | 26800 | 22600 | 84.33% | 1.84 | 0 | 10 |  |  |  | No | R-410A | 2.05 | Residential & Commercial | Ducted CEE Tier 1
215323719 | Central HP <5.4 tons | MDV | HRCU-A-CB (Split System: Heat Pump with Remote Outdoor Unit-Air-Source) | MOX630-36HFN10-M3X |  |  | MVBDM-36HWFN10-WB3 |  | 36000 | 18 | 10 | 37000 | 37400 | 101.1% | 1.9 | 0 | 12 |  |  |  | No | R-454B | 3 | Residential & Commercial | Ducted CEE Tier 1
211242056 | Central HP <5.4 tons | DAY & NIGHT | HRCU-A-CB (Split System: Heat Pump with Remote Outdoor Unit-Air-Source) | DLCURAH24ABK |  |  | EA*4X36L17A* | *95ESN0261410A* | 23400 | 16.5 | 8.5 | 25600 | 23600 | 92.19% | 1.96 | 0 | 10 |  |  |  | No | R-410A | 1.95 | Residential & Commercial | Ducted CEE Tier 1
211245898 | Central HP <5.4 tons | DAY & NIGHT | HRCU-A-CB (Split System: Heat Pump with Remote Outdoor Unit-Air-Source) | DLCURAH24ABK |  |  | FMA4X30**AL* |  | 25800 | 18 | 9 | 27600 | 21000 | 76.09% | 1.8 | 0 | 10.5 |  |  |  | No | R-410A | 2.15 | Residential & Commercial | Ducted CEE Tier 1
211240249 | Central HP <5.4 tons | DAY & NIGHT | HRCU-A-CB (Split System: Heat Pump with Remote Outdoor Unit-Air-Source) | DLCURAH24ABK |  |  | EA*4X24L14A* | *96VSN0601412A* | 23200 | 16 | 8.5 | 26400 | 25600 | 96.97% | 2.14 | 0 | 10 |  |  |  | No | R-410A | 1.9333 | Residential & Commercial | Ducted CEE Tier 1
211245125 | Central HP <5.4 tons | DAY & NIGHT | HRCU-A-CB (Split System: Heat Pump with Remote Outdoor Unit-Air-Source) | DLCURAH24ABK |  |  | EN(A,D,W)4X36L17** | *80ES(N,L)0451712A* | 24000 | 16.5 | 8.1 | 26200 | 23000 | 87.79% | 1.9 | 0 | 10.5 |  |  |  | No | R-410A | 2 | Residential & Commercial | Ducted CEE Tier 1
211241815 | Central HP <5.4 tons | DAY & NIGHT | HRCU-A-CB (Split System: Heat Pump with Remote Outdoor Unit-Air-Source) | DLCURAH24ABK |  |  | EA*4X36L17A* | *80VSL0451412A* | 23400 | 16.5 | 8.5 | 25600 | 23600 | 92.19% | 1.96 | 0 | 10 |  |  |  | No | R-410A | 1.95 | Residential & Commercial | Ducted CEE Tier 1
212924806 | Central HP <5.4 tons | MDV | HRCU-A-CB (Split System: Heat Pump with Remote Outdoor Unit-Air-Source) | MOE31U-36HFN1-M |  |  | MVBE-36HWFN1-ML3E |  | 36000 | 17.6 | 9.2 | 38000 | 33400 | 87.89% | 1.81 | 0 | 10.2 |  |  |  | No | R-410A | 3 | Residential & Commercial | Ducted CEE Tier 1
210693324 | Central HP <5.4 tons | Liberty Heating & Air Conditioning | HRCU-A-CB (Split System: Heat Pump with Remote Outdoor Unit-Air-Source) | ASZV903610A* |  |  | CA*F3743*6D*+TXV | G*VC800804C*A* | 33600 | 19 | 8.2 | 34000 | 24400 | 71.76% | 1.8 | 0 | 12 |  |  |  | No | R-410A | 2.8 | Residential & Commercial | Ducted CEE Tier 1
210693325 | Central HP <5.4 tons | Liberty Heating & Air Conditioning | HRCU-A-CB (Split System: Heat Pump with Remote Outdoor Unit-Air-Source) | ASZV903610A* |  |  | CA*F3743*6D*+TXV | G*VS800805CUA* | 33600 | 19 | 8.2 | 34000 | 24400 | 71.76% | 1.8 | 0 | 12 |  |  |  | No | R-410A | 2.8 | Residential & Commercial | Ducted CEE Tier 1
210693394 | Central HP <5.4 tons | Liberty Heating & Air Conditioning | HRCU-A-CB (Split System: Heat Pump with Remote Outdoor Unit-Air-Source) | ASZV903610A* |  |  | CSCF3642N6D*+TXV | G*VC961205DNB* | 33800 | 18.5 | 8.2 | 34000 | 24400 | 71.76% | 1.8 | 0 | 11.5 |  |  |  | No | R-410A | 2.8167 | Residential & Commercial | Ducted CEE Tier 1
210693312 | Central HP <5.4 tons | Liberty Heating & Air Conditioning | HRCU-A-CB (Split System: Heat Pump with Remote Outdoor Unit-Air-Source) | ASZV903610A* |  |  | CA*F3137*6A*+MBVC1201**-1A*+TXV |  | 34000 | 18.5 | 8.2 | 34000 | 24400 | 71.76% | 1.8 | 0 | 12 |  |  |  | No | R-410A | 2.8333 | Residential & Commercial | Ducted CEE Tier 1
210693315 | Central HP <5.4 tons | Liberty Heating & Air Conditioning | HRCU-A-CB (Split System: Heat Pump with Remote Outdoor Unit-Air-Source) | ASZV903610A* |  |  | CA*F3137*6A*+TXV | G*VC960403BNB* | 33600 | 18 | 8.2 | 34000 | 24400 | 71.76% | 1.8 | 0 | 11.5 |  |  |  | No | R-410A | 2.8 | Residential & Commercial | Ducted CEE Tier 1
210693316 | Central HP <5.4 tons | Liberty Heating & Air Conditioning | HRCU-A-CB (Split System: Heat Pump with Remote Outdoor Unit-Air-Source) | ASZV903610A* |  |  | CA*F3137*6A*+TXV | G*VS960603BUA* | 33600 | 18.5 | 8.2 | 34000 | 24400 | 71.76% | 1.8 | 0 | 11.5 |  |  |  | No | R-410A | 2.8 | Residential & Commercial | Ducted CEE Tier 1
210693333 | Central HP <5.4 tons | Liberty Heating & Air Conditioning | HRCU-A-CB (Split System: Heat Pump with Remote Outdoor Unit-Air-Source) | ASZV903610A* |  |  | CA*F3743*6D*+TXV | G*VS960805CUA* | 33600 | 18.5 | 8.2 | 34000 | 24400 | 71.76% | 1.8 | 0 | 12 |  |  |  | No | R-410A | 2.8 | Residential & Commercial | Ducted CEE Tier 1
210693355 | Central HP <5.4 tons | Liberty Heating & Air Conditioning | HRCU-A-CB (Split System: Heat Pump with Remote Outdoor Unit-Air-Source) | ASZV903610A* |  |  | CHPF3642C6C*+TXV | G*VC961005CNB* | 33400 | 18 | 8.2 | 34000 | 24400 | 71.76% | 1.8 | 0 | 11 |  |  |  | No | R-410A | 2.7833 | Residential & Commercial | Ducted CEE Tier 1
210693360 | Central HP <5.4 tons | Liberty Heating & Air Conditioning | HRCU-A-CB (Split System: Heat Pump with Remote Outdoor Unit-Air-Source) | ASZV903610A* |  |  | CHPF3743C6B*+MBVC1201**-1A*+TXV |  | 33400 | 18 | 8.2 | 34000 | 24400 | 71.76% | 1.8 | 0 | 11 |  |  |  | No | R-410A | 2.7833 | Residential & Commercial | Ducted CEE Tier 1
210693364 | Central HP <5.4 tons | Liberty Heating & Air Conditioning | HRCU-A-CB (Split System: Heat Pump with Remote Outdoor Unit-Air-Source) | ASZV903610A* |  |  | CHPF3743C6B*+TXV | G*VC800804C*A* | 33400 | 18 | 8.2 | 34000 | 24400 | 71.76% | 1.8 | 0 | 11 |  |  |  | No | R-410A | 2.7833 | Residential & Commercial | Ducted CEE Tier 1
211241842 | Central HP <5.4 tons | DAY & NIGHT | HRCU-A-CB (Split System: Heat Pump with Remote Outdoor Unit-Air-Source) | DLCURAH24ABK |  |  | EA*4X36L17A* | *96VSN0401410A* | 23400 | 16 | 8.5 | 25600 | 23800 | 92.97% | 1.96 | 0 | 10 |  |  |  | No | R-410A | 1.95 | Residential & Commercial | Ducted CEE Tier 1
211241523 | Central HP <5.4 tons | DAY & NIGHT | HRCU-A-CB (Split System: Heat Pump with Remote Outdoor Unit-Air-Source) | DLCURAH24ABK |  |  | EA*4X30L17A* | *80VTL0451412A* | 24200 | 16.5 | 8.5 | 26400 | 23000 | 87.12% | 1.9 | 0 | 10 |  |  |  | No | R-410A | 2.0167 | Residential & Commercial | Ducted CEE Tier 1
211241689 | Central HP <5.4 tons | DAY & NIGHT | HRCU-A-CB (Split System: Heat Pump with Remote Outdoor Unit-Air-Source) | DLCURAH24ABK |  |  | EA*4X30L17A* | *92ESN0601412A* | 23400 | 17 | 8.5 | 25800 | 24200 | 93.8% | 2.02 | 0 | 10 |  |  |  | No | R-410A | 1.95 | Residential & Commercial | Ducted CEE Tier 1
211242089 | Central HP <5.4 tons | DAY & NIGHT | HRCU-A-CB (Split System: Heat Pump with Remote Outdoor Unit-Air-Source) | DLCURAH24ABK |  |  | EA*4X36L17A* | *80ES(N,L)0451712A* | 24200 | 16.5 | 8.5 | 26200 | 22600 | 86.26% | 1.88 | 0 | 10 |  |  |  | No | R-410A | 2.0167 | Residential & Commercial | Ducted CEE Tier 1
211242625 | Central HP <5.4 tons | DAY & NIGHT | HRCU-A-CB (Split System: Heat Pump with Remote Outdoor Unit-Air-Source) | DLCURAH24ABK |  |  | EA*4X36L21A* | *92ESN0601714A* | 24600 | 17 | 8.5 | 26200 | 22200 | 84.73% | 1.86 | 0 | 10 |  |  |  | No | R-410A | 2.05 | Residential & Commercial | Ducted CEE Tier 1
211243731 | Central HP <5.4 tons | DAY & NIGHT | HRCU-A-CB (Split System: Heat Pump with Remote Outdoor Unit-Air-Source) | DLCURAH24ABK |  |  | EN(A,D)4X24L14** | *80VTL0451412A* | 23800 | 16 | 8.5 | 26800 | 23200 | 86.57% | 1.92 | 0 | 10 |  |  |  | No | R-410A | 1.9833 | Residential & Commercial | Ducted CEE Tier 1
211243916 | Central HP <5.4 tons | DAY & NIGHT | HRCU-A-CB (Split System: Heat Pump with Remote Outdoor Unit-Air-Source) | DLCURAH24ABK |  |  | EN(A,D)4X24L17** | *80ES(N,L)0701716A* | 24400 | 15.5 | 8.5 | 27400 | 22400 | 81.75% | 1.84 | 0 | 10 |  |  |  | No | R-410A | 2.0333 | Residential & Commercial | Ducted CEE Tier 1
215679433 | Central HP <5.4 tons | CARRIER | HRCU-A-CB (Split System: Heat Pump with Remote Outdoor Unit-Air-Source) | 27VNA036A*030* |  |  | CAA**4321AM*+UI | 58CU*B060C17**16 | 34600 | 18 | 9 | 35200 | 25000 | 71.02% | 1.9 | 0 | 10 |  |  |  | No | R-454B | 2.8833 | Residential & Commercial | Ducted CEE Tier 1
215679483 | Central HP <5.4 tons | CARRIER | HRCU-A-CB (Split System: Heat Pump with Remote Outdoor Unit-Air-Source) | 27VNA036A*030* |  |  | CAA**4821AM*+UI | 59TN6C080C21**20 | 33800 | 18 | 9 | 35000 | 25000 | 71.43% | 1.88 | 0 | 10 |  |  |  | No | R-454B | 2.8167 | Residential & Commercial | Ducted CEE Tier 1
215679653 | Central HP <5.4 tons | CARRIER | HRCU-A-CB (Split System: Heat Pump with Remote Outdoor Unit-Air-Source) | 27VNA036A*030* |  |  | CAA**6121AM*+UI | 59TN7A100C21**22 | 34800 | 18.5 | 9 | 34400 | 24800 | 72.09% | 1.92 | 0 | 10.5 |  |  |  | No | R-454B | 2.9 | Residential & Commercial | Ducted CEE Tier 1
212978797 | Central HP <5.4 tons | BRYANT HEATING AND COOLING SYSTEMS | HRCU-A-CB (Split System: Heat Pump with Remote Outdoor Unit-Air-Source) | 38MURAQ18AB3* |  |  | CNPV*3017AL* | 8(0,1)*SB36070M17*** | 17700 | 16.5 | 8.1 | 18200 | 18600 | 102.2% | 2.24 | 0 | 11 |  |  |  | No | R-410A | 1.475 | Residential & Commercial | Ducted CEE Tier 1
213607584 | Central HP <5.4 tons | CARRIER | HRCU-A-CB (Split System: Heat Pump with Remote Outdoor Unit-Air-Source) | 38MURAQ18AB3* |  |  | FT4BNXB24L* |  | 18100 | 16.5 | 8.5 | 18200 | 18200 | 100% | 2.2 | 0 | 11 |  |  |  | No | R-410A | 1.5083 | Residential & Commercial | Ducted CEE Tier 1
210609975 | Central HP <5.4 tons | Liberty Heating & Air Conditioning | HRCU-A-CB (Split System: Heat Pump with Remote Outdoor Unit-Air-Source) | ASZV903610A* |  |  | AMVE48DP1400A* |  | 34000 | 19 | 8.2 | 34000 | 24400 | 71.76% | 1.8 | 0 | 12 |  |  |  | No | R-410A | 2.8333 | Residential & Commercial | Ducted CEE Tier 1
210693337 | Central HP <5.4 tons | Liberty Heating & Air Conditioning | HRCU-A-CB (Split System: Heat Pump with Remote Outdoor Unit-Air-Source) | ASZV903610A* |  |  | CA*F3743*6D*+TXV | G*VM970803BNB* | 33600 | 18.5 | 8.2 | 34000 | 24400 | 71.76% | 1.8 | 0 | 12 |  |  |  | No | R-410A | 2.8 | Residential & Commercial | Ducted CEE Tier 1
213075992 | Central HP <5.4 tons | TEMPSTAR | HRCU-A-CB (Split System: Heat Pump with Remote Outdoor Unit-Air-Source) | DLCURAH36ABK |  |  | EN(A,D,W)4X48L21** | *95MSU1002120A* | 36200 | 16.5 | 8.1 | 38500 | 35000 | 90.91% | 2.02 | 0 | 10.5 |  |  |  | No | R-410A | 3.0167 | Residential & Commercial | Ducted CEE Tier 1
212970695 | Central HP <5.4 tons | TEMPSTAR | HRCU-A-CB (Split System: Heat Pump with Remote Outdoor Unit-Air-Source) | DLCURAH36ABK |  |  | EA*4X48L21A* | *80VSL0902120B* | 35600 | 16.5 | 8.5 | 38500 | 34600 | 89.87% | 2.02 | 0 | 10 |  |  |  | No | R-410A | 2.9667 | Residential & Commercial | Ducted CEE Tier 1
210693330 | Central HP <5.4 tons | Liberty Heating & Air Conditioning | HRCU-A-CB (Split System: Heat Pump with Remote Outdoor Unit-Air-Source) | ASZV903610A* |  |  | CA*F3743*6D*+TXV | G*VC960603BNB* | 33600 | 18.5 | 8.2 | 34000 | 24400 | 71.76% | 1.8 | 0 | 11.5 |  |  |  | No | R-410A | 2.8 | Residential & Commercial | Ducted CEE Tier 1
210693335 | Central HP <5.4 tons | Liberty Heating & Air Conditioning | HRCU-A-CB (Split System: Heat Pump with Remote Outdoor Unit-Air-Source) | ASZV903610A* |  |  | CA*F3743*6D*+TXV | G*VC961205DNB* | 33600 | 19 | 8.2 | 34000 | 24400 | 71.76% | 1.8 | 0 | 12 |  |  |  | No | R-410A | 2.8 | Residential & Commercial | Ducted CEE Tier 1
211260034 | Central HP <5.4 tons | DAY & NIGHT | HRCU-A-CB (Split System: Heat Pump with Remote Outdoor Unit-Air-Source) | DLCURAH18ABK |  |  | EA*4X19L17A* | OMV098J12* | 18800 | 16 | 8.5 | 18800 | 17500 | 93.09% | 2.12 | 0 | 11 |  |  |  | No | R-410A | 1.5667 | Residential & Commercial | Ducted CEE Tier 1
211260487 | Central HP <5.4 tons | DAY & NIGHT | HRCU-A-CB (Split System: Heat Pump with Remote Outdoor Unit-Air-Source) | DLCURAH18ABK |  |  | EA*4X24L17A* | *96VTN0401410A* | 17400 | 16 | 8.5 | 18300 | 19200 | 104.9% | 2.3 | 0 | 10.5 |  |  |  | No | R-410A | 1.45 | Residential & Commercial | Ducted CEE Tier 1
206766034 | Central HP <5.4 tons | AIRQUEST | HRCU-A-CB (Split System: Heat Pump with Remote Outdoor Unit-Air-Source) | HVH825GKA3* |  |  | EA*4X37L21A*+WALLCON | *80CTL0901716A* | 24600 | 17.5 | 8.5 | 21000 | 16500 | 78.57% | 2.04 | 12 | 11.7 |  |  |  | No | R-410A | 2.05 | Residential & Commercial | Ducted CEE Tier 1
213353736 | Central HP <5.4 tons | TEMPSTAR | HRCU-A-CB (Split System: Heat Pump with Remote Outdoor Unit-Air-Source) | DLCURAH18ABK |  |  | F5MA4*18L*A* |  | 18200 | 16 | 9 | 19200 | 19100 | 99.48% | 2.3 | 0 | 10.5 |  |  |  | No | R-410A | 1.5167 | Residential & Commercial | Ducted CEE Tier 1
204298788 | Central HP <5.4 tons | AIRQUEST | HRCU-A-CB (Split System: Heat Pump with Remote Outdoor Unit-Air-Source) | HVH837GKA** |  |  | EA*4X36L21A*+WALLCON | *97CMN0602120A* | 31400 | 17 | 8.1 | 33600 | 24600 | 73.21% | 1.84 | 11 | 11 |  |  |  | No | R-410A | 2.6167 | Residential & Commercial | Ducted CEE Tier 1
211263248 | Central HP <5.4 tons | AIRQUEST | HRCU-A-CB (Split System: Heat Pump with Remote Outdoor Unit-Air-Source) | DLCURAH18ABK |  |  | EN(A,D)4X24L17** | *95ESN0261410A* | 18000 | 15.5 | 8.5 | 19000 | 18700 | 98.42% | 2.24 | 0 | 10.5 |  |  |  | No | R-410A | 1.5 | Residential & Commercial | Ducted CEE Tier 1
211264425 | Central HP <5.4 tons | AIRQUEST | HRCU-A-CB (Split System: Heat Pump with Remote Outdoor Unit-Air-Source) | DLCURAH18ABK |  |  | EN(A,D)4X30L17** | *95ESN0261410A* | 18200 | 15.5 | 8.5 | 18800 | 18400 | 97.87% | 2.2 | 0 | 11 |  |  |  | No | R-410A | 1.5167 | Residential & Commercial | Ducted CEE Tier 1
204298578 | Central HP <5.4 tons | AIRQUEST | HRCU-A-CB (Split System: Heat Pump with Remote Outdoor Unit-Air-Source) | HVH837GKA** |  |  | EA*4X36L17A*+WALLCON | *80CTL0701716A* | 31400 | 17 | 8.1 | 33400 | 24400 | 73.05% | 1.84 | 11 | 11 |  |  |  | No | R-410A | 2.6167 | Residential & Commercial | Ducted CEE Tier 1
206765764 | Central HP <5.4 tons | AIRQUEST | HRCU-A-CB (Split System: Heat Pump with Remote Outdoor Unit-Air-Source) | HVH825GKA3* |  |  | EA*4X36L21A*+WALLCON | *96CTN0801714A* | 23600 | 16.5 | 8.1 | 21400 | 16700 | 78.04% | 1.94 | 11 | 11 |  |  |  | No | R-410A | 1.9667 | Residential & Commercial | Ducted CEE Tier 1
206765773 | Central HP <5.4 tons | AIRQUEST | HRCU-A-CB (Split System: Heat Pump with Remote Outdoor Unit-Air-Source) | HVH825GKA3* |  |  | EA*4X36L21A*+WALLCON | *97CMN0601714A* | 23400 | 16 | 8.1 | 21600 | 16800 | 77.78% | 1.92 | 11 | 10.5 |  |  |  | No | R-410A | 1.95 | Residential & Commercial | Ducted CEE Tier 1
206765800 | Central HP <5.4 tons | AIRQUEST | HRCU-A-CB (Split System: Heat Pump with Remote Outdoor Unit-Air-Source) | HVH825GKA3* |  |  | EA*4X36L21A*+WALLCON | *97CMN1002122A* | 23600 | 16.5 | 8.1 | 21400 | 16600 | 77.57% | 1.94 | 11 | 11 |  |  |  | No | R-410A | 1.9667 | Residential & Commercial | Ducted CEE Tier 1
206766007 | Central HP <5.4 tons | AIRQUEST | HRCU-A-CB (Split System: Heat Pump with Remote Outdoor Unit-Air-Source) | HVH825GKA3* |  |  | EA*4X37L21A*+WALLCON | *97CMN1002122A* | 24400 | 16.5 | 8.5 | 21200 | 16600 | 78.3% | 2.04 | 11 | 11 |  |  |  | No | R-410A | 2.0333 | Residential & Commercial | Ducted CEE Tier 1
214861542 | Central HP <5.4 tons | MDV | HRCU-A-CB (Split System: Heat Pump with Remote Outdoor Unit-Air-Source) | MOX430-24HFN10-M3X |  |  | MVBDM-24HWFN10-WA3 |  | 24000 | 18.7 | 10 | 24000 | 20600 | 85.83% | 2.14 | 0 | 12 |  |  |  | No | R-454B | 2 | Residential & Commercial | Ducted CEE Tier 1
211244518 | Central HP <5.4 tons | DAY & NIGHT | HRCU-A-CB (Split System: Heat Pump with Remote Outdoor Unit-Air-Source) | DLCURAH24ABK |  |  | EN(A,D)4X30L17** | *80VSL0451716A* | 24200 | 16 | 8.1 | 26400 | 22800 | 86.36% | 1.88 | 0 | 10.5 |  |  |  | No | R-410A | 2.0167 | Residential & Commercial | Ducted CEE Tier 1
211242390 | Central HP <5.4 tons | DAY & NIGHT | HRCU-A-CB (Split System: Heat Pump with Remote Outdoor Unit-Air-Source) | DLCURAH24ABK |  |  | EA*4X36L21A* | *80VSL0451716A* | 23400 | 17 | 8.5 | 25600 | 23600 | 92.19% | 1.96 | 0 | 10 |  |  |  | No | R-410A | 1.95 | Residential & Commercial | Ducted CEE Tier 1
211242408 | Central HP <5.4 tons | DAY & NIGHT | HRCU-A-CB (Split System: Heat Pump with Remote Outdoor Unit-Air-Source) | DLCURAH24ABK |  |  | EA*4X36L21A* | *80VSL0702120A* | 24800 | 16.5 | 8.5 | 26600 | 22000 | 82.71% | 1.82 | 0 | 10 |  |  |  | No | R-410A | 2.0667 | Residential & Commercial | Ducted CEE Tier 1
211242601 | Central HP <5.4 tons | DAY & NIGHT | HRCU-A-CB (Split System: Heat Pump with Remote Outdoor Unit-Air-Source) | DLCURAH24ABK |  |  | EA*4X36L21A* | *80ES(N,L)0902120A* | 24800 | 17 | 8.5 | 26600 | 22000 | 82.71% | 1.82 | 0 | 10 |  |  |  | No | R-410A | 2.0667 | Residential & Commercial | Ducted CEE Tier 1
211242658 | Central HP <5.4 tons | DAY & NIGHT | HRCU-A-CB (Split System: Heat Pump with Remote Outdoor Unit-Air-Source) | DLCURAH24ABK |  |  | EA*4X36L21A* | *92ESN1002120A* | 25000 | 17 | 8.5 | 26600 | 21800 | 81.95% | 1.82 | 0 | 10.5 |  |  |  | No | R-410A | 2.0833 | Residential & Commercial | Ducted CEE Tier 1
213194283 | Central HP <5.4 tons | LENNOX | HRCU-A-CB (Split System: Heat Pump with Remote Outdoor Unit-Air-Source) | SL25XPV-036-230A** |  |  | CHX35-48B-**-*+TDR | EL297UH045XV36B* | 33600 | 21.6 | 8.8 | 34800 | 26200 | 75.29% | 1.82 | 0 | 13 |  |  |  | No | R-410A | 2.8 | Residential & Commercial | Ducted CEE Tier 1
211178350 | Central HP <5.4 tons | Liberty Heating & Air Conditioning | HRCU-A-CB (Split System: Heat Pump with Remote Outdoor Unit-Air-Source) | ASZS601810A* |  |  | CA*EA1818*4A* | G*VS800604BUA* | 16600 | 17.5 | 8.5 | 17400 | 13000 | 74.71% | 2.1 | 0 | 10.9 |  |  |  | No | R-410A | 1.3833 | Residential & Commercial | Ducted CEE Tier 1
211178357 | Central HP <5.4 tons | Liberty Heating & Air Conditioning | HRCU-A-CB (Split System: Heat Pump with Remote Outdoor Unit-Air-Source) | ASZS601810A* |  |  | CA*EA1818*4A* | G*VC960803BNB* | 16600 | 17.5 | 8.5 | 17400 | 13000 | 74.71% | 2.1 | 0 | 10.9 |  |  |  | No | R-410A | 1.3833 | Residential & Commercial | Ducted CEE Tier 1
211178375 | Central HP <5.4 tons | Liberty Heating & Air Conditioning | HRCU-A-CB (Split System: Heat Pump with Remote Outdoor Unit-Air-Source) | ASZS601810A* |  |  | CA*EA2422*4A* | G*VM970803BNB* | 16600 | 17.5 | 8.5 | 17400 | 13000 | 74.71% | 2.1 | 0 | 10.9 |  |  |  | No | R-410A | 1.3833 | Residential & Commercial | Ducted CEE Tier 1
211178476 | Central HP <5.4 tons | Liberty Heating & Air Conditioning | HRCU-A-CB (Split System: Heat Pump with Remote Outdoor Unit-Air-Source) | ASZS601810A* |  |  | CA*EA1818*4A*+MBVC1600**-1A* |  | 16600 | 17.5 | 8.5 | 17400 | 13000 | 74.71% | 2.1 | 0 | 10.9 |  |  |  | No | R-410A | 1.3833 | Residential & Commercial | Ducted CEE Tier 1
207436441 | Central HP <5.4 tons | LENNOX | HRCU-A-CB (Split System: Heat Pump with Remote Outdoor Unit-Air-Source) | SL25XPV-036-230A** |  |  | CR33-48C*+TDR+TXV | SL280DF090V60C* | 33400 | 20.4 | 8.7 | 36000 | 29200 | 81.11% | 1.76 | 13.5 | 13 |  |  |  | No | R-410A | 2.7833 | Residential & Commercial | Ducted CEE Tier 1
214861574 | Central HP <5.4 tons | MDV | HRCU-A-CB (Split System: Heat Pump with Remote Outdoor Unit-Air-Source) | MOD30-33HFN10-M1X |  |  | MVBC-36HWFN10-MC1-D |  | 33000 | 16.5 | 10 | 35000 | 34000 | 97.14% | 2 | 0 | 11.7 |  |  |  | No | R-454B | 2.75 | Residential & Commercial | Ducted CEE Tier 1
214242886 | Central HP <5.4 tons | BRYANT HEATING AND COOLING SYSTEMS | HRCU-A-CB (Split System: Heat Pump with Remote Outdoor Unit-Air-Source) | 288BNV025*0**B* |  |  | CNPV*4217AL*+UI | 88*TB48090C17*** | 24000 | 17 | 8.1 | 21400 | 16600 | 77.57% | 1.98 | 0 | 11.5 |  |  |  | No | R-410A | 2 | Residential & Commercial | Ducted CEE Tier 1
214242786 | Central HP <5.4 tons | BRYANT HEATING AND COOLING SYSTEMS | HRCU-A-CB (Split System: Heat Pump with Remote Outdoor Unit-Air-Source) | 288BNV025*0**B* |  |  | CNPV*3621AL*+UI | 935CB48060C17*** | 23400 | 16.5 | 8.1 | 21600 | 16700 | 77.31% | 1.92 | 0 | 10.5 |  |  |  | No | R-410A | 1.95 | Residential & Commercial | Ducted CEE Tier 1
214242836 | Central HP <5.4 tons | BRYANT HEATING AND COOLING SYSTEMS | HRCU-A-CB (Split System: Heat Pump with Remote Outdoor Unit-Air-Source) | 288BNV025*0**B* |  |  | CNPV*3621AL*+UI | 986TD42080C17*** | 23400 | 16.5 | 8.1 | 21600 | 16700 | 77.31% | 1.92 | 0 | 11 |  |  |  | No | R-410A | 1.95 | Residential & Commercial | Ducted CEE Tier 1
210693371 | Central HP <5.4 tons | Liberty Heating & Air Conditioning | HRCU-A-CB (Split System: Heat Pump with Remote Outdoor Unit-Air-Source) | ASZV903610A* |  |  | CHPF3743C6B*+TXV | G*VC960803BNB* | 33400 | 18 | 8.2 | 34000 | 24400 | 71.76% | 1.8 | 0 | 11 |  |  |  | No | R-410A | 2.7833 | Residential & Commercial | Ducted CEE Tier 1
213080546 | Central HP <5.4 tons | TEMPSTAR | HRCU-A-CB (Split System: Heat Pump with Remote Outdoor Unit-Air-Source) | DLCURAH36ABK |  |  | EA*4X37L21A* | *95MSU0401712A* | 36200 | 15.2 | 8.5 | 38000 | 35000 | 92.11% | 2.04 | 0 | 10 |  |  |  | No | R-410A | 3.0167 | Residential & Commercial | Ducted CEE Tier 1
211226689 | Central HP <5.4 tons | DAY & NIGHT | HRCU-A-CB (Split System: Heat Pump with Remote Outdoor Unit-Air-Source) | DLCURAH36ABK |  |  | EA*4X37L17A* | *96VSN0801716A* | 36200 | 15.2 | 8.5 | 39500 | 35000 | 88.61% | 2.02 | 0 | 10 |  |  |  | No | R-410A | 3.0167 | Residential & Commercial | Ducted CEE Tier 1
211241890 | Central HP <5.4 tons | DAY & NIGHT | HRCU-A-CB (Split System: Heat Pump with Remote Outdoor Unit-Air-Source) | DLCURAH24ABK |  |  | EA*4X36L17A* | *80ES(N,L)0701716A* | 25000 | 16 | 8.5 | 26800 | 21800 | 81.34% | 1.8 | 0 | 10 |  |  |  | No | R-410A | 2.0833 | Residential & Commercial | Ducted CEE Tier 1
211242224 | Central HP <5.4 tons | DAY & NIGHT | HRCU-A-CB (Split System: Heat Pump with Remote Outdoor Unit-Air-Source) | DLCURAH24ABK |  |  | EA*4X36L17A* | OMV098J12* | 23600 | 16.5 | 8.5 | 25800 | 23400 | 90.7% | 1.94 | 0 | 10 |  |  |  | No | R-410A | 1.9667 | Residential & Commercial | Ducted CEE Tier 1
211242451 | Central HP <5.4 tons | DAY & NIGHT | HRCU-A-CB (Split System: Heat Pump with Remote Outdoor Unit-Air-Source) | DLCURAH24ABK |  |  | EA*4X36L21A* | *80VTL0902120A* | 24200 | 17 | 8.5 | 26000 | 22800 | 87.69% | 1.88 | 0 | 10 |  |  |  | No | R-410A | 2.0167 | Residential & Commercial | Ducted CEE Tier 1
211243045 | Central HP <5.4 tons | DAY & NIGHT | HRCU-A-CB (Split System: Heat Pump with Remote Outdoor Unit-Air-Source) | DLCURAH24ABK |  |  | EA*4X37L17A* | *80ES(N,L)0701712A* | 24800 | 16.5 | 8.5 | 25800 | 21400 | 82.95% | 1.78 | 0 | 10 |  |  |  | No | R-410A | 2.0667 | Residential & Commercial | Ducted CEE Tier 1
206765575 | Central HP <5.4 tons | AIRQUEST | HRCU-A-CB (Split System: Heat Pump with Remote Outdoor Unit-Air-Source) | HVH825GKA3* |  |  | EA*4X30L17A*+WALLCON | *80CTL0451712A* | 23400 | 16 | 8.1 | 21600 | 16800 | 77.78% | 1.9 | 11 | 10.5 |  |  |  | No | R-410A | 1.95 | Residential & Commercial | Ducted CEE Tier 1
206765962 | Central HP <5.4 tons | AIRQUEST | HRCU-A-CB (Split System: Heat Pump with Remote Outdoor Unit-Air-Source) | HVH825GKA3* |  |  | EA*4X37L21A*+WALLCON | *96CTN0601714A* | 24400 | 16.5 | 8.1 | 21200 | 16700 | 78.77% | 2.02 | 11 | 11 |  |  |  | No | R-410A | 2.0333 | Residential & Commercial | Ducted CEE Tier 1
206767517 | Central HP <5.4 tons | AIRQUEST | HRCU-A-CB (Split System: Heat Pump with Remote Outdoor Unit-Air-Source) | HVH825GKA3* |  |  | EA*4X36L21A*+WALLCON | *95CSU1002122A* | 23600 | 16.5 | 8.1 | 21400 | 16600 | 77.57% | 1.94 | 11.5 | 10.5 |  |  |  | No | R-410A | 1.9667 | Residential & Commercial | Ducted CEE Tier 1
216030934 | Central HP <5.4 tons | MDV | HRCU-A-CB (Split System: Heat Pump with Remote Outdoor Unit-Air-Source) | MOD30-30HFN10-M3X |  |  | MVBDM-30HWFN10-WB3-MAS |  | 30000 | 17.2 | 10.8 | 33000 | 33200 | 100.6% | 1.97 | 0 | 12 |  |  |  | No | R-454B | 2.5 | Residential & Commercial | Ducted CEE Tier 1
204299358 | Central HP <5.4 tons | AIRQUEST | HRCU-A-CB (Split System: Heat Pump with Remote Outdoor Unit-Air-Source) | HVH837GKA** |  |  | EA*4X48L24A*+WALLCON | *80CTL0902120A* | 32400 | 17.5 | 8.5 | 32600 | 25000 | 76.69% | 1.98 | 12 | 11.7 |  |  |  | No | R-410A | 2.7 | Residential & Commercial | Ducted CEE Tier 1
204300342 | Central HP <5.4 tons | AIRQUEST | HRCU-A-CB (Split System: Heat Pump with Remote Outdoor Unit-Air-Source) | HVH837GKA** |  |  | EHD4X42AAL+WALLCON | *97CMN1002122A* | 32600 | 16.5 | 8.1 | 33000 | 24800 | 75.15% | 1.96 | 12 | 11 |  |  |  | No | R-410A | 2.7167 | Residential & Commercial | Ducted CEE Tier 1
213770785 | Central HP <5.4 tons | CARRIER | HRCU-A-CB (Split System: Heat Pump with Remote Outdoor Unit-Air-Source) | 25VNA825A*031* |  |  | CAP**3017AL*+UI | 59TN6C060C17**14 | 23400 | 16 | 8.1 | 21600 | 16800 | 77.78% | 1.9 | 0 | 10.5 |  |  |  | No | R-410A | 1.95 | Residential & Commercial | Ducted CEE Tier 1
213770885 | Central HP <5.4 tons | CARRIER | HRCU-A-CB (Split System: Heat Pump with Remote Outdoor Unit-Air-Source) | 25VNA825A*031* |  |  | CAP**3617AL*+UI | 59TN6C060C17**14 | 23400 | 16 | 8.1 | 21600 | 16700 | 77.31% | 1.92 | 0 | 10.5 |  |  |  | No | R-410A | 1.95 | Residential & Commercial | Ducted CEE Tier 1
213770915 | Central HP <5.4 tons | CARRIER | HRCU-A-CB (Split System: Heat Pump with Remote Outdoor Unit-Air-Source) | 25VNA825A*031* |  |  | CAP**3621AL*+UI | 58TN*B070C17**16 | 23600 | 16.5 | 8.1 | 21400 | 16700 | 78.04% | 1.94 | 0 | 10.5 |  |  |  | No | R-410A | 1.9667 | Residential & Commercial | Ducted CEE Tier 1
213156950 | Central HP <5.4 tons | MDV | HRCU-A-CB (Split System: Heat Pump with Remote Outdoor Unit-Air-Source) | MOD30U-30HFN1-MR0(X) |  |  | MVBE-30HWFN1-ML3E |  | 30000 | 16.9 | 9 | 31000 | 25000 | 80.65% | 1.8 | 0 | 10 |  |  |  | No | R-410A | 2.5 | Residential & Commercial | Ducted CEE Tier 1
207699009 | Central HP <5.4 tons | MDV | HRCU-A-CB (Split System: Heat Pump with Remote Outdoor Unit-Air-Source) | MOD30U-30HFN1-MR0(X) |  |  | MVC-30HWFN1-M |  | 30000 | 16.2 | 8.9 | 33000 | 24000 | 72.73% | 1.8 | 11 | 10 |  |  |  | No | R-410A | 2.5 | Residential & Commercial | Ducted CEE Tier 1
211306380 | Central HP <5.4 tons | Mitsutomo | HRCU-A-CB (Split System: Heat Pump with Remote Outdoor Unit-Air-Source) | UHO30-NB-Q |  |  | UHM30-CB-Q |  | 30000 | 16.2 | 8.9 | 33000 | 24000 | 72.73% | 1.8 | 11 | 10 |  |  |  | No | R-410A | 2.5 | Residential & Commercial | Ducted CEE Tier 1
215439634 | Central HP <5.4 tons | DAIKIN | HRCU-A-CB (Split System: Heat Pump with Remote Outdoor Unit-Air-Source) | DH6VSA1810A* |  |  | CA*EA3022*3A* | D*96TC0804CNA* | 17000 | 19 | 8.8 | 16800 | 13000 | 77.38% | 2.1 | 0 | 12 |  |  |  | No | R-32 | 1.4167 | Residential & Commercial | Ducted CEE Tier 1
215439652 | Central HP <5.4 tons | DAIKIN | HRCU-A-CB (Split System: Heat Pump with Remote Outdoor Unit-Air-Source) | DH6VSA1810A* |  |  | CHPEA2422*3A* | D*80TC0604B*A* | 17000 | 19 | 8.8 | 16800 | 13000 | 77.38% | 2.1 | 0 | 12 |  |  |  | No | R-32 | 1.4167 | Residential & Commercial | Ducted CEE Tier 1
215439668 | Central HP <5.4 tons | DAIKIN | HRCU-A-CB (Split System: Heat Pump with Remote Outdoor Unit-Air-Source) | DH6VSA1810A* |  |  | CA*EA3022*3A* | D*97MC0804CNA* | 17000 | 19 | 8.8 | 16800 | 13000 | 77.38% | 2.1 | 0 | 12 |  |  |  | No | R-32 | 1.4167 | Residential & Commercial | Ducted CEE Tier 1
215439671 | Central HP <5.4 tons | DAIKIN | HRCU-A-CB (Split System: Heat Pump with Remote Outdoor Unit-Air-Source) | DH6VSA1810A* |  |  | CA*EA3022*3A* | D*97MC0803BNA* | 17000 | 19 | 8.8 | 16800 | 13000 | 77.38% | 2.1 | 0 | 12 |  |  |  | No | R-32 | 1.4167 | Residential & Commercial | Ducted CEE Tier 1
206771030 | Central HP <5.4 tons | AIRQUEST | HRCU-A-CB (Split System: Heat Pump with Remote Outdoor Unit-Air-Source) | HVH837GKA2* |  |  | EA*4X36L17A*+WALLCON | *80CTL0901716A* | 31600 | 17.5 | 8.1 | 33200 | 24200 | 72.89% | 1.86 | 11 | 11 |  |  |  | No | R-410A | 2.6333 | Residential & Commercial | Ducted CEE Tier 1
206771048 | Central HP <5.4 tons | AIRQUEST | HRCU-A-CB (Split System: Heat Pump with Remote Outdoor Unit-Air-Source) | HVH837GKA2* |  |  | EA*4X36L21A*+WALLCON | *80CTL0701716A* | 31400 | 17 | 8.1 | 33400 | 24400 | 73.05% | 1.84 | 11.5 | 11 |  |  |  | No | R-410A | 2.6167 | Residential & Commercial | Ducted CEE Tier 1
206773092 | Central HP <5.4 tons | AIRQUEST | HRCU-A-CB (Split System: Heat Pump with Remote Outdoor Unit-Air-Source) | HVH837GKA2* |  |  | EA*4X42L24A*+WALLCON | *80CSU1002120A* | 31800 | 17 | 8.1 | 33200 | 24400 | 73.49% | 1.88 | 11.5 | 11 |  |  |  | No | R-410A | 2.65 | Residential & Commercial | Ducted CEE Tier 1
206773137 | Central HP <5.4 tons | AIRQUEST | HRCU-A-CB (Split System: Heat Pump with Remote Outdoor Unit-Air-Source) | HVH837GKA2* |  |  | EA*4X48L21A*+WALLCON | *80CSU0401712A* | 32400 | 17.5 | 8.1 | 32600 | 25000 | 76.69% | 1.96 | 12 | 11 |  |  |  | No | R-410A | 2.7 | Residential & Commercial | Ducted CEE Tier 1
206773680 | Central HP <5.4 tons | AIRQUEST | HRCU-A-CB (Split System: Heat Pump with Remote Outdoor Unit-Air-Source) | HVH837GKA2* |  |  | EHD4X48AAL+WALLCON | *95CSU1002122A* | 32600 | 17 | 8.1 | 32800 | 24800 | 75.61% | 1.98 | 11.5 | 11 |  |  |  | No | R-410A | 2.7167 | Residential & Commercial | Ducted CEE Tier 1
211242969 | Central HP <5.4 tons | DAY & NIGHT | HRCU-A-CB (Split System: Heat Pump with Remote Outdoor Unit-Air-Source) | DLCURAH24ABK |  |  | EA*4X37L17A* | *95ESN0601412A* | 25000 | 16 | 8.5 | 26000 | 21200 | 81.54% | 1.76 | 0 | 10 |  |  |  | No | R-410A | 2.0833 | Residential & Commercial | Ducted CEE Tier 1
214861535 | Central HP <5.4 tons | MDV | HRCU-A-CB (Split System: Heat Pump with Remote Outdoor Unit-Air-Source) | MOX430-18HFN10-M1 |  |  | MVBC-18HWFN10-MB1 |  | 18000 | 18.5 | 9.8 | 18000 | 13000 | 72.22% | 2.3 | 0 | 12.2 |  |  |  | No | R-454B | 1.5 | Residential & Commercial | Ducted CEE Tier 1
214861531 | Central HP <5.4 tons | MDV | HRCU-A-CB (Split System: Heat Pump with Remote Outdoor Unit-Air-Source) | MOE30-48HFN10-M2X |  |  | MVBC-48HWFN10-MD2 |  | 48000 | 17 | 10.2 | 50000 | 46000 | 92% | 2 | 0 | 10.1 |  |  |  | No | R-454B | 4 | Residential & Commercial | Ducted CEE Tier 1
214861550 | Central HP <5.4 tons | MDV | HRCU-A-CB (Split System: Heat Pump with Remote Outdoor Unit-Air-Source) | MOE30-60HFN10-M3X |  |  | MVBDM-60HWFN10-WC3 |  | 54000 | 17.5 | 9.5 | 55000 | 54000 | 98.18% | 1.9 | 0 | 12 |  |  |  | No | R-454B | 4.5 | Residential & Commercial | Ducted CEE Tier 1
214861530 | Central HP <5.4 tons | MDV | HRCU-A-CB (Split System: Heat Pump with Remote Outdoor Unit-Air-Source) | MOD30-33HFN10-M1X |  |  | MVBC-36HWFN10-MC1 |  | 33000 | 16.7 | 10 | 35000 | 34000 | 97.14% | 2 | 0 | 11.7 |  |  |  | No | R-454B | 2.75 | Residential & Commercial | Ducted CEE Tier 1
214242896 | Central HP <5.4 tons | BRYANT HEATING AND COOLING SYSTEMS | HRCU-A-CB (Split System: Heat Pump with Remote Outdoor Unit-Air-Source) | 288BNV025*0**B* |  |  | CNPV*4217AL*+UI | 935CB48060C17*** | 23800 | 16.5 | 8.1 | 21400 | 16700 | 78.04% | 1.98 | 0 | 11 |  |  |  | No | R-410A | 1.9833 | Residential & Commercial | Ducted CEE Tier 1
213772805 | Central HP <5.4 tons | CARRIER | HRCU-A-CB (Split System: Heat Pump with Remote Outdoor Unit-Air-Source) | 25VNA825A*032* |  |  | CAP**2517AL*+UI | 59TN6C080C17**14 | 24200 | 16.5 | 8.1 | 21400 | 16600 | 77.57% | 2 | 0 | 11 |  |  |  | No | R-410A | 2.0167 | Residential & Commercial | Ducted CEE Tier 1
215318731 | Central HP <5.4 tons | MDV | HRCU-A-CB (Split System: Heat Pump with Remote Outdoor Unit-Air-Source) | MOD30-30HFN10-M3X |  |  | MVBDM-36HWFN10-WB3 |  | 30000 | 17.2 | 10.8 | 33000 | 33200 | 100.6% | 1.97 | 0 | 12.1 |  |  |  | No | R-454B | 2.5 | Residential & Commercial | Ducted CEE Tier 1
204299048 | Central HP <5.4 tons | AIRQUEST | HRCU-A-CB (Split System: Heat Pump with Remote Outdoor Unit-Air-Source) | HVH837GKA** |  |  | EA*4X42L21A*+WALLCON | *97CMN0602120A* | 31600 | 17 | 8.1 | 33400 | 24800 | 74.25% | 1.86 | 11 | 11 |  |  |  | No | R-410A | 2.6333 | Residential & Commercial | Ducted CEE Tier 1
204300302 | Central HP <5.4 tons | AIRQUEST | HRCU-A-CB (Split System: Heat Pump with Remote Outdoor Unit-Air-Source) | HVH837GKA** |  |  | EHD4X42AAL+WALLCON | *96CTN1202422A* | 32600 | 17 | 8.1 | 33000 | 24800 | 75.15% | 1.96 | 11 | 11 |  |  |  | No | R-410A | 2.7167 | Residential & Commercial | Ducted CEE Tier 1
204300182 | Central HP <5.4 tons | AIRQUEST | HRCU-A-CB (Split System: Heat Pump with Remote Outdoor Unit-Air-Source) | HVH837GKA** |  |  | EHD4X36AAL+WALLCON | *96CTN1002122A* | 32200 | 16.5 | 8.1 | 33200 | 24800 | 74.7% | 1.94 | 11.5 | 11 |  |  |  | No | R-410A | 2.6833 | Residential & Commercial | Ducted CEE Tier 1
204298978 | Central HP <5.4 tons | AIRQUEST | HRCU-A-CB (Split System: Heat Pump with Remote Outdoor Unit-Air-Source) | HVH837GKA** |  |  | EA*4X42L21A*+WALLCON | *97CMN0801714A* | 31600 | 17 | 8.1 | 33400 | 24800 | 74.25% | 1.86 | 11.5 | 11 |  |  |  | No | R-410A | 2.6333 | Residential & Commercial | Ducted CEE Tier 1
204300082 | Central HP <5.4 tons | AIRQUEST | HRCU-A-CB (Split System: Heat Pump with Remote Outdoor Unit-Air-Source) | HVH837GKA** |  |  | EHD4X36AAL+WALLCON | *80CTL1352422A* | 32200 | 16.5 | 8.1 | 33200 | 24600 | 74.1% | 1.94 | 11 | 11 |  |  |  | No | R-410A | 2.6833 | Residential & Commercial | Ducted CEE Tier 1
214389729 | Central HP <5.4 tons | Liberty Heating & Air Conditioning | HRCU-A-CB (Split System: Heat Pump with Remote Outdoor Unit-Air-Source) | ASZS60241EA* |  |  | CA*EA3026*4A* | G*VC801005C*A* | 23000 | 17 | 8.6 | 23000 | 16100 | 70% | 2 | 0 | 10 |  |  |  | No | R-410A | 1.9167 | Residential & Commercial | Ducted CEE Tier 1
214491928 | Central HP <5.4 tons | Liberty Heating & Air Conditioning | HRCU-A-CB (Split System: Heat Pump with Remote Outdoor Unit-Air-Source) | ASZS601810A* |  |  | CA*EA1818*4B* | G*VC960603BNB* | 16600 | 17.5 | 8.5 | 17400 | 13000 | 74.71% | 2.1 | 0 | 10.9 |  |  |  | No | R-410A | 1.3833 | Residential & Commercial | Ducted CEE Tier 1
214491941 | Central HP <5.4 tons | Liberty Heating & Air Conditioning | HRCU-A-CB (Split System: Heat Pump with Remote Outdoor Unit-Air-Source) | ASZS601810A* |  |  | CA*EA2422*4B* | G*VC800803B*A* | 16600 | 17.5 | 8.5 | 17400 | 13000 | 74.71% | 2.1 | 0 | 10.9 |  |  |  | No | R-410A | 1.3833 | Residential & Commercial | Ducted CEE Tier 1
214491942 | Central HP <5.4 tons | Liberty Heating & Air Conditioning | HRCU-A-CB (Split System: Heat Pump with Remote Outdoor Unit-Air-Source) | ASZS601810A* |  |  | CA*EA2422*4B* | G*VS960603BUA* | 16600 | 17.5 | 8.5 | 17400 | 13000 | 74.71% | 2.1 | 0 | 10.9 |  |  |  | No | R-410A | 1.3833 | Residential & Commercial | Ducted CEE Tier 1
216030932 | Central HP <5.4 tons | MDV | HRCU-A-CB (Split System: Heat Pump with Remote Outdoor Unit-Air-Source) | MOX430-18HFN10-M3X |  |  | MVBDM-18HWFN10-WA3-MAS |  | 18000 | 19 | 10.1 | 18000 | 18600 | 103.3% | 2.12 | 0 | 12.5 |  |  |  | No | R-454B | 1.5 | Residential & Commercial | Ducted CEE Tier 1
204300382 | Central HP <5.4 tons | AIRQUEST | HRCU-A-CB (Split System: Heat Pump with Remote Outdoor Unit-Air-Source) | HVH837GKA** |  |  | EHD4X42AAL+WALLCON | *80CTL0701412A* | 32400 | 17 | 8.1 | 33200 | 25000 | 75.3% | 1.94 | 11.5 | 11 |  |  |  | No | R-410A | 2.7 | Residential & Commercial | Ducted CEE Tier 1
206767152 | Central HP <5.4 tons | AIRQUEST | HRCU-A-CB (Split System: Heat Pump with Remote Outdoor Unit-Air-Source) | HVH825GKA3* |  |  | EA*4X36L21A*+WALLCON | *80CSU0601716A* | 23600 | 16.5 | 8.1 | 21400 | 16600 | 77.57% | 1.94 | 11.5 | 10.5 |  |  |  | No | R-410A | 1.9667 | Residential & Commercial | Ducted CEE Tier 1
212970904 | Central HP <5.4 tons | TEMPSTAR | HRCU-A-CB (Split System: Heat Pump with Remote Outdoor Unit-Air-Source) | DLCURAH18ABK |  |  | EA*4X30L14A* | *80VTL0451412B* | 17800 | 16.5 | 8.5 | 18400 | 18800 | 102.2% | 2.26 | 0 | 10.5 |  |  |  | No | R-410A | 1.4833 | Residential & Commercial | Ducted CEE Tier 1
212970952 | Central HP <5.4 tons | TEMPSTAR | HRCU-A-CB (Split System: Heat Pump with Remote Outdoor Unit-Air-Source) | DLCURAH18ABK |  |  | EN(A,D)4X30L14** | *80VTL0451412B* | 17400 | 16.5 | 8.1 | 17900 | 18600 | 103.9% | 2.24 | 0 | 11 |  |  |  | No | R-410A | 1.45 | Residential & Commercial | Ducted CEE Tier 1
206767170 | Central HP <5.4 tons | AIRQUEST | HRCU-A-CB (Split System: Heat Pump with Remote Outdoor Unit-Air-Source) | HVH825GKA3* |  |  | EA*4X36L21A*+WALLCON | *80CSU1002120A* | 23600 | 16.5 | 8.1 | 21400 | 16700 | 78.04% | 1.92 | 11.5 | 10.5 |  |  |  | No | R-410A | 1.9667 | Residential & Commercial | Ducted CEE Tier 1
213353746 | Central HP <5.4 tons | TEMPSTAR | HRCU-A-CB (Split System: Heat Pump with Remote Outdoor Unit-Air-Source) | DLCURAH18ABK |  |  | F5MA4*24L*B* |  | 18100 | 16 | 8.5 | 18600 | 18600 | 100% | 2.24 | 0 | 10.5 |  |  |  | No | R-410A | 1.5083 | Residential & Commercial | Ducted CEE Tier 1
215934005 | Central HP <5.4 tons | BRYANT HEATING AND COOLING SYSTEMS | HRCU-A-CB (Split System: Heat Pump with Remote Outdoor Unit-Air-Source) | 293VAN048**AA* |  |  | CAA**4821AM*+UI | 88*TB60090C21*** | 44000 | 21 | 9.5 | 48000 | 36200 | 75.42% | 1.92 | 0 | 11 |  |  |  | No | R-454B | 3.6667 | Residential & Commercial | Ducted CEE Tier 1
215934035 | Central HP <5.4 tons | BRYANT HEATING AND COOLING SYSTEMS | HRCU-A-CB (Split System: Heat Pump with Remote Outdoor Unit-Air-Source) | 293VAN048**AA* |  |  | CAA**4821AM*+UI | 935CB66100C21*** | 44000 | 21 | 9.5 | 48000 | 36200 | 75.42% | 2 | 0 | 11 |  |  |  | No | R-454B | 3.6667 | Residential & Commercial | Ducted CEE Tier 1
214243961 | Central HP <5.4 tons | CARRIER | HRCU-A-CB (Split System: Heat Pump with Remote Outdoor Unit-Air-Source) | 25VNA448A*031* |  |  | CNPV*4824AL*+UI | 58TN*B110C21**20 | 44000 | 21 | 8.5 | 46500 | 36400 | 78.28% | 2.16 | 0 | 12 |  |  |  | No | R-410A | 3.6667 | Residential & Commercial | Ducted CEE Tier 1
214243975 | Central HP <5.4 tons | CARRIER | HRCU-A-CB (Split System: Heat Pump with Remote Outdoor Unit-Air-Source) | 25VNA448A*031* |  |  | CNPV*6024AL*+UI | 58TN*B110C21**20 | 44500 | 21.5 | 9 | 46000 | 36200 | 78.7% | 2.26 | 0 | 12 |  |  |  | No | R-410A | 3.7083 | Residential & Commercial | Ducted CEE Tier 1
214244007 | Central HP <5.4 tons | CARRIER | HRCU-A-CB (Split System: Heat Pump with Remote Outdoor Unit-Air-Source) | 25VNA424A*031* |  |  | CNPV*3617AL*+UI | 58TN*B070C14**12 | 23200 | 20 | 9.5 | 26600 | 20000 | 75.19% | 2.36 | 0 | 13 |  |  |  | No | R-410A | 1.9333 | Residential & Commercial | Ducted CEE Tier 1
214244041 | Central HP <5.4 tons | CARRIER | HRCU-A-CB (Split System: Heat Pump with Remote Outdoor Unit-Air-Source) | 25VNA424A*031* |  |  | CNPV*3621AL*+UI | 59TN6C080C17**14 | 23200 | 19.5 | 9.5 | 26800 | 20000 | 74.63% | 2.36 | 0 | 13 |  |  |  | No | R-410A | 1.9333 | Residential & Commercial | Ducted CEE Tier 1
214244059 | Central HP <5.4 tons | CARRIER | HRCU-A-CB (Split System: Heat Pump with Remote Outdoor Unit-Air-Source) | 25VNA424A*031* |  |  | CNPV*4217AL*+UI | 59TN6C060C17**14 | 23600 | 19.5 | 10 | 26600 | 19900 | 74.81% | 2.46 | 0 | 13 |  |  |  | No | R-410A | 1.9667 | Residential & Commercial | Ducted CEE Tier 1
214243991 | Central HP <5.4 tons | CARRIER | HRCU-A-CB (Split System: Heat Pump with Remote Outdoor Unit-Air-Source) | 25VNA424A*031* |  |  | CNPV*3017AL*+UI | 58TN*B070C17**16 | 23200 | 19.5 | 9.5 | 26800 | 20000 | 74.63% | 2.36 | 0 | 13 |  |  |  | No | R-410A | 1.9333 | Residential & Commercial | Ducted CEE Tier 1
214244027 | Central HP <5.4 tons | CARRIER | HRCU-A-CB (Split System: Heat Pump with Remote Outdoor Unit-Air-Source) | 25VNA424A*031* |  |  | CNPV*3621AL*+UI | 58TN*B090C17**16 | 23200 | 20 | 9.5 | 26600 | 19900 | 74.81% | 2.38 | 0 | 13 |  |  |  | No | R-410A | 1.9333 | Residential & Commercial | Ducted CEE Tier 1
214243947 | Central HP <5.4 tons | CARRIER | HRCU-A-CB (Split System: Heat Pump with Remote Outdoor Unit-Air-Source) | 25VNA448A*031* |  |  | CNPV*4821AL*+UI | 58TN*B045C17**12 | 42500 | 20 | 8.5 | 47500 | 37600 | 79.16% | 2.08 | 0 | 10.5 |  |  |  | No | R-410A | 3.5417 | Residential & Commercial | Ducted CEE Tier 1
214243963 | Central HP <5.4 tons | CARRIER | HRCU-A-CB (Split System: Heat Pump with Remote Outdoor Unit-Air-Source) | 25VNA448A*031* |  |  | CNPV*4824AL*+UI | 58TN*B135C24**22 | 44000 | 21 | 8.5 | 46500 | 36200 | 77.85% | 2.16 | 0 | 12 |  |  |  | No | R-410A | 3.6667 | Residential & Commercial | Ducted CEE Tier 1
211241918 | Central HP <5.4 tons | DAY & NIGHT | HRCU-A-CB (Split System: Heat Pump with Remote Outdoor Unit-Air-Source) | DLCURAH24ABK |  |  | EA*4X36L17A* | *80VSL0451716A* | 24200 | 16.5 | 8.5 | 26200 | 22600 | 86.26% | 1.86 | 0 | 10 |  |  |  | No | R-410A | 2.0167 | Residential & Commercial | Ducted CEE Tier 1
211242036 | Central HP <5.4 tons | DAY & NIGHT | HRCU-A-CB (Split System: Heat Pump with Remote Outdoor Unit-Air-Source) | DLCURAH24ABK |  |  | EA*4X36L17A* | *96VTN0401410A* | 23400 | 16 | 8.5 | 25600 | 23800 | 92.97% | 1.96 | 0 | 10 |  |  |  | No | R-410A | 1.95 | Residential & Commercial | Ducted CEE Tier 1
211242136 | Central HP <5.4 tons | DAY & NIGHT | HRCU-A-CB (Split System: Heat Pump with Remote Outdoor Unit-Air-Source) | DLCURAH24ABK |  |  | EA*4X36L17A* | *92ESN0601714A* | 24400 | 17 | 8.5 | 26200 | 22400 | 85.5% | 1.86 | 0 | 10 |  |  |  | No | R-410A | 2.0333 | Residential & Commercial | Ducted CEE Tier 1
214861577 | Central HP <5.4 tons | MDV | HRCU-A-CB (Split System: Heat Pump with Remote Outdoor Unit-Air-Source) | MOE30-60HFN10-M2X |  |  | MVBC-60HWFN10-MD2-D |  | 54000 | 15.2 | 9.2 | 59000 | 53000 | 89.83% | 2 | 0 | 10 |  |  |  | No | R-454B | 4.5 | Residential & Commercial | Ducted CEE Tier 1
214861596 | Central HP <5.4 tons | MDV | HRCU-A-CB (Split System: Heat Pump with Remote Outdoor Unit-Air-Source) | MOE30-60HFN10-M3X |  |  | MVBC-60HWFN10-MD3E-D |  | 54000 | 16 | 9 | 56000 | 52000 | 92.86% | 1.8 | 0 | 10 |  |  |  | No | R-454B | 4.5 | Residential & Commercial | Ducted CEE Tier 1
214861593 | Central HP <5.4 tons | MDV | HRCU-A-CB (Split System: Heat Pump with Remote Outdoor Unit-Air-Source) | MOX630-42HFN10-M3X-D |  |  | MVBC-42HWFN10-MD3E-DD |  | 42000 | 16.7 | 9.5 | 50000 | 46000 | 92% | 1.9 | 0 | 11.7 |  |  |  | No | R-454B | 3.5 | Residential & Commercial | Ducted CEE Tier 1
213075910 | Central HP <5.4 tons | CARRIER | HRCU-A-CB (Split System: Heat Pump with Remote Outdoor Unit-Air-Source) | 38MURAQ36AB3* |  |  | CAP**4224AL* | 59SU5B100M21**20 | 35600 | 16 | 8.1 | 38500 | 35200 | 91.43% | 1.9 | 0 | 10 |  |  |  | No | R-410A | 2.9667 | Residential & Commercial | Ducted CEE Tier 1
211242169 | Central HP <5.4 tons | DAY & NIGHT | HRCU-A-CB (Split System: Heat Pump with Remote Outdoor Unit-Air-Source) | DLCURAH24ABK |  |  | EA*4X36L17A* | *95ESN0801716A* | 24800 | 15.5 | 8.5 | 26800 | 22000 | 82.09% | 1.8 | 0 | 10 |  |  |  | No | R-410A | 2.0667 | Residential & Commercial | Ducted CEE Tier 1
206771021 | Central HP <5.4 tons | AIRQUEST | HRCU-A-CB (Split System: Heat Pump with Remote Outdoor Unit-Air-Source) | HVH837GKA2* |  |  | EA*4X36L17A*+WALLCON | *80CTL0701412A* | 31400 | 17.5 | 8.1 | 33400 | 24400 | 73.05% | 1.84 | 11.5 | 11 |  |  |  | No | R-410A | 2.6167 | Residential & Commercial | Ducted CEE Tier 1
206771255 | Central HP <5.4 tons | AIRQUEST | HRCU-A-CB (Split System: Heat Pump with Remote Outdoor Unit-Air-Source) | HVH837GKA2* |  |  | EA*4X37L21A*+WALLCON | *80CTL0701716A* | 32800 | 17.5 | 8.5 | 33000 | 25200 | 76.36% | 1.98 | 11 | 11.5 |  |  |  | No | R-410A | 2.7333 | Residential & Commercial | Ducted CEE Tier 1
206771273 | Central HP <5.4 tons | AIRQUEST | HRCU-A-CB (Split System: Heat Pump with Remote Outdoor Unit-Air-Source) | HVH837GKA2* |  |  | EA*4X37L21A*+WALLCON | *80CTL0902120A* | 32800 | 17.5 | 8.5 | 33000 | 25200 | 76.36% | 1.98 | 12 | 11.7 |  |  |  | No | R-410A | 2.7333 | Residential & Commercial | Ducted CEE Tier 1
206772425 | Central HP <5.4 tons | AIRQUEST | HRCU-A-CB (Split System: Heat Pump with Remote Outdoor Unit-Air-Source) | HVH837GKA2* |  |  | EN(A,D)4X48L24**+WALLCON | *96CTN1002122A* | 32400 | 17.5 | 8.1 | 33000 | 24800 | 75.15% | 1.96 | 12 | 11.7 |  |  |  | No | R-410A | 2.7 | Residential & Commercial | Ducted CEE Tier 1
211243033 | Central HP <5.4 tons | DAY & NIGHT | HRCU-A-CB (Split System: Heat Pump with Remote Outdoor Unit-Air-Source) | DLCURAH24ABK |  |  | EA*4X37L17A* | *80ES(N,L)0451712A* | 24600 | 16.5 | 8.5 | 25600 | 21600 | 84.38% | 1.8 | 0 | 10 |  |  |  | No | R-410A | 2.05 | Residential & Commercial | Ducted CEE Tier 1
211243135 | Central HP <5.4 tons | DAY & NIGHT | HRCU-A-CB (Split System: Heat Pump with Remote Outdoor Unit-Air-Source) | DLCURAH24ABK |  |  | EA*4X37L17A* | *92ESN0401712A* | 24200 | 16 | 8.1 | 25400 | 22000 | 86.61% | 1.82 | 0 | 10 |  |  |  | No | R-410A | 2.0167 | Residential & Commercial | Ducted CEE Tier 1
206765638 | Central HP <5.4 tons | AIRQUEST | HRCU-A-CB (Split System: Heat Pump with Remote Outdoor Unit-Air-Source) | HVH825GKA3* |  |  | EA*4X30L17A*+WALLCON | *80CTL0901716A* | 23600 | 17 | 8.1 | 21400 | 16600 | 77.57% | 1.92 | 11 | 11 |  |  |  | No | R-410A | 1.9667 | Residential & Commercial | Ducted CEE Tier 1
206765656 | Central HP <5.4 tons | AIRQUEST | HRCU-A-CB (Split System: Heat Pump with Remote Outdoor Unit-Air-Source) | HVH825GKA3* |  |  | EA*4X36L17A*+WALLCON | *80CTL0701716A* | 23600 | 16.5 | 8.1 | 21400 | 16700 | 78.04% | 1.94 | 11.5 | 11 |  |  |  | No | R-410A | 1.9667 | Residential & Commercial | Ducted CEE Tier 1
206135795 | Central HP <5.4 tons | AIRQUEST | HRCU-A-CB (Split System: Heat Pump with Remote Outdoor Unit-Air-Source) | HVH837GKA** |  |  | EA*4X48L21A*+WALLCON | *80CSU1002120A* | 32200 | 17 | 8.1 | 32600 | 25000 | 76.69% | 1.96 | 11.5 | 11 |  |  |  | No | R-410A | 2.6833 | Residential & Commercial | Ducted CEE Tier 1
210693363 | Central HP <5.4 tons | Liberty Heating & Air Conditioning | HRCU-A-CB (Split System: Heat Pump with Remote Outdoor Unit-Air-Source) | ASZV903610A* |  |  | CHPF3743C6B*+TXV | G*VC800604B*A* | 33400 | 18 | 8.2 | 34000 | 24400 | 71.76% | 1.8 | 0 | 11 |  |  |  | No | R-410A | 2.7833 | Residential & Commercial | Ducted CEE Tier 1
210609974 | Central HP <5.4 tons | Liberty Heating & Air Conditioning | HRCU-A-CB (Split System: Heat Pump with Remote Outdoor Unit-Air-Source) | ASZV903610A* |  |  | AMVE36CP1400A* |  | 33600 | 18.5 | 8.2 | 34000 | 24400 | 71.76% | 1.8 | 0 | 11.5 |  |  |  | No | R-410A | 2.8 | Residential & Commercial | Ducted CEE Tier 1
214389697 | Central HP <5.4 tons | Liberty Heating & Air Conditioning | HRCU-A-CB (Split System: Heat Pump with Remote Outdoor Unit-Air-Source) | ASZS60481EA* |  |  | AHVE60DP1400A* |  | 44000 | 17 | 8.6 | 44000 | 31000 | 70.45% | 2 | 0 | 10 |  |  |  | No | R-410A | 3.6667 | Residential & Commercial | Ducted CEE Tier 1
214389763 | Central HP <5.4 tons | Liberty Heating & Air Conditioning | HRCU-A-CB (Split System: Heat Pump with Remote Outdoor Unit-Air-Source) | ASZS60481EA* |  |  | CA*EA6030*4A*+MBVC2000**-1A* |  | 44000 | 17 | 8.6 | 44000 | 31000 | 70.45% | 2 | 0 | 10 |  |  |  | No | R-410A | 3.6667 | Residential & Commercial | Ducted CEE Tier 1
210693326 | Central HP <5.4 tons | Liberty Heating & Air Conditioning | HRCU-A-CB (Split System: Heat Pump with Remote Outdoor Unit-Air-Source) | ASZV903610A* |  |  | CA*F3743*6D*+TXV | G*VC800805C*A* | 33600 | 19 | 8.2 | 34000 | 24400 | 71.76% | 1.8 | 0 | 12 |  |  |  | No | R-410A | 2.8 | Residential & Commercial | Ducted CEE Tier 1
211243487 | Central HP <5.4 tons | DAY & NIGHT | HRCU-A-CB (Split System: Heat Pump with Remote Outdoor Unit-Air-Source) | DLCURAH24ABK |  |  | EA*4X37L21A* | *80VTL1102122A* | 24400 | 17 | 8.5 | 25200 | 21200 | 84.13% | 1.8 | 0 | 10.5 |  |  |  | No | R-410A | 2.0333 | Residential & Commercial | Ducted CEE Tier 1
211243521 | Central HP <5.4 tons | DAY & NIGHT | HRCU-A-CB (Split System: Heat Pump with Remote Outdoor Unit-Air-Source) | DLCURAH24ABK |  |  | EA*4X37L21A* | *80ES(N,L)0702116A* | 25000 | 17 | 8.5 | 25600 | 20800 | 81.25% | 1.76 | 0 | 10.5 |  |  |  | No | R-410A | 2.0833 | Residential & Commercial | Ducted CEE Tier 1
211242025 | Central HP <5.4 tons | DAY & NIGHT | HRCU-A-CB (Split System: Heat Pump with Remote Outdoor Unit-Air-Source) | DLCURAH24ABK |  |  | EA*4X36L17A* | *95ESN0601412A* | 24400 | 15.5 | 8.5 | 26600 | 22400 | 84.21% | 1.84 | 0 | 10 |  |  |  | No | R-410A | 2.0333 | Residential & Commercial | Ducted CEE Tier 1
211242482 | Central HP <5.4 tons | DAY & NIGHT | HRCU-A-CB (Split System: Heat Pump with Remote Outdoor Unit-Air-Source) | DLCURAH24ABK |  |  | EA*4X36L21A* | *96VTN0801716A* | 24400 | 16.5 | 8.5 | 26200 | 22400 | 85.5% | 1.86 | 0 | 10 |  |  |  | No | R-410A | 2.0333 | Residential & Commercial | Ducted CEE Tier 1
211242324 | Central HP <5.4 tons | DAY & NIGHT | HRCU-A-CB (Split System: Heat Pump with Remote Outdoor Unit-Air-Source) | DLCURAH24ABK |  |  | EA*4X36L21A* | *95ESU0401712A* | 23800 | 17 | 8.5 | 25800 | 23200 | 89.92% | 1.92 | 0 | 10 |  |  |  | No | R-410A | 1.9833 | Residential & Commercial | Ducted CEE Tier 1
215439762 | Central HP <5.4 tons | DAIKIN | HRCU-A-CB (Split System: Heat Pump with Remote Outdoor Unit-Air-Source) | DH6VSA1810A* |  |  | CHPEA2422*3A*+MBVK12BP1X00A* |  | 17000 | 19 | 8.8 | 16800 | 13000 | 77.38% | 2.1 | 0 | 12 |  |  |  | No | R-32 | 1.4167 | Residential & Commercial | Ducted CEE Tier 1
215439763 | Central HP <5.4 tons | DAIKIN | HRCU-A-CB (Split System: Heat Pump with Remote Outdoor Unit-Air-Source) | DH6VSA1810A* |  |  | CA*EA3022*3A*+MBVK12BP1X00A* |  | 17000 | 19 | 8.8 | 16800 | 13000 | 77.38% | 2.1 | 0 | 12 |  |  |  | No | R-32 | 1.4167 | Residential & Commercial | Ducted CEE Tier 1
211242335 | Central HP <5.4 tons | DAY & NIGHT | HRCU-A-CB (Split System: Heat Pump with Remote Outdoor Unit-Air-Source) | DLCURAH24ABK |  |  | EA*4X36L21A* | *80ES(N,L)0701716A* | 25000 | 16.5 | 8.5 | 26800 | 21800 | 81.34% | 1.8 | 0 | 10 |  |  |  | No | R-410A | 2.0833 | Residential & Commercial | Ducted CEE Tier 1
211242399 | Central HP <5.4 tons | DAY & NIGHT | HRCU-A-CB (Split System: Heat Pump with Remote Outdoor Unit-Air-Source) | DLCURAH24ABK |  |  | EA*4X36L21A* | *80VSL0701716A* | 24000 | 17 | 8.5 | 26000 | 22800 | 87.69% | 1.9 | 0 | 10 |  |  |  | No | R-410A | 2 | Residential & Commercial | Ducted CEE Tier 1
211242958 | Central HP <5.4 tons | DAY & NIGHT | HRCU-A-CB (Split System: Heat Pump with Remote Outdoor Unit-Air-Source) | DLCURAH24ABK |  |  | EA*4X37L17A* | *95ESN0401712A* | 24400 | 15.2 | 8.5 | 26000 | 21600 | 83.08% | 1.78 | 0 | 10 |  |  |  | No | R-410A | 2.0333 | Residential & Commercial | Ducted CEE Tier 1
211242759 | Central HP <5.4 tons | DAY & NIGHT | HRCU-A-CB (Split System: Heat Pump with Remote Outdoor Unit-Air-Source) | DLCURAH24ABK |  |  | EA*4X37L17A* | *80VSL0451412A* | 24800 | 16.5 | 8.5 | 25800 | 21400 | 82.95% | 1.78 | 0 | 10 |  |  |  | No | R-410A | 2.0667 | Residential & Commercial | Ducted CEE Tier 1
211242834 | Central HP <5.4 tons | DAY & NIGHT | HRCU-A-CB (Split System: Heat Pump with Remote Outdoor Unit-Air-Source) | DLCURAH24ABK |  |  | EA*4X37L17A* | *80ES(N,L)0701716A* | 25400 | 16 | 8.5 | 26400 | 21000 | 79.55% | 1.76 | 0 | 10 |  |  |  | No | R-410A | 2.1167 | Residential & Commercial | Ducted CEE Tier 1
211243102 | Central HP <5.4 tons | DAY & NIGHT | HRCU-A-CB (Split System: Heat Pump with Remote Outdoor Unit-Air-Source) | DLCURAH24ABK |  |  | EA*4X37L17A* | *95ESN0601714A* | 25200 | 16 | 8.5 | 26200 | 21200 | 80.92% | 1.76 | 0 | 10 |  |  |  | No | R-410A | 2.1 | Residential & Commercial | Ducted CEE Tier 1
210693373 | Central HP <5.4 tons | Liberty Heating & Air Conditioning | HRCU-A-CB (Split System: Heat Pump with Remote Outdoor Unit-Air-Source) | ASZV903610A* |  |  | CHPF3743C6B*+TXV | G*VS960805CUA* | 33400 | 18 | 8.2 | 34000 | 24400 | 71.76% | 1.8 | 0 | 11 |  |  |  | No | R-410A | 2.7833 | Residential & Commercial | Ducted CEE Tier 1
210693376 | Central HP <5.4 tons | Liberty Heating & Air Conditioning | HRCU-A-CB (Split System: Heat Pump with Remote Outdoor Unit-Air-Source) | ASZV903610A* |  |  | CHPF3743C6B*+TXV | G*VM970803BNB* | 33400 | 18 | 8.2 | 34000 | 24400 | 71.76% | 1.8 | 0 | 11 |  |  |  | No | R-410A | 2.7833 | Residential & Commercial | Ducted CEE Tier 1
211228440 | Central HP <5.4 tons | HEIL | HRCU-A-CB (Split System: Heat Pump with Remote Outdoor Unit-Air-Source) | DLCURAH36ABK |  |  | EA*4X43L21A* | *92ESN0601714A* | 36400 | 16 | 8.5 | 38500 | 34800 | 90.39% | 2.08 | 0 | 10 |  |  |  | No | R-410A | 3.0333 | Residential & Commercial | Ducted CEE Tier 1
211228642 | Central HP <5.4 tons | HEIL | HRCU-A-CB (Split System: Heat Pump with Remote Outdoor Unit-Air-Source) | DLCURAH36ABK |  |  | EA*4X43L21A* | *96VTN0802120A* | 37000 | 15.5 | 8.5 | 38500 | 35000 | 90.91% | 2.1 | 0 | 10 |  |  |  | No | R-410A | 3.0833 | Residential & Commercial | Ducted CEE Tier 1
211228874 | Central HP <5.4 tons | HEIL | HRCU-A-CB (Split System: Heat Pump with Remote Outdoor Unit-Air-Source) | DLCURAH36ABK |  |  | EA*4X48L21A* | *80ESU0601716A | 36600 | 16 | 8.5 | 38500 | 34800 | 90.39% | 2.08 | 0 | 10 |  |  |  | No | R-410A | 3.05 | Residential & Commercial | Ducted CEE Tier 1
211229276 | Central HP <5.4 tons | HEIL | HRCU-A-CB (Split System: Heat Pump with Remote Outdoor Unit-Air-Source) | DLCURAH36ABK |  |  | EA*4X48L24A* | *80ES(N,L)0902120A* | 36600 | 16 | 8.5 | 38500 | 34800 | 90.39% | 2.08 | 0 | 10 |  |  |  | No | R-410A | 3.05 | Residential & Commercial | Ducted CEE Tier 1
211229345 | Central HP <5.4 tons | HEIL | HRCU-A-CB (Split System: Heat Pump with Remote Outdoor Unit-Air-Source) | DLCURAH36ABK |  |  | EA*4X48L24A* | *80VSL0702120A* | 36000 | 16 | 8.5 | 38500 | 34600 | 89.87% | 2.06 | 0 | 10 |  |  |  | No | R-410A | 3 | Residential & Commercial | Ducted CEE Tier 1
215359326 | Central HP <5.4 tons | MDV | HRCU-A-CB (Split System: Heat Pump with Remote Outdoor Unit-Air-Source) | MOD30-30HFN10-M3X |  |  | MVBDM-36HWFN10-WB3-D |  | 30000 | 17.2 | 10.8 | 33000 | 33200 | 100.6% | 1.97 | 0 | 12 |  |  |  | No | R-454B | 2.5 | Residential & Commercial | Ducted CEE Tier 1
204298998 | Central HP <5.4 tons | AIRQUEST | HRCU-A-CB (Split System: Heat Pump with Remote Outdoor Unit-Air-Source) | HVH837GKA** |  |  | EA*4X42L21A*+WALLCON | *97CMN1002122A* | 31800 | 17 | 8.1 | 33000 | 24400 | 73.94% | 1.9 | 11.5 | 11.5 |  |  |  | No | R-410A | 2.65 | Residential & Commercial | Ducted CEE Tier 1
204299898 | Central HP <5.4 tons | AIRQUEST | HRCU-A-CB (Split System: Heat Pump with Remote Outdoor Unit-Air-Source) | HVH837GKA** |  |  | EN(A,D)4X48L24**+WALLCON | *96CTN1202422A* | 32400 | 17.5 | 8.1 | 32800 | 24800 | 75.61% | 1.96 | 12 | 11.7 |  |  |  | No | R-410A | 2.7 | Residential & Commercial | Ducted CEE Tier 1
204300352 | Central HP <5.4 tons | AIRQUEST | HRCU-A-CB (Split System: Heat Pump with Remote Outdoor Unit-Air-Source) | HVH837GKA** |  |  | EHD4X42AAL+WALLCON | *97CMN1202422A* | 32400 | 16.5 | 8.1 | 33200 | 25000 | 75.3% | 1.96 | 11.5 | 11 |  |  |  | No | R-410A | 2.7 | Residential & Commercial | Ducted CEE Tier 1
211260324 | Central HP <5.4 tons | HEIL | HRCU-A-CB (Split System: Heat Pump with Remote Outdoor Unit-Air-Source) | DLCURAH18ABK |  |  | EA*4X24L17A* | *95ESU0401712A* | 17600 | 16 | 8.5 | 18500 | 19100 | 103.2% | 2.3 | 0 | 10.5 |  |  |  | No | R-410A | 1.4667 | Residential & Commercial | Ducted CEE Tier 1
206765424 | Central HP <5.4 tons | AIRQUEST | HRCU-A-CB (Split System: Heat Pump with Remote Outdoor Unit-Air-Source) | HVH825GKA3* |  |  | EA*4X24L17A*+WALLCON | *80CTL0701716A* | 23200 | 16.5 | 8.1 | 22000 | 16800 | 76.36% | 1.9 | 11 | 10.5 |  |  |  | No | R-410A | 1.9333 | Residential & Commercial | Ducted CEE Tier 1
214244075 | Central HP <5.4 tons | CARRIER | HRCU-A-CB (Split System: Heat Pump with Remote Outdoor Unit-Air-Source) | 25VNA424A*031* |  |  | CNPV*4221AL*+UI | 59MN7C080C17**14 | 23400 | 19.5 | 10 | 26600 | 19900 | 74.81% | 2.42 | 0 | 13 |  |  |  | No | R-410A | 1.95 | Residential & Commercial | Ducted CEE Tier 1
214244077 | Central HP <5.4 tons | CARRIER | HRCU-A-CB (Split System: Heat Pump with Remote Outdoor Unit-Air-Source) | 25VNA424A*031* |  |  | CNPV*4221AL*+UI | 59MN7C100C21**22 | 23400 | 20 | 10 | 26600 | 19800 | 74.44% | 2.44 | 0 | 13.5 |  |  |  | No | R-410A | 1.95 | Residential & Commercial | Ducted CEE Tier 1
214243995 | Central HP <5.4 tons | CARRIER | HRCU-A-CB (Split System: Heat Pump with Remote Outdoor Unit-Air-Source) | 25VNA424A*031* |  |  | CNPV*3017AL*+UI | 59MN7C060C17**14 | 22800 | 19 | 9.5 | 26800 | 20200 | 75.37% | 2.34 | 0 | 12.5 |  |  |  | No | R-410A | 1.9 | Residential & Commercial | Ducted CEE Tier 1
214244013 | Central HP <5.4 tons | CARRIER | HRCU-A-CB (Split System: Heat Pump with Remote Outdoor Unit-Air-Source) | 25VNA424A*031* |  |  | CNPV*3617AL*+UI | 59MN7C060C17**14 | 22800 | 19 | 9.5 | 26800 | 20200 | 75.37% | 2.34 | 0 | 12.5 |  |  |  | No | R-410A | 1.9 | Residential & Commercial | Ducted CEE Tier 1
214243989 | Central HP <5.4 tons | CARRIER | HRCU-A-CB (Split System: Heat Pump with Remote Outdoor Unit-Air-Source) | 25VNA424A*031* |  |  | CNPV*3017AL*+UI | 58TN*B070C14**12 | 23200 | 20 | 9.5 | 26600 | 20000 | 75.19% | 2.36 | 0 | 13 |  |  |  | No | R-410A | 1.9333 | Residential & Commercial | Ducted CEE Tier 1
211242553 | Central HP <5.4 tons | DAY & NIGHT | HRCU-A-CB (Split System: Heat Pump with Remote Outdoor Unit-Air-Source) | DLCURAH24ABK |  |  | EA*4X36L21A* | *80ES(N,L)0451712A* | 24200 | 17 | 8.5 | 26200 | 22600 | 86.26% | 1.86 | 0 | 10 |  |  |  | No | R-410A | 2.0167 | Residential & Commercial | Ducted CEE Tier 1
211242636 | Central HP <5.4 tons | DAY & NIGHT | HRCU-A-CB (Split System: Heat Pump with Remote Outdoor Unit-Air-Source) | DLCURAH24ABK |  |  | EA*4X36L21A* | *92ESN0801716A* | 24400 | 17 | 8.5 | 26200 | 22400 | 85.5% | 1.86 | 0 | 10 |  |  |  | No | R-410A | 2.0333 | Residential & Commercial | Ducted CEE Tier 1
211243222 | Central HP <5.4 tons | DAY & NIGHT | HRCU-A-CB (Split System: Heat Pump with Remote Outdoor Unit-Air-Source) | DLCURAH24ABK |  |  | EA*4X37L21A* | *96VSN0601714A* | 24800 | 16.5 | 8.5 | 25600 | 21000 | 82.03% | 1.76 | 0 | 10 |  |  |  | No | R-410A | 2.0667 | Residential & Commercial | Ducted CEE Tier 1
211243258 | Central HP <5.4 tons | DAY & NIGHT | HRCU-A-CB (Split System: Heat Pump with Remote Outdoor Unit-Air-Source) | DLCURAH24ABK |  |  | EA*4X37L21A* | *96VSN0801716A* | 24800 | 17 | 8.5 | 25600 | 21000 | 82.03% | 1.76 | 0 | 10.5 |  |  |  | No | R-410A | 2.0667 | Residential & Commercial | Ducted CEE Tier 1
211243436 | Central HP <5.4 tons | DAY & NIGHT | HRCU-A-CB (Split System: Heat Pump with Remote Outdoor Unit-Air-Source) | DLCURAH24ABK |  |  | EA*4X37L21A* | *80VTL0701716A* | 24800 | 17 | 8.5 | 25400 | 20800 | 81.89% | 1.76 | 0 | 10.5 |  |  |  | No | R-410A | 2.0667 | Residential & Commercial | Ducted CEE Tier 1
211243754 | Central HP <5.4 tons | DAY & NIGHT | HRCU-A-CB (Split System: Heat Pump with Remote Outdoor Unit-Air-Source) | DLCURAH24ABK |  |  | EN(A,D)4X24L14** | *95ESN0601412A* | 24000 | 15.2 | 8.5 | 27200 | 23000 | 84.56% | 1.88 | 0 | 10 |  |  |  | No | R-410A | 2 | Residential & Commercial | Ducted CEE Tier 1
214861541 | Central HP <5.4 tons | MDV | HRCU-A-CB (Split System: Heat Pump with Remote Outdoor Unit-Air-Source) | MOX430-24HFN10-M3X |  |  | MVBC-24HWFN10-MB3E |  | 23000 | 18.4 | 10 | 24000 | 21600 | 90% | 1.87 | 0 | 11.7 |  |  |  | No | R-454B | 1.9167 | Residential & Commercial | Ducted CEE Tier 1
214239083 | Central HP <5.4 tons | CARRIER | HRCU-A-CB (Split System: Heat Pump with Remote Outdoor Unit-Air-Source) | 25VNA837A*031* |  |  | CNPV*4221AL*+UI | 58TN*B110C21**20 | 31800 | 17 | 8.1 | 33000 | 24400 | 73.94% | 1.88 | 0 | 11 |  |  |  | No | R-410A | 2.65 | Residential & Commercial | Ducted CEE Tier 1
214242346 | Central HP <5.4 tons | BRYANT HEATING AND COOLING SYSTEMS | HRCU-A-CB (Split System: Heat Pump with Remote Outdoor Unit-Air-Source) | 288BNV025*0**C* |  |  | CNPV*4824AL*+UI | 88*TB66135C24*** | 24200 | 17 | 8.1 | 21200 | 16600 | 78.3% | 2 | 0 | 11 |  |  |  | No | R-410A | 2.0167 | Residential & Commercial | Ducted CEE Tier 1
211226423 | Central HP <5.4 tons | DAY & NIGHT | HRCU-A-CB (Split System: Heat Pump with Remote Outdoor Unit-Air-Source) | DLCURAH36ABK |  |  | EA*4X36L21A* | *96VTN1002122A* | 35200 | 16.5 | 8.1 | 38500 | 35200 | 91.43% | 1.82 | 0 | 10 |  |  |  | No | R-410A | 2.9333 | Residential & Commercial | Ducted CEE Tier 1
211229644 | Central HP <5.4 tons | HEIL | HRCU-A-CB (Split System: Heat Pump with Remote Outdoor Unit-Air-Source) | DLCURAH36ABK |  |  | EA*4X48L24A* | OLV154F20A | 37400 | 15.2 | 8.5 | 39000 | 35000 | 89.74% | 2.14 | 0 | 10 |  |  |  | No | R-410A | 3.1167 | Residential & Commercial | Ducted CEE Tier 1
211230147 | Central HP <5.4 tons | HEIL | HRCU-A-CB (Split System: Heat Pump with Remote Outdoor Unit-Air-Source) | DLCURAH36ABK |  |  | EN(A,D,W)4X48L21** | *92ESN1002120A* | 35800 | 16.5 | 8.1 | 38500 | 34800 | 90.39% | 2 | 0 | 10 |  |  |  | No | R-410A | 2.9833 | Residential & Commercial | Ducted CEE Tier 1
211230178 | Central HP <5.4 tons | HEIL | HRCU-A-CB (Split System: Heat Pump with Remote Outdoor Unit-Air-Source) | DLCURAH36ABK |  |  | EN(A,D,W)4X48L21** | *95ESN0801716A* | 35600 | 15.5 | 8.1 | 38500 | 35000 | 90.91% | 2 | 0 | 10 |  |  |  | No | R-410A | 2.9667 | Residential & Commercial | Ducted CEE Tier 1
211230228 | Central HP <5.4 tons | HEIL | HRCU-A-CB (Split System: Heat Pump with Remote Outdoor Unit-Air-Source) | DLCURAH36ABK |  |  | EN(A,D,W)4X48L21** | *96VSN0601714A* | 35600 | 15.5 | 8.1 | 38500 | 35000 | 90.91% | 2 | 0 | 10 |  |  |  | No | R-410A | 2.9667 | Residential & Commercial | Ducted CEE Tier 1
210693380 | Central HP <5.4 tons | Liberty Heating & Air Conditioning | HRCU-A-CB (Split System: Heat Pump with Remote Outdoor Unit-Air-Source) | ASZV903610A* |  |  | CSCF3642N6D*+MBVC1601**-1A*+TXV |  | 33800 | 18.5 | 8.2 | 34000 | 24400 | 71.76% | 1.8 | 0 | 11.5 |  |  |  | No | R-410A | 2.8167 | Residential & Commercial | Ducted CEE Tier 1
206771507 | Central HP <5.4 tons | AIRQUEST | HRCU-A-CB (Split System: Heat Pump with Remote Outdoor Unit-Air-Source) | HVH837GKA2* |  |  | EA*4X42L21A*+WALLCON | *97CMN0602120A* | 31600 | 17 | 8.1 | 33400 | 24800 | 74.25% | 1.86 | 11 | 11 |  |  |  | No | R-410A | 2.6333 | Residential & Commercial | Ducted CEE Tier 1
211242903 | Central HP <5.4 tons | DAY & NIGHT | HRCU-A-CB (Split System: Heat Pump with Remote Outdoor Unit-Air-Source) | DLCURAH24ABK |  |  | EA*4X37L17A* | *80VTL0451412A* | 24800 | 16.5 | 8.5 | 25600 | 21400 | 83.59% | 1.8 | 0 | 10 |  |  |  | No | R-410A | 2.0667 | Residential & Commercial | Ducted CEE Tier 1
211242917 | Central HP <5.4 tons | DAY & NIGHT | HRCU-A-CB (Split System: Heat Pump with Remote Outdoor Unit-Air-Source) | DLCURAH24ABK |  |  | EA*4X37L17A* | *96VTN0401712A* | 24600 | 15.5 | 8.5 | 25800 | 21600 | 83.72% | 1.78 | 0 | 10 |  |  |  | No | R-410A | 2.05 | Residential & Commercial | Ducted CEE Tier 1
211243426 | Central HP <5.4 tons | DAY & NIGHT | HRCU-A-CB (Split System: Heat Pump with Remote Outdoor Unit-Air-Source) | DLCURAH24ABK |  |  | EA*4X37L21A* | *96VTN0801716A* | 24800 | 17 | 8.5 | 25600 | 21000 | 82.03% | 1.76 | 0 | 10.5 |  |  |  | No | R-410A | 2.0667 | Residential & Commercial | Ducted CEE Tier 1
211243569 | Central HP <5.4 tons | DAY & NIGHT | HRCU-A-CB (Split System: Heat Pump with Remote Outdoor Unit-Air-Source) | DLCURAH24ABK |  |  | EA*4X37L21A* | *92ESN0601714A* | 25000 | 17 | 8.5 | 25600 | 20800 | 81.25% | 1.76 | 0 | 10.5 |  |  |  | No | R-410A | 2.0833 | Residential & Commercial | Ducted CEE Tier 1
211243635 | Central HP <5.4 tons | DAY & NIGHT | HRCU-A-CB (Split System: Heat Pump with Remote Outdoor Unit-Air-Source) | DLCURAH24ABK |  |  | EA*4X37L21A* | *92ESN0401712A* | 24400 | 16 | 8.1 | 25400 | 21200 | 83.46% | 1.78 | 0 | 10 |  |  |  | No | R-410A | 2.0333 | Residential & Commercial | Ducted CEE Tier 1
213770985 | Central HP <5.4 tons | CARRIER | HRCU-A-CB (Split System: Heat Pump with Remote Outdoor Unit-Air-Source) | 25VNA825A*031* |  |  | CAP**3621AL*+UI | 59MN7C100C21**22 | 23600 | 16.5 | 8.1 | 21400 | 16600 | 77.57% | 1.94 | 0 | 11 |  |  |  | No | R-410A | 1.9667 | Residential & Commercial | Ducted CEE Tier 1
213075898 | Central HP <5.4 tons | CARRIER | HRCU-A-CB (Split System: Heat Pump with Remote Outdoor Unit-Air-Source) | 38MURAQ36AB3* |  |  | CAP**4221AL* | 59SU5B100M21**20 | 35600 | 16 | 8.1 | 38500 | 35200 | 91.43% | 1.9 | 0 | 10 |  |  |  | No | R-410A | 2.9667 | Residential & Commercial | Ducted CEE Tier 1
213771385 | Central HP <5.4 tons | CARRIER | HRCU-A-CB (Split System: Heat Pump with Remote Outdoor Unit-Air-Source) | 25VNA825A*031* |  |  | CAP**4224AL*+UI | 58TN*B135C24**22 | 23800 | 16.5 | 8.1 | 21400 | 16600 | 77.57% | 1.96 | 0 | 11 |  |  |  | No | R-410A | 1.9833 | Residential & Commercial | Ducted CEE Tier 1
213772555 | Central HP <5.4 tons | CARRIER | HRCU-A-CB (Split System: Heat Pump with Remote Outdoor Unit-Air-Source) | 25VNA825A*031* |  |  | CSPH*4812AL*+UI | 59TN6C060C17**14 | 24200 | 16 | 8.1 | 21400 | 16700 | 78.04% | 2 | 0 | 10.5 |  |  |  | No | R-410A | 2.0167 | Residential & Commercial | Ducted CEE Tier 1
214239753 | Central HP <5.4 tons | CARRIER | HRCU-A-CB (Split System: Heat Pump with Remote Outdoor Unit-Air-Source) | 25VNA837A*030* |  |  | CNPV*4221AL*+UI | 58TN*B090C21**20 | 31800 | 17 | 8.1 | 33000 | 24400 | 73.94% | 1.88 | 0 | 11 |  |  |  | No | R-410A | 2.65 | Residential & Commercial | Ducted CEE Tier 1
214492047 | Central HP <5.4 tons | Liberty Heating & Air Conditioning | HRCU-A-CB (Split System: Heat Pump with Remote Outdoor Unit-Air-Source) | ASZS601810A* |  |  | CA*EA1818*4B*+MBVC1600**-1A* |  | 16600 | 17.5 | 8.5 | 17400 | 13000 | 74.71% | 2.1 | 0 | 10.9 |  |  |  | No | R-410A | 1.3833 | Residential & Commercial | Ducted CEE Tier 1
214861586 | Central HP <5.4 tons | MDV | HRCU-A-CB (Split System: Heat Pump with Remote Outdoor Unit-Air-Source) | MOX430-18HFN10-M3X |  |  | MVBDM-18HWFN10-WA3-D |  | 18000 | 19 | 10.1 | 18000 | 18600 | 103.3% | 2.12 | 0 | 12.5 |  |  |  | No | R-454B | 1.5 | Residential & Commercial | Ducted CEE Tier 1
214861533 | Central HP <5.4 tons | MDV | HRCU-A-CB (Split System: Heat Pump with Remote Outdoor Unit-Air-Source) | MOE30-48HFN10-M2 |  |  | MVBC-48HWFN10-MD2 |  | 48000 | 17.8 | 10 | 50000 | 35200 | 70.4% | 1.9 | 0 | 10 |  |  |  | No | R-454B | 4 | Residential & Commercial | Ducted CEE Tier 1
211243646 | Central HP <5.4 tons | DAY & NIGHT | HRCU-A-CB (Split System: Heat Pump with Remote Outdoor Unit-Air-Source) | DLCURAH24ABK |  |  | EA*4X37L21A* | *80ESU0802120A | 25000 | 17.5 | 8.5 | 25600 | 20800 | 81.25% | 1.76 | 0 | 10.5 |  |  |  | No | R-410A | 2.0833 | Residential & Commercial | Ducted CEE Tier 1
211243703 | Central HP <5.4 tons | DAY & NIGHT | HRCU-A-CB (Split System: Heat Pump with Remote Outdoor Unit-Air-Source) | DLCURAH24ABK |  |  | EN(A,D)4X24L14** | *80VSL0451412A* | 23800 | 16 | 8.5 | 26800 | 23200 | 86.57% | 1.9 | 0 | 10 |  |  |  | No | R-410A | 1.9833 | Residential & Commercial | Ducted CEE Tier 1
206772750 | Central HP <5.4 tons | AIRQUEST | HRCU-A-CB (Split System: Heat Pump with Remote Outdoor Unit-Air-Source) | HVH837GKA2* |  |  | EHD4X42AAL+WALLCON | *96CTN1202422A* | 32600 | 17 | 8.1 | 33000 | 24800 | 75.15% | 1.96 | 11 | 11 |  |  |  | No | R-410A | 2.7167 | Residential & Commercial | Ducted CEE Tier 1
206773002 | Central HP <5.4 tons | AIRQUEST | HRCU-A-CB (Split System: Heat Pump with Remote Outdoor Unit-Air-Source) | HVH837GKA2* |  |  | EHD4X48AAL+WALLCON | *80CTL0901716A* | 32800 | 17.5 | 8.1 | 33000 | 24800 | 75.15% | 1.98 | 12 | 11.5 |  |  |  | No | R-410A | 2.7333 | Residential & Commercial | Ducted CEE Tier 1
211243177 | Central HP <5.4 tons | DAY & NIGHT | HRCU-A-CB (Split System: Heat Pump with Remote Outdoor Unit-Air-Source) | DLCURAH24ABK |  |  | EA*4X37L17A* | OLV098A12* | 23800 | 16.5 | 8.1 | 25200 | 22200 | 88.1% | 1.84 | 0 | 10 |  |  |  | No | R-410A | 1.9833 | Residential & Commercial | Ducted CEE Tier 1
211242577 | Central HP <5.4 tons | DAY & NIGHT | HRCU-A-CB (Split System: Heat Pump with Remote Outdoor Unit-Air-Source) | DLCURAH24ABK |  |  | EA*4X36L21A* | *80ES(N,L)0702116A* | 24400 | 17 | 8.5 | 26200 | 22400 | 85.5% | 1.86 | 0 | 10 |  |  |  | No | R-410A | 2.0333 | Residential & Commercial | Ducted CEE Tier 1
213479413 | Central HP <5.4 tons | MDV | HRCU-A-CB (Split System: Heat Pump with Remote Outdoor Unit-Air-Source) | MOX630-36HFN1-M3X |  |  | MVC-36HWFN1-M |  | 35000 | 16.3 | 9.5 | 39000 | 38000 | 97.44% | 1.8 | 0 | 11.7 |  |  |  | No | R-410A | 2.9167 | Residential & Commercial | Ducted CEE Tier 1
215429732 | Central HP <5.4 tons | DAIKIN | HRCU-A-CB (Split System: Heat Pump with Remote Outdoor Unit-Air-Source) | DH7VSA4810A* |  |  | DFVE60DP0300A* |  | 46500 | 17.5 | 8.8 | 47500 | 33600 | 70.74% | 2 | 0 | 10 |  |  |  | No | R-32 | 3.875 | Residential & Commercial | Ducted CEE Tier 1
215938110 | Central HP <5.4 tons | DAY & NIGHT | HRCU-A-CB (Split System: Heat Pump with Remote Outdoor Unit-Air-Source) | C5H3V48*K*AAA* |  |  | EVD5X49M24A*+WALLCON | *96CTN1002122B* | 45500 | 20.5 | 8.1 | 52500 | 38000 | 72.38% | 1.9 | 0 | 11.5 |  |  |  | No | R-454B | 3.7917 | Residential & Commercial | Ducted CEE Tier 1
215938260 | Central HP <5.4 tons | DAY & NIGHT | HRCU-A-CB (Split System: Heat Pump with Remote Outdoor Unit-Air-Source) | C5H3V48*K*AAA* |  |  | EVD5X60M21A*+WALLCON | *96CTN0801714B* | 44000 | 20 | 8.1 | 53500 | 37600 | 70.28% | 2 | 0 | 11.5 |  |  |  | No | R-454B | 3.6667 | Residential & Commercial | Ducted CEE Tier 1
214389704 | Central HP <5.4 tons | Liberty Heating & Air Conditioning | HRCU-A-CB (Split System: Heat Pump with Remote Outdoor Unit-Air-Source) | ASZS60241EA* |  |  | CA*EA2422*4A* | G*VC800803B*A* | 23000 | 17 | 8.6 | 23000 | 16100 | 70% | 2 | 0 | 10 |  |  |  | No | R-410A | 1.9167 | Residential & Commercial | Ducted CEE Tier 1
214389719 | Central HP <5.4 tons | Liberty Heating & Air Conditioning | HRCU-A-CB (Split System: Heat Pump with Remote Outdoor Unit-Air-Source) | ASZS60241EA* |  |  | CA*EA2422*4A* | G*VM971005CNB* | 23000 | 17 | 8.6 | 23000 | 16100 | 70% | 2 | 0 | 10 |  |  |  | No | R-410A | 1.9167 | Residential & Commercial | Ducted CEE Tier 1
214389720 | Central HP <5.4 tons | Liberty Heating & Air Conditioning | HRCU-A-CB (Split System: Heat Pump with Remote Outdoor Unit-Air-Source) | ASZS60241EA* |  |  | CA*EA3026*4A*+MBVC1200**-1A* |  | 23000 | 17 | 8.6 | 23000 | 16100 | 70% | 2 | 0 | 10 |  |  |  | No | R-410A | 1.9167 | Residential & Commercial | Ducted CEE Tier 1
214491944 | Central HP <5.4 tons | Liberty Heating & Air Conditioning | HRCU-A-CB (Split System: Heat Pump with Remote Outdoor Unit-Air-Source) | ASZS601810A* |  |  | CA*EA2422*4B* | G*VC960603BNB* | 16600 | 17.5 | 8.5 | 17400 | 13000 | 74.71% | 2.1 | 0 | 10.9 |  |  |  | No | R-410A | 1.3833 | Residential & Commercial | Ducted CEE Tier 1
211242702 | Central HP <5.4 tons | DAY & NIGHT | HRCU-A-CB (Split System: Heat Pump with Remote Outdoor Unit-Air-Source) | DLCURAH24ABK |  |  | EA*4X36L21A* | *80ESU0802120A | 24600 | 17.5 | 8.5 | 26200 | 22200 | 84.73% | 1.86 | 0 | 10.5 |  |  |  | No | R-410A | 2.05 | Residential & Commercial | Ducted CEE Tier 1
211240503 | Central HP <5.4 tons | HEIL | HRCU-A-CB (Split System: Heat Pump with Remote Outdoor Unit-Air-Source) | DLCURAH24ABK |  |  | EA*4X24L17A* | *80ESU0401712A* | 23600 | 17 | 8.5 | 26600 | 24600 | 92.48% | 2.04 | 0 | 10 |  |  |  | No | R-410A | 1.9667 | Residential & Commercial | Ducted CEE Tier 1
211240580 | Central HP <5.4 tons | HEIL | HRCU-A-CB (Split System: Heat Pump with Remote Outdoor Unit-Air-Source) | DLCURAH24ABK |  |  | EA*4X24L17A* | *95ESN0601412A* | 24000 | 15.5 | 8.5 | 27200 | 23600 | 86.76% | 1.92 | 0 | 10 |  |  |  | No | R-410A | 2 | Residential & Commercial | Ducted CEE Tier 1
211241005 | Central HP <5.4 tons | HEIL | HRCU-A-CB (Split System: Heat Pump with Remote Outdoor Unit-Air-Source) | DLCURAH24ABK |  |  | EA*4X25L17A* | *95ESN0401712A* | 24600 | 15.2 | 8.5 | 25800 | 21200 | 82.17% | 1.76 | 0 | 10 |  |  |  | No | R-410A | 2.05 | Residential & Commercial | Ducted CEE Tier 1
211240337 | Central HP <5.4 tons | HEIL | HRCU-A-CB (Split System: Heat Pump with Remote Outdoor Unit-Air-Source) | DLCURAH24ABK |  |  | EA*4X24L14A* | *92ESN0601412A* | 24200 | 16 | 8.5 | 27200 | 23400 | 86.03% | 1.9 | 0 | 10 |  |  |  | No | R-410A | 2.0167 | Residential & Commercial | Ducted CEE Tier 1
211241205 | Central HP <5.4 tons | HEIL | HRCU-A-CB (Split System: Heat Pump with Remote Outdoor Unit-Air-Source) | DLCURAH24ABK |  |  | EA*4X25L17A* | *80ESU0601716A | 25600 | 17 | 8.5 | 26000 | 20600 | 79.23% | 1.76 | 0 | 10.5 |  |  |  | No | R-410A | 2.1333 | Residential & Commercial | Ducted CEE Tier 1
206773331 | Central HP <5.4 tons | AIRQUEST | HRCU-A-CB (Split System: Heat Pump with Remote Outdoor Unit-Air-Source) | HVH837GKA2* |  |  | EHD4X42AAL+WALLCON | *80CSU0601716A* | 32400 | 16.5 | 8.1 | 33200 | 24800 | 74.7% | 1.94 | 11.5 | 11 |  |  |  | No | R-410A | 2.7 | Residential & Commercial | Ducted CEE Tier 1
206773349 | Central HP <5.4 tons | AIRQUEST | HRCU-A-CB (Split System: Heat Pump with Remote Outdoor Unit-Air-Source) | HVH837GKA2* |  |  | EHD4X42AAL+WALLCON | *80CSU1002120A* | 32400 | 16 | 8.1 | 33200 | 24800 | 74.7% | 1.94 | 11.5 | 11 |  |  |  | No | R-410A | 2.7 | Residential & Commercial | Ducted CEE Tier 1
206773484 | Central HP <5.4 tons | AIRQUEST | HRCU-A-CB (Split System: Heat Pump with Remote Outdoor Unit-Air-Source) | HVH837GKA2* |  |  | EA*4X43L21A*+WALLCON | *95CSU1002122A* | 33000 | 17.5 | 8.5 | 32800 | 25000 | 76.22% | 2 | 12 | 11.5 |  |  |  | No | R-410A | 2.75 | Residential & Commercial | Ducted CEE Tier 1
212973607 | Central HP <5.4 tons | DAY & NIGHT | HRCU-A-CB (Split System: Heat Pump with Remote Outdoor Unit-Air-Source) | DLCURAH24ABK |  |  | EN(A,D)4X24L17** | *96VSN0601412B* | 23200 | 16.5 | 8.5 | 26800 | 25400 | 94.78% | 2.12 | 0 | 10 |  |  |  | No | R-410A | 1.9333 | Residential & Commercial | Ducted CEE Tier 1
211241700 | Central HP <5.4 tons | DAY & NIGHT | HRCU-A-CB (Split System: Heat Pump with Remote Outdoor Unit-Air-Source) | DLCURAH24ABK |  |  | EA*4X30L17A* | *92ESN0601714A* | 24400 | 17 | 8.5 | 26400 | 22800 | 86.36% | 1.88 | 0 | 10 |  |  |  | No | R-410A | 2.0333 | Residential & Commercial | Ducted CEE Tier 1
211241755 | Central HP <5.4 tons | DAY & NIGHT | HRCU-A-CB (Split System: Heat Pump with Remote Outdoor Unit-Air-Source) | DLCURAH24ABK |  |  | EA*4X30L17A* | *92ESN0401712A* | 23600 | 15.5 | 8.5 | 26200 | 23600 | 90.08% | 1.94 | 0 | 10 |  |  |  | No | R-410A | 1.9667 | Residential & Commercial | Ducted CEE Tier 1
211241959 | Central HP <5.4 tons | DAY & NIGHT | HRCU-A-CB (Split System: Heat Pump with Remote Outdoor Unit-Air-Source) | DLCURAH24ABK |  |  | EA*4X36L17A* | *80VTL0451412A* | 24200 | 16.5 | 8.5 | 26200 | 22400 | 85.5% | 1.86 | 0 | 10 |  |  |  | No | R-410A | 2.0167 | Residential & Commercial | Ducted CEE Tier 1
211241973 | Central HP <5.4 tons | DAY & NIGHT | HRCU-A-CB (Split System: Heat Pump with Remote Outdoor Unit-Air-Source) | DLCURAH24ABK |  |  | EA*4X36L17A* | *96VTN0401712A* | 23400 | 16 | 8.5 | 25800 | 23600 | 91.47% | 1.96 | 0 | 10 |  |  |  | No | R-410A | 1.95 | Residential & Commercial | Ducted CEE Tier 1
206765647 | Central HP <5.4 tons | AIRQUEST | HRCU-A-CB (Split System: Heat Pump with Remote Outdoor Unit-Air-Source) | HVH825GKA3* |  |  | EA*4X36L17A*+WALLCON | *80CTL0451712A* | 23400 | 16 | 8.1 | 21600 | 16800 | 77.78% | 1.92 | 11 | 10.5 |  |  |  | No | R-410A | 1.95 | Residential & Commercial | Ducted CEE Tier 1
211263530 | Central HP <5.4 tons | AIRQUEST | HRCU-A-CB (Split System: Heat Pump with Remote Outdoor Unit-Air-Source) | DLCURAH18ABK |  |  | EN(A,D)4X24L17** | OMV098J12* | 18300 | 15.5 | 8.5 | 19300 | 18600 | 96.37% | 2.24 | 0 | 11 |  |  |  | No | R-410A | 1.525 | Residential & Commercial | Ducted CEE Tier 1
211264782 | Central HP <5.4 tons | AIRQUEST | HRCU-A-CB (Split System: Heat Pump with Remote Outdoor Unit-Air-Source) | DLCURAH18ABK |  |  | FEM4P24**AL |  | 17300 | 16 | 8.5 | 18200 | 19400 | 106.6% | 2.34 | 0 | 10.5 |  |  |  | No | R-410A | 1.4417 | Residential & Commercial | Ducted CEE Tier 1
211264881 | Central HP <5.4 tons | AIRQUEST | HRCU-A-CB (Split System: Heat Pump with Remote Outdoor Unit-Air-Source) | DLCURAH18ABK |  |  | FXM4X24**AL |  | 18100 | 16 | 8.5 | 18600 | 18500 | 99.46% | 2.22 | 0 | 10.5 |  |  |  | No | R-410A | 1.5083 | Residential & Commercial | Ducted CEE Tier 1
206765451 | Central HP <5.4 tons | AIRQUEST | HRCU-A-CB (Split System: Heat Pump with Remote Outdoor Unit-Air-Source) | HVH825GKA3* |  |  | EA*4X24L17A*+WALLCON | *97CMN0601714A* | 23000 | 16 | 8.1 | 22000 | 17000 | 77.27% | 1.88 | 11 | 10.5 |  |  |  | No | R-410A | 1.9167 | Residential & Commercial | Ducted CEE Tier 1
206765665 | Central HP <5.4 tons | AIRQUEST | HRCU-A-CB (Split System: Heat Pump with Remote Outdoor Unit-Air-Source) | HVH825GKA3* |  |  | EA*4X36L17A*+WALLCON | *96CTN0601714A* | 23400 | 16 | 8.1 | 21600 | 16800 | 77.78% | 1.92 | 11 | 10.5 |  |  |  | No | R-410A | 1.95 | Residential & Commercial | Ducted CEE Tier 1
206765674 | Central HP <5.4 tons | AIRQUEST | HRCU-A-CB (Split System: Heat Pump with Remote Outdoor Unit-Air-Source) | HVH825GKA3* |  |  | EA*4X36L17A*+WALLCON | *96CTN0801714A* | 23600 | 16.5 | 8.1 | 21600 | 16700 | 77.31% | 1.92 | 11.5 | 10.5 |  |  |  | No | R-410A | 1.9667 | Residential & Commercial | Ducted CEE Tier 1
213079070 | Central HP <5.4 tons | BRYANT HEATING AND COOLING SYSTEMS | HRCU-A-CB (Split System: Heat Pump with Remote Outdoor Unit-Air-Source) | 38MURAQ36AB3* |  |  | CNPV*4821AL* | 83*SB36040M17*** | 35800 | 16.5 | 8.1 | 38500 | 34800 | 90.39% | 2 | 0 | 10 |  |  |  | No | R-410A | 2.9833 | Residential & Commercial | Ducted CEE Tier 1
213080172 | Central HP <5.4 tons | BRYANT HEATING AND COOLING SYSTEMS | HRCU-A-CB (Split System: Heat Pump with Remote Outdoor Unit-Air-Source) | 38MURAQ36AB3* |  |  | CAP**4224AL* | 916SA60080M21*** | 35600 | 16 | 8.1 | 38500 | 35200 | 91.43% | 1.9 | 0 | 10 |  |  |  | No | R-410A | 2.9667 | Residential & Commercial | Ducted CEE Tier 1
211242417 | Central HP <5.4 tons | DAY & NIGHT | HRCU-A-CB (Split System: Heat Pump with Remote Outdoor Unit-Air-Source) | DLCURAH24ABK |  |  | EA*4X36L21A* | *80VSL0902120A* | 24200 | 17 | 8.5 | 26000 | 22800 | 87.69% | 1.88 | 0 | 10 |  |  |  | No | R-410A | 2.0167 | Residential & Commercial | Ducted CEE Tier 1
211242492 | Central HP <5.4 tons | DAY & NIGHT | HRCU-A-CB (Split System: Heat Pump with Remote Outdoor Unit-Air-Source) | DLCURAH24ABK |  |  | EA*4X36L21A* | *80VTL0701716A* | 24400 | 17 | 8.5 | 26200 | 22400 | 85.5% | 1.88 | 0 | 10 |  |  |  | No | R-410A | 2.0333 | Residential & Commercial | Ducted CEE Tier 1
211242565 | Central HP <5.4 tons | DAY & NIGHT | HRCU-A-CB (Split System: Heat Pump with Remote Outdoor Unit-Air-Source) | DLCURAH24ABK |  |  | EA*4X36L21A* | *80ES(N,L)0701712A* | 23400 | 17 | 8.5 | 25600 | 23600 | 92.19% | 1.98 | 0 | 10 |  |  |  | No | R-410A | 1.95 | Residential & Commercial | Ducted CEE Tier 1
214573604 | Central HP <5.4 tons | DAY & NIGHT | HRCU-A-CB (Split System: Heat Pump with Remote Outdoor Unit-Air-Source) | CVH837GKA** |  |  | EN(A,D,W)4X60L24**+WALLCON | *96CTN0802120B* | 32800 | 19 | 8.5 | 32200 | 24600 | 76.4% | 1.98 | 0 | 12 |  |  |  | No | R-410A | 2.7333 | Residential & Commercial | Ducted CEE Tier 1
212989196 | Central HP <5.4 tons | HEIL | HRCU-A-CB (Split System: Heat Pump with Remote Outdoor Unit-Air-Source) | DLCURAH24ABK |  |  | EA*4X37L17A* | *95MSU0601716A* | 24000 | 17 | 8.5 | 25600 | 22400 | 87.5% | 1.88 | 0 | 10 |  |  |  | No | R-410A | 2 | Residential & Commercial | Ducted CEE Tier 1
211240370 | Central HP <5.4 tons | HEIL | HRCU-A-CB (Split System: Heat Pump with Remote Outdoor Unit-Air-Source) | DLCURAH24ABK |  |  | EA*4X24L17A* | *80VSL0451412A* | 24000 | 16 | 8.5 | 27000 | 23800 | 88.15% | 1.96 | 0 | 10 |  |  |  | No | R-410A | 2 | Residential & Commercial | Ducted CEE Tier 1
211240702 | Central HP <5.4 tons | HEIL | HRCU-A-CB (Split System: Heat Pump with Remote Outdoor Unit-Air-Source) | DLCURAH24ABK |  |  | EA*4X24L17A* | *92ESN0801716A* | 24000 | 17 | 8.5 | 26800 | 23800 | 88.81% | 1.96 | 0 | 10 |  |  |  | No | R-410A | 2 | Residential & Commercial | Ducted CEE Tier 1
206767035 | Central HP <5.4 tons | AIRQUEST | HRCU-A-CB (Split System: Heat Pump with Remote Outdoor Unit-Air-Source) | HVH825GKA3* |  |  | EHD4X36AAL+WALLCON | *80CTL0701412A* | 24000 | 16.5 | 8.1 | 21400 | 16600 | 77.57% | 2 | 11.5 | 11 |  |  |  | No | R-410A | 2 | Residential & Commercial | Ducted CEE Tier 1
206767044 | Central HP <5.4 tons | AIRQUEST | HRCU-A-CB (Split System: Heat Pump with Remote Outdoor Unit-Air-Source) | HVH825GKA3* |  |  | EHD4X36AAL+WALLCON | *80CTL0901716A* | 24200 | 16.5 | 8.1 | 21400 | 16600 | 77.57% | 2 | 11 | 11 |  |  |  | No | R-410A | 2.0167 | Residential & Commercial | Ducted CEE Tier 1
206135815 | Central HP <5.4 tons | AIRQUEST | HRCU-A-CB (Split System: Heat Pump with Remote Outdoor Unit-Air-Source) | HVH837GKA** |  |  | EA*4X48L24A*+WALLCON | *80CSU1002120A* | 32200 | 17 | 8.1 | 32600 | 25000 | 76.69% | 1.96 | 12 | 11 |  |  |  | No | R-410A | 2.6833 | Residential & Commercial | Ducted CEE Tier 1
206136197 | Central HP <5.4 tons | AIRQUEST | HRCU-A-CB (Split System: Heat Pump with Remote Outdoor Unit-Air-Source) | HVH837GKA** |  |  | EA*4X48L24A*+WALLCON | *95CSU1002122A* | 32400 | 17.5 | 8.5 | 32400 | 24800 | 76.54% | 2 | 12 | 11.5 |  |  |  | No | R-410A | 2.7 | Residential & Commercial | Ducted CEE Tier 1
206136333 | Central HP <5.4 tons | AIRQUEST | HRCU-A-CB (Split System: Heat Pump with Remote Outdoor Unit-Air-Source) | HVH837GKA** |  |  | EHD4X42AAL+WALLCON | *95CSU0802120A* | 32600 | 17 | 8.1 | 33000 | 24800 | 75.15% | 1.96 | 11.5 | 11 |  |  |  | No | R-410A | 2.7167 | Residential & Commercial | Ducted CEE Tier 1
204298638 | Central HP <5.4 tons | AIRQUEST | HRCU-A-CB (Split System: Heat Pump with Remote Outdoor Unit-Air-Source) | HVH837GKA** |  |  | EA*4X36L17A*+WALLCON | *80CTL0901716A* | 31600 | 17.5 | 8.1 | 33200 | 24200 | 72.89% | 1.86 | 11 | 11 |  |  |  | No | R-410A | 2.6333 | Residential & Commercial | Ducted CEE Tier 1
204298768 | Central HP <5.4 tons | AIRQUEST | HRCU-A-CB (Split System: Heat Pump with Remote Outdoor Unit-Air-Source) | HVH837GKA** |  |  | EA*4X36L21A*+WALLCON | *80CTL0901716A* | 31600 | 17.5 | 8.1 | 33000 | 24200 | 73.33% | 1.86 | 11.5 | 11.5 |  |  |  | No | R-410A | 2.6333 | Residential & Commercial | Ducted CEE Tier 1
215439669 | Central HP <5.4 tons | DAIKIN | HRCU-A-CB (Split System: Heat Pump with Remote Outdoor Unit-Air-Source) | DH6VSA1810A* |  |  | CA*EA2418*3A* | D*97MC0804CNA* | 17000 | 19 | 8.8 | 16800 | 13000 | 77.38% | 2.1 | 0 | 12 |  |  |  | No | R-32 | 1.4167 | Residential & Commercial | Ducted CEE Tier 1
215439760 | Central HP <5.4 tons | DAIKIN | HRCU-A-CB (Split System: Heat Pump with Remote Outdoor Unit-Air-Source) | DH6VSA1810A* |  |  | CA*EA3022*3A*+MBVK16CP1X00A* |  | 17000 | 19 | 8.8 | 16800 | 13000 | 77.38% | 2.1 | 0 | 12 |  |  |  | No | R-32 | 1.4167 | Residential & Commercial | Ducted CEE Tier 1
214389648 | Central HP <5.4 tons | Liberty Heating & Air Conditioning | HRCU-A-CB (Split System: Heat Pump with Remote Outdoor Unit-Air-Source) | ASZS60421EA* |  |  | CA*EA6030*4A* | G*VC800805C*A* | 40000 | 17 | 8.6 | 40000 | 30600 | 76.5% | 2.2 | 0 | 10 |  |  |  | No | R-410A | 3.3333 | Residential & Commercial | Ducted CEE Tier 1
210693385 | Central HP <5.4 tons | Liberty Heating & Air Conditioning | HRCU-A-CB (Split System: Heat Pump with Remote Outdoor Unit-Air-Source) | ASZV903610A* |  |  | CSCF3642N6D*+TXV | G*VC800805C*A* | 33800 | 18.5 | 8.2 | 34000 | 24400 | 71.76% | 1.8 | 0 | 11.5 |  |  |  | No | R-410A | 2.8167 | Residential & Commercial | Ducted CEE Tier 1
210693396 | Central HP <5.4 tons | Liberty Heating & Air Conditioning | HRCU-A-CB (Split System: Heat Pump with Remote Outdoor Unit-Air-Source) | ASZV903610A* |  |  | CSCF3642N6D*+TXV | G*VM970803BNB* | 33800 | 18.5 | 8.2 | 34000 | 24400 | 71.76% | 1.8 | 0 | 11.5 |  |  |  | No | R-410A | 2.8167 | Residential & Commercial | Ducted CEE Tier 1
211228612 | Central HP <5.4 tons | HEIL | HRCU-A-CB (Split System: Heat Pump with Remote Outdoor Unit-Air-Source) | DLCURAH36ABK |  |  | EA*4X43L21A* | *95ESU1002122A* | 37400 | 15.5 | 8.5 | 39000 | 35000 | 89.74% | 2.14 | 0 | 10 |  |  |  | No | R-410A | 3.1167 | Residential & Commercial | Ducted CEE Tier 1
211228403 | Central HP <5.4 tons | HEIL | HRCU-A-CB (Split System: Heat Pump with Remote Outdoor Unit-Air-Source) | DLCURAH36ABK |  |  | EA*4X43L21A* | *80VTL1102122A* | 37200 | 15.5 | 8.5 | 38500 | 34800 | 90.39% | 2.12 | 0 | 10 |  |  |  | No | R-410A | 3.1 | Residential & Commercial | Ducted CEE Tier 1
211228755 | Central HP <5.4 tons | HEIL | HRCU-A-CB (Split System: Heat Pump with Remote Outdoor Unit-Air-Source) | DLCURAH36ABK |  |  | EA*4X48L21A* | *80ES(N,L)0701712A* | 36000 | 15.5 | 8.5 | 38500 | 34800 | 90.39% | 2.06 | 0 | 10 |  |  |  | No | R-410A | 3 | Residential & Commercial | Ducted CEE Tier 1
211230066 | Central HP <5.4 tons | HEIL | HRCU-A-CB (Split System: Heat Pump with Remote Outdoor Unit-Air-Source) | DLCURAH36ABK |  |  | EN(A,D,W)4X48L21** | *80VTL0701716A* | 36000 | 16 | 8.1 | 38500 | 34800 | 90.39% | 2.02 | 0 | 10 |  |  |  | No | R-410A | 3 | Residential & Commercial | Ducted CEE Tier 1
211230602 | Central HP <5.4 tons | HEIL | HRCU-A-CB (Split System: Heat Pump with Remote Outdoor Unit-Air-Source) | DLCURAH36ABK |  |  | EN(A,D)4X48L24** | *92ESN0802120A* | 35800 | 16.5 | 8.1 | 38500 | 34800 | 90.39% | 2.02 | 0 | 10.5 |  |  |  | No | R-410A | 2.9833 | Residential & Commercial | Ducted CEE Tier 1
211230364 | Central HP <5.4 tons | HEIL | HRCU-A-CB (Split System: Heat Pump with Remote Outdoor Unit-Air-Source) | DLCURAH36ABK |  |  | EN(A,D,W)4X48L21** | OLV112A16A | 36000 | 15.5 | 8.1 | 38500 | 35000 | 90.91% | 2.02 | 0 | 10 |  |  |  | No | R-410A | 3 | Residential & Commercial | Ducted CEE Tier 1
204299838 | Central HP <5.4 tons | AIRQUEST | HRCU-A-CB (Split System: Heat Pump with Remote Outdoor Unit-Air-Source) | HVH837GKA** |  |  | EN(A,D,W)4X48L21**+WALLCON | *80CTL0901716A* | 32400 | 18 | 8.1 | 32800 | 24800 | 75.61% | 1.98 | 12.5 | 11.7 |  |  |  | No | R-410A | 2.7 | Residential & Commercial | Ducted CEE Tier 1
204299888 | Central HP <5.4 tons | AIRQUEST | HRCU-A-CB (Split System: Heat Pump with Remote Outdoor Unit-Air-Source) | HVH837GKA** |  |  | EN(A,D)4X48L24**+WALLCON | *80CTL1352422A* | 32400 | 17.5 | 8.1 | 32800 | 24800 | 75.61% | 1.98 | 12 | 11.7 |  |  |  | No | R-410A | 2.7 | Residential & Commercial | Ducted CEE Tier 1
204300202 | Central HP <5.4 tons | AIRQUEST | HRCU-A-CB (Split System: Heat Pump with Remote Outdoor Unit-Air-Source) | HVH837GKA** |  |  | EHD4X36AAL+WALLCON | *80CTL0901716A* | 32400 | 17 | 8.1 | 33200 | 24600 | 74.1% | 1.94 | 12 | 11 |  |  |  | No | R-410A | 2.7 | Residential & Commercial | Ducted CEE Tier 1
206765469 | Central HP <5.4 tons | AIRQUEST | HRCU-A-CB (Split System: Heat Pump with Remote Outdoor Unit-Air-Source) | HVH825GKA3* |  |  | EA*4X24L17A*+WALLCON | *80CTL0701412A* | 23400 | 17 | 8.1 | 22000 | 16700 | 75.91% | 1.9 | 11 | 11 |  |  |  | No | R-410A | 1.95 | Residential & Commercial | Ducted CEE Tier 1
214861589 | Central HP <5.4 tons | MDV | HRCU-A-CB (Split System: Heat Pump with Remote Outdoor Unit-Air-Source) | MOD30-30HFN10-M3X |  |  | MVBC-30HWFN10-MC3E-D |  | 30000 | 16.8 | 10 | 34000 | 32600 | 95.88% | 1.96 | 0 | 11.7 |  |  |  | No | R-454B | 2.5 | Residential & Commercial | Ducted CEE Tier 1
206765701 | Central HP <5.4 tons | AIRQUEST | HRCU-A-CB (Split System: Heat Pump with Remote Outdoor Unit-Air-Source) | HVH825GKA3* |  |  | EA*4X36L17A*+WALLCON | *80CTL0701412A* | 23600 | 17 | 8.1 | 21400 | 16600 | 77.57% | 1.94 | 11 | 11 |  |  |  | No | R-410A | 1.9667 | Residential & Commercial | Ducted CEE Tier 1
206765854 | Central HP <5.4 tons | AIRQUEST | HRCU-A-CB (Split System: Heat Pump with Remote Outdoor Unit-Air-Source) | HVH825GKA3* |  |  | EA*4X37L17A*+WALLCON | *80CTL0451712A* | 24000 | 16 | 8.1 | 21600 | 16800 | 77.78% | 1.98 | 11 | 10.5 |  |  |  | No | R-410A | 2 | Residential & Commercial | Ducted CEE Tier 1
206772543 | Central HP <5.4 tons | AIRQUEST | HRCU-A-CB (Split System: Heat Pump with Remote Outdoor Unit-Air-Source) | HVH837GKA2* |  |  | EHD4X36AAL+WALLCON | *80CTL0902120A* | 32200 | 16.5 | 8.1 | 33200 | 24800 | 74.7% | 1.92 | 11.5 | 11 |  |  |  | No | R-410A | 2.6833 | Residential & Commercial | Ducted CEE Tier 1
211242750 | Central HP <5.4 tons | DAY & NIGHT | HRCU-A-CB (Split System: Heat Pump with Remote Outdoor Unit-Air-Source) | DLCURAH24ABK |  |  | EA*4X36L21A* | OLV112A16A | 24400 | 16 | 8.5 | 26400 | 22200 | 84.09% | 1.84 | 0 | 10 |  |  |  | No | R-410A | 2.0333 | Residential & Commercial | Ducted CEE Tier 1
211242777 | Central HP <5.4 tons | DAY & NIGHT | HRCU-A-CB (Split System: Heat Pump with Remote Outdoor Unit-Air-Source) | DLCURAH24ABK |  |  | EA*4X37L17A* | *96VSN0601714A* | 24600 | 16.5 | 8.5 | 25600 | 21600 | 84.38% | 1.8 | 0 | 10 |  |  |  | No | R-410A | 2.05 | Residential & Commercial | Ducted CEE Tier 1
211243168 | Central HP <5.4 tons | DAY & NIGHT | HRCU-A-CB (Split System: Heat Pump with Remote Outdoor Unit-Air-Source) | DLCURAH24ABK |  |  | EA*4X37L17A* | OMV098J12* | 24200 | 16.5 | 8.5 | 25400 | 21800 | 85.83% | 1.82 | 0 | 10 |  |  |  | No | R-410A | 2.0167 | Residential & Commercial | Ducted CEE Tier 1
211241138 | Central HP <5.4 tons | HEIL | HRCU-A-CB (Split System: Heat Pump with Remote Outdoor Unit-Air-Source) | DLCURAH24ABK |  |  | EA*4X25L17A* | *92ESN0801716A* | 25000 | 17.5 | 8.5 | 25600 | 21000 | 82.03% | 1.78 | 0 | 10.5 |  |  |  | No | R-410A | 2.0833 | Residential & Commercial | Ducted CEE Tier 1
211241270 | Central HP <5.4 tons | HEIL | HRCU-A-CB (Split System: Heat Pump with Remote Outdoor Unit-Air-Source) | DLCURAH24ABK |  |  | EA*4X30L14A* | *80VTL0451412A* | 24000 | 16.5 | 8.5 | 26200 | 23000 | 87.79% | 1.9 | 0 | 10 |  |  |  | No | R-410A | 2 | Residential & Commercial | Ducted CEE Tier 1
213194312 | Central HP <5.4 tons | LENNOX | HRCU-A-CB (Split System: Heat Pump with Remote Outdoor Unit-Air-Source) | SL25XPV-048-230A** |  |  | CHX35-51/61C-**-*+TDR | EL297UH090XV48C* | 44500 | 20.6 | 9.2 | 45500 | 37600 | 82.64% | 1.8 | 0 | 12 |  |  |  | No | R-410A | 3.7083 | Residential & Commercial | Ducted CEE Tier 1
214243953 | Central HP <5.4 tons | CARRIER | HRCU-A-CB (Split System: Heat Pump with Remote Outdoor Unit-Air-Source) | 25VNA448A*031* |  |  | CNPV*4821AL*+UI | 58TN*B110C21**20 | 44000 | 21 | 8.5 | 46500 | 36400 | 78.28% | 2.16 | 0 | 12 |  |  |  | No | R-410A | 3.6667 | Residential & Commercial | Ducted CEE Tier 1
214243955 | Central HP <5.4 tons | CARRIER | HRCU-A-CB (Split System: Heat Pump with Remote Outdoor Unit-Air-Source) | 25VNA448A*031* |  |  | CNPV*4821AL*+UI | 59MN7C100C21**22 | 44000 | 21 | 8.5 | 46500 | 36400 | 78.28% | 2.16 | 0 | 12 |  |  |  | No | R-410A | 3.6667 | Residential & Commercial | Ducted CEE Tier 1
214243971 | Central HP <5.4 tons | CARRIER | HRCU-A-CB (Split System: Heat Pump with Remote Outdoor Unit-Air-Source) | 25VNA448A*031* |  |  | CNPV*4824AL*+UI | 59TN6C120C24**22 | 44000 | 21 | 8.5 | 46500 | 36400 | 78.28% | 2.16 | 0 | 12 |  |  |  | No | R-410A | 3.6667 | Residential & Commercial | Ducted CEE Tier 1
213355443 | Central HP <5.4 tons | MDV | HRCU-A-CB (Split System: Heat Pump with Remote Outdoor Unit-Air-Source) | MOX430U-24HFN1-MR0 |  |  | MVBE-24HWFN1-MM3E |  | 24000 | 17 | 10.2 | 26000 | 19400 | 74.62% | 2.33 | 0 | 10.5 |  |  |  | No | R-410A | 2 | Residential & Commercial | Ducted CEE Tier 1
214389745 | Central HP <5.4 tons | Liberty Heating & Air Conditioning | HRCU-A-CB (Split System: Heat Pump with Remote Outdoor Unit-Air-Source) | ASZS60361EA* |  |  | CA*EA4830*4A*+MBVC1600**-1A* |  | 34200 | 17.5 | 8.6 | 34200 | 29000 | 84.8% | 2 | 0 | 10 |  |  |  | No | R-410A | 2.85 | Residential & Commercial | Ducted CEE Tier 1
214244005 | Central HP <5.4 tons | CARRIER | HRCU-A-CB (Split System: Heat Pump with Remote Outdoor Unit-Air-Source) | 25VNA424A*031* |  |  | CNPV*3617AL*+UI | 58TN*B045C17**12 | 23000 | 19 | 9.5 | 26800 | 20200 | 75.37% | 2.34 | 0 | 12.5 |  |  |  | No | R-410A | 1.9167 | Residential & Commercial | Ducted CEE Tier 1
214244055 | Central HP <5.4 tons | CARRIER | HRCU-A-CB (Split System: Heat Pump with Remote Outdoor Unit-Air-Source) | 25VNA424A*031* |  |  | CNPV*4217AL*+UI | 59MN7C080C17**14 | 23600 | 19.5 | 10 | 26600 | 19900 | 74.81% | 2.46 | 0 | 13 |  |  |  | No | R-410A | 1.9667 | Residential & Commercial | Ducted CEE Tier 1
214244071 | Central HP <5.4 tons | CARRIER | HRCU-A-CB (Split System: Heat Pump with Remote Outdoor Unit-Air-Source) | 25VNA424A*031* |  |  | CNPV*4221AL*+UI | 58TN*B110C21**20 | 23400 | 20 | 10 | 26600 | 19800 | 74.44% | 2.44 | 0 | 13 |  |  |  | No | R-410A | 1.95 | Residential & Commercial | Ducted CEE Tier 1
215853471 | Central HP <5.4 tons | LUXAIRE | HRCU-A-CB (Split System: Heat Pump with Remote Outdoor Unit-Air-Source) | HH860E2S11 |  |  | CTM60D5CJS1 | TMLE130D20MP11 | 53500 | 18 | 9 | 55500 | 39500 | 71.17% | 2 | 0 | 11 |  |  |  | No | R-454B | 4.4583 | Residential & Commercial | Ducted CEE Tier 1
215439635 | Central HP <5.4 tons | DAIKIN | HRCU-A-CB (Split System: Heat Pump with Remote Outdoor Unit-Air-Source) | DH6VSA1810A* |  |  | CA*EA2418*3A* | D*96TC0804CNA* | 17000 | 19 | 8.8 | 16800 | 13000 | 77.38% | 2.1 | 0 | 12 |  |  |  | No | R-32 | 1.4167 | Residential & Commercial | Ducted CEE Tier 1
215439644 | Central HP <5.4 tons | DAIKIN | HRCU-A-CB (Split System: Heat Pump with Remote Outdoor Unit-Air-Source) | DH6VSA1810A* |  |  | CA*EA2418*3A* | D*96TC0403BNA* | 17000 | 19 | 8.8 | 16800 | 13000 | 77.38% | 2.1 | 0 | 12 |  |  |  | No | R-32 | 1.4167 | Residential & Commercial | Ducted CEE Tier 1
214501069 | Central HP <5.4 tons | Liberty Heating & Air Conditioning | HRCU-A-CB (Split System: Heat Pump with Remote Outdoor Unit-Air-Source) | ASZS60241EA* |  |  | CA*EA2422*4B* | G*VC961005CNB* | 23000 | 17 | 8.6 | 23000 | 16100 | 70% | 2 | 0 | 10 |  |  |  | No | R-410A | 1.9167 | Residential & Commercial | Ducted CEE Tier 1
214501084 | Central HP <5.4 tons | Liberty Heating & Air Conditioning | HRCU-A-CB (Split System: Heat Pump with Remote Outdoor Unit-Air-Source) | ASZS60241EA* |  |  | CA*EA3026*4B* | G*VC960403BNB* | 23000 | 17 | 8.6 | 23000 | 16100 | 70% | 2 | 0 | 10 |  |  |  | No | R-410A | 1.9167 | Residential & Commercial | Ducted CEE Tier 1
214501086 | Central HP <5.4 tons | Liberty Heating & Air Conditioning | HRCU-A-CB (Split System: Heat Pump with Remote Outdoor Unit-Air-Source) | ASZS60241EA* |  |  | CA*EA3026*4B* | G*VS960603BUA* | 23000 | 17 | 8.6 | 23000 | 16100 | 70% | 2 | 0 | 10 |  |  |  | No | R-410A | 1.9167 | Residential & Commercial | Ducted CEE Tier 1
214861540 | Central HP <5.4 tons | MDV | HRCU-A-CB (Split System: Heat Pump with Remote Outdoor Unit-Air-Source) | MOX430-18HFN10-M3X |  |  | MVBDM-18HWFN10-WA3 |  | 18000 | 19 | 10.2 | 18000 | 18600 | 103.3% | 2.12 | 0 | 12.5 |  |  |  | No | R-454B | 1.5 | Residential & Commercial | Ducted CEE Tier 1
214389728 | Central HP <5.4 tons | Liberty Heating & Air Conditioning | HRCU-A-CB (Split System: Heat Pump with Remote Outdoor Unit-Air-Source) | ASZS60241EA* |  |  | CA*EA3026*4A* | G*VS800805CUA* | 23000 | 17 | 8.6 | 23000 | 16100 | 70% | 2 | 0 | 10 |  |  |  | No | R-410A | 1.9167 | Residential & Commercial | Ducted CEE Tier 1
214389731 | Central HP <5.4 tons | Liberty Heating & Air Conditioning | HRCU-A-CB (Split System: Heat Pump with Remote Outdoor Unit-Air-Source) | ASZS60241EA* |  |  | CA*EA3026*4A* | G*VC960603BNB* | 23000 | 17 | 8.6 | 23000 | 16100 | 70% | 2 | 0 | 10 |  |  |  | No | R-410A | 1.9167 | Residential & Commercial | Ducted CEE Tier 1
211241524 | Central HP <5.4 tons | HEIL | HRCU-A-CB (Split System: Heat Pump with Remote Outdoor Unit-Air-Source) | DLCURAH24ABK |  |  | EA*4X30L17A* | *80VTL0451412A* | 24200 | 16.5 | 8.5 | 26400 | 23000 | 87.12% | 1.9 | 0 | 10 |  |  |  | No | R-410A | 2.0167 | Residential & Commercial | Ducted CEE Tier 1
206771849 | Central HP <5.4 tons | AIRQUEST | HRCU-A-CB (Split System: Heat Pump with Remote Outdoor Unit-Air-Source) | HVH837GKA2* |  |  | EA*4X48L21A*+WALLCON | *96CTN1002122A* | 32400 | 17.5 | 8.5 | 32600 | 25000 | 76.69% | 1.98 | 12 | 11.7 |  |  |  | No | R-410A | 2.7 | Residential & Commercial | Ducted CEE Tier 1
206772074 | Central HP <5.4 tons | AIRQUEST | HRCU-A-CB (Split System: Heat Pump with Remote Outdoor Unit-Air-Source) | HVH837GKA2* |  |  | END4X42L17**+WALLCON | *80CTL0901716A* | 32200 | 17.5 | 8.1 | 33000 | 24600 | 74.55% | 1.92 | 11 | 11.7 |  |  |  | No | R-410A | 2.6833 | Residential & Commercial | Ducted CEE Tier 1
206773101 | Central HP <5.4 tons | AIRQUEST | HRCU-A-CB (Split System: Heat Pump with Remote Outdoor Unit-Air-Source) | HVH837GKA2* |  |  | EA*4X43L21A*+WALLCON | *80CSU0401712A* | 33000 | 17.5 | 8.5 | 33000 | 25000 | 75.76% | 1.98 | 12 | 11 |  |  |  | No | R-410A | 2.75 | Residential & Commercial | Ducted CEE Tier 1
206773110 | Central HP <5.4 tons | AIRQUEST | HRCU-A-CB (Split System: Heat Pump with Remote Outdoor Unit-Air-Source) | HVH837GKA2* |  |  | EA*4X43L21A*+WALLCON | *80CSU0601716A* | 32800 | 17 | 8.5 | 33000 | 25200 | 76.36% | 1.96 | 12 | 11 |  |  |  | No | R-410A | 2.7333 | Residential & Commercial | Ducted CEE Tier 1
206772398 | Central HP <5.4 tons | AIRQUEST | HRCU-A-CB (Split System: Heat Pump with Remote Outdoor Unit-Air-Source) | HVH837GKA2* |  |  | EN(A,D)4X48L24**+WALLCON | *97CMN1002122A* | 32400 | 17.5 | 8.1 | 33000 | 24800 | 75.15% | 1.96 | 12 | 11.7 |  |  |  | No | R-410A | 2.7 | Residential & Commercial | Ducted CEE Tier 1
206765683 | Central HP <5.4 tons | AIRQUEST | HRCU-A-CB (Split System: Heat Pump with Remote Outdoor Unit-Air-Source) | HVH825GKA3* |  |  | EA*4X36L17A*+WALLCON | *97CMN0601714A* | 23400 | 16 | 8.1 | 21600 | 16800 | 77.78% | 1.92 | 11 | 10.5 |  |  |  | No | R-410A | 1.95 | Residential & Commercial | Ducted CEE Tier 1
206765890 | Central HP <5.4 tons | AIRQUEST | HRCU-A-CB (Split System: Heat Pump with Remote Outdoor Unit-Air-Source) | HVH825GKA3* |  |  | EA*4X37L17A*+WALLCON | *97CMN0601714A* | 24000 | 16 | 8.1 | 21600 | 16900 | 78.24% | 1.98 | 11 | 10.5 |  |  |  | No | R-410A | 2 | Residential & Commercial | Ducted CEE Tier 1
212983278 | Central HP <5.4 tons | DAY & NIGHT | HRCU-A-CB (Split System: Heat Pump with Remote Outdoor Unit-Air-Source) | DLCURAH18ABK |  |  | EA*4X25L17A* | *92MSN0401712A* | 17700 | 16 | 8.1 | 17700 | 17800 | 100.6% | 2.14 | 0 | 10.5 |  |  |  | No | R-410A | 1.475 | Residential & Commercial | Ducted CEE Tier 1
212984164 | Central HP <5.4 tons | HEIL | HRCU-A-CB (Split System: Heat Pump with Remote Outdoor Unit-Air-Source) | DLCURAH18ABK |  |  | EA*4X19L17A* | *92MSN0601714A* | 18000 | 16.5 | 8.5 | 18000 | 17800 | 98.89% | 2.14 | 0 | 11 |  |  |  | No | R-410A | 1.5 | Residential & Commercial | Ducted CEE Tier 1
211260488 | Central HP <5.4 tons | HEIL | HRCU-A-CB (Split System: Heat Pump with Remote Outdoor Unit-Air-Source) | DLCURAH18ABK |  |  | EA*4X24L17A* | *96VTN0401410A* | 17400 | 16 | 8.5 | 18300 | 19200 | 104.9% | 2.3 | 0 | 10.5 |  |  |  | No | R-410A | 1.45 | Residential & Commercial | Ducted CEE Tier 1
211260539 | Central HP <5.4 tons | HEIL | HRCU-A-CB (Split System: Heat Pump with Remote Outdoor Unit-Air-Source) | DLCURAH18ABK |  |  | EA*4X24L17A* | *80ES(N,L)0451412A* | 18000 | 16 | 8.5 | 18900 | 18900 | 100% | 2.28 | 0 | 10.5 |  |  |  | No | R-410A | 1.5 | Residential & Commercial | Ducted CEE Tier 1
204299378 | Central HP <5.4 tons | AIRQUEST | HRCU-A-CB (Split System: Heat Pump with Remote Outdoor Unit-Air-Source) | HVH837GKA** |  |  | EA*4X48L24A*+WALLCON | *96CTN1202422A* | 32400 | 17.5 | 8.5 | 32400 | 24800 | 76.54% | 2 | 12 | 11.7 |  |  |  | No | R-410A | 2.7 | Residential & Commercial | Ducted CEE Tier 1
211230446 | Central HP <5.4 tons | HEIL | HRCU-A-CB (Split System: Heat Pump with Remote Outdoor Unit-Air-Source) | DLCURAH36ABK |  |  | EN(A,D)4X48L24** | *80ES(N,L)0902420A* | 36200 | 16.5 | 8.1 | 38500 | 34800 | 90.39% | 2.02 | 0 | 10.5 |  |  |  | No | R-410A | 3.0167 | Residential & Commercial | Ducted CEE Tier 1
211230562 | Central HP <5.4 tons | HEIL | HRCU-A-CB (Split System: Heat Pump with Remote Outdoor Unit-Air-Source) | DLCURAH36ABK |  |  | EN(A,D)4X48L24** | *80VTL0902120A* | 35800 | 16.5 | 8.1 | 38500 | 34800 | 90.39% | 2 | 0 | 10 |  |  |  | No | R-410A | 2.9833 | Residential & Commercial | Ducted CEE Tier 1
211230714 | Central HP <5.4 tons | HEIL | HRCU-A-CB (Split System: Heat Pump with Remote Outdoor Unit-Air-Source) | DLCURAH36ABK |  |  | EN(A,D)4X48L24** | *96VSN1202422A* | 36000 | 16 | 8.1 | 38500 | 34800 | 90.39% | 2.02 | 0 | 10 |  |  |  | No | R-410A | 3 | Residential & Commercial | Ducted CEE Tier 1
210693382 | Central HP <5.4 tons | Liberty Heating & Air Conditioning | HRCU-A-CB (Split System: Heat Pump with Remote Outdoor Unit-Air-Source) | ASZV903610A* |  |  | CSCF3642N6D*+TXV | G*VC800604B*A* | 33800 | 18.5 | 8.2 | 34000 | 24400 | 71.76% | 1.8 | 0 | 11.5 |  |  |  | No | R-410A | 2.8167 | Residential & Commercial | Ducted CEE Tier 1
210693398 | Central HP <5.4 tons | Liberty Heating & Air Conditioning | HRCU-A-CB (Split System: Heat Pump with Remote Outdoor Unit-Air-Source) | ASZV903610A* |  |  | CSCF3642N6D*+TXV | G*VM971005CNB* | 33800 | 18.5 | 8.2 | 34000 | 24400 | 71.76% | 1.8 | 0 | 11.5 |  |  |  | No | R-410A | 2.8167 | Residential & Commercial | Ducted CEE Tier 1
214389646 | Central HP <5.4 tons | Liberty Heating & Air Conditioning | HRCU-A-CB (Split System: Heat Pump with Remote Outdoor Unit-Air-Source) | ASZS60481EA* |  |  | CA*EA6030*4A*+MBVK20DP1X00A* |  | 44000 | 17 | 8.6 | 44000 | 31000 | 70.45% | 2 | 0 | 10 |  |  |  | No | R-410A | 3.6667 | Residential & Commercial | Ducted CEE Tier 1
214389762 | Central HP <5.4 tons | Liberty Heating & Air Conditioning | HRCU-A-CB (Split System: Heat Pump with Remote Outdoor Unit-Air-Source) | ASZS60481EA* |  |  | AHVE60DP0400A* |  | 44000 | 17 | 8.6 | 44000 | 31000 | 70.45% | 2 | 0 | 10 |  |  |  | No | R-410A | 3.6667 | Residential & Commercial | Ducted CEE Tier 1
211230748 | Central HP <5.4 tons | TEMPSTAR | HRCU-A-CB (Split System: Heat Pump with Remote Outdoor Unit-Air-Source) | DLCURAH36ABK |  |  | EN(A,D)4X48L24** | *95ESU1002122A* | 37400 | 15.5 | 8.5 | 39500 | 35000 | 88.61% | 2.08 | 0 | 10.5 |  |  |  | No | R-410A | 3.1167 | Residential & Commercial | Ducted CEE Tier 1
204300262 | Central HP <5.4 tons | AIRQUEST | HRCU-A-CB (Split System: Heat Pump with Remote Outdoor Unit-Air-Source) | HVH837GKA** |  |  | EHD4X42AAL+WALLCON | *80CTL0902120A* | 32400 | 16.5 | 8.1 | 33200 | 24800 | 74.7% | 1.96 | 12 | 11 |  |  |  | No | R-410A | 2.7 | Residential & Commercial | Ducted CEE Tier 1
211259826 | Central HP <5.4 tons | HEIL | HRCU-A-CB (Split System: Heat Pump with Remote Outdoor Unit-Air-Source) | DLCURAH18ABK |  |  | EA*4X19L17A* | *95ESN0601412A* | 18400 | 16.5 | 8.5 | 18300 | 17600 | 96.17% | 2.14 | 0 | 11 |  |  |  | No | R-410A | 1.5333 | Residential & Commercial | Ducted CEE Tier 1
211259894 | Central HP <5.4 tons | HEIL | HRCU-A-CB (Split System: Heat Pump with Remote Outdoor Unit-Air-Source) | DLCURAH18ABK |  |  | EA*4X19L17A* | *80ES(N,L)0451412A* | 18600 | 16.5 | 8.5 | 18500 | 17500 | 94.59% | 2.14 | 0 | 11 |  |  |  | No | R-410A | 1.55 | Residential & Commercial | Ducted CEE Tier 1
204300572 | Central HP <5.4 tons | AIRQUEST | HRCU-A-CB (Split System: Heat Pump with Remote Outdoor Unit-Air-Source) | HVH837GKA** |  |  | EHD4X48AAL+WALLCON | *80CTL0701412A* | 32600 | 17 | 8.1 | 33200 | 25000 | 75.3% | 1.96 | 11.5 | 11 |  |  |  | No | R-410A | 2.7167 | Residential & Commercial | Ducted CEE Tier 1
211260595 | Central HP <5.4 tons | HEIL | HRCU-A-CB (Split System: Heat Pump with Remote Outdoor Unit-Air-Source) | DLCURAH18ABK |  |  | EA*4X24L17A* | *92ESN0601714A* | 17700 | 16.5 | 8.5 | 18500 | 19100 | 103.2% | 2.3 | 0 | 10.5 |  |  |  | No | R-410A | 1.475 | Residential & Commercial | Ducted CEE Tier 1
211260730 | Central HP <5.4 tons | HEIL | HRCU-A-CB (Split System: Heat Pump with Remote Outdoor Unit-Air-Source) | DLCURAH18ABK |  |  | EA*4X25L17A* | *96VSN0401712A* | 18200 | 15.5 | 8.5 | 18200 | 17500 | 96.15% | 2.12 | 0 | 10.5 |  |  |  | No | R-410A | 1.5167 | Residential & Commercial | Ducted CEE Tier 1
211260076 | Central HP <5.4 tons | HEIL | HRCU-A-CB (Split System: Heat Pump with Remote Outdoor Unit-Air-Source) | DLCURAH18ABK |  |  | EA*4X24L14A* | *80VSL0451412A* | 17700 | 16 | 8.5 | 18600 | 19100 | 102.7% | 2.3 | 0 | 10.5 |  |  |  | No | R-410A | 1.475 | Residential & Commercial | Ducted CEE Tier 1
211230913 | Central HP <5.4 tons | TEMPSTAR | HRCU-A-CB (Split System: Heat Pump with Remote Outdoor Unit-Air-Source) | DLCURAH36ABK |  |  | FXM4X36**AL |  | 35800 | 16.5 | 8.1 | 38500 | 34600 | 89.87% | 1.94 | 0 | 10 |  |  |  | No | R-410A | 2.9833 | Residential & Commercial | Ducted CEE Tier 1
214573844 | Central HP <5.4 tons | DAY & NIGHT | HRCU-A-CB (Split System: Heat Pump with Remote Outdoor Unit-Air-Source) | CVH837GKA2* |  |  | EA*4X42L24A*+WALLCON | *96CTN0802120B* | 31800 | 17.5 | 8.5 | 32800 | 24400 | 74.39% | 1.9 | 0 | 11 |  |  |  | No | R-410A | 2.65 | Residential & Commercial | Ducted CEE Tier 1
214573644 | Central HP <5.4 tons | DAY & NIGHT | HRCU-A-CB (Split System: Heat Pump with Remote Outdoor Unit-Air-Source) | CVH837GKA2* |  |  | EA*4X36L21A*+WALLCON | *97CMN0602120B* | 31400 | 17 | 8.1 | 33200 | 24400 | 73.49% | 1.84 | 0 | 10.5 |  |  |  | No | R-410A | 2.6167 | Residential & Commercial | Ducted CEE Tier 1
214389658 | Central HP <5.4 tons | Liberty Heating & Air Conditioning | HRCU-A-CB (Split System: Heat Pump with Remote Outdoor Unit-Air-Source) | ASZS60481EA* |  |  | CA*EA6030*4A* | G*VC801005C*A* | 44000 | 17 | 8.5 | 43500 | 31000 | 71.26% | 2 | 0 | 10 |  |  |  | No | R-410A | 3.6667 | Residential & Commercial | Ducted CEE Tier 1
206133357 | Central HP <5.4 tons | AIRQUEST | HRCU-A-CB (Split System: Heat Pump with Remote Outdoor Unit-Air-Source) | HVH825GKA2* |  |  | EA*4X36L17A*+WALLCON | *80CSU0401712A* | 23600 | 16.5 | 8.1 | 21400 | 16600 | 77.57% | 1.94 | 11 | 10.5 |  |  |  | No | R-410A | 1.9667 | Residential & Commercial | Ducted CEE Tier 1
211260280 | Central HP <5.4 tons | HEIL | HRCU-A-CB (Split System: Heat Pump with Remote Outdoor Unit-Air-Source) | DLCURAH18ABK |  |  | EA*4X24L17A* | *96VSN0401410A* | 17400 | 16 | 8.5 | 18300 | 19200 | 104.9% | 2.3 | 0 | 10.5 |  |  |  | No | R-410A | 1.45 | Residential & Commercial | Ducted CEE Tier 1
211260410 | Central HP <5.4 tons | HEIL | HRCU-A-CB (Split System: Heat Pump with Remote Outdoor Unit-Air-Source) | DLCURAH18ABK |  |  | EA*4X24L17A* | *96VTN0401712A* | 17700 | 15.5 | 8.5 | 18700 | 19100 | 102.1% | 2.28 | 0 | 10.5 |  |  |  | No | R-410A | 1.475 | Residential & Commercial | Ducted CEE Tier 1
211260512 | Central HP <5.4 tons | HEIL | HRCU-A-CB (Split System: Heat Pump with Remote Outdoor Unit-Air-Source) | DLCURAH18ABK |  |  | EA*4X24L17A* | *95ESN0261410A* | 18000 | 15.5 | 8.5 | 19000 | 18900 | 99.47% | 2.26 | 0 | 10.5 |  |  |  | No | R-410A | 1.5 | Residential & Commercial | Ducted CEE Tier 1
211261598 | Central HP <5.4 tons | HEIL | HRCU-A-CB (Split System: Heat Pump with Remote Outdoor Unit-Air-Source) | DLCURAH18ABK |  |  | EA*4X30L17A* | *96VSN0401712A* | 17900 | 15.5 | 8.5 | 18500 | 18500 | 100% | 2.22 | 0 | 10.5 |  |  |  | No | R-410A | 1.4917 | Residential & Commercial | Ducted CEE Tier 1
211261833 | Central HP <5.4 tons | HEIL | HRCU-A-CB (Split System: Heat Pump with Remote Outdoor Unit-Air-Source) | DLCURAH18ABK |  |  | EA*4X30L17A* | *80VTL0701716A* | 17500 | 16.5 | 8.5 | 17900 | 18600 | 103.9% | 2.24 | 0 | 10.5 |  |  |  | No | R-410A | 1.4583 | Residential & Commercial | Ducted CEE Tier 1
211261983 | Central HP <5.4 tons | HEIL | HRCU-A-CB (Split System: Heat Pump with Remote Outdoor Unit-Air-Source) | DLCURAH18ABK |  |  | EA*4X30L17A* | *96VTN0601714A* | 17800 | 16 | 8.5 | 18400 | 18500 | 100.5% | 2.22 | 0 | 10.5 |  |  |  | No | R-410A | 1.4833 | Residential & Commercial | Ducted CEE Tier 1
206765415 | Central HP <5.4 tons | AIRQUEST | HRCU-A-CB (Split System: Heat Pump with Remote Outdoor Unit-Air-Source) | HVH825GKA3* |  |  | EA*4X24L17A*+WALLCON | *80CTL0451712A* | 23200 | 16 | 8.1 | 22000 | 16900 | 76.82% | 1.88 | 11 | 10.5 |  |  |  | No | R-410A | 1.9333 | Residential & Commercial | Ducted CEE Tier 1
206133407 | Central HP <5.4 tons | AIRQUEST | HRCU-A-CB (Split System: Heat Pump with Remote Outdoor Unit-Air-Source) | HVH825GKA2* |  |  | EA*4X36L21A*+WALLCON | *80CSU1002120A* | 23600 | 16.5 | 8.1 | 21400 | 16700 | 78.04% | 1.94 | 11.5 | 10.5 |  |  |  | No | R-410A | 1.9667 | Residential & Commercial | Ducted CEE Tier 1
214861585 | Central HP <5.4 tons | MDV | HRCU-A-CB (Split System: Heat Pump with Remote Outdoor Unit-Air-Source) | MOX430-18HFN10-M3X |  |  | MVBC-18HWFN10-MB3E-D |  | 18000 | 19 | 9.7 | 19000 | 18000 | 94.74% | 2 | 0 | 12.5 |  |  |  | No | R-454B | 1.5 | Residential & Commercial | Ducted CEE Tier 1
214389698 | Central HP <5.4 tons | Liberty Heating & Air Conditioning | HRCU-A-CB (Split System: Heat Pump with Remote Outdoor Unit-Air-Source) | ASZS60241EA* |  |  | AHVE36CP0400A* |  | 23000 | 17 | 8.6 | 23000 | 16100 | 70% | 2 | 0 | 10 |  |  |  | No | R-410A | 1.9167 | Residential & Commercial | Ducted CEE Tier 1
214389723 | Central HP <5.4 tons | Liberty Heating & Air Conditioning | HRCU-A-CB (Split System: Heat Pump with Remote Outdoor Unit-Air-Source) | ASZS60241EA* |  |  | CA*EA3026*4A* | G*VC800604B*A* | 23000 | 17 | 8.6 | 23000 | 16100 | 70% | 2 | 0 | 10 |  |  |  | No | R-410A | 1.9167 | Residential & Commercial | Ducted CEE Tier 1
214389709 | Central HP <5.4 tons | Liberty Heating & Air Conditioning | HRCU-A-CB (Split System: Heat Pump with Remote Outdoor Unit-Air-Source) | ASZS60241EA* |  |  | CA*EA2422*4A* | G*VC960403BNB* | 23000 | 17 | 8.6 | 23000 | 16100 | 70% | 2 | 0 | 10 |  |  |  | No | R-410A | 1.9167 | Residential & Commercial | Ducted CEE Tier 1
214389734 | Central HP <5.4 tons | Liberty Heating & Air Conditioning | HRCU-A-CB (Split System: Heat Pump with Remote Outdoor Unit-Air-Source) | ASZS60241EA* |  |  | CA*EA3026*4A* | G*VC960804CNB* | 23000 | 17 | 8.6 | 23000 | 16100 | 70% | 2 | 0 | 10 |  |  |  | No | R-410A | 1.9167 | Residential & Commercial | Ducted CEE Tier 1
214389641 | Central HP <5.4 tons | Liberty Heating & Air Conditioning | HRCU-A-CB (Split System: Heat Pump with Remote Outdoor Unit-Air-Source) | ASZS60241EA* |  |  | CA*EA3026*4A*+MBVK12BP1X00A* |  | 23000 | 17 | 8.6 | 23000 | 16100 | 70% | 2 | 0 | 10 |  |  |  | No | R-410A | 1.9167 | Residential & Commercial | Ducted CEE Tier 1
214861579 | Central HP <5.4 tons | MDV | HRCU-A-CB (Split System: Heat Pump with Remote Outdoor Unit-Air-Source) | MOE30-48HFN10-M2 |  |  | MVBC-48HWFN10-MD2-D |  | 48000 | 17.7 | 10 | 50000 | 35200 | 70.4% | 1.9 | 0 | 10 |  |  |  | No | R-454B | 4 | Residential & Commercial | Ducted CEE Tier 1
214389706 | Central HP <5.4 tons | Liberty Heating & Air Conditioning | HRCU-A-CB (Split System: Heat Pump with Remote Outdoor Unit-Air-Source) | ASZS60241EA* |  |  | CA*EA2422*4A* | G*VC800805C*A* | 23000 | 17 | 8.6 | 23000 | 16100 | 70% | 2 | 0 | 10 |  |  |  | No | R-410A | 1.9167 | Residential & Commercial | Ducted CEE Tier 1
206773020 | Central HP <5.4 tons | AIRQUEST | HRCU-A-CB (Split System: Heat Pump with Remote Outdoor Unit-Air-Source) | HVH837GKA2* |  |  | EHD4X48AAL+WALLCON | *97CMN0602120A* | 32400 | 16.5 | 8.1 | 33200 | 25200 | 75.9% | 1.94 | 11.5 | 11 |  |  |  | No | R-410A | 2.7 | Residential & Commercial | Ducted CEE Tier 1
206773520 | Central HP <5.4 tons | AIRQUEST | HRCU-A-CB (Split System: Heat Pump with Remote Outdoor Unit-Air-Source) | HVH837GKA2* |  |  | EA*4X48L24A*+WALLCON | *95CSU0802120A* | 32400 | 17.5 | 8.5 | 32400 | 24800 | 76.54% | 2 | 12 | 11.5 |  |  |  | No | R-410A | 2.7 | Residential & Commercial | Ducted CEE Tier 1
212984080 | Central HP <5.4 tons | HEIL | HRCU-A-CB (Split System: Heat Pump with Remote Outdoor Unit-Air-Source) | DLCURAH24ABK |  |  | EA*4X36L21A* | *92MSN0601714A* | 23800 | 17.5 | 8.5 | 26200 | 23600 | 90.08% | 1.96 | 0 | 10 |  |  |  | No | R-410A | 1.9833 | Residential & Commercial | Ducted CEE Tier 1
206771138 | Central HP <5.4 tons | AIRQUEST | HRCU-A-CB (Split System: Heat Pump with Remote Outdoor Unit-Air-Source) | HVH837GKA2* |  |  | EA*4X36L21A*+WALLCON | *96CTN1002122A* | 31600 | 17 | 8.1 | 33200 | 24200 | 72.89% | 1.86 | 11 | 11 |  |  |  | No | R-410A | 2.6333 | Residential & Commercial | Ducted CEE Tier 1
212982246 | Central HP <5.4 tons | DAY & NIGHT | HRCU-A-CB (Split System: Heat Pump with Remote Outdoor Unit-Air-Source) | DLCURAH24ABK |  |  | EA*4X24L17A* | *80MSU0401712A* | 23400 | 16.5 | 8.5 | 26400 | 25400 | 96.21% | 2.14 | 0 | 10 |  |  |  | No | R-410A | 1.95 | Residential & Commercial | Ducted CEE Tier 1
214389746 | Central HP <5.4 tons | Liberty Heating & Air Conditioning | HRCU-A-CB (Split System: Heat Pump with Remote Outdoor Unit-Air-Source) | ASZS60361EA* |  |  | CA*EA6030*4A* | G*VM971205DNB* | 34200 | 17.5 | 8.6 | 34200 | 30000 | 87.72% | 2 | 0 | 10 |  |  |  | No | R-410A | 2.85 | Residential & Commercial | Ducted CEE Tier 1
214243967 | Central HP <5.4 tons | CARRIER | HRCU-A-CB (Split System: Heat Pump with Remote Outdoor Unit-Air-Source) | 25VNA448A*031* |  |  | CNPV*4824AL*+UI | 59MN7C120C24**22 | 44000 | 20.5 | 8.5 | 46500 | 36400 | 78.28% | 2.16 | 0 | 11.7 |  |  |  | No | R-410A | 3.6667 | Residential & Commercial | Ducted CEE Tier 1
214243983 | Central HP <5.4 tons | CARRIER | HRCU-A-CB (Split System: Heat Pump with Remote Outdoor Unit-Air-Source) | 25VNA448A*031* |  |  | CNPV*6024AL*+UI | 59TN6C100C21**22 | 44500 | 21 | 9 | 46000 | 36200 | 78.7% | 2.24 | 0 | 12 |  |  |  | No | R-410A | 3.7083 | Residential & Commercial | Ducted CEE Tier 1
214389742 | Central HP <5.4 tons | Liberty Heating & Air Conditioning | HRCU-A-CB (Split System: Heat Pump with Remote Outdoor Unit-Air-Source) | ASZS60361EA* |  |  | AHVE60DP0400A* |  | 34200 | 17.5 | 8.6 | 34200 | 30000 | 87.72% | 2 | 0 | 10 |  |  |  | No | R-410A | 2.85 | Residential & Commercial | Ducted CEE Tier 1
213194316 | Central HP <5.4 tons | LENNOX | HRCU-A-CB (Split System: Heat Pump with Remote Outdoor Unit-Air-Source) | SL25XPV-048-230A** |  |  | CHX35-60D-**-*+TDR | EL297UH135XV60D* | 45500 | 21 | 9.1 | 43500 | 35800 | 82.3% | 1.86 | 0 | 12.4 |  |  |  | No | R-410A | 3.7917 | Residential & Commercial | Ducted CEE Tier 1
213194323 | Central HP <5.4 tons | LENNOX | HRCU-A-CB (Split System: Heat Pump with Remote Outdoor Unit-Air-Source) | SL25XPV-048-230A** |  |  | CX35-60C+TDR | EL297UH110XV48C* | 45500 | 20 | 9.5 | 44000 | 36400 | 82.73% | 1.9 | 0 | 12.2 |  |  |  | No | R-410A | 3.7917 | Residential & Commercial | Ducted CEE Tier 1
215439653 | Central HP <5.4 tons | DAIKIN | HRCU-A-CB (Split System: Heat Pump with Remote Outdoor Unit-Air-Source) | DH6VSA1810A* |  |  | CA*EA3022*3A* | D*80TC0604B*A* | 17000 | 19 | 8.8 | 16800 | 13000 | 77.38% | 2.1 | 0 | 12 |  |  |  | No | R-32 | 1.4167 | Residential & Commercial | Ducted CEE Tier 1
214389759 | Central HP <5.4 tons | Liberty Heating & Air Conditioning | HRCU-A-CB (Split System: Heat Pump with Remote Outdoor Unit-Air-Source) | ASZS60421EA* |  |  | CA*EA6030*4A*+MBVC2000**-1A* |  | 40000 | 17 | 8.6 | 40000 | 30600 | 76.5% | 2 | 0 | 10 |  |  |  | No | R-410A | 3.3333 | Residential & Commercial | Ducted CEE Tier 1
214389258 | Central HP <5.4 tons | CARRIER | HRCU-A-CB (Split System: Heat Pump with Remote Outdoor Unit-Air-Source) | 25VNA436A*031* |  |  | CNPV*4217AL*+UI | 58TN*B090C17**16 | 33400 | 19 | 9 | 37200 | 26400 | 70.97% | 2 | 0 | 12 |  |  |  | No | R-410A | 2.7833 | Residential & Commercial | Ducted CEE Tier 1
214389306 | Central HP <5.4 tons | CARRIER | HRCU-A-CB (Split System: Heat Pump with Remote Outdoor Unit-Air-Source) | 25VNA436A*031* |  |  | CNPV*4824AL*+UI | 58TN*B135C24**22 | 33600 | 19.5 | 9 | 36600 | 26000 | 71.04% | 2.04 | 0 | 12.5 |  |  |  | No | R-410A | 2.8 | Residential & Commercial | Ducted CEE Tier 1
214389635 | Central HP <5.4 tons | Liberty Heating & Air Conditioning | HRCU-A-CB (Split System: Heat Pump with Remote Outdoor Unit-Air-Source) | ASZS60421EA* |  |  | AHVE60DP1400B* |  | 40000 | 17 | 8.6 | 40000 | 30600 | 76.5% | 2 | 0 | 10 |  |  |  | No | R-410A | 3.3333 | Residential & Commercial | Ducted CEE Tier 1
215439651 | Central HP <5.4 tons | DAIKIN | HRCU-A-CB (Split System: Heat Pump with Remote Outdoor Unit-Air-Source) | DH6VSA1810A* |  |  | CA*EA2418*3A* | D*80TC0803B*A* | 17000 | 19 | 8.8 | 16800 | 13000 | 77.38% | 2.1 | 0 | 12 |  |  |  | No | R-32 | 1.4167 | Residential & Commercial | Ducted CEE Tier 1
214861601 | Central HP <5.4 tons | MDV | HRCU-A-CB (Split System: Heat Pump with Remote Outdoor Unit-Air-Source) | MOX630-48HFN10-M3 |  |  | MVBC-48HWFN10-MD3E-D |  | 48000 | 16 | 8.5 | 48000 | 38000 | 79.17% | 1.85 | 0 | 10 |  |  |  | No | R-454B | 4 | Residential & Commercial | Ducted CEE Tier 1
212984068 | Central HP <5.4 tons | HEIL | HRCU-A-CB (Split System: Heat Pump with Remote Outdoor Unit-Air-Source) | DLCURAH24ABK |  |  | EA*4X36L17A* | *92MSN0601714A* | 23800 | 17 | 8.5 | 26200 | 23800 | 90.84% | 1.98 | 0 | 10 |  |  |  | No | R-410A | 1.9833 | Residential & Commercial | Ducted CEE Tier 1
212984152 | Central HP <5.4 tons | HEIL | HRCU-A-CB (Split System: Heat Pump with Remote Outdoor Unit-Air-Source) | DLCURAH24ABK |  |  | EN(A,D)4X36L21** | *92MSN0601714A* | 23600 | 17 | 8.5 | 26400 | 24200 | 91.67% | 2.02 | 0 | 10.5 |  |  |  | No | R-410A | 1.9667 | Residential & Commercial | Ducted CEE Tier 1
212987478 | Central HP <5.4 tons | HEIL | HRCU-A-CB (Split System: Heat Pump with Remote Outdoor Unit-Air-Source) | DLCURAH24ABK |  |  | EN(A,D,W)4X36L17** | *96MSN0801716A* | 23800 | 17 | 8.5 | 26400 | 24000 | 90.91% | 2 | 0 | 10.5 |  |  |  | No | R-410A | 1.9833 | Residential & Commercial | Ducted CEE Tier 1
206771147 | Central HP <5.4 tons | AIRQUEST | HRCU-A-CB (Split System: Heat Pump with Remote Outdoor Unit-Air-Source) | HVH837GKA2* |  |  | EA*4X36L21A*+WALLCON | *80CTL0901716A* | 31600 | 17.5 | 8.1 | 33000 | 24200 | 73.33% | 1.86 | 11.5 | 11.5 |  |  |  | No | R-410A | 2.6333 | Residential & Commercial | Ducted CEE Tier 1
212523822 | Central HP <5.4 tons | LENNOX | HRCU-A-CB (Split System: Heat Pump with Remote Outdoor Unit-Air-Source) | SL25XPV-036-230A** |  |  | C35-48B+TDR+TXV | SLP98UH070XV36B* | 33800 | 21.6 | 8.8 | 35800 | 27800 | 77.65% | 1.8 | 0 | 13 |  |  |  | No | R-410A | 2.8167 | Residential & Commercial | Ducted CEE Tier 1
210693321 | Central HP <5.4 tons | Liberty Heating & Air Conditioning | HRCU-A-CB (Split System: Heat Pump with Remote Outdoor Unit-Air-Source) | ASZV903610A* |  |  | CA*F3743*6D*+MBVC1201**-1A*+TXV |  | 34000 | 19 | 8.2 | 34000 | 24400 | 71.76% | 1.8 | 0 | 12 |  |  |  | No | R-410A | 2.8333 | Residential & Commercial | Ducted CEE Tier 1
210693353 | Central HP <5.4 tons | Liberty Heating & Air Conditioning | HRCU-A-CB (Split System: Heat Pump with Remote Outdoor Unit-Air-Source) | ASZV903610A* |  |  | CHPF3642C6C*+TXV | G*VC960804CNB* | 33400 | 18 | 8.2 | 34000 | 24400 | 71.76% | 1.8 | 0 | 11 |  |  |  | No | R-410A | 2.7833 | Residential & Commercial | Ducted CEE Tier 1
210693378 | Central HP <5.4 tons | Liberty Heating & Air Conditioning | HRCU-A-CB (Split System: Heat Pump with Remote Outdoor Unit-Air-Source) | ASZV903610A* |  |  | CHPF3743C6B*+TXV | G*VM971005CNB* | 33400 | 18 | 8.2 | 34000 | 24400 | 71.76% | 1.8 | 0 | 11 |  |  |  | No | R-410A | 2.7833 | Residential & Commercial | Ducted CEE Tier 1
214389660 | Central HP <5.4 tons | Liberty Heating & Air Conditioning | HRCU-A-CB (Split System: Heat Pump with Remote Outdoor Unit-Air-Source) | ASZS60481EA* |  |  | CA*EA6030*4A* | G*VC800804C*A* | 44000 | 17 | 8.5 | 43500 | 31000 | 71.26% | 2 | 0 | 10 |  |  |  | No | R-410A | 3.6667 | Residential & Commercial | Ducted CEE Tier 1
211230421 | Central HP <5.4 tons | DAY & NIGHT | HRCU-A-CB (Split System: Heat Pump with Remote Outdoor Unit-Air-Source) | DLCURAH36ABK |  |  | EN(A,D)4X48L24** | *80ES(N,L)0902116A* | 36400 | 16 | 8.1 | 38500 | 34800 | 90.39% | 2.04 | 0 | 10.5 |  |  |  | No | R-410A | 3.0333 | Residential & Commercial | Ducted CEE Tier 1
211230571 | Central HP <5.4 tons | DAY & NIGHT | HRCU-A-CB (Split System: Heat Pump with Remote Outdoor Unit-Air-Source) | DLCURAH36ABK |  |  | EN(A,D)4X48L24** | *80VTL1102122A* | 37000 | 16 | 8.1 | 39500 | 35000 | 88.61% | 2.06 | 0 | 10.5 |  |  |  | No | R-410A | 3.0833 | Residential & Commercial | Ducted CEE Tier 1
214389764 | Central HP <5.4 tons | Liberty Heating & Air Conditioning | HRCU-A-CB (Split System: Heat Pump with Remote Outdoor Unit-Air-Source) | ASZS60481EA* |  |  | CA*EA6030*4A* | G*VM971205DNB* | 44000 | 17 | 8.5 | 44000 | 31000 | 70.45% | 2 | 0 | 10 |  |  |  | No | R-410A | 3.6667 | Residential & Commercial | Ducted CEE Tier 1
213773405 | Central HP <5.4 tons | CARRIER | HRCU-A-CB (Split System: Heat Pump with Remote Outdoor Unit-Air-Source) | 25VNA825A*032* |  |  | CAP**4221AL*+UI | 58TN*B090C21**20 | 23800 | 16.5 | 8.1 | 21400 | 16600 | 77.57% | 1.96 | 0 | 10.5 |  |  |  | No | R-410A | 1.9833 | Residential & Commercial | Ducted CEE Tier 1
214241625 | Central HP <5.4 tons | CARRIER | HRCU-A-CB (Split System: Heat Pump with Remote Outdoor Unit-Air-Source) | 25VNA825A*032* |  |  | CNPV*2417AL*+UI | 59TN6C060C17**14 | 23200 | 15.5 | 8.1 | 22200 | 16900 | 76.13% | 1.9 | 0 | 10.5 |  |  |  | No | R-410A | 1.9333 | Residential & Commercial | Ducted CEE Tier 1
213214823 | Central HP <5.4 tons | MDV | HRCU-A-CB (Split System: Heat Pump with Remote Outdoor Unit-Air-Source) | MOD30-24HFN1-MW |  |  | MVC-18HWFN1-M |  | 18400 | 19.4 | 9.8 | 20400 | 22200 | 108.8% | 1.75 | 0 | 13.1 |  |  |  | No | R-410A | 1.5333 | Residential & Commercial | Ducted CEE Tier 1
214389768 | Central HP <5.4 tons | Liberty Heating & Air Conditioning | HRCU-A-CB (Split System: Heat Pump with Remote Outdoor Unit-Air-Source) | ASZS60421EA* |  |  | CA*EA6030*4A* | G*VC800805D*A* | 40000 | 17 | 8.6 | 40000 | 30600 | 76.5% | 2 | 0 | 10 |  |  |  | No | R-410A | 3.3333 | Residential & Commercial | Ducted CEE Tier 1
214389653 | Central HP <5.4 tons | Liberty Heating & Air Conditioning | HRCU-A-CB (Split System: Heat Pump with Remote Outdoor Unit-Air-Source) | ASZS60421EA* |  |  | CA*EA6030*4A* | G*VC960804CNB* | 40000 | 17 | 8.6 | 40000 | 30600 | 76.5% | 2.2 | 0 | 10 |  |  |  | No | R-410A | 3.3333 | Residential & Commercial | Ducted CEE Tier 1
216030940 | Central HP <5.4 tons | MDV | HRCU-A-CB (Split System: Heat Pump with Remote Outdoor Unit-Air-Source) | MOX630-48HFN10-M3 |  |  | MVBC-48HWFN10-MD3E-MAS |  | 48000 | 16 | 8.5 | 48000 | 38000 | 79.17% | 1.85 | 0 | 10 |  |  |  | No | R-454B | 4 | Residential & Commercial | Ducted CEE Tier 1
215936270 | Central HP <5.4 tons | DAY & NIGHT | HRCU-A-CB (Split System: Heat Pump with Remote Outdoor Unit-Air-Source) | C5H3V36*K*AAA* |  |  | EVD5X42M24A*+WALLCON | *96CTN1202422B* | 35600 | 22 | 8.5 | 38000 | 28400 | 74.74% | 2.04 | 0 | 12.5 |  |  |  | No | R-454B | 2.9667 | Residential & Commercial | Ducted CEE Tier 1
215936320 | Central HP <5.4 tons | DAY & NIGHT | HRCU-A-CB (Split System: Heat Pump with Remote Outdoor Unit-Air-Source) | C5H3V36*K*AAA* |  |  | EVD5X48M24A*+WALLCON | *80CTL0902120B* | 35200 | 21.5 | 8.5 | 38000 | 28200 | 74.21% | 2.04 | 0 | 12 |  |  |  | No | R-454B | 2.9333 | Residential & Commercial | Ducted CEE Tier 1
215936740 | Central HP <5.4 tons | DAY & NIGHT | HRCU-A-CB (Split System: Heat Pump with Remote Outdoor Unit-Air-Source) | C5H3V36*K*AAA* |  |  | EVD5X60M24A*+WALLCON | *80CSU1002120A* | 35400 | 21.5 | 8.5 | 38000 | 28600 | 75.26% | 2.04 | 0 | 12 |  |  |  | No | R-454B | 2.95 | Residential & Commercial | Ducted CEE Tier 1
214861588 | Central HP <5.4 tons | MDV | HRCU-A-CB (Split System: Heat Pump with Remote Outdoor Unit-Air-Source) | MOX430-24HFN10-M3X |  |  | MVBDM-24HWFN10-WA3-D |  | 24000 | 18.6 | 10 | 24000 | 20600 | 85.83% | 2.14 | 0 | 12 |  |  |  | No | R-454B | 2 | Residential & Commercial | Ducted CEE Tier 1
215678203 | Central HP <5.4 tons | CARRIER | HRCU-A-CB (Split System: Heat Pump with Remote Outdoor Unit-Air-Source) | 27VNA024A*030* |  |  | CAA**2417AM*+UI | 59TN7A060C17**16 | 22800 | 16.5 | 9 | 24000 | 16900 | 70.42% | 1.94 | 0 | 10 |  |  |  | No | R-454B | 1.9 | Residential & Commercial | Ducted CEE Tier 1
215678253 | Central HP <5.4 tons | CARRIER | HRCU-A-CB (Split System: Heat Pump with Remote Outdoor Unit-Air-Source) | 27VNA024A*030* |  |  | CAA**2517AM*+UI | 59TN7A080C17**16 | 23800 | 17 | 9 | 23400 | 16500 | 70.51% | 2.02 | 0 | 10.5 |  |  |  | No | R-454B | 1.9833 | Residential & Commercial | Ducted CEE Tier 1
212987814 | Central HP <5.4 tons | HEIL | HRCU-A-CB (Split System: Heat Pump with Remote Outdoor Unit-Air-Source) | DLCURAH24ABK |  |  | EA*4X37L21A* | *96MSN0802120A* | 24200 | 17.5 | 8.5 | 25200 | 21600 | 85.71% | 1.82 | 0 | 10 |  |  |  | No | R-410A | 2.0167 | Residential & Commercial | Ducted CEE Tier 1
212988680 | Central HP <5.4 tons | HEIL | HRCU-A-CB (Split System: Heat Pump with Remote Outdoor Unit-Air-Source) | DLCURAH24ABK |  |  | EA*4X36L17A* | *95MSU0401712A* | 23600 | 16.5 | 8.5 | 26200 | 23800 | 90.84% | 1.96 | 0 | 10 |  |  |  | No | R-410A | 1.9667 | Residential & Commercial | Ducted CEE Tier 1
212989184 | Central HP <5.4 tons | HEIL | HRCU-A-CB (Split System: Heat Pump with Remote Outdoor Unit-Air-Source) | DLCURAH24ABK |  |  | EA*4X36L21A* | *95MSU0601716A* | 23800 | 17.5 | 8.5 | 26200 | 23800 | 90.84% | 1.98 | 0 | 10 |  |  |  | No | R-410A | 1.9833 | Residential & Commercial | Ducted CEE Tier 1
211240325 | Central HP <5.4 tons | HEIL | HRCU-A-CB (Split System: Heat Pump with Remote Outdoor Unit-Air-Source) | DLCURAH24ABK |  |  | EA*4X24L14A* | *80ES(N,L)0451412A* | 24200 | 16 | 8.5 | 27200 | 23400 | 86.03% | 1.9 | 0 | 10 |  |  |  | No | R-410A | 2.0167 | Residential & Commercial | Ducted CEE Tier 1
212981012 | Central HP <5.4 tons | DAY & NIGHT | HRCU-A-CB (Split System: Heat Pump with Remote Outdoor Unit-Air-Source) | DLCURAH24ABK |  |  | EN(A,D)4X36L21** | *80MS(N,L)1102120A* | 23400 | 17 | 8.5 | 26200 | 24600 | 93.89% | 2.06 | 0 | 10.5 |  |  |  | No | R-410A | 1.95 | Residential & Commercial | Ducted CEE Tier 1
211241259 | Central HP <5.4 tons | DAY & NIGHT | HRCU-A-CB (Split System: Heat Pump with Remote Outdoor Unit-Air-Source) | DLCURAH24ABK |  |  | EA*4X30L14A* | *96VSN0601412A* | 23400 | 16.5 | 8.5 | 25800 | 24200 | 93.8% | 2 | 0 | 10 |  |  |  | No | R-410A | 1.95 | Residential & Commercial | Ducted CEE Tier 1
211241292 | Central HP <5.4 tons | DAY & NIGHT | HRCU-A-CB (Split System: Heat Pump with Remote Outdoor Unit-Air-Source) | DLCURAH24ABK |  |  | EA*4X30L14A* | *95ESN0601412A* | 24200 | 15.5 | 8.5 | 26600 | 22800 | 85.71% | 1.86 | 0 | 10 |  |  |  | No | R-410A | 2.0167 | Residential & Commercial | Ducted CEE Tier 1
211241610 | Central HP <5.4 tons | DAY & NIGHT | HRCU-A-CB (Split System: Heat Pump with Remote Outdoor Unit-Air-Source) | DLCURAH24ABK |  |  | EA*4X30L17A* | *96VTN0601412A* | 23400 | 16.5 | 8.5 | 26000 | 24000 | 92.31% | 1.98 | 0 | 10 |  |  |  | No | R-410A | 1.95 | Residential & Commercial | Ducted CEE Tier 1
215933535 | Central HP <5.4 tons | BRYANT HEATING AND COOLING SYSTEMS | HRCU-A-CB (Split System: Heat Pump with Remote Outdoor Unit-Air-Source) | 293VAN036**AA* |  |  | CSAH*4812AM*+UI | 88*TB36045C17*** | 33400 | 18.5 | 9 | 35600 | 27400 | 76.97% | 1.9 | 0 | 10.5 |  |  |  | No | R-454B | 2.7833 | Residential & Commercial | Ducted CEE Tier 1
215933635 | Central HP <5.4 tons | BRYANT HEATING AND COOLING SYSTEMS | HRCU-A-CB (Split System: Heat Pump with Remote Outdoor Unit-Air-Source) | 293VAN036**AA* |  |  | CSAH*4812AM*+UI | 987MC42060C17*** | 33400 | 19 | 9 | 34200 | 26200 | 76.61% | 1.96 | 0 | 10.5 |  |  |  | No | R-454B | 2.7833 | Residential & Commercial | Ducted CEE Tier 1
211241879 | Central HP <5.4 tons | DAY & NIGHT | HRCU-A-CB (Split System: Heat Pump with Remote Outdoor Unit-Air-Source) | DLCURAH24ABK |  |  | EA*4X36L17A* | *95ESU0401712A* | 23800 | 16.5 | 8.5 | 25800 | 23200 | 89.92% | 1.92 | 0 | 10 |  |  |  | No | R-410A | 1.9833 | Residential & Commercial | Ducted CEE Tier 1
211241993 | Central HP <5.4 tons | DAY & NIGHT | HRCU-A-CB (Split System: Heat Pump with Remote Outdoor Unit-Air-Source) | DLCURAH24ABK |  |  | EA*4X36L17A* | *80VTL0701716A* | 24200 | 17 | 8.5 | 26000 | 22600 | 86.92% | 1.88 | 0 | 10 |  |  |  | No | R-410A | 2.0167 | Residential & Commercial | Ducted CEE Tier 1
211242147 | Central HP <5.4 tons | DAY & NIGHT | HRCU-A-CB (Split System: Heat Pump with Remote Outdoor Unit-Air-Source) | DLCURAH24ABK |  |  | EA*4X36L17A* | *92ESN0801716A* | 24400 | 17 | 8.5 | 26200 | 22400 | 85.5% | 1.86 | 0 | 10 |  |  |  | No | R-410A | 2.0333 | Residential & Commercial | Ducted CEE Tier 1
211242795 | Central HP <5.4 tons | DAY & NIGHT | HRCU-A-CB (Split System: Heat Pump with Remote Outdoor Unit-Air-Source) | DLCURAH24ABK |  |  | EA*4X37L17A* | *96VSN0401712A* | 24600 | 15.5 | 8.5 | 25800 | 21600 | 83.72% | 1.78 | 0 | 10 |  |  |  | No | R-410A | 2.05 | Residential & Commercial | Ducted CEE Tier 1
211242980 | Central HP <5.4 tons | DAY & NIGHT | HRCU-A-CB (Split System: Heat Pump with Remote Outdoor Unit-Air-Source) | DLCURAH24ABK |  |  | EA*4X37L17A* | *96VTN0401410A* | 24200 | 16 | 8.5 | 25600 | 21800 | 85.16% | 1.8 | 0 | 10 |  |  |  | No | R-410A | 2.0167 | Residential & Commercial | Ducted CEE Tier 1
211243382 | Central HP <5.4 tons | DAY & NIGHT | HRCU-A-CB (Split System: Heat Pump with Remote Outdoor Unit-Air-Source) | DLCURAH24ABK |  |  | EA*4X37L21A* | *80ESU0401712A* | 24600 | 17.5 | 8.5 | 25200 | 21000 | 83.33% | 1.78 | 0 | 10.5 |  |  |  | No | R-410A | 2.05 | Residential & Commercial | Ducted CEE Tier 1
211243467 | Central HP <5.4 tons | DAY & NIGHT | HRCU-A-CB (Split System: Heat Pump with Remote Outdoor Unit-Air-Source) | DLCURAH24ABK |  |  | EA*4X37L21A* | *96VTN0802120A* | 24200 | 17 | 8.1 | 25000 | 21400 | 85.6% | 1.8 | 0 | 10 |  |  |  | No | R-410A | 2.0167 | Residential & Commercial | Ducted CEE Tier 1
215681873 | Central HP <5.4 tons | CARRIER | HRCU-A-CB (Split System: Heat Pump with Remote Outdoor Unit-Air-Source) | 27VNA048A*030* |  |  | CVAMA4921XMA*+UI | 59TN7A080C21**20 | 48000 | 19 | 9 | 50000 | 36800 | 73.6% | 2 | 0 | 10 |  |  |  | No | R-454B | 4 | Residential & Commercial | Ducted CEE Tier 1
215681893 | Central HP <5.4 tons | CARRIER | HRCU-A-CB (Split System: Heat Pump with Remote Outdoor Unit-Air-Source) | 27VNA048A*030* |  |  | CVAMA6021XMA*+UI | 59TN6C080C21**20 | 48000 | 19 | 9 | 50000 | 36800 | 73.6% | 2 | 0 | 10 |  |  |  | No | R-454B | 4 | Residential & Commercial | Ducted CEE Tier 1
215681943 | Central HP <5.4 tons | CARRIER | HRCU-A-CB (Split System: Heat Pump with Remote Outdoor Unit-Air-Source) | 27VNA048A*030* |  |  | CVAMA6021XMA*+UI | 59TN7A080C17**16 | 47500 | 18.5 | 9 | 50000 | 37200 | 74.4% | 1.98 | 0 | 10 |  |  |  | No | R-454B | 3.9583 | Residential & Commercial | Ducted CEE Tier 1
215681823 | Central HP <5.4 tons | CARRIER | HRCU-A-CB (Split System: Heat Pump with Remote Outdoor Unit-Air-Source) | 27VNA048A*030* |  |  | CVAMA4921XMA*+UI | 58CU*B040C17**12 | 48000 | 18.5 | 9 | 50000 | 36600 | 73.2% | 2 | 0 | 10 |  |  |  | No | R-454B | 4 | Residential & Commercial | Ducted CEE Tier 1
215681843 | Central HP <5.4 tons | CARRIER | HRCU-A-CB (Split System: Heat Pump with Remote Outdoor Unit-Air-Source) | 27VNA048A*030* |  |  | CVAMA4921XMA*+UI | 58CU*B080C21**20 | 48500 | 19 | 9 | 50000 | 36400 | 72.8% | 2.12 | 0 | 10 |  |  |  | No | R-454B | 4.0417 | Residential & Commercial | Ducted CEE Tier 1
215682283 | Central HP <5.4 tons | CARRIER | HRCU-A-CB (Split System: Heat Pump with Remote Outdoor Unit-Air-Source) | 27VNA048A*030* |  |  | CVAVA4924XMA*+UI | 59TN7A120C24**22 | 48000 | 19 | 9 | 50000 | 36600 | 73.2% | 2 | 0 | 10.5 |  |  |  | No | R-454B | 4 | Residential & Commercial | Ducted CEE Tier 1
215674615 | Central HP <5.4 tons | CARRIER | HRCU-A-CB (Split System: Heat Pump with Remote Outdoor Unit-Air-Source) | 27VNA048A*030* |  |  | CAA**6124AM*+UI | 59MN7C120C24**22 | 46000 | 18 | 9 | 48000 | 33800 | 70.42% | 2.08 | 0 | 10 |  |  |  | No | R-454B | 3.8333 | Residential & Commercial | Ducted CEE Tier 1
215681903 | Central HP <5.4 tons | CARRIER | HRCU-A-CB (Split System: Heat Pump with Remote Outdoor Unit-Air-Source) | 27VNA048A*030* |  |  | CVAMA6021XMA*+UI | 58CU*B040C17**12 | 48000 | 18.5 | 9 | 50000 | 36600 | 73.2% | 2 | 0 | 10 |  |  |  | No | R-454B | 4 | Residential & Commercial | Ducted CEE Tier 1
215682053 | Central HP <5.4 tons | CARRIER | HRCU-A-CB (Split System: Heat Pump with Remote Outdoor Unit-Air-Source) | 27VNA048A*030* |  |  | CVAMA6124XMA*+UI | 58CU*B100C21**20 | 48500 | 19 | 9 | 50000 | 36600 | 73.2% | 2.12 | 0 | 10 |  |  |  | No | R-454B | 4.0417 | Residential & Commercial | Ducted CEE Tier 1
213772498 | Central HP <5.4 tons | AIRQUEST | HRCU-A-CB (Split System: Heat Pump with Remote Outdoor Unit-Air-Source) | HVH825GKA2* |  |  | EHD4X48AAL+WALLCON | *95CSU0601716B* | 24200 | 16 | 8.1 | 21400 | 16600 | 77.57% | 2.02 | 0 | 10.5 |  |  |  | No | R-410A | 2.0167 | Residential & Commercial | Ducted CEE Tier 1
206133327 | Central HP <5.4 tons | AIRQUEST | HRCU-A-CB (Split System: Heat Pump with Remote Outdoor Unit-Air-Source) | HVH825GKA2* |  |  | EA*4X25L17A*+WALLCON | *80CSU0601716A* | 24400 | 16.5 | 8.1 | 21200 | 16700 | 78.77% | 2.02 | 11.5 | 11 |  |  |  | No | R-410A | 2.0333 | Residential & Commercial | Ducted CEE Tier 1
214389694 | Central HP <5.4 tons | Liberty Heating & Air Conditioning | HRCU-A-CB (Split System: Heat Pump with Remote Outdoor Unit-Air-Source) | ASZS60241EA* |  |  | AHVE36CP1400A* |  | 23000 | 17 | 8.6 | 23000 | 16100 | 70% | 2 | 0 | 10 |  |  |  | No | R-410A | 1.9167 | Residential & Commercial | Ducted CEE Tier 1
214389714 | Central HP <5.4 tons | Liberty Heating & Air Conditioning | HRCU-A-CB (Split System: Heat Pump with Remote Outdoor Unit-Air-Source) | ASZS60241EA* |  |  | CA*EA2422*4A* | G*VS960805CUA* | 23000 | 17 | 8.6 | 23000 | 16100 | 70% | 2 | 0 | 10 |  |  |  | No | R-410A | 1.9167 | Residential & Commercial | Ducted CEE Tier 1
214389730 | Central HP <5.4 tons | Liberty Heating & Air Conditioning | HRCU-A-CB (Split System: Heat Pump with Remote Outdoor Unit-Air-Source) | ASZS60241EA* |  |  | CA*EA3026*4A* | G*VC960403BNB* | 23000 | 17 | 8.6 | 23000 | 16100 | 70% | 2 | 0 | 10 |  |  |  | No | R-410A | 1.9167 | Residential & Commercial | Ducted CEE Tier 1
214491945 | Central HP <5.4 tons | Liberty Heating & Air Conditioning | HRCU-A-CB (Split System: Heat Pump with Remote Outdoor Unit-Air-Source) | ASZS601810A* |  |  | CA*EA2422*4B* | G*VC960803BNB* | 16600 | 17.5 | 8.5 | 17400 | 13000 | 74.71% | 2.1 | 0 | 10.9 |  |  |  | No | R-410A | 1.3833 | Residential & Commercial | Ducted CEE Tier 1
214389640 | Central HP <5.4 tons | Liberty Heating & Air Conditioning | HRCU-A-CB (Split System: Heat Pump with Remote Outdoor Unit-Air-Source) | ASZS60241EA* |  |  | CA*EA2422*4A*+MBVK16CP1X00A* |  | 23000 | 17 | 8.6 | 23000 | 16100 | 70% | 2 | 0 | 10 |  |  |  | No | R-410A | 1.9167 | Residential & Commercial | Ducted CEE Tier 1
211240842 | Central HP <5.4 tons | HEIL | HRCU-A-CB (Split System: Heat Pump with Remote Outdoor Unit-Air-Source) | DLCURAH24ABK |  |  | EA*4X25L17A* | *96VSN0401712A* | 23800 | 16 | 8.1 | 25200 | 21800 | 86.51% | 1.82 | 0 | 10 |  |  |  | No | R-410A | 1.9833 | Residential & Commercial | Ducted CEE Tier 1
211240909 | Central HP <5.4 tons | HEIL | HRCU-A-CB (Split System: Heat Pump with Remote Outdoor Unit-Air-Source) | DLCURAH24ABK |  |  | EA*4X25L17A* | *80VSL0451716A* | 24800 | 16.5 | 8.5 | 25600 | 21200 | 82.81% | 1.78 | 0 | 10 |  |  |  | No | R-410A | 2.0667 | Residential & Commercial | Ducted CEE Tier 1
211240824 | Central HP <5.4 tons | HEIL | HRCU-A-CB (Split System: Heat Pump with Remote Outdoor Unit-Air-Source) | DLCURAH24ABK |  |  | EA*4X25L17A* | *96VSN0601714A* | 24800 | 16.5 | 8.5 | 25600 | 21200 | 82.81% | 1.78 | 0 | 10 |  |  |  | No | R-410A | 2.0667 | Residential & Commercial | Ducted CEE Tier 1
212986924 | Central HP <5.4 tons | HEIL | HRCU-A-CB (Split System: Heat Pump with Remote Outdoor Unit-Air-Source) | DLCURAH24ABK |  |  | EA*4X37L17A* | *96MSN0601412A* | 24000 | 16.5 | 8.5 | 25200 | 22200 | 88.1% | 1.84 | 0 | 10 |  |  |  | No | R-410A | 2 | Residential & Commercial | Ducted CEE Tier 1
212988728 | Central HP <5.4 tons | HEIL | HRCU-A-CB (Split System: Heat Pump with Remote Outdoor Unit-Air-Source) | DLCURAH24ABK |  |  | EN(A,D)4X24L17** | *95MSU0401712A* | 23200 | 16 | 8.5 | 27000 | 25200 | 93.33% | 2.1 | 0 | 10 |  |  |  | No | R-410A | 1.9333 | Residential & Commercial | Ducted CEE Tier 1
206771345 | Central HP <5.4 tons | AIRQUEST | HRCU-A-CB (Split System: Heat Pump with Remote Outdoor Unit-Air-Source) | HVH837GKA2* |  |  | EA*4X37L21A*+WALLCON | *96CTN1002122A* | 33000 | 17.5 | 8.5 | 33000 | 25200 | 76.36% | 2 | 12 | 11.7 |  |  |  | No | R-410A | 2.75 | Residential & Commercial | Ducted CEE Tier 1
206771354 | Central HP <5.4 tons | AIRQUEST | HRCU-A-CB (Split System: Heat Pump with Remote Outdoor Unit-Air-Source) | HVH837GKA2* |  |  | EA*4X37L21A*+WALLCON | *80CTL0901716A* | 33000 | 18 | 8.5 | 32800 | 25000 | 76.22% | 2 | 12 | 11.7 |  |  |  | No | R-410A | 2.75 | Residential & Commercial | Ducted CEE Tier 1
214389702 | Central HP <5.4 tons | Liberty Heating & Air Conditioning | HRCU-A-CB (Split System: Heat Pump with Remote Outdoor Unit-Air-Source) | ASZS60241EA* |  |  | CA*EA2422*4A* | G*VC800604B*A* | 23000 | 17 | 8.6 | 23000 | 16100 | 70% | 2 | 0 | 10 |  |  |  | No | R-410A | 1.9167 | Residential & Commercial | Ducted CEE Tier 1
214389716 | Central HP <5.4 tons | Liberty Heating & Air Conditioning | HRCU-A-CB (Split System: Heat Pump with Remote Outdoor Unit-Air-Source) | ASZS60241EA* |  |  | CA*EA2422*4A* | G*VM970603BNB* | 23000 | 17 | 8.6 | 23000 | 16100 | 70% | 2 | 0 | 10 |  |  |  | No | R-410A | 1.9167 | Residential & Commercial | Ducted CEE Tier 1
214389718 | Central HP <5.4 tons | Liberty Heating & Air Conditioning | HRCU-A-CB (Split System: Heat Pump with Remote Outdoor Unit-Air-Source) | ASZS60241EA* |  |  | CA*EA2422*4A* | G*VM970804CNB* | 23000 | 17 | 8.6 | 23000 | 16100 | 70% | 2 | 0 | 10 |  |  |  | No | R-410A | 1.9167 | Residential & Commercial | Ducted CEE Tier 1
214389725 | Central HP <5.4 tons | Liberty Heating & Air Conditioning | HRCU-A-CB (Split System: Heat Pump with Remote Outdoor Unit-Air-Source) | ASZS60241EA* |  |  | CA*EA3026*4A* | G*VC800803B*A* | 23000 | 17 | 8.6 | 23000 | 16100 | 70% | 2 | 0 | 10 |  |  |  | No | R-410A | 1.9167 | Residential & Commercial | Ducted CEE Tier 1
214389717 | Central HP <5.4 tons | Liberty Heating & Air Conditioning | HRCU-A-CB (Split System: Heat Pump with Remote Outdoor Unit-Air-Source) | ASZS60241EA* |  |  | CA*EA2422*4A* | G*VM970803BNB* | 23000 | 17 | 8.6 | 23000 | 16100 | 70% | 2 | 0 | 10 |  |  |  | No | R-410A | 1.9167 | Residential & Commercial | Ducted CEE Tier 1
214389758 | Central HP <5.4 tons | Liberty Heating & Air Conditioning | HRCU-A-CB (Split System: Heat Pump with Remote Outdoor Unit-Air-Source) | ASZS60421EA* |  |  | AHVE60DP0400A* |  | 40000 | 17 | 8.6 | 40000 | 30600 | 76.5% | 2 | 0 | 10 |  |  |  | No | R-410A | 3.3333 | Residential & Commercial | Ducted CEE Tier 1
215439638 | Central HP <5.4 tons | DAIKIN | HRCU-A-CB (Split System: Heat Pump with Remote Outdoor Unit-Air-Source) | DH6VSA1810A* |  |  | CA*EA2418*3A* | D*96TC0803BNA* | 17000 | 19 | 8.8 | 16800 | 13000 | 77.38% | 2.1 | 0 | 12 |  |  |  | No | R-32 | 1.4167 | Residential & Commercial | Ducted CEE Tier 1
214389278 | Central HP <5.4 tons | CARRIER | HRCU-A-CB (Split System: Heat Pump with Remote Outdoor Unit-Air-Source) | 25VNA436A*031* |  |  | CNPV*4821AL*+UI | 58TN*B045C17**12 | 33200 | 18.5 | 9 | 37000 | 26200 | 70.81% | 2 | 0 | 11.7 |  |  |  | No | R-410A | 2.7667 | Residential & Commercial | Ducted CEE Tier 1
214389310 | Central HP <5.4 tons | CARRIER | HRCU-A-CB (Split System: Heat Pump with Remote Outdoor Unit-Air-Source) | 25VNA436A*031* |  |  | CNPV*4824AL*+UI | 59MN7C120C24**22 | 33800 | 19.5 | 9 | 36600 | 26000 | 71.04% | 2.02 | 0 | 12 |  |  |  | No | R-410A | 2.8167 | Residential & Commercial | Ducted CEE Tier 1
215933885 | Central HP <5.4 tons | BRYANT HEATING AND COOLING SYSTEMS | HRCU-A-CB (Split System: Heat Pump with Remote Outdoor Unit-Air-Source) | 293VAN036**AA* |  |  | CSAH*6012AM*+UI | 987MC60080C21*** | 34200 | 19.5 | 9 | 34400 | 26000 | 75.58% | 1.94 | 0 | 11.7 |  |  |  | No | R-454B | 2.85 | Residential & Commercial | Ducted CEE Tier 1
214861573 | Central HP <5.4 tons | MDV | HRCU-A-CB (Split System: Heat Pump with Remote Outdoor Unit-Air-Source) | MOD30-24HFN10-M1X |  |  | MVBC-24HWFN10-MB1-D |  | 23000 | 18.7 | 10 | 26000 | 23600 | 90.77% | 2.16 | 0 | 12 |  |  |  | No | R-454B | 1.9167 | Residential & Commercial | Ducted CEE Tier 1
214389312 | Central HP <5.4 tons | CARRIER | HRCU-A-CB (Split System: Heat Pump with Remote Outdoor Unit-Air-Source) | 25VNA436A*031* |  |  | CNPV*4824AL*+UI | 59TN6C100C21**22 | 33800 | 19.5 | 9 | 36600 | 26000 | 71.04% | 2.04 | 0 | 12.5 |  |  |  | No | R-410A | 2.8167 | Residential & Commercial | Ducted CEE Tier 1
214389328 | Central HP <5.4 tons | CARRIER | HRCU-A-CB (Split System: Heat Pump with Remote Outdoor Unit-Air-Source) | 25VNA436A*031* |  |  | CNPV*6024AL*+UI | 59TN6C120C24**22 | 34200 | 20 | 9 | 36200 | 25600 | 70.72% | 2.02 | 0 | 12.5 |  |  |  | No | R-410A | 2.85 | Residential & Commercial | Ducted CEE Tier 1
214389363 | Central HP <5.4 tons | CARRIER | HRCU-A-CB (Split System: Heat Pump with Remote Outdoor Unit-Air-Source) | 25VNA436A*031* |  |  | CNPV*3617AL*+UI | 58TN*B045C17**12 | 32000 | 18 | 9 | 39000 | 27400 | 70.26% | 1.9 | 0 | 11 |  |  |  | No | R-410A | 2.6667 | Residential & Commercial | Ducted CEE Tier 1
214389300 | Central HP <5.4 tons | CARRIER | HRCU-A-CB (Split System: Heat Pump with Remote Outdoor Unit-Air-Source) | 25VNA436A*031* |  |  | CNPV*4821AL*+UI | 59TN6C100C21**22 | 33800 | 19.5 | 9 | 36600 | 26000 | 71.04% | 2.04 | 0 | 12.5 |  |  |  | No | R-410A | 2.8167 | Residential & Commercial | Ducted CEE Tier 1
213815238 | Central HP <5.4 tons | Liberty Heating & Air Conditioning | HRCU-A-CB (Split System: Heat Pump with Remote Outdoor Unit-Air-Source) | ASZV903610A* |  |  | CSCF3642N6D*+MBVB16CP1X00A*+TXV |  | 33800 | 18.5 | 8.2 | 34000 | 24400 | 71.76% | 1.8 | 0 | 11.5 |  |  |  | No | R-410A | 2.8167 | Residential & Commercial | Ducted CEE Tier 1
210693391 | Central HP <5.4 tons | Liberty Heating & Air Conditioning | HRCU-A-CB (Split System: Heat Pump with Remote Outdoor Unit-Air-Source) | ASZV903610A* |  |  | CSCF3642N6D*+TXV | G*VC960804CNB* | 33800 | 18.5 | 8.2 | 34000 | 24400 | 71.76% | 1.8 | 0 | 11.5 |  |  |  | No | R-410A | 2.8167 | Residential & Commercial | Ducted CEE Tier 1
210693392 | Central HP <5.4 tons | Liberty Heating & Air Conditioning | HRCU-A-CB (Split System: Heat Pump with Remote Outdoor Unit-Air-Source) | ASZV903610A* |  |  | CSCF3642N6D*+TXV | G*VS960805CUA* | 33800 | 18.5 | 8.2 | 34000 | 24400 | 71.76% | 1.8 | 0 | 11.5 |  |  |  | No | R-410A | 2.8167 | Residential & Commercial | Ducted CEE Tier 1
214573994 | Central HP <5.4 tons | DAY & NIGHT | HRCU-A-CB (Split System: Heat Pump with Remote Outdoor Unit-Air-Source) | CVH837GKA2* |  |  | EA*4X48L24A*+WALLCON | *95CSU1002122B* | 32400 | 17.5 | 8.5 | 32200 | 24800 | 77.02% | 2 | 0 | 11.5 |  |  |  | No | R-410A | 2.7 | Residential & Commercial | Ducted CEE Tier 1
214574024 | Central HP <5.4 tons | DAY & NIGHT | HRCU-A-CB (Split System: Heat Pump with Remote Outdoor Unit-Air-Source) | CVH837GKA2* |  |  | EA*4X48L24A*+WALLCON | *96CTN0802120B* | 32400 | 17.5 | 8.5 | 32200 | 24800 | 77.02% | 2 | 0 | 11.5 |  |  |  | No | R-410A | 2.7 | Residential & Commercial | Ducted CEE Tier 1
210693375 | Central HP <5.4 tons | Liberty Heating & Air Conditioning | HRCU-A-CB (Split System: Heat Pump with Remote Outdoor Unit-Air-Source) | ASZV903610A* |  |  | CHPF3743C6B*+TXV | G*VM970603BNB* | 33400 | 18 | 8.2 | 34000 | 24400 | 71.76% | 1.8 | 0 | 11 |  |  |  | No | R-410A | 2.7833 | Residential & Commercial | Ducted CEE Tier 1
210693393 | Central HP <5.4 tons | Liberty Heating & Air Conditioning | HRCU-A-CB (Split System: Heat Pump with Remote Outdoor Unit-Air-Source) | ASZV903610A* |  |  | CSCF3642N6D*+TXV | G*VC961005CNB* | 33800 | 18.5 | 8.2 | 34000 | 24400 | 71.76% | 1.8 | 0 | 11.5 |  |  |  | No | R-410A | 2.8167 | Residential & Commercial | Ducted CEE Tier 1
214389751 | Central HP <5.4 tons | Liberty Heating & Air Conditioning | HRCU-A-CB (Split System: Heat Pump with Remote Outdoor Unit-Air-Source) | ASZS60361EA* |  |  | CA*EA4830*4A* | G*VC960804CNB* | 34200 | 17.5 | 8.6 | 34200 | 29000 | 84.8% | 2 | 0 | 10 |  |  |  | No | R-410A | 2.85 | Residential & Commercial | Ducted CEE Tier 1
214389749 | Central HP <5.4 tons | Liberty Heating & Air Conditioning | HRCU-A-CB (Split System: Heat Pump with Remote Outdoor Unit-Air-Source) | ASZS60361EA* |  |  | CA*EA6030*4A* | G*VC961205DNB* | 34200 | 17.5 | 8.6 | 34200 | 30000 | 87.72% | 2 | 0 | 10 |  |  |  | No | R-410A | 2.85 | Residential & Commercial | Ducted CEE Tier 1
206765899 | Central HP <5.4 tons | AIRQUEST | HRCU-A-CB (Split System: Heat Pump with Remote Outdoor Unit-Air-Source) | HVH825GKA3* |  |  | EA*4X37L17A*+WALLCON | *97CMN0801714A* | 24200 | 16 | 8.1 | 21400 | 16800 | 78.5% | 1.98 | 11 | 11 |  |  |  | No | R-410A | 2.0167 | Residential & Commercial | Ducted CEE Tier 1
206767544 | Central HP <5.4 tons | AIRQUEST | HRCU-A-CB (Split System: Heat Pump with Remote Outdoor Unit-Air-Source) | HVH825GKA3* |  |  | EA*4X37L21A*+WALLCON | *95CSU0802120A* | 24400 | 17 | 8.5 | 21200 | 16600 | 78.3% | 2.04 | 11.5 | 11 |  |  |  | No | R-410A | 2.0333 | Residential & Commercial | Ducted CEE Tier 1
211260530 | Central HP <5.4 tons | TEMPSTAR | HRCU-A-CB (Split System: Heat Pump with Remote Outdoor Unit-Air-Source) | DLCURAH18ABK |  |  | EA*4X24L17A* | *96VTN0601714A* | 17600 | 15.5 | 8.5 | 18600 | 19100 | 102.7% | 2.3 | 0 | 10.5 |  |  |  | No | R-410A | 1.4667 | Residential & Commercial | Ducted CEE Tier 1
206765692 | Central HP <5.4 tons | AIRQUEST | HRCU-A-CB (Split System: Heat Pump with Remote Outdoor Unit-Air-Source) | HVH825GKA3* |  |  | EA*4X36L17A*+WALLCON | *97CMN0801714A* | 23400 | 16.5 | 8.1 | 21600 | 16700 | 77.31% | 1.92 | 11 | 10.5 |  |  |  | No | R-410A | 1.95 | Residential & Commercial | Ducted CEE Tier 1
206765827 | Central HP <5.4 tons | AIRQUEST | HRCU-A-CB (Split System: Heat Pump with Remote Outdoor Unit-Air-Source) | HVH825GKA3* |  |  | EA*4X36L21A*+WALLCON | *80CTL0901716A* | 23600 | 17.5 | 8.1 | 21400 | 16600 | 77.57% | 1.96 | 11 | 11 |  |  |  | No | R-410A | 1.9667 | Residential & Commercial | Ducted CEE Tier 1
204298738 | Central HP <5.4 tons | AIRQUEST | HRCU-A-CB (Split System: Heat Pump with Remote Outdoor Unit-Air-Source) | HVH837GKA** |  |  | EA*4X36L21A*+WALLCON | *97CMN1002122A* | 31600 | 17 | 8.1 | 33200 | 24200 | 72.89% | 1.86 | 11.5 | 11 |  |  |  | No | R-410A | 2.6333 | Residential & Commercial | Ducted CEE Tier 1
214244017 | Central HP <5.4 tons | CARRIER | HRCU-A-CB (Split System: Heat Pump with Remote Outdoor Unit-Air-Source) | 25VNA424A*031* |  |  | CNPV*3617AL*+UI | 59TN6C040C14**10 | 22800 | 17.5 | 9.5 | 27000 | 20600 | 76.3% | 2.28 | 0 | 12 |  |  |  | No | R-410A | 1.9 | Residential & Commercial | Ducted CEE Tier 1
214244035 | Central HP <5.4 tons | CARRIER | HRCU-A-CB (Split System: Heat Pump with Remote Outdoor Unit-Air-Source) | 25VNA424A*031* |  |  | CNPV*3621AL*+UI | 59MN7C080C17**14 | 23200 | 19.5 | 9.5 | 26800 | 20000 | 74.63% | 2.36 | 0 | 13 |  |  |  | No | R-410A | 1.9333 | Residential & Commercial | Ducted CEE Tier 1
214244083 | Central HP <5.4 tons | CARRIER | HRCU-A-CB (Split System: Heat Pump with Remote Outdoor Unit-Air-Source) | 25VNA424A*031* |  |  | CNPV*4221AL*+UI | 59TN6C100C21**22 | 23400 | 20 | 10 | 26600 | 19800 | 74.44% | 2.44 | 0 | 13.5 |  |  |  | No | R-410A | 1.95 | Residential & Commercial | Ducted CEE Tier 1
209880048 | Central HP <5.4 tons | FUJITSU | HRCU-A-CB (Split System: Heat Pump with Remote Outdoor Unit-Air-Source) | FOP1860MJAZCA |  |  | FCCA6021SZEA | FF96TV507021M4S*A | 52500 | 18 | 8.1 | 52500 | 50500 | 96.19% | 1.9 | 0 | 10 |  |  |  | No | R-410A | 4.375 | Residential & Commercial | Ducted CEE Tier 1
209880050 | Central HP <5.4 tons | FUJITSU | HRCU-A-CB (Split System: Heat Pump with Remote Outdoor Unit-Air-Source) | FOP1860MJAZCA |  |  | FCCA6021SZEA | FF97MV510021DHS*A | 52500 | 18 | 8.1 | 52500 | 50500 | 96.19% | 1.9 | 0 | 10 |  |  |  | No | R-410A | 4.375 | Residential & Commercial | Ducted CEE Tier 1
214573244 | Central HP <5.4 tons | DAY & NIGHT | HRCU-A-CB (Split System: Heat Pump with Remote Outdoor Unit-Air-Source) | CVH837GKA** |  |  | EHD4X48AAL+WALLCON | *96CTN0802120B* | 32600 | 17.5 | 8.5 | 32600 | 24800 | 76.07% | 1.98 | 0 | 11 |  |  |  | No | R-410A | 2.7167 | Residential & Commercial | Ducted CEE Tier 1
214573294 | Central HP <5.4 tons | DAY & NIGHT | HRCU-A-CB (Split System: Heat Pump with Remote Outdoor Unit-Air-Source) | CVH837GKA** |  |  | EHD4X60AAL+WALLCON | *97CMN0802120B* | 33000 | 17 | 8.5 | 32200 | 24800 | 77.02% | 2 | 0 | 11.5 |  |  |  | No | R-410A | 2.75 | Residential & Commercial | Ducted CEE Tier 1
214573464 | Central HP <5.4 tons | DAY & NIGHT | HRCU-A-CB (Split System: Heat Pump with Remote Outdoor Unit-Air-Source) | CVH837GKA** |  |  | EN(A,D,W)4X48L21**+WALLCON | *97CMN0602120B* | 32200 | 17 | 8.1 | 33000 | 25000 | 75.76% | 1.94 | 0 | 11.5 |  |  |  | No | R-410A | 2.6833 | Residential & Commercial | Ducted CEE Tier 1
209880043 | Central HP <5.4 tons | FUJITSU | HRCU-A-CB (Split System: Heat Pump with Remote Outdoor Unit-Air-Source) | FOP1848MJAZCA |  |  | FCCA6021SZEA | FF96TV508521M4S*A | 44500 | 18 | 8.5 | 43000 | 45000 | 104.7% | 2 | 0 | 11.7 |  |  |  | No | R-410A | 3.7083 | Residential & Commercial | Ducted CEE Tier 1
212981742 | Central HP <5.4 tons | DAY & NIGHT | HRCU-A-CB (Split System: Heat Pump with Remote Outdoor Unit-Air-Source) | DLCURAH24ABK |  |  | EA*4X36L21A* | *80MSU1002120A* | 23600 | 17 | 8.5 | 26200 | 24000 | 91.6% | 2 | 0 | 10 |  |  |  | No | R-410A | 1.9667 | Residential & Commercial | Ducted CEE Tier 1
212982726 | Central HP <5.4 tons | DAY & NIGHT | HRCU-A-CB (Split System: Heat Pump with Remote Outdoor Unit-Air-Source) | DLCURAH24ABK |  |  | EN(A,D)4X36L21** | *80MSU0601716A* | 23600 | 17 | 8.5 | 25600 | 24000 | 93.75% | 2 | 0 | 10.5 |  |  |  | No | R-410A | 1.9667 | Residential & Commercial | Ducted CEE Tier 1
212983146 | Central HP <5.4 tons | DAY & NIGHT | HRCU-A-CB (Split System: Heat Pump with Remote Outdoor Unit-Air-Source) | DLCURAH24ABK |  |  | EA*4X25L17A* | *92MSN0401712A* | 24000 | 16 | 8.1 | 25200 | 22000 | 87.3% | 1.82 | 0 | 10 |  |  |  | No | R-410A | 2 | Residential & Commercial | Ducted CEE Tier 1
209880026 | Central HP <5.4 tons | FUJITSU | HRCU-A-CB (Split System: Heat Pump with Remote Outdoor Unit-Air-Source) | FOP1824MJAZCA |  |  | FCCA2421HZEA | FF97MV307017DHS*A | 22800 | 20 | 8.5 | 22800 | 26000 | 114% | 2.1 | 0 | 12.5 |  |  |  | No | R-410A | 1.9 | Residential & Commercial | Ducted CEE Tier 1
209880033 | Central HP <5.4 tons | FUJITSU | HRCU-A-CB (Split System: Heat Pump with Remote Outdoor Unit-Air-Source) | FOP1836MJAZCA |  |  | FCCA6021SZEA | FF96TV507021M4S*A | 34200 | 19 | 8.5 | 34200 | 43000 | 125.7% | 2.2 | 0 | 12.5 |  |  |  | No | R-410A | 2.85 | Residential & Commercial | Ducted CEE Tier 1
214241726 | Central HP <5.4 tons | BRYANT HEATING AND COOLING SYSTEMS | HRCU-A-CB (Split System: Heat Pump with Remote Outdoor Unit-Air-Source) | 288BNV025*0**C* |  |  | CNPV*3017AL*+UI | 987MC42080C17*** | 23400 | 16.5 | 8.1 | 21600 | 16700 | 77.31% | 1.9 | 0 | 10.5 |  |  |  | No | R-410A | 1.95 | Residential & Commercial | Ducted CEE Tier 1
214389651 | Central HP <5.4 tons | Liberty Heating & Air Conditioning | HRCU-A-CB (Split System: Heat Pump with Remote Outdoor Unit-Air-Source) | ASZS60421EA* |  |  | CA*EA6030*4A* | G*VM970804CNB* | 40000 | 17 | 8.6 | 40000 | 30600 | 76.5% | 2.2 | 0 | 10 |  |  |  | No | R-410A | 3.3333 | Residential & Commercial | Ducted CEE Tier 1
214389760 | Central HP <5.4 tons | Liberty Heating & Air Conditioning | HRCU-A-CB (Split System: Heat Pump with Remote Outdoor Unit-Air-Source) | ASZS60421EA* |  |  | CA*EA6030*4A* | G*VM971205DNB* | 40000 | 17 | 8.6 | 40000 | 30600 | 76.5% | 2 | 0 | 10 |  |  |  | No | R-410A | 3.3333 | Residential & Commercial | Ducted CEE Tier 1
204299338 | Central HP <5.4 tons | AIRQUEST | HRCU-A-CB (Split System: Heat Pump with Remote Outdoor Unit-Air-Source) | HVH837GKA** |  |  | EA*4X48L21A*+WALLCON | *97CMN0602120A* | 32200 | 17 | 8.1 | 32800 | 25200 | 76.83% | 1.96 | 11.5 | 11 |  |  |  | No | R-410A | 2.6833 | Residential & Commercial | Ducted CEE Tier 1
204299558 | Central HP <5.4 tons | AIRQUEST | HRCU-A-CB (Split System: Heat Pump with Remote Outdoor Unit-Air-Source) | HVH837GKA** |  |  | END4X42L17**+WALLCON | *80CTL0901716A* | 32200 | 17.5 | 8.1 | 33000 | 24600 | 74.55% | 1.92 | 11 | 11.7 |  |  |  | No | R-410A | 2.6833 | Residential & Commercial | Ducted CEE Tier 1
211259957 | Central HP <5.4 tons | HEIL | HRCU-A-CB (Split System: Heat Pump with Remote Outdoor Unit-Air-Source) | DLCURAH18ABK |  |  | EA*4X19L17A* | *92ESN0601714A* | 18200 | 16.5 | 8.5 | 18100 | 17600 | 97.24% | 2.14 | 0 | 11 |  |  |  | No | R-410A | 1.5167 | Residential & Commercial | Ducted CEE Tier 1
211260448 | Central HP <5.4 tons | HEIL | HRCU-A-CB (Split System: Heat Pump with Remote Outdoor Unit-Air-Source) | DLCURAH18ABK |  |  | EA*4X24L17A* | *95ESN0401410A* | 17700 | 15.5 | 8.5 | 18700 | 19000 | 101.6% | 2.28 | 0 | 10.5 |  |  |  | No | R-410A | 1.475 | Residential & Commercial | Ducted CEE Tier 1
211260709 | Central HP <5.4 tons | HEIL | HRCU-A-CB (Split System: Heat Pump with Remote Outdoor Unit-Air-Source) | DLCURAH18ABK |  |  | EA*4X25L17A* | *96VSN0601714A* | 18200 | 16 | 8.5 | 18100 | 17600 | 97.24% | 2.12 | 0 | 11 |  |  |  | No | R-410A | 1.5167 | Residential & Commercial | Ducted CEE Tier 1
211261634 | Central HP <5.4 tons | HEIL | HRCU-A-CB (Split System: Heat Pump with Remote Outdoor Unit-Air-Source) | DLCURAH18ABK |  |  | EA*4X30L17A* | *96VSN0801716A* | 17600 | 16 | 8.5 | 18100 | 18600 | 102.8% | 2.24 | 0 | 10.5 |  |  |  | No | R-410A | 1.4667 | Residential & Commercial | Ducted CEE Tier 1
211261075 | Central HP <5.4 tons | HEIL | HRCU-A-CB (Split System: Heat Pump with Remote Outdoor Unit-Air-Source) | DLCURAH18ABK |  |  | EA*4X25L17A* | *92ESN0401712A* | 18400 | 15.5 | 8.5 | 18300 | 17500 | 95.63% | 2.12 | 0 | 10.5 |  |  |  | No | R-410A | 1.5333 | Residential & Commercial | Ducted CEE Tier 1
210693339 | Central HP <5.4 tons | Liberty Heating & Air Conditioning | HRCU-A-CB (Split System: Heat Pump with Remote Outdoor Unit-Air-Source) | ASZV903610A* |  |  | CA*F3743*6D*+TXV | G*VM971005CNB* | 33600 | 19 | 8.2 | 34000 | 24400 | 71.76% | 1.8 | 0 | 12 |  |  |  | No | R-410A | 2.8 | Residential & Commercial | Ducted CEE Tier 1
214389654 | Central HP <5.4 tons | Liberty Heating & Air Conditioning | HRCU-A-CB (Split System: Heat Pump with Remote Outdoor Unit-Air-Source) | ASZS60481EA* |  |  | CA*EA6030*4A* | G*VM971005CNB* | 44000 | 17 | 8.5 | 44000 | 31000 | 70.45% | 2 | 0 | 10 |  |  |  | No | R-410A | 3.6667 | Residential & Commercial | Ducted CEE Tier 1
211226383 | Central HP <5.4 tons | DAY & NIGHT | HRCU-A-CB (Split System: Heat Pump with Remote Outdoor Unit-Air-Source) | DLCURAH36ABK |  |  | EA*4X36L21A* | *95ESN1002122A* | 36400 | 15.2 | 8.1 | 40000 | 35400 | 88.5% | 1.88 | 0 | 10 |  |  |  | No | R-410A | 3.0333 | Residential & Commercial | Ducted CEE Tier 1
211226617 | Central HP <5.4 tons | DAY & NIGHT | HRCU-A-CB (Split System: Heat Pump with Remote Outdoor Unit-Air-Source) | DLCURAH36ABK |  |  | EA*4X37L17A* | *92ESN0601412A* | 36200 | 15.2 | 8.5 | 38500 | 35000 | 90.91% | 2.02 | 0 | 10 |  |  |  | No | R-410A | 3.0167 | Residential & Commercial | Ducted CEE Tier 1
214389765 | Central HP <5.4 tons | Liberty Heating & Air Conditioning | HRCU-A-CB (Split System: Heat Pump with Remote Outdoor Unit-Air-Source) | ASZS60481EA* |  |  | CA*EA6030*4A* | G*VC961205DNB* | 44000 | 17 | 8.5 | 44000 | 31000 | 70.45% | 2 | 0 | 10 |  |  |  | No | R-410A | 3.6667 | Residential & Commercial | Ducted CEE Tier 1
213815232 | Central HP <5.4 tons | Liberty Heating & Air Conditioning | HRCU-A-CB (Split System: Heat Pump with Remote Outdoor Unit-Air-Source) | ASZV903610A* |  |  | CA*F3743*6D*+MBVB12BP1X00A*+TXV |  | 34000 | 19 | 8.2 | 34000 | 24400 | 71.76% | 1.8 | 0 | 12 |  |  |  | No | R-410A | 2.8333 | Residential & Commercial | Ducted CEE Tier 1
214573944 | Central HP <5.4 tons | DAY & NIGHT | HRCU-A-CB (Split System: Heat Pump with Remote Outdoor Unit-Air-Source) | CVH837GKA2* |  |  | EA*4X48L21A*+WALLCON | *97CMN0602120B* | 32200 | 17 | 8.5 | 32600 | 25200 | 77.3% | 1.96 | 0 | 11 |  |  |  | No | R-410A | 2.6833 | Residential & Commercial | Ducted CEE Tier 1
214389724 | Central HP <5.4 tons | Liberty Heating & Air Conditioning | HRCU-A-CB (Split System: Heat Pump with Remote Outdoor Unit-Air-Source) | ASZS60241EA* |  |  | CA*EA3026*4A* | G*VS800604BUA* | 23000 | 17 | 8.6 | 23000 | 16100 | 70% | 2 | 0 | 10 |  |  |  | No | R-410A | 1.9167 | Residential & Commercial | Ducted CEE Tier 1
214389642 | Central HP <5.4 tons | Liberty Heating & Air Conditioning | HRCU-A-CB (Split System: Heat Pump with Remote Outdoor Unit-Air-Source) | ASZS60241EA* |  |  | CA*EA3026*4A*+MBVK16CP1X00A* |  | 23000 | 17 | 8.6 | 23000 | 16100 | 70% | 2 | 0 | 10 |  |  |  | No | R-410A | 1.9167 | Residential & Commercial | Ducted CEE Tier 1
214389699 | Central HP <5.4 tons | Liberty Heating & Air Conditioning | HRCU-A-CB (Split System: Heat Pump with Remote Outdoor Unit-Air-Source) | ASZS60241EA* |  |  | CA*EA2422*4A*+MBVC1200**-1A* |  | 23000 | 17 | 8.6 | 23000 | 16100 | 70% | 2 | 0 | 10 |  |  |  | No | R-410A | 1.9167 | Residential & Commercial | Ducted CEE Tier 1
214389733 | Central HP <5.4 tons | Liberty Heating & Air Conditioning | HRCU-A-CB (Split System: Heat Pump with Remote Outdoor Unit-Air-Source) | ASZS60241EA* |  |  | CA*EA3026*4A* | G*VC960803BNB* | 23000 | 17 | 8.6 | 23000 | 16100 | 70% | 2 | 0 | 10 |  |  |  | No | R-410A | 1.9167 | Residential & Commercial | Ducted CEE Tier 1
206771858 | Central HP <5.4 tons | AIRQUEST | HRCU-A-CB (Split System: Heat Pump with Remote Outdoor Unit-Air-Source) | HVH837GKA2* |  |  | EA*4X48L21A*+WALLCON | *80CTL0901716A* | 32400 | 18 | 8.5 | 32600 | 24800 | 76.07% | 2 | 12 | 11.7 |  |  |  | No | R-410A | 2.7 | Residential & Commercial | Ducted CEE Tier 1
211241193 | Central HP <5.4 tons | HEIL | HRCU-A-CB (Split System: Heat Pump with Remote Outdoor Unit-Air-Source) | DLCURAH24ABK |  |  | EA*4X25L17A* | *80ES(N,L)0701412A* | 25000 | 17 | 8.5 | 25600 | 21000 | 82.03% | 1.78 | 0 | 10.5 |  |  |  | No | R-410A | 2.0833 | Residential & Commercial | Ducted CEE Tier 1
211241260 | Central HP <5.4 tons | HEIL | HRCU-A-CB (Split System: Heat Pump with Remote Outdoor Unit-Air-Source) | DLCURAH24ABK |  |  | EA*4X30L14A* | *96VSN0601412A* | 23400 | 16.5 | 8.5 | 25800 | 24200 | 93.8% | 2 | 0 | 10 |  |  |  | No | R-410A | 1.95 | Residential & Commercial | Ducted CEE Tier 1
211241027 | Central HP <5.4 tons | HEIL | HRCU-A-CB (Split System: Heat Pump with Remote Outdoor Unit-Air-Source) | DLCURAH24ABK |  |  | EA*4X25L17A* | *96VTN0401410A* | 24400 | 16 | 8.5 | 25600 | 21600 | 84.38% | 1.78 | 0 | 10 |  |  |  | No | R-410A | 2.0333 | Residential & Commercial | Ducted CEE Tier 1
211241678 | Central HP <5.4 tons | HEIL | HRCU-A-CB (Split System: Heat Pump with Remote Outdoor Unit-Air-Source) | DLCURAH24ABK |  |  | EA*4X30L17A* | *80ES(N,L)0901714A* | 24600 | 16.5 | 8.5 | 26600 | 22600 | 84.96% | 1.86 | 0 | 10 |  |  |  | No | R-410A | 2.05 | Residential & Commercial | Ducted CEE Tier 1
206773128 | Central HP <5.4 tons | AIRQUEST | HRCU-A-CB (Split System: Heat Pump with Remote Outdoor Unit-Air-Source) | HVH837GKA2* |  |  | EA*4X43L21A*+WALLCON | *80CSU1002120A* | 32800 | 17 | 8.5 | 33000 | 25200 | 76.36% | 1.98 | 12 | 11 |  |  |  | No | R-410A | 2.7333 | Residential & Commercial | Ducted CEE Tier 1
206773610 | Central HP <5.4 tons | AIRQUEST | HRCU-A-CB (Split System: Heat Pump with Remote Outdoor Unit-Air-Source) | HVH837GKA2* |  |  | EN(A,D,W)4X48L21**+WALLCON | *95CSU1002122A* | 32400 | 17.5 | 8.1 | 32800 | 24600 | 75% | 1.98 | 12 | 11.7 |  |  |  | No | R-410A | 2.7 | Residential & Commercial | Ducted CEE Tier 1
209880035 | Central HP <5.4 tons | FUJITSU | HRCU-A-CB (Split System: Heat Pump with Remote Outdoor Unit-Air-Source) | FOP1836MJAZCA |  |  | FCCA6021SZEA | FF96TV508521M4S*A | 34200 | 19 | 8.5 | 34200 | 43000 | 125.7% | 2.2 | 0 | 12.5 |  |  |  | No | R-410A | 2.85 | Residential & Commercial | Ducted CEE Tier 1
214243216 | Central HP <5.4 tons | BRYANT HEATING AND COOLING SYSTEMS | HRCU-A-CB (Split System: Heat Pump with Remote Outdoor Unit-Air-Source) | 288BNV025*0**B* |  |  | CNPV*4824AL*+UI | 88*TB66135C24*** | 24200 | 17 | 8.1 | 21200 | 16600 | 78.3% | 2.02 | 0 | 11.5 |  |  |  | No | R-410A | 2.0167 | Residential & Commercial | Ducted CEE Tier 1
214243056 | Central HP <5.4 tons | BRYANT HEATING AND COOLING SYSTEMS | HRCU-A-CB (Split System: Heat Pump with Remote Outdoor Unit-Air-Source) | 288BNV025*0**B* |  |  | CNPV*4221AL*+UI | 986TD42080C17*** | 23800 | 16.5 | 8.1 | 21400 | 16700 | 78.04% | 1.96 | 0 | 11 |  |  |  | No | R-410A | 1.9833 | Residential & Commercial | Ducted CEE Tier 1
214389636 | Central HP <5.4 tons | Liberty Heating & Air Conditioning | HRCU-A-CB (Split System: Heat Pump with Remote Outdoor Unit-Air-Source) | ASZS60481EA* |  |  | AHVE60DP1400B* |  | 44000 | 17 | 8.6 | 44000 | 31000 | 70.45% | 2 | 0 | 10 |  |  |  | No | R-410A | 3.6667 | Residential & Commercial | Ducted CEE Tier 1
214389655 | Central HP <5.4 tons | Liberty Heating & Air Conditioning | HRCU-A-CB (Split System: Heat Pump with Remote Outdoor Unit-Air-Source) | ASZS60481EA* |  |  | CA*EA6030*4A* | G*VM970804CNB* | 44000 | 17 | 8.5 | 44000 | 31000 | 70.45% | 2 | 0 | 10 |  |  |  | No | R-410A | 3.6667 | Residential & Commercial | Ducted CEE Tier 1
212970405 | Central HP <5.4 tons | TEMPSTAR | HRCU-A-CB (Split System: Heat Pump with Remote Outdoor Unit-Air-Source) | DLCURAH36ABK |  |  | EA*4X37L21A* | *80VSL0701716B* | 36400 | 16 | 8.5 | 38000 | 35200 | 92.63% | 1.9 | 0 | 10 |  |  |  | No | R-410A | 3.0333 | Residential & Commercial | Ducted CEE Tier 1
210607415 | Central HP <5.4 tons | Liberty Heating & Air Conditioning | HRCU-A-CB (Split System: Heat Pump with Remote Outdoor Unit-Air-Source) | ASZV903610A* |  |  | CA*F3743*6D*+MBVC1601**-1A*+TX |  | 34200 | 19 | 8.2 | 34200 | 24400 | 71.35% | 1.85 | 0 | 12 |  |  |  | No | R-410A | 2.85 | Residential & Commercial | Ducted CEE Tier 1
214573714 | Central HP <5.4 tons | DAY & NIGHT | HRCU-A-CB (Split System: Heat Pump with Remote Outdoor Unit-Air-Source) | CVH837GKA2* |  |  | EA*4X37L21A*+WALLCON | *97CMN0802120B* | 32800 | 17.5 | 8.5 | 32800 | 25200 | 76.83% | 2 | 0 | 11.5 |  |  |  | No | R-410A | 2.7333 | Residential & Commercial | Ducted CEE Tier 1
206773662 | Central HP <5.4 tons | AIRQUEST | HRCU-A-CB (Split System: Heat Pump with Remote Outdoor Unit-Air-Source) | HVH837GKA2* |  |  | EHD4X42AAL+WALLCON | *95CSU1002122A* | 32600 | 17 | 8.1 | 33000 | 24800 | 75.15% | 1.96 | 11.5 | 11 |  |  |  | No | R-410A | 2.7167 | Residential & Commercial | Ducted CEE Tier 1
211240713 | Central HP <5.4 tons | HEIL | HRCU-A-CB (Split System: Heat Pump with Remote Outdoor Unit-Air-Source) | DLCURAH24ABK |  |  | EA*4X24L17A* | *95ESN0601714A* | 24400 | 15.5 | 8.5 | 27200 | 23200 | 85.29% | 1.9 | 0 | 10 |  |  |  | No | R-410A | 2.0333 | Residential & Commercial | Ducted CEE Tier 1
211242723 | Central HP <5.4 tons | DAY & NIGHT | HRCU-A-CB (Split System: Heat Pump with Remote Outdoor Unit-Air-Source) | DLCURAH24ABK |  |  | EA*4X36L21A* | OMV098J12* | 23600 | 16.5 | 8.5 | 25800 | 23200 | 89.92% | 1.94 | 0 | 10 |  |  |  | No | R-410A | 1.9667 | Residential & Commercial | Ducted CEE Tier 1
211242871 | Central HP <5.4 tons | DAY & NIGHT | HRCU-A-CB (Split System: Heat Pump with Remote Outdoor Unit-Air-Source) | DLCURAH24ABK |  |  | EA*4X37L17A* | *80VSL0701716A* | 24200 | 16.5 | 8.5 | 25400 | 21800 | 85.83% | 1.82 | 0 | 10 |  |  |  | No | R-410A | 2.0167 | Residential & Commercial | Ducted CEE Tier 1
212979899 | Central HP <5.4 tons | DAY & NIGHT | HRCU-A-CB (Split System: Heat Pump with Remote Outdoor Unit-Air-Source) | DLCURAH24ABK |  |  | EN(A,D)4X24L17** | *80MS(N,L)0901714A* | 23400 | 16.5 | 8.5 | 27000 | 24400 | 90.37% | 2.02 | 0 | 10 |  |  |  | No | R-410A | 1.95 | Residential & Commercial | Ducted CEE Tier 1
211241861 | Central HP <5.4 tons | HEIL | HRCU-A-CB (Split System: Heat Pump with Remote Outdoor Unit-Air-Source) | DLCURAH24ABK |  |  | EA*4X36L17A* | *96VSN0601412A* | 23600 | 16.5 | 8.5 | 25800 | 23400 | 90.7% | 1.94 | 0 | 10 |  |  |  | No | R-410A | 1.9667 | Residential & Commercial | Ducted CEE Tier 1
214389712 | Central HP <5.4 tons | Liberty Heating & Air Conditioning | HRCU-A-CB (Split System: Heat Pump with Remote Outdoor Unit-Air-Source) | ASZS60241EA* |  |  | CA*EA2422*4A* | G*VC960803BNB* | 23000 | 17 | 8.6 | 23000 | 16100 | 70% | 2 | 0 | 10 |  |  |  | No | R-410A | 1.9167 | Residential & Commercial | Ducted CEE Tier 1
214389732 | Central HP <5.4 tons | Liberty Heating & Air Conditioning | HRCU-A-CB (Split System: Heat Pump with Remote Outdoor Unit-Air-Source) | ASZS60241EA* |  |  | CA*EA3026*4A* | G*VS960603BUA* | 23000 | 17 | 8.6 | 23000 | 16100 | 70% | 2 | 0 | 10 |  |  |  | No | R-410A | 1.9167 | Residential & Commercial | Ducted CEE Tier 1
209880032 | Central HP <5.4 tons | FUJITSU | HRCU-A-CB (Split System: Heat Pump with Remote Outdoor Unit-Air-Source) | FOP1836MJAZCA |  |  | FCCA6021SZEA | FF97MV510021DHS*A | 34200 | 19 | 8.5 | 34200 | 43000 | 125.7% | 2.2 | 0 | 12.5 |  |  |  | No | R-410A | 2.85 | Residential & Commercial | Ducted CEE Tier 1
214239973 | Central HP <5.4 tons | CARRIER | HRCU-A-CB (Split System: Heat Pump with Remote Outdoor Unit-Air-Source) | 25VNA837A*030* |  |  | CNPV*4824AL*+UI | 58TN*B110C21**20 | 32400 | 17 | 8.1 | 32600 | 24600 | 75.46% | 1.96 | 0 | 11.5 |  |  |  | No | R-410A | 2.7 | Residential & Commercial | Ducted CEE Tier 1
216030933 | Central HP <5.4 tons | MDV | HRCU-A-CB (Split System: Heat Pump with Remote Outdoor Unit-Air-Source) | MOX430-24HFN10-M3X |  |  | MVBDM-24HWFN10-WA3-MAS |  | 24000 | 18.6 | 10 | 24000 | 20600 | 85.83% | 2.14 | 0 | 12 |  |  |  | No | R-454B | 2 | Residential & Commercial | Ducted CEE Tier 1
214238953 | Central HP <5.4 tons | CARRIER | HRCU-A-CB (Split System: Heat Pump with Remote Outdoor Unit-Air-Source) | 25VNA837A*031* |  |  | CNPV*4217AL*+UI | 58TN*B045C17**12 | 31800 | 16.5 | 8.1 | 33400 | 25000 | 74.85% | 1.86 | 0 | 11 |  |  |  | No | R-410A | 2.65 | Residential & Commercial | Ducted CEE Tier 1
214241826 | Central HP <5.4 tons | BRYANT HEATING AND COOLING SYSTEMS | HRCU-A-CB (Split System: Heat Pump with Remote Outdoor Unit-Air-Source) | 288BNV025*0**C* |  |  | CNPV*3617AL*+UI | 987MC42080C17*** | 23400 | 16.5 | 8.1 | 21600 | 16700 | 77.31% | 1.9 | 0 | 10.5 |  |  |  | No | R-410A | 1.95 | Residential & Commercial | Ducted CEE Tier 1
210868912 | Central HP <5.4 tons | FUJITSU | HRCU-A-CB (Split System: Heat Pump with Remote Outdoor Unit-Air-Source) | FOP1836MJAZCA |  |  | FCCA6021SZEA | FF75214LT80Y | 34200 | 19 | 8.5 | 34200 | 43000 | 125.7% | 2.2 | 0 | 12.5 |  |  |  | No | R-410A | 2.85 | Residential & Commercial | Ducted CEE Tier 1
210868913 | Central HP <5.4 tons | FUJITSU | HRCU-A-CB (Split System: Heat Pump with Remote Outdoor Unit-Air-Source) | FOP1836MJAZCA |  |  | FCCA6021SZEA | FF100215LT80X | 34200 | 20 | 8.5 | 34200 | 43000 | 125.7% | 2.2 | 0 | 12.5 |  |  |  | No | R-410A | 2.85 | Residential & Commercial | Ducted CEE Tier 1
214573764 | Central HP <5.4 tons | DAY & NIGHT | HRCU-A-CB (Split System: Heat Pump with Remote Outdoor Unit-Air-Source) | CVH837GKA2* |  |  | EA*4X42L21A*+WALLCON | *97CMN0602120B* | 31600 | 17 | 8.1 | 33200 | 24800 | 74.7% | 1.88 | 0 | 10.5 |  |  |  | No | R-410A | 2.6333 | Residential & Commercial | Ducted CEE Tier 1
214389659 | Central HP <5.4 tons | Liberty Heating & Air Conditioning | HRCU-A-CB (Split System: Heat Pump with Remote Outdoor Unit-Air-Source) | ASZS60481EA* |  |  | CA*EA6030*4A* | G*VC800805C*A* | 44000 | 17 | 8.5 | 43500 | 31000 | 71.26% | 2 | 0 | 10 |  |  |  | No | R-410A | 3.6667 | Residential & Commercial | Ducted CEE Tier 1
213080714 | Central HP <5.4 tons | TEMPSTAR | HRCU-A-CB (Split System: Heat Pump with Remote Outdoor Unit-Air-Source) | DLCURAH36ABK |  |  | EA*4X43L21A* | *95MSU0601716A* | 36600 | 16 | 8.5 | 38500 | 35000 | 90.91% | 2.06 | 0 | 10 |  |  |  | No | R-410A | 3.05 | Residential & Commercial | Ducted CEE Tier 1
214501051 | Central HP <5.4 tons | Liberty Heating & Air Conditioning | HRCU-A-CB (Split System: Heat Pump with Remote Outdoor Unit-Air-Source) | ASZS60241EA* |  |  | CA*EA3026*4B*+MBVK12BP1X00A* |  | 23000 | 17 | 8.6 | 23000 | 16100 | 70% | 2 | 0 | 10 |  |  |  | No | R-410A | 1.9167 | Residential & Commercial | Ducted CEE Tier 1
214501085 | Central HP <5.4 tons | Liberty Heating & Air Conditioning | HRCU-A-CB (Split System: Heat Pump with Remote Outdoor Unit-Air-Source) | ASZS60241EA* |  |  | CA*EA3026*4B* | G*VC960603BNB* | 23000 | 17 | 8.6 | 23000 | 16100 | 70% | 2 | 0 | 10 |  |  |  | No | R-410A | 1.9167 | Residential & Commercial | Ducted CEE Tier 1
211178352 | Central HP <5.4 tons | Liberty Heating & Air Conditioning | HRCU-A-CB (Split System: Heat Pump with Remote Outdoor Unit-Air-Source) | ASZS601810A* |  |  | CA*EA1818*4A* | G*VC800604B*A* | 16600 | 17.5 | 8.5 | 17400 | 13000 | 74.71% | 2.1 | 0 | 10.9 |  |  |  | No | R-410A | 1.3833 | Residential & Commercial | Ducted CEE Tier 1
214389705 | Central HP <5.4 tons | Liberty Heating & Air Conditioning | HRCU-A-CB (Split System: Heat Pump with Remote Outdoor Unit-Air-Source) | ASZS60241EA* |  |  | CA*EA2422*4A* | G*VC800804C*A* | 23000 | 17 | 8.6 | 23000 | 16100 | 70% | 2 | 0 | 10 |  |  |  | No | R-410A | 1.9167 | Residential & Commercial | Ducted CEE Tier 1
214389739 | Central HP <5.4 tons | Liberty Heating & Air Conditioning | HRCU-A-CB (Split System: Heat Pump with Remote Outdoor Unit-Air-Source) | ASZS60241EA* |  |  | CA*EA3026*4A* | G*VM970804CNB* | 23000 | 17 | 8.6 | 23000 | 16100 | 70% | 2 | 0 | 10 |  |  |  | No | R-410A | 1.9167 | Residential & Commercial | Ducted CEE Tier 1
215359323 | Central HP <5.4 tons | MDV | HRCU-A-CB (Split System: Heat Pump with Remote Outdoor Unit-Air-Source) | MOX430-18HFN10-M3X |  |  | MVBC-24HWFN10-MB3E-D |  | 18000 | 19 | 9.7 | 19000 | 18000 | 94.74% | 2 | 0 | 12.5 |  |  |  | No | R-454B | 1.5 | Residential & Commercial | Ducted CEE Tier 1
209880024 | Central HP <5.4 tons | FUJITSU | HRCU-A-CB (Split System: Heat Pump with Remote Outdoor Unit-Air-Source) | FOP1824MJAZCA |  |  | FCCA2421HZEA | FF97MV306017DHS*A | 22800 | 20 | 8.5 | 22800 | 26000 | 114% | 2.1 | 0 | 12.5 |  |  |  | No | R-410A | 1.9 | Residential & Commercial | Ducted CEE Tier 1
214242255 | Central HP <5.4 tons | CARRIER | HRCU-A-CB (Split System: Heat Pump with Remote Outdoor Unit-Air-Source) | 25VNA825A*032* |  |  | CNPV*4821AL*+UI | 59CU5B060C17**16 | 24000 | 16.5 | 8.1 | 21400 | 16600 | 77.57% | 2 | 0 | 11 |  |  |  | No | R-410A | 2 | Residential & Commercial | Ducted CEE Tier 1
210868914 | Central HP <5.4 tons | FUJITSU | HRCU-A-CB (Split System: Heat Pump with Remote Outdoor Unit-Air-Source) | FOP1836MJAZCA |  |  | FCCA6021SZEA | FF75214LT80X | 34200 | 20 | 8.5 | 34200 | 43000 | 125.7% | 2.2 | 0 | 12.5 |  |  |  | No | R-410A | 2.85 | Residential & Commercial | Ducted CEE Tier 1
214389715 | Central HP <5.4 tons | Liberty Heating & Air Conditioning | HRCU-A-CB (Split System: Heat Pump with Remote Outdoor Unit-Air-Source) | ASZS60241EA* |  |  | CA*EA2422*4A* | G*VC961005CNB* | 23000 | 17 | 8.6 | 23000 | 16100 | 70% | 2 | 0 | 10 |  |  |  | No | R-410A | 1.9167 | Residential & Commercial | Ducted CEE Tier 1
214389633 | Central HP <5.4 tons | Liberty Heating & Air Conditioning | HRCU-A-CB (Split System: Heat Pump with Remote Outdoor Unit-Air-Source) | ASZS60241EA* |  |  | AHVE36CP1400B* |  | 23000 | 17 | 8.6 | 23000 | 16100 | 70% | 2 | 0 | 10 |  |  |  | No | R-410A | 1.9167 | Residential & Commercial | Ducted CEE Tier 1
214389726 | Central HP <5.4 tons | Liberty Heating & Air Conditioning | HRCU-A-CB (Split System: Heat Pump with Remote Outdoor Unit-Air-Source) | ASZS60241EA* |  |  | CA*EA3026*4A* | G*VC800804C*A* | 23000 | 17 | 8.6 | 23000 | 16100 | 70% | 2 | 0 | 10 |  |  |  | No | R-410A | 1.9167 | Residential & Commercial | Ducted CEE Tier 1
214389740 | Central HP <5.4 tons | Liberty Heating & Air Conditioning | HRCU-A-CB (Split System: Heat Pump with Remote Outdoor Unit-Air-Source) | ASZS60241EA* |  |  | CA*EA3026*4A* | G*VM971005CNB* | 23000 | 17 | 8.6 | 23000 | 16100 | 70% | 2 | 0 | 10 |  |  |  | No | R-410A | 1.9167 | Residential & Commercial | Ducted CEE Tier 1
214389701 | Central HP <5.4 tons | Liberty Heating & Air Conditioning | HRCU-A-CB (Split System: Heat Pump with Remote Outdoor Unit-Air-Source) | ASZS60241EA* |  |  | CA*EA2422*4A* | G*VC800603B*A* | 23000 | 17 | 8.6 | 23000 | 16100 | 70% | 2 | 0 | 10 |  |  |  | No | R-410A | 1.9167 | Residential & Commercial | Ducted CEE Tier 1
214243999 | Central HP <5.4 tons | CARRIER | HRCU-A-CB (Split System: Heat Pump with Remote Outdoor Unit-Air-Source) | 25VNA424A*031* |  |  | CNPV*3017AL*+UI | 59TN6C040C14**10 | 22800 | 17.5 | 9.5 | 27000 | 20600 | 76.3% | 2.28 | 0 | 12 |  |  |  | No | R-410A | 1.9 | Residential & Commercial | Ducted CEE Tier 1
214244019 | Central HP <5.4 tons | CARRIER | HRCU-A-CB (Split System: Heat Pump with Remote Outdoor Unit-Air-Source) | 25VNA424A*031* |  |  | CNPV*3617AL*+UI | 59TN6C060C17**14 | 23200 | 19.5 | 9.5 | 26800 | 20000 | 74.63% | 2.36 | 0 | 12.5 |  |  |  | No | R-410A | 1.9333 | Residential & Commercial | Ducted CEE Tier 1
209880049 | Central HP <5.4 tons | FUJITSU | HRCU-A-CB (Split System: Heat Pump with Remote Outdoor Unit-Air-Source) | FOP1860MJAZCA |  |  | FCCA6021SZEA | FF96TV510021M4S*A | 52500 | 18 | 8.1 | 52500 | 50500 | 96.19% | 1.9 | 0 | 10 |  |  |  | No | R-410A | 4.375 | Residential & Commercial | Ducted CEE Tier 1
208587414 | Central HP <5.4 tons | FUJITSU | HRCU-A-CB (Split System: Heat Pump with Remote Outdoor Unit-Air-Source) | FOP1860MJAZCA1 |  |  | FHRAVM6021SJZECA |  | 53000 | 19 | 8.1 | 48500 | 45500 | 93.81% | 1.8 | 0 | 10 |  |  |  | No | R-410A | 4.4167 | Residential & Commercial | Ducted CEE Tier 1
211197886 | Central HP <5.4 tons | FUJITSU | HRCU-A-CB (Split System: Heat Pump with Remote Outdoor Unit-Air-Source) | FOP1860MJAZCA |  |  | FCCA6021SZEA | FF98MV510021UPS*A | 52500 | 18 | 8.1 | 52000 | 49500 | 95.19% | 2 | 0 | 10 |  |  |  | No | R-410A | 4.375 | Residential & Commercial | Ducted CEE Tier 1
214861576 | Central HP <5.4 tons | MDV | HRCU-A-CB (Split System: Heat Pump with Remote Outdoor Unit-Air-Source) | MOE30-48HFN10-M2X |  |  | MVBC-48HWFN10-MD2-D |  | 48000 | 17 | 10.2 | 50000 | 46000 | 92% | 2 | 0 | 10 |  |  |  | No | R-454B | 4 | Residential & Commercial | Ducted CEE Tier 1
211242714 | Central HP <5.4 tons | HEIL | HRCU-A-CB (Split System: Heat Pump with Remote Outdoor Unit-Air-Source) | DLCURAH24ABK |  |  | EA*4X36L21A* | *80ESU0601716A | 25000 | 17 | 8.5 | 26600 | 21800 | 81.95% | 1.82 | 0 | 10.5 |  |  |  | No | R-410A | 2.0833 | Residential & Commercial | Ducted CEE Tier 1
211242796 | Central HP <5.4 tons | HEIL | HRCU-A-CB (Split System: Heat Pump with Remote Outdoor Unit-Air-Source) | DLCURAH24ABK |  |  | EA*4X37L17A* | *96VSN0401712A* | 24600 | 15.5 | 8.5 | 25800 | 21600 | 83.72% | 1.78 | 0 | 10 |  |  |  | No | R-410A | 2.05 | Residential & Commercial | Ducted CEE Tier 1
211242814 | Central HP <5.4 tons | HEIL | HRCU-A-CB (Split System: Heat Pump with Remote Outdoor Unit-Air-Source) | DLCURAH24ABK |  |  | EA*4X37L17A* | *96VSN0801716A* | 24600 | 16.5 | 8.5 | 25600 | 21400 | 83.59% | 1.8 | 0 | 10 |  |  |  | No | R-410A | 2.05 | Residential & Commercial | Ducted CEE Tier 1
211241590 | Central HP <5.4 tons | HEIL | HRCU-A-CB (Split System: Heat Pump with Remote Outdoor Unit-Air-Source) | DLCURAH24ABK |  |  | EA*4X30L17A* | *95ESN0601412A* | 24400 | 15.5 | 8.5 | 26600 | 22800 | 85.71% | 1.86 | 0 | 10 |  |  |  | No | R-410A | 2.0333 | Residential & Commercial | Ducted CEE Tier 1
214572584 | Central HP <5.4 tons | DAY & NIGHT | HRCU-A-CB (Split System: Heat Pump with Remote Outdoor Unit-Air-Source) | CVH837GKA** |  |  | EA*4X37L21A*+WALLCON | *96CTN0802120B* | 33000 | 17.5 | 8.5 | 32600 | 25000 | 76.69% | 2 | 0 | 11.5 |  |  |  | No | R-410A | 2.75 | Residential & Commercial | Ducted CEE Tier 1
214572834 | Central HP <5.4 tons | DAY & NIGHT | HRCU-A-CB (Split System: Heat Pump with Remote Outdoor Unit-Air-Source) | CVH837GKA** |  |  | EA*4X48L24A*+WALLCON | *80CTL0702120B* | 32400 | 17.5 | 8.5 | 32400 | 25000 | 77.16% | 1.98 | 0 | 11 |  |  |  | No | R-410A | 2.7 | Residential & Commercial | Ducted CEE Tier 1
214572934 | Central HP <5.4 tons | DAY & NIGHT | HRCU-A-CB (Split System: Heat Pump with Remote Outdoor Unit-Air-Source) | CVH837GKA** |  |  | EA*4X60L24A*+WALLCON | *97CMN0802120B* | 32800 | 17.5 | 8.5 | 31600 | 24800 | 78.48% | 2 | 0 | 11.5 |  |  |  | No | R-410A | 2.7333 | Residential & Commercial | Ducted CEE Tier 1
206766052 | Central HP <5.4 tons | AIRQUEST | HRCU-A-CB (Split System: Heat Pump with Remote Outdoor Unit-Air-Source) | HVH825GKA3* |  |  | EA*4X37L21A*+WALLCON | *97CMN0602120A* | 24400 | 16.5 | 8.1 | 21200 | 16700 | 78.77% | 2.02 | 11 | 11 |  |  |  | No | R-410A | 2.0333 | Residential & Commercial | Ducted CEE Tier 1
206767472 | Central HP <5.4 tons | AIRQUEST | HRCU-A-CB (Split System: Heat Pump with Remote Outdoor Unit-Air-Source) | HVH825GKA3* |  |  | EA*4X25L17A*+WALLCON | *95CSU0601716A* | 24200 | 16.5 | 8.1 | 21400 | 16700 | 78.04% | 2 | 11 | 10.5 |  |  |  | No | R-410A | 2.0167 | Residential & Commercial | Ducted CEE Tier 1
206767508 | Central HP <5.4 tons | AIRQUEST | HRCU-A-CB (Split System: Heat Pump with Remote Outdoor Unit-Air-Source) | HVH825GKA3* |  |  | EA*4X36L21A*+WALLCON | *95CSU0802120A* | 23600 | 16.5 | 8.1 | 21400 | 16600 | 77.57% | 1.94 | 11 | 11 |  |  |  | No | R-410A | 1.9667 | Residential & Commercial | Ducted CEE Tier 1
204298658 | Central HP <5.4 tons | AIRQUEST | HRCU-A-CB (Split System: Heat Pump with Remote Outdoor Unit-Air-Source) | HVH837GKA** |  |  | EA*4X36L21A*+WALLCON | *80CTL0701716A* | 31400 | 17 | 8.1 | 33400 | 24400 | 73.05% | 1.84 | 11.5 | 11 |  |  |  | No | R-410A | 2.6167 | Residential & Commercial | Ducted CEE Tier 1
204300272 | Central HP <5.4 tons | AIRQUEST | HRCU-A-CB (Split System: Heat Pump with Remote Outdoor Unit-Air-Source) | HVH837GKA** |  |  | EHD4X42AAL+WALLCON | *80CTL1352422A* | 32600 | 17 | 8.1 | 33000 | 24800 | 75.15% | 1.96 | 11 | 11 |  |  |  | No | R-410A | 2.7167 | Residential & Commercial | Ducted CEE Tier 1
212974710 | Central HP <5.4 tons | DAY & NIGHT | HRCU-A-CB (Split System: Heat Pump with Remote Outdoor Unit-Air-Source) | DLCURAH18ABK |  |  | EN(A,D)4X24L14** | *96VTN0401410B* | 17300 | 15.5 | 8.5 | 18400 | 19200 | 104.3% | 2.3 | 0 | 10.5 |  |  |  | No | R-410A | 1.4417 | Residential & Commercial | Ducted CEE Tier 1
214861554 | Central HP <5.4 tons | MDV | HRCU-A-CB (Split System: Heat Pump with Remote Outdoor Unit-Air-Source) | MOD30-36HFN10-M3 |  |  | MVBC-36HWFN10-MC3E |  | 36000 | 16.2 | 8.7 | 36000 | 27000 | 75% | 2 | 0 | 10 |  |  |  | No | R-454B | 3 | Residential & Commercial | Ducted CEE Tier 1
208587411 | Central HP <5.4 tons | FUJITSU | HRCU-A-CB (Split System: Heat Pump with Remote Outdoor Unit-Air-Source) | FOP1824MJAZCA1 |  |  | FHRAVM2421HJZECA |  | 22800 | 20 | 8.5 | 22800 | 24800 | 108.8% | 2 | 0 | 12.5 |  |  |  | No | R-410A | 1.9 | Residential & Commercial | Ducted CEE Tier 1
208587412 | Central HP <5.4 tons | FUJITSU | HRCU-A-CB (Split System: Heat Pump with Remote Outdoor Unit-Air-Source) | FOP1836MJAZCA1 |  |  | FHRAVM6021SJZECA |  | 34200 | 20 | 8.5 | 32000 | 40500 | 126.6% | 2.1 | 0 | 12.5 |  |  |  | No | R-410A | 2.85 | Residential & Commercial | Ducted CEE Tier 1
206133307 | Central HP <5.4 tons | AIRQUEST | HRCU-A-CB (Split System: Heat Pump with Remote Outdoor Unit-Air-Source) | HVH825GKA2* |  |  | EA*4X24L17A*+WALLCON | *80CSU0601716A* | 23200 | 16.5 | 8.1 | 22000 | 16800 | 76.36% | 1.9 | 11 | 10.5 |  |  |  | No | R-410A | 1.9333 | Residential & Commercial | Ducted CEE Tier 1
211243289 | Central HP <5.4 tons | DAY & NIGHT | HRCU-A-CB (Split System: Heat Pump with Remote Outdoor Unit-Air-Source) | DLCURAH24ABK |  |  | EA*4X37L21A* | *96VTN1002122A* | 24200 | 17 | 8.1 | 25000 | 21400 | 85.6% | 1.8 | 0 | 10 |  |  |  | No | R-410A | 2.0167 | Residential & Commercial | Ducted CEE Tier 1
211243457 | Central HP <5.4 tons | DAY & NIGHT | HRCU-A-CB (Split System: Heat Pump with Remote Outdoor Unit-Air-Source) | DLCURAH24ABK |  |  | EA*4X37L21A* | *96VTN0601714A* | 24600 | 16.5 | 8.5 | 25400 | 21000 | 82.68% | 1.78 | 0 | 10 |  |  |  | No | R-410A | 2.05 | Residential & Commercial | Ducted CEE Tier 1
206771570 | Central HP <5.4 tons | AIRQUEST | HRCU-A-CB (Split System: Heat Pump with Remote Outdoor Unit-Air-Source) | HVH837GKA2* |  |  | EA*4X42L24A*+WALLCON | *97CMN1202422A* | 31800 | 17 | 8.1 | 33200 | 24400 | 73.49% | 1.88 | 11.5 | 11 |  |  |  | No | R-410A | 2.65 | Residential & Commercial | Ducted CEE Tier 1
211242125 | Central HP <5.4 tons | DAY & NIGHT | HRCU-A-CB (Split System: Heat Pump with Remote Outdoor Unit-Air-Source) | DLCURAH24ABK |  |  | EA*4X36L17A* | *92ESN0601412A* | 23600 | 17 | 8.5 | 25600 | 23600 | 92.19% | 1.96 | 0 | 10 |  |  |  | No | R-410A | 1.9667 | Residential & Commercial | Ducted CEE Tier 1
211244656 | Central HP <5.4 tons | DAY & NIGHT | HRCU-A-CB (Split System: Heat Pump with Remote Outdoor Unit-Air-Source) | DLCURAH24ABK |  |  | EN(A,D)4X30L17** | *95ESN0261410A* | 23400 | 16 | 8.1 | 25800 | 24200 | 93.8% | 2 | 0 | 10 |  |  |  | No | R-410A | 1.95 | Residential & Commercial | Ducted CEE Tier 1
211244713 | Central HP <5.4 tons | DAY & NIGHT | HRCU-A-CB (Split System: Heat Pump with Remote Outdoor Unit-Air-Source) | DLCURAH24ABK |  |  | EN(A,D)4X30L17** | *80ES(N,L)0901714A* | 24600 | 16.5 | 8.1 | 26400 | 22600 | 85.61% | 1.86 | 0 | 10.5 |  |  |  | No | R-410A | 2.05 | Residential & Commercial | Ducted CEE Tier 1
206133809 | Central HP <5.4 tons | AIRQUEST | HRCU-A-CB (Split System: Heat Pump with Remote Outdoor Unit-Air-Source) | HVH825GKA2* |  |  | EA*4X37L21A*+WALLCON | *95CSU0601716A* | 24400 | 16.5 | 8.1 | 21400 | 16700 | 78.04% | 2.02 | 11.5 | 10.5 |  |  |  | No | R-410A | 2.0333 | Residential & Commercial | Ducted CEE Tier 1
211244833 | Central HP <5.4 tons | DAY & NIGHT | HRCU-A-CB (Split System: Heat Pump with Remote Outdoor Unit-Air-Source) | DLCURAH24ABK |  |  | EN(A,D)4X30L17** | OLV098A12* | 23400 | 16.5 | 8.1 | 25800 | 24200 | 93.8% | 2 | 0 | 10 |  |  |  | No | R-410A | 1.95 | Residential & Commercial | Ducted CEE Tier 1
211241807 | Central HP <5.4 tons | HEIL | HRCU-A-CB (Split System: Heat Pump with Remote Outdoor Unit-Air-Source) | DLCURAH24ABK |  |  | EA*4X30L17A* | OMV112K14A | 24000 | 16 | 8.5 | 26400 | 23000 | 87.12% | 1.9 | 0 | 10 |  |  |  | No | R-410A | 2 | Residential & Commercial | Ducted CEE Tier 1
211241398 | Central HP <5.4 tons | HEIL | HRCU-A-CB (Split System: Heat Pump with Remote Outdoor Unit-Air-Source) | DLCURAH24ABK |  |  | EA*4X30L17A* | *96VSN0601714A* | 23400 | 16.5 | 8.5 | 25800 | 24200 | 93.8% | 2.02 | 0 | 10 |  |  |  | No | R-410A | 1.95 | Residential & Commercial | Ducted CEE Tier 1
214572994 | Central HP <5.4 tons | DAY & NIGHT | HRCU-A-CB (Split System: Heat Pump with Remote Outdoor Unit-Air-Source) | CVH837GKA** |  |  | EA*4X61L21A*+WALLCON | *97CMN0802120B* | 33200 | 17.5 | 8.5 | 32000 | 24800 | 77.5% | 2 | 0 | 11.5 |  |  |  | No | R-410A | 2.7667 | Residential & Commercial | Ducted CEE Tier 1
214573044 | Central HP <5.4 tons | DAY & NIGHT | HRCU-A-CB (Split System: Heat Pump with Remote Outdoor Unit-Air-Source) | CVH837GKA** |  |  | EA*4X61L24A*+WALLCON | *97CMN0602120B* | 33000 | 18 | 8.5 | 32000 | 25000 | 78.12% | 1.98 | 0 | 11.5 |  |  |  | No | R-410A | 2.75 | Residential & Commercial | Ducted CEE Tier 1
212979507 | Central HP <5.4 tons | DAY & NIGHT | HRCU-A-CB (Split System: Heat Pump with Remote Outdoor Unit-Air-Source) | DLCURAH24ABK |  |  | EA*4X37L21A* | *80MS(N,L)0702116A* | 24400 | 17 | 8.5 | 25200 | 21200 | 84.13% | 1.8 | 0 | 10.5 |  |  |  | No | R-410A | 2.0333 | Residential & Commercial | Ducted CEE Tier 1
206771525 | Central HP <5.4 tons | AIRQUEST | HRCU-A-CB (Split System: Heat Pump with Remote Outdoor Unit-Air-Source) | HVH837GKA2* |  |  | EA*4X42L24A*+WALLCON | *80CTL0902120A* | 31800 | 17.5 | 8.1 | 33200 | 24400 | 73.49% | 1.9 | 11 | 11.5 |  |  |  | No | R-410A | 2.65 | Residential & Commercial | Ducted CEE Tier 1
214239623 | Central HP <5.4 tons | CARRIER | HRCU-A-CB (Split System: Heat Pump with Remote Outdoor Unit-Air-Source) | 25VNA837A*030* |  |  | CNPV*3621AL*+UI | 59TN6C100C21**22 | 31400 | 16.5 | 8.1 | 33000 | 24000 | 72.73% | 1.82 | 0 | 11 |  |  |  | No | R-410A | 2.6167 | Residential & Commercial | Ducted CEE Tier 1
214240023 | Central HP <5.4 tons | CARRIER | HRCU-A-CB (Split System: Heat Pump with Remote Outdoor Unit-Air-Source) | 25VNA837A*030* |  |  | CNPV*4824AL*+UI | 59TN6C120C24**22 | 32400 | 17 | 8.1 | 32600 | 24600 | 75.46% | 1.96 | 0 | 11.7 |  |  |  | No | R-410A | 2.7 | Residential & Commercial | Ducted CEE Tier 1
214240073 | Central HP <5.4 tons | CARRIER | HRCU-A-CB (Split System: Heat Pump with Remote Outdoor Unit-Air-Source) | 25VNA837A*030* |  |  | CNPV*6024AL*+UI | 59MN7C120C24**22 | 32800 | 17.5 | 8.1 | 32200 | 24600 | 76.4% | 1.96 | 0 | 11.7 |  |  |  | No | R-410A | 2.7333 | Residential & Commercial | Ducted CEE Tier 1
214242395 | Central HP <5.4 tons | CARRIER | HRCU-A-CB (Split System: Heat Pump with Remote Outdoor Unit-Air-Source) | 25VNA825A*031* |  |  | CNPV*2414AL*+UI | 58TN*B070C14**12 | 23200 | 16 | 8.1 | 22000 | 16800 | 76.36% | 1.94 | 0 | 10.5 |  |  |  | No | R-410A | 1.9333 | Residential & Commercial | Ducted CEE Tier 1
214389708 | Central HP <5.4 tons | Liberty Heating & Air Conditioning | HRCU-A-CB (Split System: Heat Pump with Remote Outdoor Unit-Air-Source) | ASZS60241EA* |  |  | CA*EA2422*4A* | G*VC801005C*A* | 23000 | 17 | 8.6 | 23000 | 16100 | 70% | 2 | 0 | 10 |  |  |  | No | R-410A | 1.9167 | Residential & Commercial | Ducted CEE Tier 1
214389710 | Central HP <5.4 tons | Liberty Heating & Air Conditioning | HRCU-A-CB (Split System: Heat Pump with Remote Outdoor Unit-Air-Source) | ASZS60241EA* |  |  | CA*EA2422*4A* | G*VC960603BNB* | 23000 | 17 | 8.6 | 23000 | 16100 | 70% | 2 | 0 | 10 |  |  |  | No | R-410A | 1.9167 | Residential & Commercial | Ducted CEE Tier 1
214501055 | Central HP <5.4 tons | Liberty Heating & Air Conditioning | HRCU-A-CB (Split System: Heat Pump with Remote Outdoor Unit-Air-Source) | ASZS60241EA* |  |  | CA*EA2422*4B* | G*VC800603B*A* | 23000 | 17 | 8.6 | 23000 | 16100 | 70% | 2 | 0 | 10 |  |  |  | No | R-410A | 1.9167 | Residential & Commercial | Ducted CEE Tier 1
214500336 | Central HP <5.4 tons | Liberty Heating & Air Conditioning | HRCU-A-CB (Split System: Heat Pump with Remote Outdoor Unit-Air-Source) | ASZS601810A* |  |  | CA*EA1818*4B*+MBVK16CP1X00A* |  | 16600 | 17.5 | 8.5 | 17400 | 13000 | 74.71% | 2.1 | 0 | 10.9 |  |  |  | No | R-410A | 1.3833 | Residential & Commercial | Ducted CEE Tier 1
214501054 | Central HP <5.4 tons | Liberty Heating & Air Conditioning | HRCU-A-CB (Split System: Heat Pump with Remote Outdoor Unit-Air-Source) | ASZS60241EA* |  |  | CA*EA2422*4B*+MBVC1600**-1A* |  | 23000 | 17 | 8.6 | 23000 | 16100 | 70% | 2 | 0 | 10 |  |  |  | No | R-410A | 1.9167 | Residential & Commercial | Ducted CEE Tier 1
214501070 | Central HP <5.4 tons | Liberty Heating & Air Conditioning | HRCU-A-CB (Split System: Heat Pump with Remote Outdoor Unit-Air-Source) | ASZS60241EA* |  |  | CA*EA2422*4B* | G*VM970603BNB* | 23000 | 17 | 8.6 | 23000 | 16100 | 70% | 2 | 0 | 10 |  |  |  | No | R-410A | 1.9167 | Residential & Commercial | Ducted CEE Tier 1
214389736 | Central HP <5.4 tons | Liberty Heating & Air Conditioning | HRCU-A-CB (Split System: Heat Pump with Remote Outdoor Unit-Air-Source) | ASZS60241EA* |  |  | CA*EA3026*4A* | G*VC961005CNB* | 23000 | 17 | 8.6 | 23000 | 16100 | 70% | 2 | 0 | 10 |  |  |  | No | R-410A | 1.9167 | Residential & Commercial | Ducted CEE Tier 1
214242445 | Central HP <5.4 tons | CARRIER | HRCU-A-CB (Split System: Heat Pump with Remote Outdoor Unit-Air-Source) | 25VNA825A*031* |  |  | CNPV*2417AL*+UI | 58TN*B090C17**16 | 23200 | 16 | 8.1 | 22000 | 16900 | 76.82% | 1.92 | 0 | 10.5 |  |  |  | No | R-410A | 1.9333 | Residential & Commercial | Ducted CEE Tier 1
214242465 | Central HP <5.4 tons | CARRIER | HRCU-A-CB (Split System: Heat Pump with Remote Outdoor Unit-Air-Source) | 25VNA825A*031* |  |  | CNPV*2417AL*+UI | 59MN7C060C17**14 | 23200 | 15.5 | 8.1 | 22200 | 16900 | 76.13% | 1.92 | 0 | 10.5 |  |  |  | No | R-410A | 1.9333 | Residential & Commercial | Ducted CEE Tier 1
214242865 | Central HP <5.4 tons | CARRIER | HRCU-A-CB (Split System: Heat Pump with Remote Outdoor Unit-Air-Source) | 25VNA825A*031* |  |  | CNPV*4217AL*+UI | 58TN*B070C14**12 | 24000 | 17 | 8.1 | 21400 | 16600 | 77.57% | 1.98 | 0 | 11 |  |  |  | No | R-410A | 2 | Residential & Commercial | Ducted CEE Tier 1
214242915 | Central HP <5.4 tons | CARRIER | HRCU-A-CB (Split System: Heat Pump with Remote Outdoor Unit-Air-Source) | 25VNA825A*031* |  |  | CNPV*4217AL*+UI | 59MN7C080C17**14 | 23800 | 16.5 | 8.1 | 21400 | 16700 | 78.04% | 1.98 | 0 | 11 |  |  |  | No | R-410A | 1.9833 | Residential & Commercial | Ducted CEE Tier 1
210693386 | Central HP <5.4 tons | Liberty Heating & Air Conditioning | HRCU-A-CB (Split System: Heat Pump with Remote Outdoor Unit-Air-Source) | ASZV903610A* |  |  | CSCF3642N6D*+TXV | G*VC801005C*A* | 33800 | 18.5 | 8.2 | 34000 | 24400 | 71.76% | 1.8 | 0 | 11.5 |  |  |  | No | R-410A | 2.8167 | Residential & Commercial | Ducted CEE Tier 1
210693397 | Central HP <5.4 tons | Liberty Heating & Air Conditioning | HRCU-A-CB (Split System: Heat Pump with Remote Outdoor Unit-Air-Source) | ASZV903610A* |  |  | CSCF3642N6D*+TXV | G*VM970804CNB* | 33800 | 18.5 | 8.2 | 34000 | 24400 | 71.76% | 1.8 | 0 | 11.5 |  |  |  | No | R-410A | 2.8167 | Residential & Commercial | Ducted CEE Tier 1
214389657 | Central HP <5.4 tons | Liberty Heating & Air Conditioning | HRCU-A-CB (Split System: Heat Pump with Remote Outdoor Unit-Air-Source) | ASZS60481EA* |  |  | CA*EA6030*4A* | G*VC960804CNB* | 44000 | 17 | 8.5 | 44000 | 31000 | 70.45% | 2 | 0 | 10 |  |  |  | No | R-410A | 3.6667 | Residential & Commercial | Ducted CEE Tier 1
214573704 | Central HP <5.4 tons | DAY & NIGHT | HRCU-A-CB (Split System: Heat Pump with Remote Outdoor Unit-Air-Source) | CVH837GKA2* |  |  | EA*4X37L21A*+WALLCON | *97CMN0602120B* | 32800 | 17 | 8.5 | 33000 | 25400 | 76.97% | 1.98 | 0 | 11 |  |  |  | No | R-410A | 2.7333 | Residential & Commercial | Ducted CEE Tier 1
214573754 | Central HP <5.4 tons | DAY & NIGHT | HRCU-A-CB (Split System: Heat Pump with Remote Outdoor Unit-Air-Source) | CVH837GKA2* |  |  | EA*4X42L21A*+WALLCON | *95CSU1002122B* | 31800 | 17.5 | 8.5 | 32800 | 24400 | 74.39% | 1.9 | 0 | 11 |  |  |  | No | R-410A | 2.65 | Residential & Commercial | Ducted CEE Tier 1
214574004 | Central HP <5.4 tons | DAY & NIGHT | HRCU-A-CB (Split System: Heat Pump with Remote Outdoor Unit-Air-Source) | CVH837GKA2* |  |  | EA*4X48L24A*+WALLCON | *97CMN0602120B* | 32200 | 17 | 8.5 | 32600 | 25200 | 77.3% | 1.96 | 0 | 11 |  |  |  | No | R-410A | 2.6833 | Residential & Commercial | Ducted CEE Tier 1
214574054 | Central HP <5.4 tons | DAY & NIGHT | HRCU-A-CB (Split System: Heat Pump with Remote Outdoor Unit-Air-Source) | CVH837GKA2* |  |  | EA*4X60L24A*+WALLCON | *95CSU1002122B* | 32800 | 17.5 | 8.5 | 31600 | 24800 | 78.48% | 2 | 0 | 11.5 |  |  |  | No | R-410A | 2.7333 | Residential & Commercial | Ducted CEE Tier 1
214389639 | Central HP <5.4 tons | Liberty Heating & Air Conditioning | HRCU-A-CB (Split System: Heat Pump with Remote Outdoor Unit-Air-Source) | ASZS60241EA* |  |  | CA*EA2422*4A*+MBVK12BP1X00A* |  | 23000 | 17 | 8.6 | 23000 | 16100 | 70% | 2 | 0 | 10 |  |  |  | No | R-410A | 1.9167 | Residential & Commercial | Ducted CEE Tier 1
213815263 | Central HP <5.4 tons | Liberty Heating & Air Conditioning | HRCU-A-CB (Split System: Heat Pump with Remote Outdoor Unit-Air-Source) | ASZS601810A* |  |  | CA*EA1818*4A*+MBVK16CP1X00A* |  | 16600 | 17.5 | 8.5 | 17400 | 13000 | 74.71% | 2.1 | 0 | 10.9 |  |  |  | No | R-410A | 1.3833 | Residential & Commercial | Ducted CEE Tier 1
214501059 | Central HP <5.4 tons | Liberty Heating & Air Conditioning | HRCU-A-CB (Split System: Heat Pump with Remote Outdoor Unit-Air-Source) | ASZS60241EA* |  |  | CA*EA2422*4B* | G*VC800804C*A* | 23000 | 17 | 8.6 | 23000 | 16100 | 70% | 2 | 0 | 10 |  |  |  | No | R-410A | 1.9167 | Residential & Commercial | Ducted CEE Tier 1
215318730 | Central HP <5.4 tons | MDV | HRCU-A-CB (Split System: Heat Pump with Remote Outdoor Unit-Air-Source) | MOX430-18HFN10-M3X |  |  | MVBDM-24HWFN10-WA3 |  | 18000 | 19 | 10.2 | 18000 | 18600 | 103.3% | 2.12 | 0 | 12.5 |  |  |  | No | R-454B | 1.5 | Residential & Commercial | Ducted CEE Tier 1
214501090 | Central HP <5.4 tons | Liberty Heating & Air Conditioning | HRCU-A-CB (Split System: Heat Pump with Remote Outdoor Unit-Air-Source) | ASZS60241EA* |  |  | CA*EA3026*4B* | G*VC961005CNB* | 23000 | 17 | 8.6 | 23000 | 16100 | 70% | 2 | 0 | 10 |  |  |  | No | R-410A | 1.9167 | Residential & Commercial | Ducted CEE Tier 1
214501056 | Central HP <5.4 tons | Liberty Heating & Air Conditioning | HRCU-A-CB (Split System: Heat Pump with Remote Outdoor Unit-Air-Source) | ASZS60241EA* |  |  | CA*EA2422*4B* | G*VC800604B*A* | 23000 | 17 | 8.6 | 23000 | 16100 | 70% | 2 | 0 | 10 |  |  |  | No | R-410A | 1.9167 | Residential & Commercial | Ducted CEE Tier 1
214389721 | Central HP <5.4 tons | Liberty Heating & Air Conditioning | HRCU-A-CB (Split System: Heat Pump with Remote Outdoor Unit-Air-Source) | ASZS60241EA* |  |  | CA*EA3026*4A*+MBVC1600**-1A* |  | 23000 | 17 | 8.6 | 23000 | 16100 | 70% | 2 | 0 | 10 |  |  |  | No | R-410A | 1.9167 | Residential & Commercial | Ducted CEE Tier 1
214501060 | Central HP <5.4 tons | Liberty Heating & Air Conditioning | HRCU-A-CB (Split System: Heat Pump with Remote Outdoor Unit-Air-Source) | ASZS60241EA* |  |  | CA*EA2422*4B* | G*VC800805C*A* | 23000 | 17 | 8.6 | 23000 | 16100 | 70% | 2 | 0 | 10 |  |  |  | No | R-410A | 1.9167 | Residential & Commercial | Ducted CEE Tier 1
214501061 | Central HP <5.4 tons | Liberty Heating & Air Conditioning | HRCU-A-CB (Split System: Heat Pump with Remote Outdoor Unit-Air-Source) | ASZS60241EA* |  |  | CA*EA2422*4B* | G*VS800805CUA* | 23000 | 17 | 8.6 | 23000 | 16100 | 70% | 2 | 0 | 10 |  |  |  | No | R-410A | 1.9167 | Residential & Commercial | Ducted CEE Tier 1
214501074 | Central HP <5.4 tons | Liberty Heating & Air Conditioning | HRCU-A-CB (Split System: Heat Pump with Remote Outdoor Unit-Air-Source) | ASZS60241EA* |  |  | CA*EA3026*4B*+MBVC1200**-1A* |  | 23000 | 17 | 8.6 | 23000 | 16100 | 70% | 2 | 0 | 10 |  |  |  | No | R-410A | 1.9167 | Residential & Commercial | Ducted CEE Tier 1
214501049 | Central HP <5.4 tons | Liberty Heating & Air Conditioning | HRCU-A-CB (Split System: Heat Pump with Remote Outdoor Unit-Air-Source) | ASZS60241EA* |  |  | CA*EA2422*4B*+MBVK12BP1X00A* |  | 23000 | 17 | 8.6 | 23000 | 16100 | 70% | 2 | 0 | 10 |  |  |  | No | R-410A | 1.9167 | Residential & Commercial | Ducted CEE Tier 1
214501050 | Central HP <5.4 tons | Liberty Heating & Air Conditioning | HRCU-A-CB (Split System: Heat Pump with Remote Outdoor Unit-Air-Source) | ASZS60241EA* |  |  | CA*EA2422*4B*+MBVK16CP1X00A* |  | 23000 | 17 | 8.6 | 23000 | 16100 | 70% | 2 | 0 | 10 |  |  |  | No | R-410A | 1.9167 | Residential & Commercial | Ducted CEE Tier 1
214501068 | Central HP <5.4 tons | Liberty Heating & Air Conditioning | HRCU-A-CB (Split System: Heat Pump with Remote Outdoor Unit-Air-Source) | ASZS60241EA* |  |  | CA*EA2422*4B* | G*VS960805CUA* | 23000 | 17 | 8.6 | 23000 | 16100 | 70% | 2 | 0 | 10 |  |  |  | No | R-410A | 1.9167 | Residential & Commercial | Ducted CEE Tier 1
214501083 | Central HP <5.4 tons | Liberty Heating & Air Conditioning | HRCU-A-CB (Split System: Heat Pump with Remote Outdoor Unit-Air-Source) | ASZS60241EA* |  |  | CA*EA3026*4B* | G*VC801005C*A* | 23000 | 17 | 8.6 | 23000 | 16100 | 70% | 2 | 0 | 10 |  |  |  | No | R-410A | 1.9167 | Residential & Commercial | Ducted CEE Tier 1
214574104 | Central HP <5.4 tons | DAY & NIGHT | HRCU-A-CB (Split System: Heat Pump with Remote Outdoor Unit-Air-Source) | CVH837GKA2* |  |  | EA*4X61L21A*+WALLCON | *95CSU0802120B* | 33200 | 17.5 | 8.5 | 32000 | 25000 | 78.12% | 2 | 0 | 11.5 |  |  |  | No | R-410A | 2.7667 | Residential & Commercial | Ducted CEE Tier 1
210693372 | Central HP <5.4 tons | Liberty Heating & Air Conditioning | HRCU-A-CB (Split System: Heat Pump with Remote Outdoor Unit-Air-Source) | ASZV903610A* |  |  | CHPF3743C6B*+TXV | G*VC960804CNB* | 33400 | 18 | 8.2 | 34000 | 24400 | 71.76% | 1.8 | 0 | 11 |  |  |  | No | R-410A | 2.7833 | Residential & Commercial | Ducted CEE Tier 1
210693377 | Central HP <5.4 tons | Liberty Heating & Air Conditioning | HRCU-A-CB (Split System: Heat Pump with Remote Outdoor Unit-Air-Source) | ASZV903610A* |  |  | CHPF3743C6B*+TXV | G*VM970804CNB* | 33400 | 18 | 8.2 | 34000 | 24400 | 71.76% | 1.8 | 0 | 11 |  |  |  | No | R-410A | 2.7833 | Residential & Commercial | Ducted CEE Tier 1
213815235 | Central HP <5.4 tons | Liberty Heating & Air Conditioning | HRCU-A-CB (Split System: Heat Pump with Remote Outdoor Unit-Air-Source) | ASZV903610A* |  |  | CHPF3743C6B*+MBVB12BP1X00A*+TXV |  | 33400 | 18 | 8.2 | 34000 | 24400 | 71.76% | 1.8 | 0 | 11 |  |  |  | No | R-410A | 2.7833 | Residential & Commercial | Ducted CEE Tier 1
214243206 | Central HP <5.4 tons | BRYANT HEATING AND COOLING SYSTEMS | HRCU-A-CB (Split System: Heat Pump with Remote Outdoor Unit-Air-Source) | 288BNV025*0**B* |  |  | CNPV*4824AL*+UI | 88*TB60110C21*** | 24200 | 17 | 8.1 | 21200 | 16600 | 78.3% | 2.02 | 0 | 11.5 |  |  |  | No | R-410A | 2.0167 | Residential & Commercial | Ducted CEE Tier 1
214243256 | Central HP <5.4 tons | BRYANT HEATING AND COOLING SYSTEMS | HRCU-A-CB (Split System: Heat Pump with Remote Outdoor Unit-Air-Source) | 288BNV025*0**B* |  |  | CNPV*4824AL*+UI | 986TD66120C24*** | 24200 | 17 | 8.1 | 21200 | 16600 | 78.3% | 2.02 | 0 | 11.5 |  |  |  | No | R-410A | 2.0167 | Residential & Commercial | Ducted CEE Tier 1
209880037 | Central HP <5.4 tons | FUJITSU | HRCU-A-CB (Split System: Heat Pump with Remote Outdoor Unit-Air-Source) | FOP1836MJAZCA |  |  | FCCA6021SZEA | FF98MV508521UPS*A | 34200 | 19 | 8.5 | 34200 | 43000 | 125.7% | 2.2 | 0 | 12.5 |  |  |  | No | R-410A | 2.85 | Residential & Commercial | Ducted CEE Tier 1
214241845 | Central HP <5.4 tons | CARRIER | HRCU-A-CB (Split System: Heat Pump with Remote Outdoor Unit-Air-Source) | 25VNA825A*032* |  |  | CNPV*3617AL*+UI | 59TN6C060C17**14 | 23400 | 16 | 8.1 | 21600 | 16800 | 77.78% | 1.9 | 0 | 10.5 |  |  |  | No | R-410A | 1.95 | Residential & Commercial | Ducted CEE Tier 1
209880034 | Central HP <5.4 tons | FUJITSU | HRCU-A-CB (Split System: Heat Pump with Remote Outdoor Unit-Air-Source) | FOP1836MJAZCA |  |  | FCCA6021SZEA | FF96TV510021M4S*A | 34200 | 18 | 8.5 | 34200 | 43000 | 125.7% | 2.2 | 0 | 12.5 |  |  |  | No | R-410A | 2.85 | Residential & Commercial | Ducted CEE Tier 1
209880025 | Central HP <5.4 tons | FUJITSU | HRCU-A-CB (Split System: Heat Pump with Remote Outdoor Unit-Air-Source) | FOP1824MJAZCA |  |  | FCCA2421HZEA | FF98MV306017UPS*A | 22800 | 20 | 8.5 | 22800 | 26000 | 114% | 2.1 | 0 | 12.5 |  |  |  | No | R-410A | 1.9 | Residential & Commercial | Ducted CEE Tier 1
206771642 | Central HP <5.4 tons | AIRQUEST | HRCU-A-CB (Split System: Heat Pump with Remote Outdoor Unit-Air-Source) | HVH837GKA2* |  |  | EA*4X43L21A*+WALLCON | *80CTL0902120A* | 32800 | 17.5 | 8.5 | 33000 | 25200 | 76.36% | 2 | 12 | 11.7 |  |  |  | No | R-410A | 2.7333 | Residential & Commercial | Ducted CEE Tier 1
212981814 | Central HP <5.4 tons | DAY & NIGHT | HRCU-A-CB (Split System: Heat Pump with Remote Outdoor Unit-Air-Source) | DLCURAH24ABK |  |  | EN(A,D)4X36L21** | *80MSU1002120A* | 23400 | 16.5 | 8.1 | 26200 | 24800 | 94.66% | 2.08 | 0 | 10 |  |  |  | No | R-410A | 1.95 | Residential & Commercial | Ducted CEE Tier 1
211243147 | Central HP <5.4 tons | HEIL | HRCU-A-CB (Split System: Heat Pump with Remote Outdoor Unit-Air-Source) | DLCURAH24ABK |  |  | EA*4X37L17A* | *80ES(N,L)0701412A* | 24800 | 17 | 8.5 | 25800 | 21400 | 82.95% | 1.8 | 0 | 10.5 |  |  |  | No | R-410A | 2.0667 | Residential & Commercial | Ducted CEE Tier 1
209880047 | Central HP <5.4 tons | FUJITSU | HRCU-A-CB (Split System: Heat Pump with Remote Outdoor Unit-Air-Source) | FOP1848MJAZCA |  |  | FCCA6021SZEA | FF97MV510021DHS*A | 44500 | 19 | 8.1 | 43500 | 45000 | 103.4% | 2 | 0 | 10 |  |  |  | No | R-410A | 3.7083 | Residential & Commercial | Ducted CEE Tier 1
211243250 | Central HP <5.4 tons | HEIL | HRCU-A-CB (Split System: Heat Pump with Remote Outdoor Unit-Air-Source) | DLCURAH24ABK |  |  | EA*4X37L21A* | *96VSN0401712A* | 24000 | 16 | 8.1 | 25000 | 21600 | 86.4% | 1.8 | 0 | 10 |  |  |  | No | R-410A | 2 | Residential & Commercial | Ducted CEE Tier 1
211243917 | Central HP <5.4 tons | HEIL | HRCU-A-CB (Split System: Heat Pump with Remote Outdoor Unit-Air-Source) | DLCURAH24ABK |  |  | EN(A,D)4X24L17** | *80ES(N,L)0701716A* | 24400 | 15.5 | 8.5 | 27400 | 22400 | 81.75% | 1.84 | 0 | 10 |  |  |  | No | R-410A | 2.0333 | Residential & Commercial | Ducted CEE Tier 1
211239227 | Central HP <5.4 tons | HEIL | HRCU-A-CB (Split System: Heat Pump with Remote Outdoor Unit-Air-Source) | DLCURAH24ABK |  |  | FJMA4*24L*B* |  | 24000 | 16 | 9 | 26400 | 23400 | 88.64% | 1.92 | 0 | 10 |  |  |  | No | R-410A | 2 | Residential & Commercial | Ducted CEE Tier 1
211240548 | Central HP <5.4 tons | HEIL | HRCU-A-CB (Split System: Heat Pump with Remote Outdoor Unit-Air-Source) | DLCURAH24ABK |  |  | EA*4X24L17A* | *80VTL0701716A* | 23800 | 16.5 | 8.5 | 26800 | 24000 | 89.55% | 2 | 0 | 10 |  |  |  | No | R-410A | 1.9833 | Residential & Commercial | Ducted CEE Tier 1
214242506 | Central HP <5.4 tons | BRYANT HEATING AND COOLING SYSTEMS | HRCU-A-CB (Split System: Heat Pump with Remote Outdoor Unit-Air-Source) | 288BNV025*0**B* |  |  | CNPV*2417AL*+UI | 986TD42080C17*** | 23200 | 16 | 8.1 | 22000 | 16900 | 76.82% | 1.92 | 0 | 10.5 |  |  |  | No | R-410A | 1.9333 | Residential & Commercial | Ducted CEE Tier 1
214389769 | Central HP <5.4 tons | Liberty Heating & Air Conditioning | HRCU-A-CB (Split System: Heat Pump with Remote Outdoor Unit-Air-Source) | ASZS60481EA* |  |  | CA*EA6030*4A* | G*VC800805D*A* | 44000 | 17 | 8.5 | 44000 | 31000 | 70.45% | 2 | 0 | 10 |  |  |  | No | R-410A | 3.6667 | Residential & Commercial | Ducted CEE Tier 1
212981212 | Central HP <5.4 tons | DAY & NIGHT | HRCU-A-CB (Split System: Heat Pump with Remote Outdoor Unit-Air-Source) | DLCURAH36ABK |  |  | EA*4X48L24A* | *80MS(N,L)1352420A* | 35800 | 16.5 | 8.5 | 37800 | 34600 | 91.53% | 2.02 | 0 | 10 |  |  |  | No | R-410A | 2.9833 | Residential & Commercial | Ducted CEE Tier 1
213076773 | Central HP <5.4 tons | TEMPSTAR | HRCU-A-CB (Split System: Heat Pump with Remote Outdoor Unit-Air-Source) | DLCURAH36ABK |  |  | EA*4X42L24A* | *80VTL1102122B* | 35800 | 16 | 8.1 | 38500 | 35200 | 91.43% | 1.9 | 0 | 10 |  |  |  | No | R-410A | 2.9833 | Residential & Commercial | Ducted CEE Tier 1
213076260 | Central HP <5.4 tons | TEMPSTAR | HRCU-A-CB (Split System: Heat Pump with Remote Outdoor Unit-Air-Source) | DLCURAH36ABK |  |  | EA*4X37L21A* | *95MSU1002122A* | 36400 | 16.5 | 8.5 | 38000 | 35000 | 92.11% | 1.9 | 0 | 10 |  |  |  | No | R-410A | 3.0333 | Residential & Commercial | Ducted CEE Tier 1
209880030 | Central HP <5.4 tons | FUJITSU | HRCU-A-CB (Split System: Heat Pump with Remote Outdoor Unit-Air-Source) | FOP1824MJAZCA |  |  | FCCA2421HZEA | FF96TV304017M4S*A | 22800 | 20 | 8.5 | 22800 | 26000 | 114% | 2.1 | 0 | 12.5 |  |  |  | No | R-410A | 1.9 | Residential & Commercial | Ducted CEE Tier 1
214241945 | Central HP <5.4 tons | CARRIER | HRCU-A-CB (Split System: Heat Pump with Remote Outdoor Unit-Air-Source) | 25VNA825A*032* |  |  | CNPV*3621AL*+UI | 59MN7C100C21**22 | 23600 | 16.5 | 8.1 | 21400 | 16700 | 78.04% | 1.92 | 0 | 11 |  |  |  | No | R-410A | 1.9667 | Residential & Commercial | Ducted CEE Tier 1
214239664 | Central HP <5.4 tons | BRYANT HEATING AND COOLING SYSTEMS | HRCU-A-CB (Split System: Heat Pump with Remote Outdoor Unit-Air-Source) | 288BNV037*0**A* |  |  | CNPV*4217AL*+UI | 88*TB48090C17*** | 32000 | 17 | 8.1 | 33000 | 24600 | 74.55% | 1.9 | 0 | 11.5 |  |  |  | No | R-410A | 2.6667 | Residential & Commercial | Ducted CEE Tier 1
214389703 | Central HP <5.4 tons | Liberty Heating & Air Conditioning | HRCU-A-CB (Split System: Heat Pump with Remote Outdoor Unit-Air-Source) | ASZS60241EA* |  |  | CA*EA2422*4A* | G*VS800604BUA* | 23000 | 17 | 8.6 | 23000 | 16100 | 70% | 2 | 0 | 10 |  |  |  | No | R-410A | 1.9167 | Residential & Commercial | Ducted CEE Tier 1
214501092 | Central HP <5.4 tons | Liberty Heating & Air Conditioning | HRCU-A-CB (Split System: Heat Pump with Remote Outdoor Unit-Air-Source) | ASZS60241EA* |  |  | CA*EA3026*4B* | G*VM970803BNB* | 23000 | 17 | 8.6 | 23000 | 16100 | 70% | 2 | 0 | 10 |  |  |  | No | R-410A | 1.9167 | Residential & Commercial | Ducted CEE Tier 1
214500337 | Central HP <5.4 tons | Liberty Heating & Air Conditioning | HRCU-A-CB (Split System: Heat Pump with Remote Outdoor Unit-Air-Source) | ASZS601810A* |  |  | CA*EA2422*4B*+MBVK12BP1X00A* |  | 16600 | 17.5 | 8.5 | 17400 | 13000 | 74.71% | 2.1 | 0 | 10.9 |  |  |  | No | R-410A | 1.3833 | Residential & Commercial | Ducted CEE Tier 1
214501087 | Central HP <5.4 tons | Liberty Heating & Air Conditioning | HRCU-A-CB (Split System: Heat Pump with Remote Outdoor Unit-Air-Source) | ASZS60241EA* |  |  | CA*EA3026*4B* | G*VC960803BNB* | 23000 | 17 | 8.6 | 23000 | 16100 | 70% | 2 | 0 | 10 |  |  |  | No | R-410A | 1.9167 | Residential & Commercial | Ducted CEE Tier 1
214501089 | Central HP <5.4 tons | Liberty Heating & Air Conditioning | HRCU-A-CB (Split System: Heat Pump with Remote Outdoor Unit-Air-Source) | ASZS60241EA* |  |  | CA*EA3026*4B* | G*VS960805CUA* | 23000 | 17 | 8.6 | 23000 | 16100 | 70% | 2 | 0 | 10 |  |  |  | No | R-410A | 1.9167 | Residential & Commercial | Ducted CEE Tier 1
214491922 | Central HP <5.4 tons | Liberty Heating & Air Conditioning | HRCU-A-CB (Split System: Heat Pump with Remote Outdoor Unit-Air-Source) | ASZS601810A* |  |  | CA*EA1818*4B* | G*VS800604BUA* | 16600 | 17.5 | 8.5 | 17400 | 13000 | 74.71% | 2.1 | 0 | 10.9 |  |  |  | No | R-410A | 1.3833 | Residential & Commercial | Ducted CEE Tier 1
213075947 | Central HP <5.4 tons | BRYANT HEATING AND COOLING SYSTEMS | HRCU-A-CB (Split System: Heat Pump with Remote Outdoor Unit-Air-Source) | 38MURAQ36AB3* |  |  | CAP**4824AL* | 935SB60100M21*** | 36000 | 16.5 | 8.5 | 38000 | 34800 | 91.58% | 2.04 | 0 | 10 |  |  |  | No | R-410A | 3 | Residential & Commercial | Ducted CEE Tier 1
215374763 | Central HP <5.4 tons | MDV | HRCU-A-CB (Split System: Heat Pump with Remote Outdoor Unit-Air-Source) | MOX630-42HFN10-M3X-D |  |  | MVBC-48HWFN10-MD3E-DD |  | 42000 | 16.7 | 9.5 | 50000 | 46000 | 92% | 1.9 | 0 | 11.7 |  |  |  | No | R-454B | 3.5 | Residential & Commercial | Ducted CEE Tier 1
216448740 | Central HP <5.4 tons | TRANE | HRCU-A-CB (Split System: Heat Pump with Remote Outdoor Unit-Air-Source) | 5TWV0X24A1 |  |  | 5PX*BD06AS3+P0V0A000M30SD+LRP |  | 21000 | 21 | 9.4 | 23200 | 17300 | 74.57% | 2.1 | 0 | 12 |  |  |  | No | R-454B | 1.75 | Residential & Commercial | Ducted CEE Tier 1
214501052 | Central HP <5.4 tons | Liberty Heating & Air Conditioning | HRCU-A-CB (Split System: Heat Pump with Remote Outdoor Unit-Air-Source) | ASZS60241EA* |  |  | CA*EA3026*4B*+MBVK16CP1X00A* |  | 23000 | 17 | 8.6 | 23000 | 16100 | 70% | 2 | 0 | 10 |  |  |  | No | R-410A | 1.9167 | Residential & Commercial | Ducted CEE Tier 1
214501053 | Central HP <5.4 tons | Liberty Heating & Air Conditioning | HRCU-A-CB (Split System: Heat Pump with Remote Outdoor Unit-Air-Source) | ASZS60241EA* |  |  | CA*EA2422*4B*+MBVC1200**-1A* |  | 23000 | 17 | 8.6 | 23000 | 16100 | 70% | 2 | 0 | 10 |  |  |  | No | R-410A | 1.9167 | Residential & Commercial | Ducted CEE Tier 1
214501067 | Central HP <5.4 tons | Liberty Heating & Air Conditioning | HRCU-A-CB (Split System: Heat Pump with Remote Outdoor Unit-Air-Source) | ASZS60241EA* |  |  | CA*EA2422*4B* | G*VC960804CNB* | 23000 | 17 | 8.6 | 23000 | 16100 | 70% | 2 | 0 | 10 |  |  |  | No | R-410A | 1.9167 | Residential & Commercial | Ducted CEE Tier 1
214501066 | Central HP <5.4 tons | Liberty Heating & Air Conditioning | HRCU-A-CB (Split System: Heat Pump with Remote Outdoor Unit-Air-Source) | ASZS60241EA* |  |  | CA*EA2422*4B* | G*VC960803BNB* | 23000 | 17 | 8.6 | 23000 | 16100 | 70% | 2 | 0 | 10 |  |  |  | No | R-410A | 1.9167 | Residential & Commercial | Ducted CEE Tier 1
214491924 | Central HP <5.4 tons | Liberty Heating & Air Conditioning | HRCU-A-CB (Split System: Heat Pump with Remote Outdoor Unit-Air-Source) | ASZS601810A* |  |  | CA*EA1818*4B* | G*VC800604B*A* | 16600 | 17.5 | 8.5 | 17400 | 13000 | 74.71% | 2.1 | 0 | 10.9 |  |  |  | No | R-410A | 1.3833 | Residential & Commercial | Ducted CEE Tier 1
214389700 | Central HP <5.4 tons | Liberty Heating & Air Conditioning | HRCU-A-CB (Split System: Heat Pump with Remote Outdoor Unit-Air-Source) | ASZS60241EA* |  |  | CA*EA2422*4A*+MBVC1600**-1A* |  | 23000 | 17 | 8.6 | 23000 | 16100 | 70% | 2 | 0 | 10 |  |  |  | No | R-410A | 1.9167 | Residential & Commercial | Ducted CEE Tier 1
214242495 | Central HP <5.4 tons | CARRIER | HRCU-A-CB (Split System: Heat Pump with Remote Outdoor Unit-Air-Source) | 25VNA825A*031* |  |  | CNPV*2417AL*+UI | 59TN6C060C17**14 | 23200 | 15.5 | 8.1 | 22200 | 16900 | 76.13% | 1.92 | 0 | 10.5 |  |  |  | No | R-410A | 1.9333 | Residential & Commercial | Ducted CEE Tier 1
214243015 | Central HP <5.4 tons | CARRIER | HRCU-A-CB (Split System: Heat Pump with Remote Outdoor Unit-Air-Source) | 25VNA825A*031* |  |  | CNPV*4221AL*+UI | 59MN7C060C17**14 | 23600 | 16 | 8.1 | 21600 | 16700 | 77.31% | 1.94 | 0 | 11 |  |  |  | No | R-410A | 1.9667 | Residential & Commercial | Ducted CEE Tier 1
214243215 | Central HP <5.4 tons | CARRIER | HRCU-A-CB (Split System: Heat Pump with Remote Outdoor Unit-Air-Source) | 25VNA825A*031* |  |  | CNPV*4824AL*+UI | 58TN*B135C24**22 | 24200 | 17 | 8.1 | 21200 | 16600 | 78.3% | 2.02 | 0 | 11.5 |  |  |  | No | R-410A | 2.0167 | Residential & Commercial | Ducted CEE Tier 1
214861572 | Central HP <5.4 tons | MDV | HRCU-A-CB (Split System: Heat Pump with Remote Outdoor Unit-Air-Source) | MOX430-18HFN10-M1X |  |  | MVBC-18HWFN10-MB1-D |  | 18000 | 18 | 10 | 19500 | 18000 | 92.31% | 2.2 | 0 | 12 |  |  |  | No | R-454B | 1.5 | Residential & Commercial | Ducted CEE Tier 1
210600128 | Central HP <5.4 tons | TEMPSTAR | HRCU-A-CB (Split System: Heat Pump with Remote Outdoor Unit-Air-Source) | TVH837GKA** |  |  | EHD4X60AAL+WALLCON | *80CTL0701412A* | 32800 | 17 | 8.1 | 32400 | 25000 | 77.16% | 2 | 0 | 11 |  |  |  | No | R-410A | 2.7333 | Residential & Commercial | Ducted CEE Tier 1
210600144 | Central HP <5.4 tons | TEMPSTAR | HRCU-A-CB (Split System: Heat Pump with Remote Outdoor Unit-Air-Source) | TVH837GKA** |  |  | EHD4X60AAL+WALLCON | *97CMN1202422A* | 33000 | 17 | 8.1 | 32200 | 25000 | 77.64% | 2 | 0 | 11 |  |  |  | No | R-410A | 2.75 | Residential & Commercial | Ducted CEE Tier 1
211241016 | Central HP <5.4 tons | HEIL | HRCU-A-CB (Split System: Heat Pump with Remote Outdoor Unit-Air-Source) | DLCURAH24ABK |  |  | EA*4X25L17A* | *95ESN0601412A* | 25000 | 16 | 8.5 | 26000 | 21000 | 80.77% | 1.76 | 0 | 10 |  |  |  | No | R-410A | 2.0833 | Residential & Commercial | Ducted CEE Tier 1
211241233 | Central HP <5.4 tons | HEIL | HRCU-A-CB (Split System: Heat Pump with Remote Outdoor Unit-Air-Source) | DLCURAH24ABK |  |  | EA*4X25L17A* | OMV112K14A | 24800 | 16 | 8.5 | 25800 | 21200 | 82.17% | 1.76 | 0 | 10 |  |  |  | No | R-410A | 2.0667 | Residential & Commercial | Ducted CEE Tier 1
214573004 | Central HP <5.4 tons | DAY & NIGHT | HRCU-A-CB (Split System: Heat Pump with Remote Outdoor Unit-Air-Source) | CVH837GKA** |  |  | EA*4X61L21A*+WALLCON | *96CTN0802120B* | 33200 | 18.5 | 8.5 | 31800 | 24800 | 77.99% | 2 | 0 | 11.5 |  |  |  | No | R-410A | 2.7667 | Residential & Commercial | Ducted CEE Tier 1
214573034 | Central HP <5.4 tons | DAY & NIGHT | HRCU-A-CB (Split System: Heat Pump with Remote Outdoor Unit-Air-Source) | CVH837GKA** |  |  | EA*4X61L24A*+WALLCON | *95CSU1002122B* | 33200 | 18.5 | 8.5 | 31800 | 24800 | 77.99% | 2 | 0 | 11.5 |  |  |  | No | R-410A | 2.7667 | Residential & Commercial | Ducted CEE Tier 1
214573304 | Central HP <5.4 tons | DAY & NIGHT | HRCU-A-CB (Split System: Heat Pump with Remote Outdoor Unit-Air-Source) | CVH837GKA** |  |  | EHD4X60AAL+WALLCON | *96CTN0802120B* | 33000 | 18 | 8.5 | 32000 | 24800 | 77.5% | 2.02 | 0 | 11.5 |  |  |  | No | R-410A | 2.75 | Residential & Commercial | Ducted CEE Tier 1
211244905 | Central HP <5.4 tons | DAY & NIGHT | HRCU-A-CB (Split System: Heat Pump with Remote Outdoor Unit-Air-Source) | DLCURAH24ABK |  |  | EN(A,D,W)4X36L17** | *96VSN0801716A* | 24200 | 16.5 | 8.1 | 26200 | 23000 | 87.79% | 1.9 | 0 | 10.5 |  |  |  | No | R-410A | 2.0167 | Residential & Commercial | Ducted CEE Tier 1
209880044 | Central HP <5.4 tons | FUJITSU | HRCU-A-CB (Split System: Heat Pump with Remote Outdoor Unit-Air-Source) | FOP1848MJAZCA |  |  | FCCA6021SZEA | FF98MV508521UPS*A | 44500 | 19 | 8.1 | 43500 | 45000 | 103.4% | 2 | 0 | 10 |  |  |  | No | R-410A | 3.7083 | Residential & Commercial | Ducted CEE Tier 1
214242295 | Central HP <5.4 tons | CARRIER | HRCU-A-CB (Split System: Heat Pump with Remote Outdoor Unit-Air-Source) | 25VNA825A*032* |  |  | CNPV*4821AL*+UI | 59TN6C060C17**14 | 24000 | 16.5 | 8.1 | 21400 | 16600 | 77.57% | 2 | 0 | 11 |  |  |  | No | R-410A | 2 | Residential & Commercial | Ducted CEE Tier 1
214242345 | Central HP <5.4 tons | CARRIER | HRCU-A-CB (Split System: Heat Pump with Remote Outdoor Unit-Air-Source) | 25VNA825A*032* |  |  | CNPV*4824AL*+UI | 58TN*B135C24**22 | 24200 | 17 | 8.1 | 21200 | 16600 | 78.3% | 2 | 0 | 11 |  |  |  | No | R-410A | 2.0167 | Residential & Commercial | Ducted CEE Tier 1
209880038 | Central HP <5.4 tons | FUJITSU | HRCU-A-CB (Split System: Heat Pump with Remote Outdoor Unit-Air-Source) | FOP1836MJAZCA |  |  | FCCA6021SZEA | FF96TV307017M4S*A | 34200 | 19 | 8.5 | 35000 | 43000 | 122.9% | 2.2 | 0 | 12.5 |  |  |  | No | R-410A | 2.85 | Residential & Commercial | Ducted CEE Tier 1
212976682 | Central HP <5.4 tons | DAY & NIGHT | HRCU-A-CB (Split System: Heat Pump with Remote Outdoor Unit-Air-Source) | DLCURAH24ABK |  |  | EA*4X37L21A* | *96VTN1002120B* | 24000 | 17.5 | 8.5 | 25200 | 21800 | 86.51% | 1.82 | 0 | 10 |  |  |  | No | R-410A | 2 | Residential & Commercial | Ducted CEE Tier 1
212978736 | Central HP <5.4 tons | DAY & NIGHT | HRCU-A-CB (Split System: Heat Pump with Remote Outdoor Unit-Air-Source) | DLCURAH24ABK |  |  | EN(A,D)4X36L21** | *80MS(N,L)0701712A* | 23400 | 17.5 | 8.5 | 26200 | 24600 | 93.89% | 2.06 | 0 | 10.5 |  |  |  | No | R-410A | 1.95 | Residential & Commercial | Ducted CEE Tier 1
211240481 | Central HP <5.4 tons | DAY & NIGHT | HRCU-A-CB (Split System: Heat Pump with Remote Outdoor Unit-Air-Source) | DLCURAH24ABK |  |  | EA*4X24L17A* | *80VSL0701716A* | 23600 | 16.5 | 8.5 | 26600 | 24600 | 92.48% | 2.04 | 0 | 10 |  |  |  | No | R-410A | 1.9667 | Residential & Commercial | Ducted CEE Tier 1
211240701 | Central HP <5.4 tons | DAY & NIGHT | HRCU-A-CB (Split System: Heat Pump with Remote Outdoor Unit-Air-Source) | DLCURAH24ABK |  |  | EA*4X24L17A* | *92ESN0801716A* | 24000 | 17 | 8.5 | 26800 | 23800 | 88.81% | 1.96 | 0 | 10 |  |  |  | No | R-410A | 2 | Residential & Commercial | Ducted CEE Tier 1
211245665 | Central HP <5.4 tons | TEMPSTAR | HRCU-A-CB (Split System: Heat Pump with Remote Outdoor Unit-Air-Source) | DLCURAH24ABK |  |  | EN(A,D)4X36L21** | *92ESN0601714A* | 24400 | 16.5 | 8.1 | 26400 | 22800 | 86.36% | 1.88 | 0 | 10.5 |  |  |  | No | R-410A | 2.0333 | Residential & Commercial | Ducted CEE Tier 1
211245731 | Central HP <5.4 tons | TEMPSTAR | HRCU-A-CB (Split System: Heat Pump with Remote Outdoor Unit-Air-Source) | DLCURAH24ABK |  |  | EN(A,D)4X36L21** | *92ESN0401712A* | 23600 | 15.5 | 8.1 | 26200 | 23400 | 89.31% | 1.92 | 0 | 10 |  |  |  | No | R-410A | 1.9667 | Residential & Commercial | Ducted CEE Tier 1
213076726 | Central HP <5.4 tons | TEMPSTAR | HRCU-A-CB (Split System: Heat Pump with Remote Outdoor Unit-Air-Source) | DLCURAH36ABK |  |  | EN(A,D)4X48L24** | *80VTL0902120B* | 36000 | 16.5 | 8.1 | 38500 | 28400 | 73.77% | 1.94 | 0 | 10 |  |  |  | No | R-410A | 3 | Residential & Commercial | Ducted CEE Tier 1
213076785 | Central HP <5.4 tons | TEMPSTAR | HRCU-A-CB (Split System: Heat Pump with Remote Outdoor Unit-Air-Source) | DLCURAH36ABK |  |  | EA*4X43L21A* | *80VTL1102122B* | 36600 | 16 | 8.5 | 38000 | 34800 | 91.58% | 2.06 | 0 | 10 |  |  |  | No | R-410A | 3.05 | Residential & Commercial | Ducted CEE Tier 1
214389656 | Central HP <5.4 tons | Liberty Heating & Air Conditioning | HRCU-A-CB (Split System: Heat Pump with Remote Outdoor Unit-Air-Source) | ASZS60481EA* |  |  | CA*EA6030*4A* | G*VC961005CNB* | 44000 | 17 | 8.5 | 44000 | 31000 | 70.45% | 2 | 0 | 10 |  |  |  | No | R-410A | 3.6667 | Residential & Commercial | Ducted CEE Tier 1
212970481 | Central HP <5.4 tons | DAY & NIGHT | HRCU-A-CB (Split System: Heat Pump with Remote Outdoor Unit-Air-Source) | DLCURAH36ABK |  |  | EN(A,D,W)4X48L21** | *80VSL0701716B* | 36200 | 16 | 8.1 | 38500 | 35000 | 90.91% | 2 | 0 | 10 |  |  |  | No | R-410A | 3.0167 | Residential & Commercial | Ducted CEE Tier 1
212970681 | Central HP <5.4 tons | DAY & NIGHT | HRCU-A-CB (Split System: Heat Pump with Remote Outdoor Unit-Air-Source) | DLCURAH36ABK |  |  | EA*4X43L21A* | *80VSL0902120B* | 36800 | 16 | 8.5 | 38000 | 35000 | 92.11% | 2.08 | 0 | 10 |  |  |  | No | R-410A | 3.0667 | Residential & Commercial | Ducted CEE Tier 1
214240054 | Central HP <5.4 tons | BRYANT HEATING AND COOLING SYSTEMS | HRCU-A-CB (Split System: Heat Pump with Remote Outdoor Unit-Air-Source) | 288BNV037*0**A* |  |  | CNPV*6024AL*+UI | 88*TB66135C24*** | 32800 | 17.5 | 8.1 | 32200 | 24600 | 76.4% | 1.96 | 0 | 12 |  |  |  | No | R-410A | 2.7333 | Residential & Commercial | Ducted CEE Tier 1
214243066 | Central HP <5.4 tons | BRYANT HEATING AND COOLING SYSTEMS | HRCU-A-CB (Split System: Heat Pump with Remote Outdoor Unit-Air-Source) | 288BNV025*0**B* |  |  | CNPV*4221AL*+UI | 986TD66100C21*** | 23800 | 16.5 | 8.1 | 21400 | 16600 | 77.57% | 1.96 | 0 | 11 |  |  |  | No | R-410A | 1.9833 | Residential & Commercial | Ducted CEE Tier 1
214242716 | Central HP <5.4 tons | BRYANT HEATING AND COOLING SYSTEMS | HRCU-A-CB (Split System: Heat Pump with Remote Outdoor Unit-Air-Source) | 288BNV025*0**B* |  |  | CNPV*3617AL*+UI | 986TD42060C17*** | 23400 | 16 | 8.1 | 21600 | 16800 | 77.78% | 1.9 | 0 | 10.5 |  |  |  | No | R-410A | 1.95 | Residential & Commercial | Ducted CEE Tier 1
214242936 | Central HP <5.4 tons | BRYANT HEATING AND COOLING SYSTEMS | HRCU-A-CB (Split System: Heat Pump with Remote Outdoor Unit-Air-Source) | 288BNV025*0**B* |  |  | CNPV*4217AL*+UI | 986TD42060C17*** | 23800 | 16.5 | 8.1 | 21400 | 16700 | 78.04% | 1.98 | 0 | 11 |  |  |  | No | R-410A | 1.9833 | Residential & Commercial | Ducted CEE Tier 1
214243136 | Central HP <5.4 tons | BRYANT HEATING AND COOLING SYSTEMS | HRCU-A-CB (Split System: Heat Pump with Remote Outdoor Unit-Air-Source) | 288BNV025*0**B* |  |  | CNPV*4821AL*+UI | 987MC42060C17*** | 24000 | 16.5 | 8.1 | 21400 | 16700 | 78.04% | 2 | 0 | 11 |  |  |  | No | R-410A | 2 | Residential & Commercial | Ducted CEE Tier 1
214240083 | Central HP <5.4 tons | CARRIER | HRCU-A-CB (Split System: Heat Pump with Remote Outdoor Unit-Air-Source) | 25VNA837A*030* |  |  | CNPV*6024AL*+UI | 59TN6C100C21**22 | 32800 | 17.5 | 8.1 | 32200 | 24600 | 76.4% | 1.96 | 0 | 12 |  |  |  | No | R-410A | 2.7333 | Residential & Commercial | Ducted CEE Tier 1
214242805 | Central HP <5.4 tons | CARRIER | HRCU-A-CB (Split System: Heat Pump with Remote Outdoor Unit-Air-Source) | 25VNA825A*031* |  |  | CNPV*3621AL*+UI | 59MN7C080C17**14 | 23400 | 16.5 | 8.1 | 21600 | 16700 | 77.31% | 1.92 | 0 | 10.5 |  |  |  | No | R-410A | 1.95 | Residential & Commercial | Ducted CEE Tier 1
212970731 | Central HP <5.4 tons | DAY & NIGHT | HRCU-A-CB (Split System: Heat Pump with Remote Outdoor Unit-Air-Source) | DLCURAH36ABK |  |  | EN(A,D,W)4X48L21** | *80VSL0902120B* | 36000 | 16.5 | 8.1 | 38000 | 35000 | 92.11% | 2 | 0 | 10 |  |  |  | No | R-410A | 3 | Residential & Commercial | Ducted CEE Tier 1
213077124 | Central HP <5.4 tons | TEMPSTAR | HRCU-A-CB (Split System: Heat Pump with Remote Outdoor Unit-Air-Source) | DLCURAH36ABK |  |  | EN(A,D,W)4X48L21** | *96VSN0802120B* | 35600 | 16.5 | 8.1 | 38500 | 34800 | 90.39% | 1.98 | 0 | 10 |  |  |  | No | R-410A | 2.9667 | Residential & Commercial | Ducted CEE Tier 1
213077608 | Central HP <5.4 tons | TEMPSTAR | HRCU-A-CB (Split System: Heat Pump with Remote Outdoor Unit-Air-Source) | DLCURAH36ABK |  |  | EA*4X37L21A* | *96VTN1002120B* | 36200 | 16.5 | 8.5 | 38000 | 34800 | 91.58% | 2.04 | 0 | 10 |  |  |  | No | R-410A | 3.0167 | Residential & Commercial | Ducted CEE Tier 1
213077943 | Central HP <5.4 tons | TEMPSTAR | HRCU-A-CB (Split System: Heat Pump with Remote Outdoor Unit-Air-Source) | DLCURAH36ABK |  |  | EA*4X37L17A* | *80MS(N,L)0701712A* | 36200 | 15.5 | 8.5 | 38500 | 35000 | 90.91% | 2.02 | 0 | 10 |  |  |  | No | R-410A | 3.0167 | Residential & Commercial | Ducted CEE Tier 1
213077976 | Central HP <5.4 tons | TEMPSTAR | HRCU-A-CB (Split System: Heat Pump with Remote Outdoor Unit-Air-Source) | DLCURAH36ABK |  |  | EA*4X43L21A* | *80MS(N,L)0701712A* | 36200 | 16 | 8.5 | 38000 | 34800 | 91.58% | 2.04 | 0 | 10 |  |  |  | No | R-410A | 3.0167 | Residential & Commercial | Ducted CEE Tier 1
210693350 | Central HP <5.4 tons | Liberty Heating & Air Conditioning | HRCU-A-CB (Split System: Heat Pump with Remote Outdoor Unit-Air-Source) | ASZV903610A* |  |  | CHPF3642C6C*+TXV | G*VS960603BUA* | 33400 | 18 | 8.2 | 34000 | 24400 | 71.76% | 1.8 | 0 | 11 |  |  |  | No | R-410A | 2.7833 | Residential & Commercial | Ducted CEE Tier 1
210693351 | Central HP <5.4 tons | Liberty Heating & Air Conditioning | HRCU-A-CB (Split System: Heat Pump with Remote Outdoor Unit-Air-Source) | ASZV903610A* |  |  | CHPF3642C6C*+TXV | G*VC960603BNB* | 33400 | 18 | 8.2 | 34000 | 24400 | 71.76% | 1.8 | 0 | 11 |  |  |  | No | R-410A | 2.7833 | Residential & Commercial | Ducted CEE Tier 1
213076749 | Central HP <5.4 tons | TEMPSTAR | HRCU-A-CB (Split System: Heat Pump with Remote Outdoor Unit-Air-Source) | DLCURAH36ABK |  |  | EA*4X37L21A* | *80VTL1102122B* | 36400 | 16 | 8.5 | 38000 | 34800 | 91.58% | 2.06 | 0 | 10 |  |  |  | No | R-410A | 3.0333 | Residential & Commercial | Ducted CEE Tier 1
214861552 | Central HP <5.4 tons | MDV | HRCU-A-CB (Split System: Heat Pump with Remote Outdoor Unit-Air-Source) | MOX430-24HFN10-M3 |  |  | MVBC-24HWFN10-MB3E |  | 24000 | 18.2 | 9.7 | 26000 | 21600 | 83.08% | 1.87 | 0 | 11 |  |  |  | No | R-454B | 2 | Residential & Commercial | Ducted CEE Tier 1
214389707 | Central HP <5.4 tons | Liberty Heating & Air Conditioning | HRCU-A-CB (Split System: Heat Pump with Remote Outdoor Unit-Air-Source) | ASZS60241EA* |  |  | CA*EA2422*4A* | G*VS800805CUA* | 23000 | 17 | 8.6 | 23000 | 16100 | 70% | 2 | 0 | 10 |  |  |  | No | R-410A | 1.9167 | Residential & Commercial | Ducted CEE Tier 1
214500338 | Central HP <5.4 tons | Liberty Heating & Air Conditioning | HRCU-A-CB (Split System: Heat Pump with Remote Outdoor Unit-Air-Source) | ASZS601810A* |  |  | CA*EA2422*4B*+MBVK16CP1X00A* |  | 16600 | 17.5 | 8.5 | 17400 | 13000 | 74.71% | 2.1 | 0 | 10.9 |  |  |  | No | R-410A | 1.3833 | Residential & Commercial | Ducted CEE Tier 1
214501088 | Central HP <5.4 tons | Liberty Heating & Air Conditioning | HRCU-A-CB (Split System: Heat Pump with Remote Outdoor Unit-Air-Source) | ASZS60241EA* |  |  | CA*EA3026*4B* | G*VC960804CNB* | 23000 | 17 | 8.6 | 23000 | 16100 | 70% | 2 | 0 | 10 |  |  |  | No | R-410A | 1.9167 | Residential & Commercial | Ducted CEE Tier 1
214491931 | Central HP <5.4 tons | Liberty Heating & Air Conditioning | HRCU-A-CB (Split System: Heat Pump with Remote Outdoor Unit-Air-Source) | ASZS601810A* |  |  | CA*EA1818*4B* | G*VM970803BNB* | 16600 | 17.5 | 8.5 | 17400 | 13000 | 74.71% | 2.1 | 0 | 10.9 |  |  |  | No | R-410A | 1.3833 | Residential & Commercial | Ducted CEE Tier 1
214501072 | Central HP <5.4 tons | Liberty Heating & Air Conditioning | HRCU-A-CB (Split System: Heat Pump with Remote Outdoor Unit-Air-Source) | ASZS60241EA* |  |  | CA*EA2422*4B* | G*VM970804CNB* | 23000 | 17 | 8.6 | 23000 | 16100 | 70% | 2 | 0 | 10 |  |  |  | No | R-410A | 1.9167 | Residential & Commercial | Ducted CEE Tier 1
215936536 | Central HP <5.4 tons | HEIL | HRCU-A-CB (Split System: Heat Pump with Remote Outdoor Unit-Air-Source) | H5H3V36*K*AAA* |  |  | EVD5X49M24A*+WALLCON | *96CTN1002122B* | 35400 | 22 | 8.5 | 38000 | 28400 | 74.74% | 2.04 | 0 | 12.5 |  |  |  | No | R-454B | 2.95 | Residential & Commercial | Ducted CEE Tier 1
214241725 | Central HP <5.4 tons | CARRIER | HRCU-A-CB (Split System: Heat Pump with Remote Outdoor Unit-Air-Source) | 25VNA825A*032* |  |  | CNPV*3017AL*+UI | 59MN7C080C17**14 | 23400 | 16.5 | 8.1 | 21600 | 16700 | 77.31% | 1.9 | 0 | 10.5 |  |  |  | No | R-410A | 1.95 | Residential & Commercial | Ducted CEE Tier 1
214241975 | Central HP <5.4 tons | CARRIER | HRCU-A-CB (Split System: Heat Pump with Remote Outdoor Unit-Air-Source) | 25VNA825A*032* |  |  | CNPV*3621AL*+UI | 59TN6C100C21**22 | 23600 | 16.5 | 8.1 | 21400 | 16700 | 78.04% | 1.92 | 0 | 11 |  |  |  | No | R-410A | 1.9667 | Residential & Commercial | Ducted CEE Tier 1
206772957 | Central HP <5.4 tons | AIRQUEST | HRCU-A-CB (Split System: Heat Pump with Remote Outdoor Unit-Air-Source) | HVH837GKA2* |  |  | EHD4X48AAL+WALLCON | *97CMN1002122A* | 32600 | 17 | 8.1 | 33000 | 24800 | 75.15% | 1.98 | 12 | 11 |  |  |  | No | R-410A | 2.7167 | Residential & Commercial | Ducted CEE Tier 1
206773457 | Central HP <5.4 tons | AIRQUEST | HRCU-A-CB (Split System: Heat Pump with Remote Outdoor Unit-Air-Source) | HVH837GKA2* |  |  | EA*4X42L24A*+WALLCON | *95CSU0802120A* | 31800 | 17.5 | 8.1 | 33000 | 24400 | 73.94% | 1.9 | 11.5 | 11 |  |  |  | No | R-410A | 2.65 | Residential & Commercial | Ducted CEE Tier 1
214572864 | Central HP <5.4 tons | DAY & NIGHT | HRCU-A-CB (Split System: Heat Pump with Remote Outdoor Unit-Air-Source) | CVH837GKA** |  |  | EA*4X48L24A*+WALLCON | *97CMN0602120B* | 32200 | 17 | 8.5 | 32600 | 25200 | 77.3% | 1.96 | 0 | 11 |  |  |  | No | R-410A | 2.6833 | Residential & Commercial | Ducted CEE Tier 1
206771390 | Central HP <5.4 tons | AIRQUEST | HRCU-A-CB (Split System: Heat Pump with Remote Outdoor Unit-Air-Source) | HVH837GKA2* |  |  | EA*4X42L21A*+WALLCON | *80CTL0701716A* | 31800 | 17 | 8.1 | 33200 | 24600 | 74.1% | 1.88 | 11 | 11 |  |  |  | No | R-410A | 2.65 | Residential & Commercial | Ducted CEE Tier 1
206771588 | Central HP <5.4 tons | AIRQUEST | HRCU-A-CB (Split System: Heat Pump with Remote Outdoor Unit-Air-Source) | HVH837GKA2* |  |  | EA*4X42L24A*+WALLCON | *96CTN1002122A* | 31800 | 17.5 | 8.1 | 33000 | 24400 | 73.94% | 1.9 | 12 | 11.5 |  |  |  | No | R-410A | 2.65 | Residential & Commercial | Ducted CEE Tier 1
210868916 | Central HP <5.4 tons | FUJITSU | HRCU-A-CB (Split System: Heat Pump with Remote Outdoor Unit-Air-Source) | FOP1848MJAZCA |  |  | FCCA6021SZEA | FF75214LT80Y | 44500 | 19 | 8.1 | 43500 | 45000 | 103.4% | 2 | 0 | 10 |  |  |  | No | R-410A | 3.7083 | Residential & Commercial | Ducted CEE Tier 1
213076797 | Central HP <5.4 tons | TEMPSTAR | HRCU-A-CB (Split System: Heat Pump with Remote Outdoor Unit-Air-Source) | DLCURAH36ABK |  |  | EA*4X48L21A* | *80VTL1102122B* | 36200 | 16 | 8.5 | 38000 | 34800 | 91.58% | 2.04 | 0 | 10 |  |  |  | No | R-410A | 3.0167 | Residential & Commercial | Ducted CEE Tier 1
213078429 | Central HP <5.4 tons | TEMPSTAR | HRCU-A-CB (Split System: Heat Pump with Remote Outdoor Unit-Air-Source) | DLCURAH36ABK |  |  | EA*4X42L24A* | *80MS(N,L)0902116A* | 35200 | 16.5 | 8.1 | 38500 | 35000 | 90.91% | 1.88 | 0 | 10 |  |  |  | No | R-410A | 2.9333 | Residential & Commercial | Ducted CEE Tier 1
213078593 | Central HP <5.4 tons | TEMPSTAR | HRCU-A-CB (Split System: Heat Pump with Remote Outdoor Unit-Air-Source) | DLCURAH36ABK |  |  | EA*4X42L24A* | *80MS(N,L)0902420A* | 35400 | 16.5 | 8.1 | 38500 | 34600 | 89.87% | 2.04 | 0 | 10 |  |  |  | No | R-410A | 2.95 | Residential & Commercial | Ducted CEE Tier 1
214573964 | Central HP <5.4 tons | DAY & NIGHT | HRCU-A-CB (Split System: Heat Pump with Remote Outdoor Unit-Air-Source) | CVH837GKA2* |  |  | EA*4X48L21A*+WALLCON | *96CTN0802120B* | 32400 | 17.5 | 8.5 | 32400 | 24800 | 76.54% | 2 | 0 | 11.5 |  |  |  | No | R-410A | 2.7 | Residential & Commercial | Ducted CEE Tier 1
214574014 | Central HP <5.4 tons | DAY & NIGHT | HRCU-A-CB (Split System: Heat Pump with Remote Outdoor Unit-Air-Source) | CVH837GKA2* |  |  | EA*4X48L24A*+WALLCON | *97CMN0802120B* | 32400 | 17.5 | 8.5 | 32400 | 25000 | 77.16% | 1.98 | 0 | 11 |  |  |  | No | R-410A | 2.7 | Residential & Commercial | Ducted CEE Tier 1
209880040 | Central HP <5.4 tons | FUJITSU | HRCU-A-CB (Split System: Heat Pump with Remote Outdoor Unit-Air-Source) | FOP1836MJAZCA |  |  | FCCA6021SZEA | FF98MV306017UPS*A | 34200 | 19 | 8.5 | 34200 | 43500 | 127.2% | 2.2 | 0 | 12.5 |  |  |  | No | R-410A | 2.85 | Residential & Commercial | Ducted CEE Tier 1
214243246 | Central HP <5.4 tons | BRYANT HEATING AND COOLING SYSTEMS | HRCU-A-CB (Split System: Heat Pump with Remote Outdoor Unit-Air-Source) | 288BNV025*0**B* |  |  | CNPV*4824AL*+UI | 986TD66100C21*** | 24200 | 17 | 8.1 | 21200 | 16600 | 78.3% | 2.02 | 0 | 11.5 |  |  |  | No | R-410A | 2.0167 | Residential & Commercial | Ducted CEE Tier 1
210471176 | Central HP <5.4 tons | TEMPSTAR | HRCU-A-CB (Split System: Heat Pump with Remote Outdoor Unit-Air-Source) | TVH837GKA2* |  |  | EHD4X60AAL+WALLCON | *80CTL0701716A* | 32800 | 17 | 8.1 | 32400 | 25000 | 77.16% | 2 | 0 | 11 |  |  |  | No | R-410A | 2.7333 | Residential & Commercial | Ducted CEE Tier 1
210471187 | Central HP <5.4 tons | TEMPSTAR | HRCU-A-CB (Split System: Heat Pump with Remote Outdoor Unit-Air-Source) | TVH837GKA2* |  |  | EHD4X60AAL+WALLCON | *80CTL0902120A* | 33000 | 17 | 8.1 | 32200 | 25000 | 77.64% | 2 | 0 | 11.5 |  |  |  | No | R-410A | 2.75 | Residential & Commercial | Ducted CEE Tier 1
215933035 | Central HP <5.4 tons | BRYANT HEATING AND COOLING SYSTEMS | HRCU-A-CB (Split System: Heat Pump with Remote Outdoor Unit-Air-Source) | 293VAN036**AA* |  |  | CSAH*3612AM*+UI | 83*CA48060C17*** | 33200 | 19 | 9 | 34800 | 26800 | 77.01% | 1.92 | 0 | 11 |  |  |  | No | R-454B | 2.7667 | Residential & Commercial | Ducted CEE Tier 1
215934955 | Central HP <5.4 tons | BRYANT HEATING AND COOLING SYSTEMS | HRCU-A-CB (Split System: Heat Pump with Remote Outdoor Unit-Air-Source) | 293VAN036**AA* |  |  | CVAMA4821XMA*+UI | 987MC42060C17*** | 34400 | 20.5 | 8.5 | 38000 | 27600 | 72.63% | 2.08 | 0 | 11 |  |  |  | No | R-454B | 2.8667 | Residential & Commercial | Ducted CEE Tier 1
215935155 | Central HP <5.4 tons | BRYANT HEATING AND COOLING SYSTEMS | HRCU-A-CB (Split System: Heat Pump with Remote Outdoor Unit-Air-Source) | 293VAN036**AA* |  |  | CVAMA6021XMA*+UI | 83*CA48060C17*** | 35600 | 22 | 8.5 | 38000 | 28600 | 75.26% | 2.02 | 0 | 12 |  |  |  | No | R-454B | 2.9667 | Residential & Commercial | Ducted CEE Tier 1
215932145 | Central HP <5.4 tons | BRYANT HEATING AND COOLING SYSTEMS | HRCU-A-CB (Split System: Heat Pump with Remote Outdoor Unit-Air-Source) | 293VAN036**AA* |  |  | CAA**3717AM*+UI | 986TD30040C14*** | 32200 | 17.5 | 9 | 34000 | 26200 | 77.06% | 1.96 | 0 | 10.5 |  |  |  | No | R-454B | 2.6833 | Residential & Commercial | Ducted CEE Tier 1
215935423 | Central HP <5.4 tons | TEMPSTAR | HRCU-A-CB (Split System: Heat Pump with Remote Outdoor Unit-Air-Source) | T5H3V36*K*AAA* |  |  | EVM5X60M24A*+WALLCON | *97CMN1002122B* | 35600 | 22 | 8.5 | 38000 | 28400 | 74.74% | 2.04 | 0 | 12.5 |  |  |  | No | R-454B | 2.9667 | Residential & Commercial | Ducted CEE Tier 1
215935523 | Central HP <5.4 tons | TEMPSTAR | HRCU-A-CB (Split System: Heat Pump with Remote Outdoor Unit-Air-Source) | T5H3V36*K*AAA* |  |  | EVD5X25M17A*+WALLCON | *96CTN0601714B* | 34000 | 20 | 8.1 | 38000 | 27200 | 71.58% | 2 | 0 | 11 |  |  |  | No | R-454B | 2.8333 | Residential & Commercial | Ducted CEE Tier 1
215935573 | Central HP <5.4 tons | TEMPSTAR | HRCU-A-CB (Split System: Heat Pump with Remote Outdoor Unit-Air-Source) | T5H3V36*K*AAA* |  |  | EVD5X36M17A*+WALLCON | *97CMN0601714B* | 34000 | 20 | 8.1 | 38000 | 27200 | 71.58% | 2 | 0 | 11 |  |  |  | No | R-454B | 2.8333 | Residential & Commercial | Ducted CEE Tier 1
212975095 | Central HP <5.4 tons | DAY & NIGHT | HRCU-A-CB (Split System: Heat Pump with Remote Outdoor Unit-Air-Source) | DLCURAH18ABK |  |  | EA*4X25L17A* | *96VTN0401712B* | 17700 | 16 | 8.1 | 17800 | 17800 | 100% | 2.14 | 0 | 10.5 |  |  |  | No | R-410A | 1.475 | Residential & Commercial | Ducted CEE Tier 1
204300412 | Central HP <5.4 tons | AIRQUEST | HRCU-A-CB (Split System: Heat Pump with Remote Outdoor Unit-Air-Source) | HVH837GKA** |  |  | EHD4X42AAL+WALLCON | *97CMN0602120A* | 32400 | 16.5 | 8.1 | 33400 | 25200 | 75.45% | 1.94 | 11.5 | 10.5 |  |  |  | No | R-410A | 2.7 | Residential & Commercial | Ducted CEE Tier 1
204300582 | Central HP <5.4 tons | AIRQUEST | HRCU-A-CB (Split System: Heat Pump with Remote Outdoor Unit-Air-Source) | HVH837GKA** |  |  | EHD4X48AAL+WALLCON | *80CTL0901716A* | 32800 | 17.5 | 8.1 | 33000 | 24800 | 75.15% | 1.98 | 12 | 11.5 |  |  |  | No | R-410A | 2.7333 | Residential & Commercial | Ducted CEE Tier 1
212983642 | Central HP <5.4 tons | DAY & NIGHT | HRCU-A-CB (Split System: Heat Pump with Remote Outdoor Unit-Air-Source) | DLCURAH18ABK |  |  | EA*4X24L14A* | *92MSN0601412A* | 17500 | 16 | 8.5 | 18500 | 19400 | 104.9% | 2.34 | 0 | 10.5 |  |  |  | No | R-410A | 1.4583 | Residential & Commercial | Ducted CEE Tier 1
206767179 | Central HP <5.4 tons | AIRQUEST | HRCU-A-CB (Split System: Heat Pump with Remote Outdoor Unit-Air-Source) | HVH825GKA3* |  |  | EA*4X37L17A*+WALLCON | *80CSU0401712A* | 24200 | 17 | 8.1 | 21400 | 16600 | 77.57% | 2 | 11.5 | 11 |  |  |  | No | R-410A | 2.0167 | Residential & Commercial | Ducted CEE Tier 1
206135665 | Central HP <5.4 tons | AIRQUEST | HRCU-A-CB (Split System: Heat Pump with Remote Outdoor Unit-Air-Source) | HVH837GKA** |  |  | EA*4X37L21A*+WALLCON | *80CSU0601716A* | 32800 | 17 | 8.5 | 33000 | 25200 | 76.36% | 1.96 | 12 | 11 |  |  |  | No | R-410A | 2.7333 | Residential & Commercial | Ducted CEE Tier 1
214861587 | Central HP <5.4 tons | MDV | HRCU-A-CB (Split System: Heat Pump with Remote Outdoor Unit-Air-Source) | MOX430-24HFN10-M3X |  |  | MVBC-24HWFN10-MB3E-D |  | 23000 | 18.3 | 10 | 24000 | 21600 | 90% | 1.87 | 0 | 11.7 |  |  |  | No | R-454B | 1.9167 | Residential & Commercial | Ducted CEE Tier 1
214238983 | Central HP <5.4 tons | CARRIER | HRCU-A-CB (Split System: Heat Pump with Remote Outdoor Unit-Air-Source) | 25VNA837A*031* |  |  | CNPV*4217AL*+UI | 58TN*B090C17**16 | 32000 | 17 | 8.1 | 33000 | 24600 | 74.55% | 1.9 | 0 | 11.5 |  |  |  | No | R-410A | 2.6667 | Residential & Commercial | Ducted CEE Tier 1
211081288 | Central HP <5.4 tons | TRANE | HRCU-A-CB (Split System: Heat Pump with Remote Outdoor Unit-Air-Source) | 4TWV8X60A1 |  |  | 4TXCD010DS3 | S8V2D120M5PDA | 54000 | 18 | 8.2 | 52000 | 39500 | 75.96% | 1.83 | 12 | 11.7 |  |  |  | No | R-410A | 4.5 | Residential & Commercial | Ducted CEE Tier 1
214501079 | Central HP <5.4 tons | Liberty Heating & Air Conditioning | HRCU-A-CB (Split System: Heat Pump with Remote Outdoor Unit-Air-Source) | ASZS60241EA* |  |  | CA*EA3026*4B* | G*VC800803B*A* | 23000 | 17 | 8.6 | 23000 | 16100 | 70% | 2 | 0 | 10 |  |  |  | No | R-410A | 1.9167 | Residential & Commercial | Ducted CEE Tier 1
214501081 | Central HP <5.4 tons | Liberty Heating & Air Conditioning | HRCU-A-CB (Split System: Heat Pump with Remote Outdoor Unit-Air-Source) | ASZS60241EA* |  |  | CA*EA3026*4B* | G*VC800805C*A* | 23000 | 17 | 8.6 | 23000 | 16100 | 70% | 2 | 0 | 10 |  |  |  | No | R-410A | 1.9167 | Residential & Commercial | Ducted CEE Tier 1
213613290 | Central HP <5.4 tons | Liberty Heating & Air Conditioning | HRCU-A-CB (Split System: Heat Pump with Remote Outdoor Unit-Air-Source) | ASZS601810A* |  |  | AHVE24BP1400B* |  | 16600 | 17.5 | 8.5 | 17400 | 13000 | 74.71% | 2.1 | 0 | 10.9 |  |  |  | No | R-410A | 1.3833 | Residential & Commercial | Ducted CEE Tier 1
211178366 | Central HP <5.4 tons | Liberty Heating & Air Conditioning | HRCU-A-CB (Split System: Heat Pump with Remote Outdoor Unit-Air-Source) | ASZS601810A* |  |  | CA*EA2422*4A* | G*VS800604BUA* | 16600 | 17.5 | 8.5 | 17400 | 13000 | 74.71% | 2.1 | 0 | 10.9 |  |  |  | No | R-410A | 1.3833 | Residential & Commercial | Ducted CEE Tier 1
211178373 | Central HP <5.4 tons | Liberty Heating & Air Conditioning | HRCU-A-CB (Split System: Heat Pump with Remote Outdoor Unit-Air-Source) | ASZS601810A* |  |  | CA*EA2422*4A* | G*VC960803BNB* | 16600 | 17.5 | 8.5 | 17400 | 13000 | 74.71% | 2.1 | 0 | 10.9 |  |  |  | No | R-410A | 1.3833 | Residential & Commercial | Ducted CEE Tier 1
214501078 | Central HP <5.4 tons | Liberty Heating & Air Conditioning | HRCU-A-CB (Split System: Heat Pump with Remote Outdoor Unit-Air-Source) | ASZS60241EA* |  |  | CA*EA3026*4B* | G*VS800604BUA* | 23000 | 17 | 8.6 | 23000 | 16100 | 70% | 2 | 0 | 10 |  |  |  | No | R-410A | 1.9167 | Residential & Commercial | Ducted CEE Tier 1
215682293 | Central HP <5.4 tons | CARRIER | HRCU-A-CB (Split System: Heat Pump with Remote Outdoor Unit-Air-Source) | 27VNA048A*030* |  |  | CVAVA6021XMA*+UI | 59TN6C080C21**20 | 48000 | 19 | 9 | 50000 | 36800 | 73.6% | 2 | 0 | 10 |  |  |  | No | R-454B | 4 | Residential & Commercial | Ducted CEE Tier 1
214571104 | Central HP <5.4 tons | DAY & NIGHT | HRCU-A-CB (Split System: Heat Pump with Remote Outdoor Unit-Air-Source) | CVH825GKA3* |  |  | EN(A,D)4X36L21**+WALLCON | *95CSU0802120B* | 23400 | 16.5 | 8.1 | 21600 | 16700 | 77.31% | 1.92 | 0 | 11 |  |  |  | No | R-410A | 1.95 | Residential & Commercial | Ducted CEE Tier 1
214571154 | Central HP <5.4 tons | DAY & NIGHT | HRCU-A-CB (Split System: Heat Pump with Remote Outdoor Unit-Air-Source) | CVH825GKA3* |  |  | EN(A,D,W)4X42L21**+WALLCON | *80CTL0702120B* | 23800 | 16.5 | 8.1 | 21400 | 16700 | 78.04% | 1.96 | 0 | 11 |  |  |  | No | R-410A | 1.9833 | Residential & Commercial | Ducted CEE Tier 1
214861592 | Central HP <5.4 tons | MDV | HRCU-A-CB (Split System: Heat Pump with Remote Outdoor Unit-Air-Source) | MOX630-36HFN10-M3X |  |  | MVBC-36HWFN10-MC3E-D |  | 36000 | 17.3 | 10.3 | 37000 | 39000 | 105.4% | 1.9 | 0 | 11.7 |  |  |  | No | R-454B | 3 | Residential & Commercial | Ducted CEE Tier 1
214389756 | Central HP <5.4 tons | Liberty Heating & Air Conditioning | HRCU-A-CB (Split System: Heat Pump with Remote Outdoor Unit-Air-Source) | ASZS60361EA* |  |  | CA*EA4830*4A* | G*VS800805CUA* | 34200 | 17.5 | 8.6 | 34200 | 29000 | 84.8% | 2 | 0 | 10 |  |  |  | No | R-410A | 2.85 | Residential & Commercial | Ducted CEE Tier 1
215934155 | Central HP <5.4 tons | BRYANT HEATING AND COOLING SYSTEMS | HRCU-A-CB (Split System: Heat Pump with Remote Outdoor Unit-Air-Source) | 293VAN048**AA* |  |  | CAA**6121AM*+UI | 88*TB48070C17*** | 44500 | 20.5 | 9 | 49000 | 37400 | 76.33% | 2 | 0 | 11 |  |  |  | No | R-454B | 3.7083 | Residential & Commercial | Ducted CEE Tier 1
214243979 | Central HP <5.4 tons | CARRIER | HRCU-A-CB (Split System: Heat Pump with Remote Outdoor Unit-Air-Source) | 25VNA448A*031* |  |  | CNPV*6024AL*+UI | 59MN7C100C21**22 | 44500 | 21 | 9 | 46000 | 36200 | 78.7% | 2.24 | 0 | 12 |  |  |  | No | R-410A | 3.7083 | Residential & Commercial | Ducted CEE Tier 1
212980272 | Central HP <5.4 tons | DAY & NIGHT | HRCU-A-CB (Split System: Heat Pump with Remote Outdoor Unit-Air-Source) | DLCURAH24ABK |  |  | EA*4X37L21A* | *80MS(N,L)0902116A* | 24400 | 17.5 | 8.5 | 25200 | 21200 | 84.13% | 1.8 | 0 | 10.5 |  |  |  | No | R-410A | 2.0333 | Residential & Commercial | Ducted CEE Tier 1
214573014 | Central HP <5.4 tons | DAY & NIGHT | HRCU-A-CB (Split System: Heat Pump with Remote Outdoor Unit-Air-Source) | CVH837GKA** |  |  | EA*4X61L24A*+WALLCON | *80CTL0702120B* | 33200 | 18 | 8.5 | 32000 | 24800 | 77.5% | 2 | 0 | 11.5 |  |  |  | No | R-410A | 2.7667 | Residential & Commercial | Ducted CEE Tier 1
214573184 | Central HP <5.4 tons | DAY & NIGHT | HRCU-A-CB (Split System: Heat Pump with Remote Outdoor Unit-Air-Source) | CVH837GKA** |  |  | EHD4X42AAL+WALLCON | *96CTN0802120B* | 32600 | 17.5 | 8.5 | 32800 | 24800 | 75.61% | 1.96 | 0 | 11 |  |  |  | No | R-410A | 2.7167 | Residential & Commercial | Ducted CEE Tier 1
214573234 | Central HP <5.4 tons | DAY & NIGHT | HRCU-A-CB (Split System: Heat Pump with Remote Outdoor Unit-Air-Source) | CVH837GKA** |  |  | EHD4X48AAL+WALLCON | *97CMN0802120B* | 32600 | 17 | 8.5 | 32800 | 25000 | 76.22% | 1.98 | 0 | 11 |  |  |  | No | R-410A | 2.7167 | Residential & Commercial | Ducted CEE Tier 1
212984128 | Central HP <5.4 tons | HEIL | HRCU-A-CB (Split System: Heat Pump with Remote Outdoor Unit-Air-Source) | DLCURAH24ABK |  |  | EN(A,D)4X30L17** | *92MSN0601714A* | 23600 | 17 | 8.5 | 26400 | 24400 | 92.42% | 2.02 | 0 | 10.5 |  |  |  | No | R-410A | 1.9667 | Residential & Commercial | Ducted CEE Tier 1
211245216 | Central HP <5.4 tons | DAY & NIGHT | HRCU-A-CB (Split System: Heat Pump with Remote Outdoor Unit-Air-Source) | DLCURAH24ABK |  |  | EN(A,D,W)4X36L17** | *92ESN0401410A* | 24000 | 15.2 | 8.1 | 26600 | 22800 | 85.71% | 1.86 | 0 | 10 |  |  |  | No | R-410A | 2 | Residential & Commercial | Ducted CEE Tier 1
211245250 | Central HP <5.4 tons | DAY & NIGHT | HRCU-A-CB (Split System: Heat Pump with Remote Outdoor Unit-Air-Source) | DLCURAH24ABK |  |  | EN(A,D,W)4X36L17** | *80ESU0601716A | 24800 | 16.5 | 8.5 | 26600 | 22200 | 83.46% | 1.84 | 0 | 10.5 |  |  |  | No | R-410A | 2.0667 | Residential & Commercial | Ducted CEE Tier 1
214239764 | Central HP <5.4 tons | BRYANT HEATING AND COOLING SYSTEMS | HRCU-A-CB (Split System: Heat Pump with Remote Outdoor Unit-Air-Source) | 288BNV037*0**A* |  |  | CNPV*4221AL*+UI | 88*TB60110C21*** | 31800 | 17 | 8.1 | 33000 | 24400 | 73.94% | 1.88 | 0 | 11 |  |  |  | No | R-410A | 2.65 | Residential & Commercial | Ducted CEE Tier 1
214240064 | Central HP <5.4 tons | BRYANT HEATING AND COOLING SYSTEMS | HRCU-A-CB (Split System: Heat Pump with Remote Outdoor Unit-Air-Source) | 288BNV037*0**A* |  |  | CNPV*6024AL*+UI | 987MC66100C21*** | 32800 | 17.5 | 8.1 | 32200 | 24600 | 76.4% | 1.96 | 0 | 12 |  |  |  | No | R-410A | 2.7333 | Residential & Commercial | Ducted CEE Tier 1
209880029 | Central HP <5.4 tons | FUJITSU | HRCU-A-CB (Split System: Heat Pump with Remote Outdoor Unit-Air-Source) | FOP1824MJAZCA |  |  | FCCA2421HZEA | FF96TV307017M4S*A | 22800 | 20 | 8.5 | 22800 | 26000 | 114% | 2.1 | 0 | 12.5 |  |  |  | No | R-410A | 1.9 | Residential & Commercial | Ducted CEE Tier 1
214242315 | Central HP <5.4 tons | CARRIER | HRCU-A-CB (Split System: Heat Pump with Remote Outdoor Unit-Air-Source) | 25VNA825A*032* |  |  | CNPV*4821AL*+UI | 59TN6C100C21**22 | 24200 | 17 | 8.1 | 21200 | 16500 | 77.83% | 2 | 0 | 11.5 |  |  |  | No | R-410A | 2.0167 | Residential & Commercial | Ducted CEE Tier 1
215931875 | Central HP <5.4 tons | BRYANT HEATING AND COOLING SYSTEMS | HRCU-A-CB (Split System: Heat Pump with Remote Outdoor Unit-Air-Source) | 293VAN060**AA* |  |  | CSAH*6012AM*+UI | 987MC60080C21*** | 56000 | 17.5 | 8.1 | 61000 | 46000 | 75.41% | 1.95 | 0 | 11 |  |  |  | No | R-454B | 4.6667 | Residential & Commercial | Ducted CEE Tier 1
214574044 | Central HP <5.4 tons | DAY & NIGHT | HRCU-A-CB (Split System: Heat Pump with Remote Outdoor Unit-Air-Source) | CVH837GKA2* |  |  | EA*4X60L24A*+WALLCON | *95CSU0802120B* | 32800 | 17.5 | 8.5 | 31600 | 24800 | 78.48% | 1.98 | 0 | 11.5 |  |  |  | No | R-410A | 2.7333 | Residential & Commercial | Ducted CEE Tier 1
211227588 | Central HP <5.4 tons | HEIL | HRCU-A-CB (Split System: Heat Pump with Remote Outdoor Unit-Air-Source) | DLCURAH36ABK |  |  | EA*4X42L21A* | *95ESN1002122A* | 36600 | 15.2 | 8.5 | 40000 | 35200 | 88% | 1.94 | 0 | 10 |  |  |  | No | R-410A | 3.05 | Residential & Commercial | Ducted CEE Tier 1
211227656 | Central HP <5.4 tons | HEIL | HRCU-A-CB (Split System: Heat Pump with Remote Outdoor Unit-Air-Source) | DLCURAH36ABK |  |  | EA*4X42L21A* | *95ESU1002120A* | 35800 | 16 | 8.1 | 38500 | 35000 | 90.91% | 1.9 | 0 | 10 |  |  |  | No | R-410A | 2.9833 | Residential & Commercial | Ducted CEE Tier 1
211228074 | Central HP <5.4 tons | HEIL | HRCU-A-CB (Split System: Heat Pump with Remote Outdoor Unit-Air-Source) | DLCURAH36ABK |  |  | EA*4X42L24A* | *96VSN1202422A* | 35400 | 16 | 8.1 | 38500 | 35000 | 90.91% | 1.88 | 0 | 10 |  |  |  | No | R-410A | 2.95 | Residential & Commercial | Ducted CEE Tier 1
211228907 | Central HP <5.4 tons | HEIL | HRCU-A-CB (Split System: Heat Pump with Remote Outdoor Unit-Air-Source) | DLCURAH36ABK |  |  | EA*4X48L21A* | *80VTL0701716A* | 35800 | 16 | 8.5 | 38500 | 34600 | 89.87% | 2.04 | 0 | 10 |  |  |  | No | R-410A | 2.9833 | Residential & Commercial | Ducted CEE Tier 1
214389695 | Central HP <5.4 tons | Liberty Heating & Air Conditioning | HRCU-A-CB (Split System: Heat Pump with Remote Outdoor Unit-Air-Source) | ASZS60361EA* |  |  | AHVE48DP1400A* |  | 34200 | 17.5 | 8.6 | 34200 | 30000 | 87.72% | 2 | 0 | 10 |  |  |  | No | R-410A | 2.85 | Residential & Commercial | Ducted CEE Tier 1
214389644 | Central HP <5.4 tons | Liberty Heating & Air Conditioning | HRCU-A-CB (Split System: Heat Pump with Remote Outdoor Unit-Air-Source) | ASZS60361EA* |  |  | CA*EA4830*4A*+MBVK16CP1X00A* |  | 34200 | 17.5 | 8.6 | 34200 | 29000 | 84.8% | 2 | 0 | 10 |  |  |  | No | R-410A | 2.85 | Residential & Commercial | Ducted CEE Tier 1
213194305 | Central HP <5.4 tons | LENNOX | HRCU-A-CB (Split System: Heat Pump with Remote Outdoor Unit-Air-Source) | SL25XPV-048-230A** |  |  | C35-49C+TDR+TXV | EL297UH090XV60C* | 45500 | 20 | 8.9 | 44000 | 36000 | 81.82% | 1.78 | 0 | 12 |  |  |  | No | R-410A | 3.7917 | Residential & Commercial | Ducted CEE Tier 1
213770283 | Central HP <5.4 tons | CARRIER | HRCU-A-CB (Split System: Heat Pump with Remote Outdoor Unit-Air-Source) | 25VNA448A*031* |  |  | CAP**6024AL*+UI | 58TN*B090C21**20 | 44500 | 21 | 9.5 | 46000 | 36000 | 78.26% | 2.34 | 0 | 12 |  |  |  | No | R-410A | 3.7083 | Residential & Commercial | Ducted CEE Tier 1
213770347 | Central HP <5.4 tons | CARRIER | HRCU-A-CB (Split System: Heat Pump with Remote Outdoor Unit-Air-Source) | 25VNA448A*031* |  |  | CSPH*6012AL*+UI | 58TN*B110C21**20 | 45000 | 20.5 | 9 | 46000 | 36000 | 78.26% | 2.34 | 0 | 12 |  |  |  | No | R-410A | 3.75 | Residential & Commercial | Ducted CEE Tier 1
215932295 | Central HP <5.4 tons | BRYANT HEATING AND COOLING SYSTEMS | HRCU-A-CB (Split System: Heat Pump with Remote Outdoor Unit-Air-Source) | 293VAN036**AA* |  |  | CAA**4221AM*+UI | 987MC60060C21*** | 32600 | 19 | 9.5 | 35200 | 27200 | 77.27% | 2 | 0 | 11 |  |  |  | No | R-454B | 2.7167 | Residential & Commercial | Ducted CEE Tier 1
215932345 | Central HP <5.4 tons | BRYANT HEATING AND COOLING SYSTEMS | HRCU-A-CB (Split System: Heat Pump with Remote Outdoor Unit-Air-Source) | 293VAN036**AA* |  |  | CAA**4221AM*+UI | 986TD42080C17*** | 32600 | 19.5 | 9.5 | 35200 | 27000 | 76.7% | 2 | 0 | 11 |  |  |  | No | R-454B | 2.7167 | Residential & Commercial | Ducted CEE Tier 1
214243957 | Central HP <5.4 tons | CARRIER | HRCU-A-CB (Split System: Heat Pump with Remote Outdoor Unit-Air-Source) | 25VNA448A*031* |  |  | CNPV*4821AL*+UI | 59TN6C100C21**22 | 44000 | 21 | 8.5 | 46500 | 36400 | 78.28% | 2.16 | 0 | 12 |  |  |  | No | R-410A | 3.6667 | Residential & Commercial | Ducted CEE Tier 1
214389643 | Central HP <5.4 tons | Liberty Heating & Air Conditioning | HRCU-A-CB (Split System: Heat Pump with Remote Outdoor Unit-Air-Source) | ASZS60361EA* |  |  | CA*EA6030*4A*+MBVK20DP1X00A* |  | 34200 | 17.5 | 8.6 | 34200 | 30000 | 87.72% | 2 | 0 | 10 |  |  |  | No | R-410A | 2.85 | Residential & Commercial | Ducted CEE Tier 1
214389750 | Central HP <5.4 tons | Liberty Heating & Air Conditioning | HRCU-A-CB (Split System: Heat Pump with Remote Outdoor Unit-Air-Source) | ASZS60361EA* |  |  | CA*EA4830*4A* | G*VC961005CNB* | 34200 | 17.5 | 8.6 | 34200 | 29000 | 84.8% | 2 | 0 | 10 |  |  |  | No | R-410A | 2.85 | Residential & Commercial | Ducted CEE Tier 1
214389638 | Central HP <5.4 tons | Liberty Heating & Air Conditioning | HRCU-A-CB (Split System: Heat Pump with Remote Outdoor Unit-Air-Source) | ASZS60361EA* |  |  | AHVE42CP1400B* |  | 34200 | 17.5 | 8.6 | 34200 | 29000 | 84.8% | 2 | 0 | 10 |  |  |  | No | R-410A | 2.85 | Residential & Commercial | Ducted CEE Tier 1
214389753 | Central HP <5.4 tons | Liberty Heating & Air Conditioning | HRCU-A-CB (Split System: Heat Pump with Remote Outdoor Unit-Air-Source) | ASZS60361EA* |  |  | CA*EA6030*4A* | G*VC800805D*A* | 34200 | 17.5 | 8.6 | 34200 | 30000 | 87.72% | 2 | 0 | 10 |  |  |  | No | R-410A | 2.85 | Residential & Commercial | Ducted CEE Tier 1
214389754 | Central HP <5.4 tons | Liberty Heating & Air Conditioning | HRCU-A-CB (Split System: Heat Pump with Remote Outdoor Unit-Air-Source) | ASZS60361EA* |  |  | CA*EA4830*4A* | G*VC800805C*A* | 34200 | 17.5 | 8.6 | 34200 | 29000 | 84.8% | 2 | 0 | 10 |  |  |  | No | R-410A | 2.85 | Residential & Commercial | Ducted CEE Tier 1
211887780 | Central HP <5.4 tons | ECOER | HRCU-A-CB (Split System: Heat Pump with Remote Outdoor Unit-Air-Source) | EODA18H-4860 |  |  | EAHATN-36B |  | 36000 | 18 | 8.5 | 36000 | 28000 | 77.78% | 2.1 | 0 | 12 |  |  |  | No | R-410A | 3 | Residential & Commercial | Ducted CEE Tier 1
214397417 | Central HP <5.4 tons | COLEMAN | HRCU-A-CB (Split System: Heat Pump with Remote Outdoor Unit-Air-Source) | HH860E2S11 |  |  | CTF60D5CGS1 | CP9C120D20MP13 | 44000 | 18 | 9 | 44500 | 33400 | 75.06% | 2 | 0 | 11.7 |  |  |  | No | R-454B | 3.6667 | Residential & Commercial | Ducted CEE Tier 1
214609082 | Central HP <5.4 tons | COLEMAN | HRCU-A-CB (Split System: Heat Pump with Remote Outdoor Unit-Air-Source) | HH860E2S11 |  |  | CTM60C5CGS1 | Z9ES100C20SMPS1 | 45500 | 18 | 9 | 47000 | 34400 | 73.19% | 2 | 0 | 11.7 |  |  |  | No | R-454B | 3.7917 | Residential & Commercial | Ducted CEE Tier 1
214609165 | Central HP <5.4 tons | COLEMAN | HRCU-A-CB (Split System: Heat Pump with Remote Outdoor Unit-Air-Source) | HH860E2S11 |  |  | CTF60D5CHS1 | Z9ES120D20SMPS1 | 53500 | 19 | 8.5 | 53500 | 38500 | 71.96% | 2 | 0 | 11.7 |  |  |  | No | R-454B | 4.4583 | Residential & Commercial | Ducted CEE Tier 1
214395396 | Central HP <5.4 tons | COLEMAN | HRCU-A-CB (Split System: Heat Pump with Remote Outdoor Unit-Air-Source) | HH860E2S11 |  |  | JHC48C5CG2SS1 |  | 46000 | 19 | 9 | 46000 | 34000 | 73.91% | 2.1 | 0 | 12 |  |  |  | No | R-454B | 3.8333 | Residential & Commercial | Ducted CEE Tier 1
214239553 | Central HP <5.4 tons | CARRIER | HRCU-A-CB (Split System: Heat Pump with Remote Outdoor Unit-Air-Source) | 25VNA837A*030* |  |  | CNPV*3621AL*+UI | 58TN*B110C21**20 | 31400 | 16.5 | 8.1 | 33000 | 24000 | 72.73% | 1.82 | 0 | 11 |  |  |  | No | R-410A | 2.6167 | Residential & Commercial | Ducted CEE Tier 1
214584757 | Central HP <5.4 tons | LUXAIRE | HRCU-A-CB (Split System: Heat Pump with Remote Outdoor Unit-Air-Source) | HH860E2S11 |  |  | CTF60C5CGS1 | Z8ES120C16SMPS1 | 44000 | 18 | 9 | 43500 | 33000 | 75.86% | 2 | 0 | 12 |  |  |  | No | R-454B | 3.6667 | Residential & Commercial | Ducted CEE Tier 1
216570872 | Central HP <5.4 tons | TRANE | HRCU-A-CB (Split System: Heat Pump with Remote Outdoor Unit-Air-Source) | 5TWV0X24A1 |  |  | 5PX*B003AS3 | S8V2A040M3PCB | 21400 | 20.4 | 10 | 24000 | 18300 | 76.25% | 2.2 | 0 | 11.5 |  |  |  | No | R-454B | 1.7833 | Residential & Commercial | Ducted CEE Tier 1
216570888 | Central HP <5.4 tons | TRANE | HRCU-A-CB (Split System: Heat Pump with Remote Outdoor Unit-Air-Source) | 5TWV0X24A1 |  |  | 5PX*B006AS3 | L8V1A040U3VSB+LRP | 22000 | 21.4 | 10 | 22800 | 18200 | 79.82% | 2.2 | 0 | 11.7 |  |  |  | No | R-454B | 1.8333 | Residential & Commercial | Ducted CEE Tier 1
216571224 | Central HP <5.4 tons | TRANE | HRCU-A-CB (Split System: Heat Pump with Remote Outdoor Unit-Air-Source) | 5TWV8X24A1 |  |  | 5PX*BD06AS3 | *DHMB060CCV3+LRP | 21800 | 18.1 | 8.5 | 23800 | 18600 | 78.15% | 2.2 | 0 | 11.5 |  |  |  | No | R-454B | 1.8167 | Residential & Commercial | Ducted CEE Tier 1
214242266 | Central HP <5.4 tons | BRYANT HEATING AND COOLING SYSTEMS | HRCU-A-CB (Split System: Heat Pump with Remote Outdoor Unit-Air-Source) | 288BNV025*0**C* |  |  | CNPV*4821AL*+UI | 987MC42060C17*** | 24000 | 16.5 | 8.1 | 21400 | 16700 | 78.04% | 1.98 | 0 | 11 |  |  |  | No | R-410A | 2 | Residential & Commercial | Ducted CEE Tier 1
214239173 | Central HP <5.4 tons | CARRIER | HRCU-A-CB (Split System: Heat Pump with Remote Outdoor Unit-Air-Source) | 25VNA837A*031* |  |  | CNPV*4821AL*+UI | 58TN*B070C17**16 | 32200 | 17 | 8.1 | 32800 | 24800 | 75.61% | 1.94 | 0 | 11.5 |  |  |  | No | R-410A | 2.6833 | Residential & Commercial | Ducted CEE Tier 1
214242066 | Central HP <5.4 tons | BRYANT HEATING AND COOLING SYSTEMS | HRCU-A-CB (Split System: Heat Pump with Remote Outdoor Unit-Air-Source) | 288BNV025*0**C* |  |  | CNPV*4217AL*+UI | 986TD42060C17*** | 23800 | 16.5 | 8.1 | 21400 | 16700 | 78.04% | 1.96 | 0 | 11 |  |  |  | No | R-410A | 1.9833 | Residential & Commercial | Ducted CEE Tier 1
214238973 | Central HP <5.4 tons | CARRIER | HRCU-A-CB (Split System: Heat Pump with Remote Outdoor Unit-Air-Source) | 25VNA837A*031* |  |  | CNPV*4217AL*+UI | 58TN*B070C17**16 | 32000 | 16.5 | 8.1 | 33000 | 24800 | 75.15% | 1.9 | 0 | 11 |  |  |  | No | R-410A | 2.6667 | Residential & Commercial | Ducted CEE Tier 1
214238873 | Central HP <5.4 tons | CARRIER | HRCU-A-CB (Split System: Heat Pump with Remote Outdoor Unit-Air-Source) | 25VNA837A*031* |  |  | CNPV*3621AL*+UI | 58TN*B110C21**20 | 31400 | 16.5 | 8.1 | 33000 | 24000 | 72.73% | 1.82 | 0 | 11 |  |  |  | No | R-410A | 2.6167 | Residential & Commercial | Ducted CEE Tier 1
214239073 | Central HP <5.4 tons | CARRIER | HRCU-A-CB (Split System: Heat Pump with Remote Outdoor Unit-Air-Source) | 25VNA837A*031* |  |  | CNPV*4221AL*+UI | 58TN*B090C21**20 | 31800 | 17 | 8.1 | 33000 | 24400 | 73.94% | 1.88 | 0 | 11 |  |  |  | No | R-410A | 2.65 | Residential & Commercial | Ducted CEE Tier 1
214239243 | Central HP <5.4 tons | CARRIER | HRCU-A-CB (Split System: Heat Pump with Remote Outdoor Unit-Air-Source) | 25VNA837A*031* |  |  | CNPV*4821AL*+UI | 59MN7C100C21**22 | 32400 | 17 | 8.1 | 32600 | 24600 | 75.46% | 1.96 | 0 | 11.7 |  |  |  | No | R-410A | 2.7 | Residential & Commercial | Ducted CEE Tier 1
214242246 | Central HP <5.4 tons | BRYANT HEATING AND COOLING SYSTEMS | HRCU-A-CB (Split System: Heat Pump with Remote Outdoor Unit-Air-Source) | 288BNV025*0**C* |  |  | CNPV*4821AL*+UI | 88*TB60110C21*** | 24200 | 17 | 8.1 | 21200 | 16500 | 77.83% | 2 | 0 | 11 |  |  |  | No | R-410A | 2.0167 | Residential & Commercial | Ducted CEE Tier 1
214242296 | Central HP <5.4 tons | BRYANT HEATING AND COOLING SYSTEMS | HRCU-A-CB (Split System: Heat Pump with Remote Outdoor Unit-Air-Source) | 288BNV025*0**C* |  |  | CNPV*4821AL*+UI | 986TD42060C17*** | 24000 | 16.5 | 8.1 | 21400 | 16600 | 77.57% | 2 | 0 | 11 |  |  |  | No | R-410A | 2 | Residential & Commercial | Ducted CEE Tier 1
214491949 | Central HP <5.4 tons | Liberty Heating & Air Conditioning | HRCU-A-CB (Split System: Heat Pump with Remote Outdoor Unit-Air-Source) | ASZS601810A* |  |  | CA*EA2422*4B* | G*VC800804C*A* | 16600 | 17.5 | 8.5 | 17400 | 13000 | 74.71% | 2.1 | 0 | 10.9 |  |  |  | No | R-410A | 1.3833 | Residential & Commercial | Ducted CEE Tier 1
214491952 | Central HP <5.4 tons | Liberty Heating & Air Conditioning | HRCU-A-CB (Split System: Heat Pump with Remote Outdoor Unit-Air-Source) | ASZS601810A* |  |  | CA*EA2422*4B* | G*VC960804CNB* | 16600 | 17.5 | 8.5 | 17400 | 13000 | 74.71% | 2.1 | 0 | 10.9 |  |  |  | No | R-410A | 1.3833 | Residential & Commercial | Ducted CEE Tier 1
211178371 | Central HP <5.4 tons | Liberty Heating & Air Conditioning | HRCU-A-CB (Split System: Heat Pump with Remote Outdoor Unit-Air-Source) | ASZS601810A* |  |  | CA*EA2422*4A* | G*VC960403BNB* | 16600 | 17.5 | 8.5 | 17400 | 13000 | 74.71% | 2.1 | 0 | 10.9 |  |  |  | No | R-410A | 1.3833 | Residential & Commercial | Ducted CEE Tier 1
214389722 | Central HP <5.4 tons | Liberty Heating & Air Conditioning | HRCU-A-CB (Split System: Heat Pump with Remote Outdoor Unit-Air-Source) | ASZS60241EA* |  |  | CA*EA3026*4A* | G*VC800603B*A* | 23000 | 17 | 8.6 | 23000 | 16100 | 70% | 2 | 0 | 10 |  |  |  | No | R-410A | 1.9167 | Residential & Commercial | Ducted CEE Tier 1
214389735 | Central HP <5.4 tons | Liberty Heating & Air Conditioning | HRCU-A-CB (Split System: Heat Pump with Remote Outdoor Unit-Air-Source) | ASZS60241EA* |  |  | CA*EA3026*4A* | G*VS960805CUA* | 23000 | 17 | 8.6 | 23000 | 16100 | 70% | 2 | 0 | 10 |  |  |  | No | R-410A | 1.9167 | Residential & Commercial | Ducted CEE Tier 1
214491929 | Central HP <5.4 tons | Liberty Heating & Air Conditioning | HRCU-A-CB (Split System: Heat Pump with Remote Outdoor Unit-Air-Source) | ASZS601810A* |  |  | CA*EA1818*4B* | G*VC960803BNB* | 16600 | 17.5 | 8.5 | 17400 | 13000 | 74.71% | 2.1 | 0 | 10.9 |  |  |  | No | R-410A | 1.3833 | Residential & Commercial | Ducted CEE Tier 1
214491940 | Central HP <5.4 tons | Liberty Heating & Air Conditioning | HRCU-A-CB (Split System: Heat Pump with Remote Outdoor Unit-Air-Source) | ASZS601810A* |  |  | CA*EA2422*4B* | G*VC800604B*A* | 16600 | 17.5 | 8.5 | 17400 | 13000 | 74.71% | 2.1 | 0 | 10.9 |  |  |  | No | R-410A | 1.3833 | Residential & Commercial | Ducted CEE Tier 1
214501093 | Central HP <5.4 tons | Liberty Heating & Air Conditioning | HRCU-A-CB (Split System: Heat Pump with Remote Outdoor Unit-Air-Source) | ASZS60241EA* |  |  | CA*EA3026*4B* | G*VM970804CNB* | 23000 | 17 | 8.6 | 23000 | 16100 | 70% | 2 | 0 | 10 |  |  |  | No | R-410A | 1.9167 | Residential & Commercial | Ducted CEE Tier 1
215935853 | Central HP <5.4 tons | TEMPSTAR | HRCU-A-CB (Split System: Heat Pump with Remote Outdoor Unit-Air-Source) | T5H3V36*K*AAA* |  |  | EVD5X38M17A*+WALLCON | *80CTL0701716B* | 35400 | 21.5 | 8.5 | 38500 | 29000 | 75.32% | 2.02 | 0 | 12 |  |  |  | No | R-454B | 2.95 | Residential & Commercial | Ducted CEE Tier 1
215936003 | Central HP <5.4 tons | TEMPSTAR | HRCU-A-CB (Split System: Heat Pump with Remote Outdoor Unit-Air-Source) | T5H3V36*K*AAA* |  |  | EVD5X42M21A*+WALLCON | *80CTL0702120B* | 34400 | 21 | 8.5 | 38500 | 28200 | 73.25% | 2.04 | 0 | 11.7 |  |  |  | No | R-454B | 2.8667 | Residential & Commercial | Ducted CEE Tier 1
215936253 | Central HP <5.4 tons | TEMPSTAR | HRCU-A-CB (Split System: Heat Pump with Remote Outdoor Unit-Air-Source) | T5H3V36*K*AAA* |  |  | EVD5X42M24A*+WALLCON | *97CMN1202422B* | 35400 | 22 | 8.5 | 38000 | 28400 | 74.74% | 2.04 | 0 | 12.5 |  |  |  | No | R-454B | 2.95 | Residential & Commercial | Ducted CEE Tier 1
215935723 | Central HP <5.4 tons | TEMPSTAR | HRCU-A-CB (Split System: Heat Pump with Remote Outdoor Unit-Air-Source) | T5H3V36*K*AAA* |  |  | EVD5X36M21A*+WALLCON | *97CMN0602120B* | 34200 | 20.5 | 8.5 | 39000 | 28600 | 73.33% | 2.04 | 0 | 11.5 |  |  |  | No | R-454B | 2.85 | Residential & Commercial | Ducted CEE Tier 1
215935973 | Central HP <5.4 tons | TEMPSTAR | HRCU-A-CB (Split System: Heat Pump with Remote Outdoor Unit-Air-Source) | T5H3V36*K*AAA* |  |  | EVD5X42M21A*+WALLCON | *80CSU1002120A* | 34400 | 20.5 | 8.5 | 38500 | 28200 | 73.25% | 2.04 | 0 | 11.7 |  |  |  | No | R-454B | 2.8667 | Residential & Commercial | Ducted CEE Tier 1
215936043 | Central HP <5.4 tons | TEMPSTAR | HRCU-A-CB (Split System: Heat Pump with Remote Outdoor Unit-Air-Source) | T5H3V36*K*AAA* |  |  | EVD5X42M21A*+WALLCON | *95CSU0601716B* | 34200 | 20.5 | 8.5 | 39000 | 28600 | 73.33% | 2.04 | 0 | 11.5 |  |  |  | No | R-454B | 2.85 | Residential & Commercial | Ducted CEE Tier 1
215936143 | Central HP <5.4 tons | TEMPSTAR | HRCU-A-CB (Split System: Heat Pump with Remote Outdoor Unit-Air-Source) | T5H3V36*K*AAA* |  |  | EVD5X42M21A*+WALLCON | *96CTN1002122B* | 34400 | 21 | 8.5 | 38500 | 28000 | 72.73% | 2.06 | 0 | 12 |  |  |  | No | R-454B | 2.8667 | Residential & Commercial | Ducted CEE Tier 1
215936473 | Central HP <5.4 tons | TEMPSTAR | HRCU-A-CB (Split System: Heat Pump with Remote Outdoor Unit-Air-Source) | T5H3V36*K*AAA* |  |  | EVD5X49M24A*+WALLCON | *80CTL1352422B* | 35600 | 22 | 8.5 | 38000 | 28400 | 74.74% | 2.04 | 0 | 12.5 |  |  |  | No | R-454B | 2.9667 | Residential & Commercial | Ducted CEE Tier 1
215936773 | Central HP <5.4 tons | TEMPSTAR | HRCU-A-CB (Split System: Heat Pump with Remote Outdoor Unit-Air-Source) | T5H3V36*K*AAA* |  |  | EVD5X60M24A*+WALLCON | *80CTL1102120B* | 35600 | 22 | 8.5 | 38000 | 28400 | 74.74% | 2.04 | 0 | 12.5 |  |  |  | No | R-454B | 2.9667 | Residential & Commercial | Ducted CEE Tier 1
206135715 | Central HP <5.4 tons | AIRQUEST | HRCU-A-CB (Split System: Heat Pump with Remote Outdoor Unit-Air-Source) | HVH837GKA** |  |  | EA*4X42L24A*+WALLCON | *80CSU1002120A* | 31800 | 17 | 8.1 | 33200 | 24400 | 73.49% | 1.88 | 11.5 | 11 |  |  |  | No | R-410A | 2.65 | Residential & Commercial | Ducted CEE Tier 1
206765980 | Central HP <5.4 tons | AIRQUEST | HRCU-A-CB (Split System: Heat Pump with Remote Outdoor Unit-Air-Source) | HVH825GKA3* |  |  | EA*4X37L21A*+WALLCON | *97CMN0601714A* | 24200 | 16 | 8.1 | 21200 | 16800 | 79.25% | 2 | 11 | 11 |  |  |  | No | R-410A | 2.0167 | Residential & Commercial | Ducted CEE Tier 1
212969545 | Central HP <5.4 tons | TEMPSTAR | HRCU-A-CB (Split System: Heat Pump with Remote Outdoor Unit-Air-Source) | DLCURAH18ABK |  |  | EA*4X25L17A* | *80VSL0451412B* | 18300 | 16.5 | 8.5 | 18100 | 18800 | 103.9% | 2.26 | 0 | 11 |  |  |  | No | R-410A | 1.525 | Residential & Commercial | Ducted CEE Tier 1
212969995 | Central HP <5.4 tons | TEMPSTAR | HRCU-A-CB (Split System: Heat Pump with Remote Outdoor Unit-Air-Source) | DLCURAH18ABK |  |  | EA*4X25L17A* | *80VSL0701716B* | 17800 | 16.5 | 8.1 | 17700 | 18700 | 105.6% | 2.26 | 0 | 10.5 |  |  |  | No | R-410A | 1.4833 | Residential & Commercial | Ducted CEE Tier 1
211260179 | Central HP <5.4 tons | HEIL | HRCU-A-CB (Split System: Heat Pump with Remote Outdoor Unit-Air-Source) | DLCURAH18ABK |  |  | EA*4X24L14A* | *95ESN0261410A* | 17900 | 15.5 | 8.5 | 19000 | 18900 | 99.47% | 2.26 | 0 | 10.5 |  |  |  | No | R-410A | 1.4917 | Residential & Commercial | Ducted CEE Tier 1
210868911 | Central HP <5.4 tons | FUJITSU | HRCU-A-CB (Split System: Heat Pump with Remote Outdoor Unit-Air-Source) | FOP1836MJAZCA |  |  | FCCA6021SZEA | FF75173LT80X | 34200 | 20 | 8.5 | 34200 | 43000 | 125.7% | 2.2 | 0 | 12.5 |  |  |  | No | R-410A | 2.85 | Residential & Commercial | Ducted CEE Tier 1
209880031 | Central HP <5.4 tons | FUJITSU | HRCU-A-CB (Split System: Heat Pump with Remote Outdoor Unit-Air-Source) | FOP1836MJAZCA |  |  | FCCA6021SZEA | FF98MV510021UPS*A | 34200 | 19 | 8.5 | 34200 | 43500 | 127.2% | 2.2 | 0 | 12.5 |  |  |  | No | R-410A | 2.85 | Residential & Commercial | Ducted CEE Tier 1
214241635 | Central HP <5.4 tons | CARRIER | HRCU-A-CB (Split System: Heat Pump with Remote Outdoor Unit-Air-Source) | 25VNA825A*032* |  |  | CNPV*2417AL*+UI | 59TN6C080C17**14 | 23200 | 16 | 8.1 | 22000 | 16900 | 76.82% | 1.92 | 0 | 10.5 |  |  |  | No | R-410A | 1.9333 | Residential & Commercial | Ducted CEE Tier 1
211260193 | Central HP <5.4 tons | HEIL | HRCU-A-CB (Split System: Heat Pump with Remote Outdoor Unit-Air-Source) | DLCURAH18ABK |  |  | EA*4X24L14A* | *80ES(N,L)0451412A* | 18000 | 16 | 8.5 | 18900 | 18900 | 100% | 2.28 | 0 | 10.5 |  |  |  | No | R-410A | 1.5 | Residential & Commercial | Ducted CEE Tier 1
211260764 | Central HP <5.4 tons | HEIL | HRCU-A-CB (Split System: Heat Pump with Remote Outdoor Unit-Air-Source) | DLCURAH18ABK |  |  | EA*4X25L17A* | *95ESU0401712A* | 18200 | 16.5 | 8.5 | 18000 | 17600 | 97.78% | 2.12 | 0 | 11 |  |  |  | No | R-410A | 1.5167 | Residential & Commercial | Ducted CEE Tier 1
211261012 | Central HP <5.4 tons | HEIL | HRCU-A-CB (Split System: Heat Pump with Remote Outdoor Unit-Air-Source) | DLCURAH18ABK |  |  | EA*4X25L17A* | *80ES(N,L)0701712A* | 18600 | 16.5 | 8.5 | 18400 | 17400 | 94.57% | 2.12 | 0 | 11 |  |  |  | No | R-410A | 1.55 | Residential & Commercial | Ducted CEE Tier 1
206766864 | Central HP <5.4 tons | AIRQUEST | HRCU-A-CB (Split System: Heat Pump with Remote Outdoor Unit-Air-Source) | HVH825GKA3* |  |  | EHD4X30AAL+WALLCON | *80CTL0701412A* | 23800 | 16 | 8.1 | 21800 | 16700 | 76.61% | 1.98 | 11 | 10.5 |  |  |  | No | R-410A | 1.9833 | Residential & Commercial | Ducted CEE Tier 1
206767098 | Central HP <5.4 tons | AIRQUEST | HRCU-A-CB (Split System: Heat Pump with Remote Outdoor Unit-Air-Source) | HVH825GKA3* |  |  | EA*4X25L17A*+WALLCON | *80CSU0601716A* | 24400 | 16.5 | 8.1 | 21200 | 16600 | 78.3% | 2 | 11.5 | 11 |  |  |  | No | R-410A | 2.0333 | Residential & Commercial | Ducted CEE Tier 1
212977736 | Central HP <5.4 tons | DAY & NIGHT | HRCU-A-CB (Split System: Heat Pump with Remote Outdoor Unit-Air-Source) | DLCURAH18ABK |  |  | EA*4X24L17A* | *80MS(N,L)0451412A* | 17500 | 16.5 | 8.5 | 18400 | 19400 | 105.4% | 2.34 | 0 | 10.5 |  |  |  | No | R-410A | 1.4583 | Residential & Commercial | Ducted CEE Tier 1
212977784 | Central HP <5.4 tons | DAY & NIGHT | HRCU-A-CB (Split System: Heat Pump with Remote Outdoor Unit-Air-Source) | DLCURAH18ABK |  |  | EN(A,D)4X18L14** | *80MS(N,L)0451412A* | 17200 | 16 | 8.5 | 18400 | 19800 | 107.6% | 2.4 | 0 | 10.5 |  |  |  | No | R-410A | 1.4333 | Residential & Commercial | Ducted CEE Tier 1
215682333 | Central HP <5.4 tons | CARRIER | HRCU-A-CB (Split System: Heat Pump with Remote Outdoor Unit-Air-Source) | 27VNA048A*030* |  |  | CVAVA6021XMA*+UI | 58CU*B100C21**20 | 48000 | 18.5 | 9 | 50000 | 36600 | 73.2% | 2 | 0 | 10 |  |  |  | No | R-454B | 4 | Residential & Commercial | Ducted CEE Tier 1
215682483 | Central HP <5.4 tons | CARRIER | HRCU-A-CB (Split System: Heat Pump with Remote Outdoor Unit-Air-Source) | 27VNA048A*030* |  |  | CVAVA6121XMA*+UI | 59TN7A080C17**16 | 48000 | 18.5 | 9 | 50000 | 37400 | 74.8% | 2 | 0 | 10 |  |  |  | No | R-454B | 4 | Residential & Commercial | Ducted CEE Tier 1
215682553 | Central HP <5.4 tons | CARRIER | HRCU-A-CB (Split System: Heat Pump with Remote Outdoor Unit-Air-Source) | 27VNA048A*030* |  |  | CVAVA6124XMA*+UI | 59TN7A100C21**22 | 48500 | 19.5 | 9.5 | 50000 | 36600 | 73.2% | 2.12 | 0 | 10.5 |  |  |  | No | R-454B | 4.0417 | Residential & Commercial | Ducted CEE Tier 1
214570444 | Central HP <5.4 tons | DAY & NIGHT | HRCU-A-CB (Split System: Heat Pump with Remote Outdoor Unit-Air-Source) | CVH825GKA3* |  |  | EA*4X37L21A*+WALLCON | *95CSU0802120B* | 24400 | 16.5 | 8.5 | 21200 | 16600 | 78.3% | 2.02 | 0 | 11 |  |  |  | No | R-410A | 2.0333 | Residential & Commercial | Ducted CEE Tier 1
215934705 | Central HP <5.4 tons | BRYANT HEATING AND COOLING SYSTEMS | HRCU-A-CB (Split System: Heat Pump with Remote Outdoor Unit-Air-Source) | 293VAN036**AA* |  |  | CVAMA3217XMA*+UI | 986TD42060C17*** | 35200 | 21 | 8.5 | 38000 | 28000 | 73.68% | 2.06 | 0 | 11.7 |  |  |  | No | R-454B | 2.9333 | Residential & Commercial | Ducted CEE Tier 1
215935275 | Central HP <5.4 tons | BRYANT HEATING AND COOLING SYSTEMS | HRCU-A-CB (Split System: Heat Pump with Remote Outdoor Unit-Air-Source) | 293VAN036**AA* |  |  | CVAMA6021XMA*+UI | 987MC42080C17*** | 35400 | 21.5 | 8.5 | 38500 | 29000 | 75.32% | 2.02 | 0 | 12 |  |  |  | No | R-454B | 2.95 | Residential & Commercial | Ducted CEE Tier 1
215932025 | Central HP <5.4 tons | BRYANT HEATING AND COOLING SYSTEMS | HRCU-A-CB (Split System: Heat Pump with Remote Outdoor Unit-Air-Source) | 293VAN036**AA* |  |  | CAA**3017AM*+UI | 986TD42060C17*** | 31800 | 19 | 9.5 | 34600 | 26600 | 76.88% | 2 | 0 | 10.5 |  |  |  | No | R-454B | 2.65 | Residential & Commercial | Ducted CEE Tier 1
215932045 | Central HP <5.4 tons | BRYANT HEATING AND COOLING SYSTEMS | HRCU-A-CB (Split System: Heat Pump with Remote Outdoor Unit-Air-Source) | 293VAN036**AA* |  |  | CAA**3617AM*+UI | 83*CA48060C17*** | 32200 | 19.5 | 9.5 | 35000 | 27000 | 77.14% | 2 | 0 | 11 |  |  |  | No | R-454B | 2.6833 | Residential & Commercial | Ducted CEE Tier 1
215932095 | Central HP <5.4 tons | BRYANT HEATING AND COOLING SYSTEMS | HRCU-A-CB (Split System: Heat Pump with Remote Outdoor Unit-Air-Source) | 293VAN036**AA* |  |  | CAA**3617AM*+UI | 987MC42080C17*** | 32000 | 19 | 9.5 | 35600 | 27400 | 76.97% | 1.98 | 0 | 10.5 |  |  |  | No | R-454B | 2.6667 | Residential & Commercial | Ducted CEE Tier 1
215932125 | Central HP <5.4 tons | BRYANT HEATING AND COOLING SYSTEMS | HRCU-A-CB (Split System: Heat Pump with Remote Outdoor Unit-Air-Source) | 293VAN036**AA* |  |  | CAA**3617AM*+UI | 986TD42080C17*** | 32200 | 19 | 9.5 | 35400 | 27200 | 76.84% | 1.98 | 0 | 10.5 |  |  |  | No | R-454B | 2.6833 | Residential & Commercial | Ducted CEE Tier 1
211228977 | Central HP <5.4 tons | HEIL | HRCU-A-CB (Split System: Heat Pump with Remote Outdoor Unit-Air-Source) | DLCURAH36ABK |  |  | EA*4X48L21A* | *92ESN0801716A* | 36000 | 16 | 8.5 | 38500 | 34600 | 89.87% | 2.06 | 0 | 10 |  |  |  | No | R-410A | 3 | Residential & Commercial | Ducted CEE Tier 1
211229041 | Central HP <5.4 tons | HEIL | HRCU-A-CB (Split System: Heat Pump with Remote Outdoor Unit-Air-Source) | DLCURAH36ABK |  |  | EA*4X48L21A* | *95ESN0802120A* | 36600 | 15.5 | 8.5 | 38500 | 34800 | 90.39% | 2.08 | 0 | 10 |  |  |  | No | R-410A | 3.05 | Residential & Commercial | Ducted CEE Tier 1
211229444 | Central HP <5.4 tons | HEIL | HRCU-A-CB (Split System: Heat Pump with Remote Outdoor Unit-Air-Source) | DLCURAH36ABK |  |  | EA*4X48L24A* | *92ESN0802120A* | 35800 | 16.5 | 8.5 | 37800 | 34600 | 91.53% | 2.04 | 0 | 10 |  |  |  | No | R-410A | 2.9833 | Residential & Commercial | Ducted CEE Tier 1
211229475 | Central HP <5.4 tons | HEIL | HRCU-A-CB (Split System: Heat Pump with Remote Outdoor Unit-Air-Source) | DLCURAH36ABK |  |  | EA*4X48L24A* | *92ESN1202420A* | 36200 | 16 | 8.5 | 38500 | 34600 | 89.87% | 2.08 | 0 | 10 |  |  |  | No | R-410A | 3.0167 | Residential & Commercial | Ducted CEE Tier 1
211230512 | Central HP <5.4 tons | HEIL | HRCU-A-CB (Split System: Heat Pump with Remote Outdoor Unit-Air-Source) | DLCURAH36ABK |  |  | EN(A,D)4X48L24** | *80VSL0902120A* | 35800 | 16.5 | 8.1 | 38500 | 34800 | 90.39% | 2 | 0 | 10 |  |  |  | No | R-410A | 2.9833 | Residential & Commercial | Ducted CEE Tier 1
211227973 | Central HP <5.4 tons | HEIL | HRCU-A-CB (Split System: Heat Pump with Remote Outdoor Unit-Air-Source) | DLCURAH36ABK |  |  | EA*4X42L24A* | *92ESN1002120A* | 35200 | 16.5 | 8.1 | 38500 | 35000 | 90.91% | 1.88 | 0 | 10 |  |  |  | No | R-410A | 2.9333 | Residential & Commercial | Ducted CEE Tier 1
214491641 | Central HP <5.4 tons | DAIKIN | HRCU-A-CB (Split System: Heat Pump with Remote Outdoor Unit-Air-Source) | DZ6VSA1810A* |  |  | CA*EA1818*4B* | D*80VC0805C*A* | 16600 | 17.5 | 8.5 | 17400 | 13000 | 74.71% | 2.1 | 0 | 10.9 |  |  |  | No | R-410A | 1.3833 | Residential & Commercial | Ducted CEE Tier 1
214491660 | Central HP <5.4 tons | DAIKIN | HRCU-A-CB (Split System: Heat Pump with Remote Outdoor Unit-Air-Source) | DZ6VSA1810A* |  |  | CA*EA2422*4B* | D*96SC0805CUA* | 16600 | 17.5 | 8.5 | 17400 | 13000 | 74.71% | 2.1 | 0 | 10.9 |  |  |  | No | R-410A | 1.3833 | Residential & Commercial | Ducted CEE Tier 1
215931615 | Central HP <5.4 tons | BRYANT HEATING AND COOLING SYSTEMS | HRCU-A-CB (Split System: Heat Pump with Remote Outdoor Unit-Air-Source) | 293VAN060**AA* |  |  | CAA**6024AM*+UI | 987MC66100C21*** | 55500 | 18.5 | 8.5 | 60500 | 46000 | 76.03% | 2.06 | 0 | 11 |  |  |  | No | R-454B | 4.625 | Residential & Commercial | Ducted CEE Tier 1
215931695 | Central HP <5.4 tons | BRYANT HEATING AND COOLING SYSTEMS | HRCU-A-CB (Split System: Heat Pump with Remote Outdoor Unit-Air-Source) | 293VAN060**AA* |  |  | CAA**6124AM*+UI | 88*TB60090C21*** | 57000 | 19 | 8.5 | 60500 | 46500 | 76.86% | 2.04 | 0 | 11.5 |  |  |  | No | R-454B | 4.75 | Residential & Commercial | Ducted CEE Tier 1
215931745 | Central HP <5.4 tons | BRYANT HEATING AND COOLING SYSTEMS | HRCU-A-CB (Split System: Heat Pump with Remote Outdoor Unit-Air-Source) | 293VAN060**AA* |  |  | CAA**6124AM*+UI | 987MC60080C21*** | 56500 | 18.5 | 8.5 | 60500 | 46500 | 76.86% | 2.02 | 0 | 11 |  |  |  | No | R-454B | 4.7083 | Residential & Commercial | Ducted CEE Tier 1
215931625 | Central HP <5.4 tons | BRYANT HEATING AND COOLING SYSTEMS | HRCU-A-CB (Split System: Heat Pump with Remote Outdoor Unit-Air-Source) | 293VAN060**AA* |  |  | CAA**6024AM*+UI | 987MC66120C24*** | 55500 | 18.5 | 8.5 | 60500 | 46000 | 76.03% | 2.06 | 0 | 11 |  |  |  | No | R-454B | 4.625 | Residential & Commercial | Ducted CEE Tier 1
213077194 | Central HP <5.4 tons | TEMPSTAR | HRCU-A-CB (Split System: Heat Pump with Remote Outdoor Unit-Air-Source) | DLCURAH36ABK |  |  | EA*4X48L24A* | *96VSN1002120B* | 35800 | 16 | 8.5 | 38000 | 35400 | 93.16% | 1.78 | 0 | 10 |  |  |  | No | R-410A | 2.9833 | Residential & Commercial | Ducted CEE Tier 1
213078289 | Central HP <5.4 tons | TEMPSTAR | HRCU-A-CB (Split System: Heat Pump with Remote Outdoor Unit-Air-Source) | DLCURAH36ABK |  |  | EA*4X37L17A* | *80MS(N,L)0901714A* | 36200 | 16 | 8.5 | 38500 | 35000 | 90.91% | 2.02 | 0 | 10 |  |  |  | No | R-410A | 3.0167 | Residential & Commercial | Ducted CEE Tier 1
213078573 | Central HP <5.4 tons | TEMPSTAR | HRCU-A-CB (Split System: Heat Pump with Remote Outdoor Unit-Air-Source) | DLCURAH36ABK |  |  | EN(A,D,W)4X48L21** | *80MS(N,L)0902120A* | 36000 | 16.5 | 8.1 | 38500 | 35000 | 90.91% | 2 | 0 | 10.5 |  |  |  | No | R-410A | 3 | Residential & Commercial | Ducted CEE Tier 1
212977820 | Central HP <5.4 tons | DAY & NIGHT | HRCU-A-CB (Split System: Heat Pump with Remote Outdoor Unit-Air-Source) | DLCURAH18ABK |  |  | EN(A,D)4X30L14** | *80MS(N,L)0451412A* | 17700 | 16.5 | 8.1 | 18200 | 18600 | 102.2% | 2.24 | 0 | 11 |  |  |  | No | R-410A | 1.475 | Residential & Commercial | Ducted CEE Tier 1
212978302 | Central HP <5.4 tons | DAY & NIGHT | HRCU-A-CB (Split System: Heat Pump with Remote Outdoor Unit-Air-Source) | DLCURAH18ABK |  |  | EN(A,D)4X18L14** | *80MS(N,L)0701412A* | 17400 | 16 | 8.5 | 18500 | 19700 | 106.5% | 2.38 | 0 | 10.5 |  |  |  | No | R-410A | 1.45 | Residential & Commercial | Ducted CEE Tier 1
211262166 | Central HP <5.4 tons | HEIL | HRCU-A-CB (Split System: Heat Pump with Remote Outdoor Unit-Air-Source) | DLCURAH18ABK |  |  | EA*4X30L17A* | *80ES(N,L)0701412A* | 17800 | 16.5 | 8.5 | 18200 | 18500 | 101.6% | 2.22 | 0 | 10.5 |  |  |  | No | R-410A | 1.4833 | Residential & Commercial | Ducted CEE Tier 1
211260997 | Central HP <5.4 tons | HEIL | HRCU-A-CB (Split System: Heat Pump with Remote Outdoor Unit-Air-Source) | DLCURAH18ABK |  |  | EA*4X25L17A* | *80ES(N,L)0451712A* | 19100 | 16 | 8.5 | 19000 | 17300 | 91.05% | 2.12 | 0 | 11 |  |  |  | No | R-410A | 1.5917 | Residential & Commercial | Ducted CEE Tier 1
212969595 | Central HP <5.4 tons | TEMPSTAR | HRCU-A-CB (Split System: Heat Pump with Remote Outdoor Unit-Air-Source) | DLCURAH18ABK |  |  | EN(A,D)4X30L14** | *80VSL0451412B* | 17400 | 16.5 | 8.1 | 17900 | 18600 | 103.9% | 2.24 | 0 | 11 |  |  |  | No | R-410A | 1.45 | Residential & Commercial | Ducted CEE Tier 1
214238863 | Central HP <5.4 tons | CARRIER | HRCU-A-CB (Split System: Heat Pump with Remote Outdoor Unit-Air-Source) | 25VNA837A*031* |  |  | CNPV*3621AL*+UI | 58TN*B090C21**20 | 31400 | 16.5 | 8.1 | 33000 | 24000 | 72.73% | 1.82 | 0 | 11 |  |  |  | No | R-410A | 2.6167 | Residential & Commercial | Ducted CEE Tier 1
214239033 | Central HP <5.4 tons | CARRIER | HRCU-A-CB (Split System: Heat Pump with Remote Outdoor Unit-Air-Source) | 25VNA837A*031* |  |  | CNPV*4217AL*+UI | 59TN6C080C17**14 | 32000 | 16.5 | 8.1 | 33000 | 24800 | 75.15% | 1.9 | 0 | 11 |  |  |  | No | R-410A | 2.6667 | Residential & Commercial | Ducted CEE Tier 1
214239193 | Central HP <5.4 tons | CARRIER | HRCU-A-CB (Split System: Heat Pump with Remote Outdoor Unit-Air-Source) | 25VNA837A*031* |  |  | CNPV*4821AL*+UI | 58TN*B090C21**20 | 32400 | 17 | 8.1 | 32600 | 24600 | 75.46% | 1.96 | 0 | 11.7 |  |  |  | No | R-410A | 2.7 | Residential & Commercial | Ducted CEE Tier 1
214239293 | Central HP <5.4 tons | CARRIER | HRCU-A-CB (Split System: Heat Pump with Remote Outdoor Unit-Air-Source) | 25VNA837A*031* |  |  | CNPV*4824AL*+UI | 58TN*B110C21**20 | 32400 | 17 | 8.1 | 32600 | 24600 | 75.46% | 1.96 | 0 | 11.5 |  |  |  | No | R-410A | 2.7 | Residential & Commercial | Ducted CEE Tier 1
214501094 | Central HP <5.4 tons | Liberty Heating & Air Conditioning | HRCU-A-CB (Split System: Heat Pump with Remote Outdoor Unit-Air-Source) | ASZS60241EA* |  |  | CA*EA3026*4B* | G*VM971005CNB* | 23000 | 17 | 8.6 | 23000 | 16100 | 70% | 2 | 0 | 10 |  |  |  | No | R-410A | 1.9167 | Residential & Commercial | Ducted CEE Tier 1
214491951 | Central HP <5.4 tons | Liberty Heating & Air Conditioning | HRCU-A-CB (Split System: Heat Pump with Remote Outdoor Unit-Air-Source) | ASZS601810A* |  |  | CA*EA2422*4B* | G*VS960805CUA* | 16600 | 17.5 | 8.5 | 17400 | 13000 | 74.71% | 2.1 | 0 | 10.9 |  |  |  | No | R-410A | 1.3833 | Residential & Commercial | Ducted CEE Tier 1
214491953 | Central HP <5.4 tons | Liberty Heating & Air Conditioning | HRCU-A-CB (Split System: Heat Pump with Remote Outdoor Unit-Air-Source) | ASZS601810A* |  |  | CA*EA2422*4B* | G*VM970804CNB* | 16600 | 17.5 | 8.5 | 17400 | 13000 | 74.71% | 2.1 | 0 | 10.9 |  |  |  | No | R-410A | 1.3833 | Residential & Commercial | Ducted CEE Tier 1
213815262 | Central HP <5.4 tons | Liberty Heating & Air Conditioning | HRCU-A-CB (Split System: Heat Pump with Remote Outdoor Unit-Air-Source) | ASZS601810A* |  |  | CA*EA1818*4A*+MBVK12BP1X00A* |  | 16600 | 17.5 | 8.5 | 17400 | 13000 | 74.71% | 2.1 | 0 | 10.9 |  |  |  | No | R-410A | 1.3833 | Residential & Commercial | Ducted CEE Tier 1
213815265 | Central HP <5.4 tons | Liberty Heating & Air Conditioning | HRCU-A-CB (Split System: Heat Pump with Remote Outdoor Unit-Air-Source) | ASZS601810A* |  |  | CA*EA2422*4A*+MBVK16CP1X00A* |  | 16600 | 17.5 | 8.5 | 17400 | 13000 | 74.71% | 2.1 | 0 | 10.9 |  |  |  | No | R-410A | 1.3833 | Residential & Commercial | Ducted CEE Tier 1
214240044 | Central HP <5.4 tons | BRYANT HEATING AND COOLING SYSTEMS | HRCU-A-CB (Split System: Heat Pump with Remote Outdoor Unit-Air-Source) | 288BNV037*0**A* |  |  | CNPV*6024AL*+UI | 88*TB60110C21*** | 32800 | 17.5 | 8.1 | 32200 | 24600 | 76.4% | 1.96 | 0 | 12 |  |  |  | No | R-410A | 2.7333 | Residential & Commercial | Ducted CEE Tier 1
214239994 | Central HP <5.4 tons | BRYANT HEATING AND COOLING SYSTEMS | HRCU-A-CB (Split System: Heat Pump with Remote Outdoor Unit-Air-Source) | 288BNV037*0**A* |  |  | CNPV*4824AL*+UI | 987MC66100C21*** | 32400 | 17 | 8.1 | 32600 | 24600 | 75.46% | 1.96 | 0 | 11.7 |  |  |  | No | R-410A | 2.7 | Residential & Commercial | Ducted CEE Tier 1
215487737 | Central HP <5.4 tons | AMANA | HRCU-A-CB (Split System: Heat Pump with Remote Outdoor Unit-Air-Source) | AZV7SA4210A* |  |  | CHPEA6030*3A* | A*VC800805C*A* | 40500 | 17 | 8.6 | 41000 | 31000 | 75.61% | 2 | 0 | 10 |  |  |  | No | R-32 | 3.375 | Residential & Commercial | Ducted CEE Tier 1
215935403 | Central HP <5.4 tons | TEMPSTAR | HRCU-A-CB (Split System: Heat Pump with Remote Outdoor Unit-Air-Source) | T5H3V36*K*AAA* |  |  | EVM5X60M24A*+WALLCON | *97CMN0602120B* | 35200 | 21 | 8.5 | 38500 | 28800 | 74.81% | 2.02 | 0 | 12 |  |  |  | No | R-454B | 2.9333 | Residential & Commercial | Ducted CEE Tier 1
215935453 | Central HP <5.4 tons | TEMPSTAR | HRCU-A-CB (Split System: Heat Pump with Remote Outdoor Unit-Air-Source) | T5H3V36*K*AAA* |  |  | EVM5X60M24A*+WALLCON | *96CTN1202422B* | 35600 | 22 | 8.5 | 38000 | 28400 | 74.74% | 2.04 | 0 | 12.5 |  |  |  | No | R-454B | 2.9667 | Residential & Commercial | Ducted CEE Tier 1
215434298 | Central HP <5.4 tons | AMANA | HRCU-A-CB (Split System: Heat Pump with Remote Outdoor Unit-Air-Source) | AZV7SA4210A* |  |  | CHPEA6030*3A* | A*VM971205DNA* | 40500 | 17 | 8.6 | 41000 | 31000 | 75.61% | 2 | 0 | 10 |  |  |  | No | R-32 | 3.375 | Residential & Commercial | Ducted CEE Tier 1
214239554 | Central HP <5.4 tons | BRYANT HEATING AND COOLING SYSTEMS | HRCU-A-CB (Split System: Heat Pump with Remote Outdoor Unit-Air-Source) | 288BNV037*0**A* |  |  | CNPV*3621AL*+UI | 88*TB60110C21*** | 31400 | 16.5 | 8.1 | 33000 | 24000 | 72.73% | 1.82 | 0 | 11 |  |  |  | No | R-410A | 2.6167 | Residential & Commercial | Ducted CEE Tier 1
214239954 | Central HP <5.4 tons | BRYANT HEATING AND COOLING SYSTEMS | HRCU-A-CB (Split System: Heat Pump with Remote Outdoor Unit-Air-Source) | 288BNV037*0**A* |  |  | CNPV*4821AL*+UI | 986TD66100C21*** | 32400 | 17 | 8.1 | 32600 | 24600 | 75.46% | 1.96 | 0 | 11.7 |  |  |  | No | R-410A | 2.7 | Residential & Commercial | Ducted CEE Tier 1
214240084 | Central HP <5.4 tons | BRYANT HEATING AND COOLING SYSTEMS | HRCU-A-CB (Split System: Heat Pump with Remote Outdoor Unit-Air-Source) | 288BNV037*0**A* |  |  | CNPV*6024AL*+UI | 986TD66100C21*** | 32800 | 17.5 | 8.1 | 32200 | 24600 | 76.4% | 1.96 | 0 | 12 |  |  |  | No | R-410A | 2.7333 | Residential & Commercial | Ducted CEE Tier 1
214389744 | Central HP <5.4 tons | Liberty Heating & Air Conditioning | HRCU-A-CB (Split System: Heat Pump with Remote Outdoor Unit-Air-Source) | ASZS60361EA* |  |  | CA*EA6030*4A*+MBVC2000**-1A* |  | 34200 | 17.5 | 8.6 | 34200 | 30000 | 87.72% | 2 | 0 | 10 |  |  |  | No | R-410A | 2.85 | Residential & Commercial | Ducted CEE Tier 1
214731833 | Central HP <5.4 tons | ECOER | HRCU-A-CB (Split System: Heat Pump with Remote Outdoor Unit-Air-Source) | EODA18H-2436BAA |  |  | GNC2430BPT | FG7SA-072C-T24B* | 22800 | 17 | 8.4 | 24000 | 19200 | 80% | 2.1 | 0 | 12.5 |  |  |  | No | R-410A | 1.9 | Residential & Commercial | Ducted CEE Tier 1
214731834 | Central HP <5.4 tons | ECOER | HRCU-A-CB (Split System: Heat Pump with Remote Outdoor Unit-Air-Source) | EODA18H-2436BAA |  |  | GNC2430BPT | FG7SA-090C-T24B* | 22800 | 17 | 8.4 | 24000 | 19200 | 80% | 2.1 | 0 | 12.5 |  |  |  | No | R-410A | 1.9 | Residential & Commercial | Ducted CEE Tier 1
212982330 | Central HP <5.4 tons | DAY & NIGHT | HRCU-A-CB (Split System: Heat Pump with Remote Outdoor Unit-Air-Source) | DLCURAH24ABK |  |  | EN(A,D)4X24L17** | *80MSU0401712A* | 23200 | 16 | 8.5 | 26200 | 24800 | 94.66% | 2.06 | 0 | 10 |  |  |  | No | R-410A | 1.9333 | Residential & Commercial | Ducted CEE Tier 1
211244593 | Central HP <5.4 tons | DAY & NIGHT | HRCU-A-CB (Split System: Heat Pump with Remote Outdoor Unit-Air-Source) | DLCURAH24ABK |  |  | EN(A,D)4X30L17** | *80VTL0701716A* | 24200 | 17 | 8.1 | 26200 | 23000 | 87.79% | 1.9 | 0 | 10.5 |  |  |  | No | R-410A | 2.0167 | Residential & Commercial | Ducted CEE Tier 1
210868915 | Central HP <5.4 tons | FUJITSU | HRCU-A-CB (Split System: Heat Pump with Remote Outdoor Unit-Air-Source) | FOP1848MJAZCA |  |  | FCCA6021SZEA | FF75214LT80X | 44500 | 19 | 8.1 | 43500 | 45000 | 103.4% | 2 | 0 | 10 |  |  |  | No | R-410A | 3.7083 | Residential & Commercial | Ducted CEE Tier 1
206773475 | Central HP <5.4 tons | AIRQUEST | HRCU-A-CB (Split System: Heat Pump with Remote Outdoor Unit-Air-Source) | HVH837GKA2* |  |  | EA*4X43L21A*+WALLCON | *95CSU0802120A* | 33000 | 17.5 | 8.5 | 32800 | 25000 | 76.22% | 2 | 12 | 11.5 |  |  |  | No | R-410A | 2.75 | Residential & Commercial | Ducted CEE Tier 1
206771165 | Central HP <5.4 tons | AIRQUEST | HRCU-A-CB (Split System: Heat Pump with Remote Outdoor Unit-Air-Source) | HVH837GKA2* |  |  | EA*4X36L21A*+WALLCON | *97CMN0602120A* | 31400 | 17 | 8.1 | 33600 | 24600 | 73.21% | 1.84 | 11 | 11 |  |  |  | No | R-410A | 2.6167 | Residential & Commercial | Ducted CEE Tier 1
206771624 | Central HP <5.4 tons | AIRQUEST | HRCU-A-CB (Split System: Heat Pump with Remote Outdoor Unit-Air-Source) | HVH837GKA2* |  |  | EA*4X43L21A*+WALLCON | *80CTL0701716A* | 32800 | 17.5 | 8.5 | 33000 | 25200 | 76.36% | 1.98 | 11 | 11.7 |  |  |  | No | R-410A | 2.7333 | Residential & Commercial | Ducted CEE Tier 1
206773644 | Central HP <5.4 tons | AIRQUEST | HRCU-A-CB (Split System: Heat Pump with Remote Outdoor Unit-Air-Source) | HVH837GKA2* |  |  | EHD4X36AAL+WALLCON | *95CSU1002122A* | 32200 | 16.5 | 8.1 | 33200 | 24600 | 74.1% | 1.94 | 11.5 | 11 |  |  |  | No | R-410A | 2.6833 | Residential & Commercial | Ducted CEE Tier 1
214866735 | Central HP <5.4 tons | ECOER | HRCU-A-CB (Split System: Heat Pump with Remote Outdoor Unit-Air-Source) | EODA18H-4860BAA |  |  | GNC3036BPT | FG7TE-060D-V24B* | 33000 | 17.5 | 8.8 | 35000 | 27000 | 77.14% | 2.1 | 0 | 11.7 |  |  |  | No | R-410A | 2.75 | Residential & Commercial | Ducted CEE Tier 1
214396364 | Central HP <5.4 tons | COLEMAN | HRCU-A-CB (Split System: Heat Pump with Remote Outdoor Unit-Air-Source) | HH860E2S11 |  |  | CTF60D5CJS1 | TP9C120D20MP13 | 53000 | 19 | 9 | 55000 | 39500 | 71.82% | 2 | 0 | 11 |  |  |  | No | R-454B | 4.4167 | Residential & Commercial | Ducted CEE Tier 1
214396614 | Central HP <5.4 tons | COLEMAN | HRCU-A-CB (Split System: Heat Pump with Remote Outdoor Unit-Air-Source) | HH860E2S11 |  |  | CTF60C5CGS1 | TL9E080C16UH11 | 44500 | 18 | 9 | 45500 | 33800 | 74.29% | 2 | 0 | 11 |  |  |  | No | R-454B | 3.7083 | Residential & Commercial | Ducted CEE Tier 1
214809194 | Central HP <5.4 tons | COLEMAN | HRCU-A-CB (Split System: Heat Pump with Remote Outdoor Unit-Air-Source) | HH860E2S11 |  |  | CTU60C5XGS1+TXV | CPLC100C16MP13 | 43500 | 18 | 9 | 44000 | 33400 | 75.91% | 2 | 0 | 11.7 |  |  |  | No | R-454B | 3.625 | Residential & Commercial | Ducted CEE Tier 1
214809013 | Central HP <5.4 tons | COLEMAN | HRCU-A-CB (Split System: Heat Pump with Remote Outdoor Unit-Air-Source) | HH860E2S11 |  |  | CTU60C5XGS1+TXV | TP9C100C16MP13 | 43500 | 18 | 9 | 44000 | 33200 | 75.45% | 2 | 0 | 11.7 |  |  |  | No | R-454B | 3.625 | Residential & Commercial | Ducted CEE Tier 1
207252611 | Central HP <5.4 tons | ECOER | HRCU-A-CB (Split System: Heat Pump with Remote Outdoor Unit-Air-Source) | EODA18H-4860 |  |  | GNC4248CPT | MGH96M100C5A | 44000 | 16 | 8.5 | 45000 | 33000 | 73.33% | 1.9 | 11 | 10.5 |  |  |  | No | R-410A | 3.6667 | Residential & Commercial | Ducted CEE Tier 1
216569814 | Central HP <5.4 tons | TRANE | HRCU-A-CB (Split System: Heat Pump with Remote Outdoor Unit-Air-Source) | 5TWV0X24A1 |  |  | 5TAMXB02AV21 |  | 21600 | 20.6 | 9.4 | 23200 | 18100 | 78.02% | 2.1 | 0 | 11.7 |  |  |  | No | R-454B | 1.8 | Residential & Commercial | Ducted CEE Tier 1
216599659 | Central HP <5.4 tons | TRANE | HRCU-A-CB (Split System: Heat Pump with Remote Outdoor Unit-Air-Source) | 5TWV8X24A1 |  |  | 5TXCB003AS3 | S9V2B060D3PSC+LRP | 20000 | 18.1 | 8.5 | 23200 | 18500 | 79.74% | 2.1 | 0 | 10.5 |  |  |  | No | R-454B | 1.6667 | Residential & Commercial | Ducted CEE Tier 1
216599661 | Central HP <5.4 tons | TRANE | HRCU-A-CB (Split System: Heat Pump with Remote Outdoor Unit-Air-Source) | 5TWV8X24A1 |  |  | 5TXCB003AS3 | S9V2B060D3VSB+LRP | 20000 | 18.1 | 8.5 | 23200 | 18500 | 79.74% | 2.1 | 0 | 10.5 |  |  |  | No | R-454B | 1.6667 | Residential & Commercial | Ducted CEE Tier 1
214241755 | Central HP <5.4 tons | CARRIER | HRCU-A-CB (Split System: Heat Pump with Remote Outdoor Unit-Air-Source) | 25VNA825A*032* |  |  | CNPV*3017AL*+UI | 59TN6C080C17**14 | 23400 | 16.5 | 8.1 | 21600 | 16700 | 77.31% | 1.9 | 0 | 10.5 |  |  |  | No | R-410A | 1.95 | Residential & Commercial | Ducted CEE Tier 1
213297433 | Central HP <5.4 tons | COLEMAN | HRCU-A-CB (Split System: Heat Pump with Remote Outdoor Unit-Air-Source) | HMH72B341 |  |  | XAFC30CXXN1+TXV | Z9ET100C16SMPS1 | 32600 | 18 | 8.5 | 33000 | 23200 | 70.3% | 2.02 | 0 | 10 |  |  |  | No | R-410A | 2.7167 | Residential & Commercial | Ducted CEE Tier 1
214239672 | Central HP <5.4 tons | TEMPSTAR | HRCU-A-CB (Split System: Heat Pump with Remote Outdoor Unit-Air-Source) | TVH837GKA** |  |  | END4X42L17**+WALLCON | *80CTL0901716B* | 32000 | 17 | 8.1 | 33000 | 24600 | 74.55% | 1.9 | 0 | 11.5 |  |  |  | No | R-410A | 2.6667 | Residential & Commercial | Ducted CEE Tier 1
216570942 | Central HP <5.4 tons | TRANE | HRCU-A-CB (Split System: Heat Pump with Remote Outdoor Unit-Air-Source) | 5TWV0X36A1 |  |  | 5PX*B004AS3 | S8V2A040M3PDB | 33800 | 19 | 9.7 | 31600 | 24800 | 78.48% | 2.1 | 0 | 12 |  |  |  | No | R-454B | 2.8167 | Residential & Commercial | Ducted CEE Tier 1
216570958 | Central HP <5.4 tons | TRANE | HRCU-A-CB (Split System: Heat Pump with Remote Outdoor Unit-Air-Source) | 5TWV0X36A1 |  |  | 5PX*BD06AS3 | S8V2B060M4PDB | 35000 | 19.6 | 9.4 | 33600 | 25200 | 75% | 2.1 | 0 | 12 |  |  |  | No | R-454B | 2.9167 | Residential & Commercial | Ducted CEE Tier 1
216571008 | Central HP <5.4 tons | TRANE | HRCU-A-CB (Split System: Heat Pump with Remote Outdoor Unit-Air-Source) | 5TWV0X36A1 |  |  | 5PX*CD09AS3 | *DHMC100CCV4+LRP | 35600 | 20 | 9.7 | 32400 | 24400 | 75.31% | 2.1 | 0 | 12.7 |  |  |  | No | R-454B | 2.9667 | Residential & Commercial | Ducted CEE Tier 1
216571022 | Central HP <5.4 tons | TRANE | HRCU-A-CB (Split System: Heat Pump with Remote Outdoor Unit-Air-Source) | 5TWV0X36A1 |  |  | 5TXCB004AS3 | *DHMB060CCV3+LRP | 32000 | 17 | 9.4 | 31200 | 24600 | 78.85% | 2 | 0 | 11.2 |  |  |  | No | R-454B | 2.6667 | Residential & Commercial | Ducted CEE Tier 1
216571058 | Central HP <5.4 tons | TRANE | HRCU-A-CB (Split System: Heat Pump with Remote Outdoor Unit-Air-Source) | 5TWV0X36A1 |  |  | 5TXCC007AS3 | S8V2C080M5PCB | 35000 | 20 | 9.7 | 31800 | 25000 | 78.62% | 2.2 | 0 | 12.5 |  |  |  | No | R-454B | 2.9167 | Residential & Commercial | Ducted CEE Tier 1
216571256 | Central HP <5.4 tons | TRANE | HRCU-A-CB (Split System: Heat Pump with Remote Outdoor Unit-Air-Source) | 5TWV8X36A1 |  |  | 5PX*B006AS3 | L8V1B080U4VSB+LRP | 32600 | 18.1 | 8.5 | 33400 | 25800 | 77.25% | 2.1 | 0 | 10 |  |  |  | No | R-454B | 2.7167 | Residential & Commercial | Ducted CEE Tier 1
216571274 | Central HP <5.4 tons | TRANE | HRCU-A-CB (Split System: Heat Pump with Remote Outdoor Unit-Air-Source) | 5TWV8X36A1 |  |  | 5PX*CD09AS3 | *DHMC100CCV4+LRP | 33000 | 18.1 | 8.5 | 32800 | 25200 | 76.83% | 2.1 | 0 | 10.5 |  |  |  | No | R-454B | 2.75 | Residential & Commercial | Ducted CEE Tier 1
214500308 | Central HP <5.4 tons | DAIKIN | HRCU-A-CB (Split System: Heat Pump with Remote Outdoor Unit-Air-Source) | DZ6VSA1810A* |  |  | CA*EA2422*4B*+MBVK16CP1X00A* |  | 16600 | 17.5 | 8.5 | 17400 | 13000 | 74.71% | 2.1 | 0 | 10.9 |  |  |  | No | R-410A | 1.3833 | Residential & Commercial | Ducted CEE Tier 1
210472837 | Central HP <5.4 tons | DAY & NIGHT | HRCU-A-CB (Split System: Heat Pump with Remote Outdoor Unit-Air-Source) | CVH825GKA3* |  |  | EA*4X42L21A*+WALLCON | *95CSU1002122A* | 23800 | 16.5 | 8.1 | 21400 | 16600 | 77.57% | 1.96 | 0 | 11 |  |  |  | No | R-410A | 1.9833 | Residential & Commercial | Ducted CEE Tier 1
214500307 | Central HP <5.4 tons | DAIKIN | HRCU-A-CB (Split System: Heat Pump with Remote Outdoor Unit-Air-Source) | DZ6VSA1810A* |  |  | CA*EA2422*4B*+MBVK12BP1X00A* |  | 16600 | 17.5 | 8.5 | 17400 | 13000 | 74.71% | 2.1 | 0 | 10.9 |  |  |  | No | R-410A | 1.3833 | Residential & Commercial | Ducted CEE Tier 1
214239393 | Central HP <5.4 tons | CARRIER | HRCU-A-CB (Split System: Heat Pump with Remote Outdoor Unit-Air-Source) | 25VNA837A*031* |  |  | CNPV*6024AL*+UI | 59MN7C120C24**22 | 32800 | 17.5 | 8.1 | 32200 | 24600 | 76.4% | 1.96 | 0 | 11.7 |  |  |  | No | R-410A | 2.7333 | Residential & Commercial | Ducted CEE Tier 1
214239353 | Central HP <5.4 tons | CARRIER | HRCU-A-CB (Split System: Heat Pump with Remote Outdoor Unit-Air-Source) | 25VNA837A*031* |  |  | CNPV*6024AL*+UI | 58TN*B090C21**20 | 32800 | 17.5 | 8.1 | 32200 | 24600 | 76.4% | 1.96 | 0 | 12 |  |  |  | No | R-410A | 2.7333 | Residential & Commercial | Ducted CEE Tier 1
214239373 | Central HP <5.4 tons | CARRIER | HRCU-A-CB (Split System: Heat Pump with Remote Outdoor Unit-Air-Source) | 25VNA837A*031* |  |  | CNPV*6024AL*+UI | 58TN*B135C24**22 | 32800 | 17.5 | 8.1 | 32200 | 24600 | 76.4% | 1.96 | 0 | 12 |  |  |  | No | R-410A | 2.7333 | Residential & Commercial | Ducted CEE Tier 1
214239303 | Central HP <5.4 tons | CARRIER | HRCU-A-CB (Split System: Heat Pump with Remote Outdoor Unit-Air-Source) | 25VNA837A*031* |  |  | CNPV*4824AL*+UI | 58TN*B135C24**22 | 32400 | 17 | 8.1 | 32600 | 24600 | 75.46% | 1.96 | 0 | 11.7 |  |  |  | No | R-410A | 2.7 | Residential & Commercial | Ducted CEE Tier 1
213078947 | Central HP <5.4 tons | TEMPSTAR | HRCU-A-CB (Split System: Heat Pump with Remote Outdoor Unit-Air-Source) | DLCURAH36ABK |  |  | EN(A,D,W)4X48L21** | *80MSU1002120A* | 35800 | 16.5 | 8.5 | 38500 | 34800 | 90.39% | 2 | 0 | 10 |  |  |  | No | R-410A | 2.9833 | Residential & Commercial | Ducted CEE Tier 1
209880045 | Central HP <5.4 tons | FUJITSU | HRCU-A-CB (Split System: Heat Pump with Remote Outdoor Unit-Air-Source) | FOP1848MJAZCA |  |  | FCCA6021SZEA | FF96TV510021M4S*A | 44500 | 19 | 8.5 | 43500 | 45000 | 103.4% | 2 | 0 | 10.9 |  |  |  | No | R-410A | 3.7083 | Residential & Commercial | Ducted CEE Tier 1
214572624 | Central HP <5.4 tons | DAY & NIGHT | HRCU-A-CB (Split System: Heat Pump with Remote Outdoor Unit-Air-Source) | CVH837GKA** |  |  | EA*4X42L21A*+WALLCON | *97CMN0602120B* | 31600 | 17 | 8.1 | 33200 | 24800 | 74.7% | 1.88 | 0 | 10.5 |  |  |  | No | R-410A | 2.6333 | Residential & Commercial | Ducted CEE Tier 1
206770976 | Central HP <5.4 tons | AIRQUEST | HRCU-A-CB (Split System: Heat Pump with Remote Outdoor Unit-Air-Source) | HVH837GKA2* |  |  | EA*4X36L17A*+WALLCON | *80CTL0701716A* | 31400 | 17 | 8.1 | 33400 | 24400 | 73.05% | 1.84 | 11 | 11 |  |  |  | No | R-410A | 2.6167 | Residential & Commercial | Ducted CEE Tier 1
206771408 | Central HP <5.4 tons | AIRQUEST | HRCU-A-CB (Split System: Heat Pump with Remote Outdoor Unit-Air-Source) | HVH837GKA2* |  |  | EA*4X42L21A*+WALLCON | *80CTL0902120A* | 31800 | 17.5 | 8.1 | 33200 | 24400 | 73.49% | 1.9 | 11 | 11.5 |  |  |  | No | R-410A | 2.65 | Residential & Commercial | Ducted CEE Tier 1
212983512 | Central HP <5.4 tons | DAY & NIGHT | HRCU-A-CB (Split System: Heat Pump with Remote Outdoor Unit-Air-Source) | DLCURAH24ABK |  |  | EA*4X24L14A* | *92MSN0601412A* | 23600 | 16.5 | 8.5 | 27000 | 25600 | 94.81% | 2.14 | 0 | 10 |  |  |  | No | R-410A | 1.9667 | Residential & Commercial | Ducted CEE Tier 1
212983562 | Central HP <5.4 tons | DAY & NIGHT | HRCU-A-CB (Split System: Heat Pump with Remote Outdoor Unit-Air-Source) | DLCURAH24ABK |  |  | EA*4X36L17A* | *92MSN0601412A* | 24000 | 17 | 8.5 | 26400 | 23400 | 88.64% | 1.94 | 0 | 10 |  |  |  | No | R-410A | 2 | Residential & Commercial | Ducted CEE Tier 1
206136087 | Central HP <5.4 tons | AIRQUEST | HRCU-A-CB (Split System: Heat Pump with Remote Outdoor Unit-Air-Source) | HVH837GKA** |  |  | EA*4X37L21A*+WALLCON | *95CSU1002122A* | 33000 | 17.5 | 8.5 | 32800 | 25000 | 76.22% | 2 | 12 | 11.5 |  |  |  | No | R-410A | 2.75 | Residential & Commercial | Ducted CEE Tier 1
206765584 | Central HP <5.4 tons | AIRQUEST | HRCU-A-CB (Split System: Heat Pump with Remote Outdoor Unit-Air-Source) | HVH825GKA3* |  |  | EA*4X30L17A*+WALLCON | *80CTL0701716A* | 23400 | 16.5 | 8.1 | 21600 | 16700 | 77.31% | 1.92 | 11 | 11 |  |  |  | No | R-410A | 1.95 | Residential & Commercial | Ducted CEE Tier 1
206765818 | Central HP <5.4 tons | AIRQUEST | HRCU-A-CB (Split System: Heat Pump with Remote Outdoor Unit-Air-Source) | HVH825GKA3* |  |  | EA*4X36L21A*+WALLCON | *96CTN1002122A* | 23600 | 16.5 | 8.1 | 21400 | 16600 | 77.57% | 1.94 | 11 | 11 |  |  |  | No | R-410A | 1.9667 | Residential & Commercial | Ducted CEE Tier 1
206765935 | Central HP <5.4 tons | AIRQUEST | HRCU-A-CB (Split System: Heat Pump with Remote Outdoor Unit-Air-Source) | HVH825GKA3* |  |  | EA*4X37L21A*+WALLCON | *80CTL0701716A* | 24400 | 17 | 8.5 | 21200 | 16600 | 78.3% | 2.02 | 11 | 11 |  |  |  | No | R-410A | 2.0333 | Residential & Commercial | Ducted CEE Tier 1
211261202 | Central HP <5.4 tons | TEMPSTAR | HRCU-A-CB (Split System: Heat Pump with Remote Outdoor Unit-Air-Source) | DLCURAH18ABK |  |  | EA*4X25L17A* | OMV098J12* | 18800 | 16 | 8.5 | 18700 | 17300 | 92.51% | 2.12 | 0 | 11 |  |  |  | No | R-410A | 1.5667 | Residential & Commercial | Ducted CEE Tier 1
211261220 | Central HP <5.4 tons | TEMPSTAR | HRCU-A-CB (Split System: Heat Pump with Remote Outdoor Unit-Air-Source) | DLCURAH18ABK |  |  | EA*4X25L17A* | OLV098A12* | 18600 | 16 | 8.5 | 18600 | 17400 | 93.55% | 2.12 | 0 | 11 |  |  |  | No | R-410A | 1.55 | Residential & Commercial | Ducted CEE Tier 1
209880051 | Central HP <5.4 tons | FUJITSU | HRCU-A-CB (Split System: Heat Pump with Remote Outdoor Unit-Air-Source) | FOP1860MJAZCA |  |  | FCCA6021SZEA | FF96TV508521M4S*A | 53000 | 18 | 8.1 | 53000 | 50500 | 95.28% | 1.9 | 0 | 10 |  |  |  | No | R-410A | 4.4167 | Residential & Commercial | Ducted CEE Tier 1
214608234 | Central HP <5.4 tons | ECOER | HRCU-A-CB (Split System: Heat Pump with Remote Outdoor Unit-Air-Source) | EODA18H-4860 |  |  | EAHATN-48BAA |  | 45000 | 17 | 8.5 | 47000 | 34400 | 73.19% | 2 | 0 | 11.2 |  |  |  | No | R-410A | 3.75 | Residential & Commercial | Ducted CEE Tier 1
210868919 | Central HP <5.4 tons | FUJITSU | HRCU-A-CB (Split System: Heat Pump with Remote Outdoor Unit-Air-Source) | FOP1860MJAZCA |  |  | FCCA6021SZEA | FF100215LT80X | 53000 | 19 | 8.1 | 52500 | 50000 | 95.24% | 1.9 | 0 | 10 |  |  |  | No | R-410A | 4.4167 | Residential & Commercial | Ducted CEE Tier 1
216056996 | Central HP <5.4 tons | TRANE | HRCU-A-CB (Split System: Heat Pump with Remote Outdoor Unit-Air-Source) | 5TWV8X24A1 |  |  | 5TAMXC03AV31 |  | 21800 | 18.1 | 8.5 | 23200 | 18500 | 79.74% | 2.2 | 0 | 11.5 |  |  |  | No | R-454B | 1.8167 | Residential & Commercial | Ducted CEE Tier 1
206772867 | Central HP <5.4 tons | AIRQUEST | HRCU-A-CB (Split System: Heat Pump with Remote Outdoor Unit-Air-Source) | HVH837GKA2* |  |  | EHD4X48AAL+WALLCON | *80CTL0701716A* | 32600 | 17 | 8.1 | 33200 | 25000 | 75.3% | 1.96 | 11.5 | 11 |  |  |  | No | R-410A | 2.7167 | Residential & Commercial | Ducted CEE Tier 1
211241380 | Central HP <5.4 tons | HEIL | HRCU-A-CB (Split System: Heat Pump with Remote Outdoor Unit-Air-Source) | DLCURAH24ABK |  |  | EA*4X30L17A* | *80VSL0451412A* | 23400 | 16.5 | 8.5 | 25800 | 24400 | 94.57% | 2.02 | 0 | 10 |  |  |  | No | R-410A | 1.95 | Residential & Commercial | Ducted CEE Tier 1
211241407 | Central HP <5.4 tons | HEIL | HRCU-A-CB (Split System: Heat Pump with Remote Outdoor Unit-Air-Source) | DLCURAH24ABK |  |  | EA*4X30L17A* | *96VSN0401410A* | 23200 | 16 | 8.5 | 25800 | 24200 | 93.8% | 2.02 | 0 | 10 |  |  |  | No | R-410A | 1.9333 | Residential & Commercial | Ducted CEE Tier 1
209880041 | Central HP <5.4 tons | FUJITSU | HRCU-A-CB (Split System: Heat Pump with Remote Outdoor Unit-Air-Source) | FOP1848MJAZCA |  |  | FCCA6021SZEA | FF97MV508521DHS*A | 44500 | 19 | 8.1 | 43500 | 45000 | 103.4% | 2 | 0 | 10 |  |  |  | No | R-410A | 3.7083 | Residential & Commercial | Ducted CEE Tier 1
210868917 | Central HP <5.4 tons | FUJITSU | HRCU-A-CB (Split System: Heat Pump with Remote Outdoor Unit-Air-Source) | FOP1848MJAZCA |  |  | FCCA6021SZEA | FF100215LT80X | 44500 | 19 | 8.5 | 43000 | 45000 | 104.7% | 2 | 0 | 11.7 |  |  |  | No | R-410A | 3.7083 | Residential & Commercial | Ducted CEE Tier 1
216571290 | Central HP <5.4 tons | TRANE | HRCU-A-CB (Split System: Heat Pump with Remote Outdoor Unit-Air-Source) | 5TWV8X36A1 |  |  | 5PX*D010AS3 | S8V2D120M5PDB | 33600 | 18.1 | 8.5 | 33000 | 25200 | 76.36% | 2.1 | 0 | 10.5 |  |  |  | No | R-454B | 2.8 | Residential & Commercial | Ducted CEE Tier 1
216571324 | Central HP <5.4 tons | TRANE | HRCU-A-CB (Split System: Heat Pump with Remote Outdoor Unit-Air-Source) | 5TWV8X36A1 |  |  | 5TXCD010AS3 | S8V2D120M5PDB | 33600 | 18.1 | 8.5 | 33200 | 25200 | 75.9% | 2.1 | 0 | 10.5 |  |  |  | No | R-454B | 2.8 | Residential & Commercial | Ducted CEE Tier 1
215682043 | Central HP <5.4 tons | CARRIER | HRCU-A-CB (Split System: Heat Pump with Remote Outdoor Unit-Air-Source) | 27VNA048A*030* |  |  | CVAMA6124XMA*+UI | 58CU*B080C21**20 | 49000 | 19 | 9 | 50000 | 36400 | 72.8% | 2.12 | 0 | 10.5 |  |  |  | No | R-454B | 4.0833 | Residential & Commercial | Ducted CEE Tier 1
213077084 | Central HP <5.4 tons | TEMPSTAR | HRCU-A-CB (Split System: Heat Pump with Remote Outdoor Unit-Air-Source) | DLCURAH36ABK |  |  | EA*4X43L21A* | *96VSN0802120B* | 36600 | 16 | 8.5 | 38500 | 34800 | 90.39% | 2.04 | 0 | 10 |  |  |  | No | R-410A | 3.05 | Residential & Commercial | Ducted CEE Tier 1
213077134 | Central HP <5.4 tons | TEMPSTAR | HRCU-A-CB (Split System: Heat Pump with Remote Outdoor Unit-Air-Source) | DLCURAH36ABK |  |  | EN(A,D)4X48L24** | *96VSN0802120B* | 35600 | 16.5 | 8.1 | 38500 | 28400 | 73.77% | 1.94 | 0 | 10 |  |  |  | No | R-410A | 2.9667 | Residential & Commercial | Ducted CEE Tier 1
211261604 | Central HP <5.4 tons | TEMPSTAR | HRCU-A-CB (Split System: Heat Pump with Remote Outdoor Unit-Air-Source) | DLCURAH18ABK |  |  | EA*4X30L17A* | *96VSN0401712A* | 17900 | 15.5 | 8.5 | 18500 | 18500 | 100% | 2.22 | 0 | 10.5 |  |  |  | No | R-410A | 1.4917 | Residential & Commercial | Ducted CEE Tier 1
211261838 | Central HP <5.4 tons | TEMPSTAR | HRCU-A-CB (Split System: Heat Pump with Remote Outdoor Unit-Air-Source) | DLCURAH18ABK |  |  | EA*4X30L17A* | *80VTL0701716A* | 17500 | 16.5 | 8.5 | 17900 | 18600 | 103.9% | 2.24 | 0 | 10.5 |  |  |  | No | R-410A | 1.4583 | Residential & Commercial | Ducted CEE Tier 1
206136353 | Central HP <5.4 tons | AIRQUEST | HRCU-A-CB (Split System: Heat Pump with Remote Outdoor Unit-Air-Source) | HVH837GKA** |  |  | EHD4X48AAL+WALLCON | *95CSU0802120A* | 32600 | 17 | 8.1 | 33000 | 24800 | 75.15% | 1.98 | 11.5 | 11 |  |  |  | No | R-410A | 2.7167 | Residential & Commercial | Ducted CEE Tier 1
206765433 | Central HP <5.4 tons | AIRQUEST | HRCU-A-CB (Split System: Heat Pump with Remote Outdoor Unit-Air-Source) | HVH825GKA3* |  |  | EA*4X24L17A*+WALLCON | *96CTN0601714A* | 23200 | 16 | 8.1 | 22000 | 16900 | 76.82% | 1.88 | 11 | 10.5 |  |  |  | No | R-410A | 1.9333 | Residential & Commercial | Ducted CEE Tier 1
206765503 | Central HP <5.4 tons | AIRQUEST | HRCU-A-CB (Split System: Heat Pump with Remote Outdoor Unit-Air-Source) | HVH825GKA3* |  |  | EA*4X25L17A*+WALLCON | *80CTL0701716A* | 24400 | 16.5 | 8.1 | 21200 | 16600 | 78.3% | 2.02 | 11 | 11 |  |  |  | No | R-410A | 2.0333 | Residential & Commercial | Ducted CEE Tier 1
206765620 | Central HP <5.4 tons | AIRQUEST | HRCU-A-CB (Split System: Heat Pump with Remote Outdoor Unit-Air-Source) | HVH825GKA3* |  |  | EA*4X30L17A*+WALLCON | *97CMN0801714A* | 23400 | 16 | 8.1 | 21600 | 16800 | 77.78% | 1.9 | 11 | 10.5 |  |  |  | No | R-410A | 1.95 | Residential & Commercial | Ducted CEE Tier 1
211245346 | Central HP <5.4 tons | BRYANT HEATING AND COOLING SYSTEMS | HRCU-A-CB (Split System: Heat Pump with Remote Outdoor Unit-Air-Source) | 38MURAQ24AB3* |  |  | CNPV*3621AL* | 926SA48080V17*** | 24200 | 16.5 | 8.1 | 26200 | 23000 | 87.79% | 1.9 | 0 | 10.5 |  |  |  | No | R-410A | 2.0167 | Residential & Commercial | Ducted CEE Tier 1
211245513 | Central HP <5.4 tons | BRYANT HEATING AND COOLING SYSTEMS | HRCU-A-CB (Split System: Heat Pump with Remote Outdoor Unit-Air-Source) | 38MURAQ24AB3* |  |  | CNPV*3621AL* | 926TB48080V17*** | 24200 | 16.5 | 8.1 | 26200 | 23000 | 87.79% | 1.9 | 0 | 10.5 |  |  |  | No | R-410A | 2.0167 | Residential & Commercial | Ducted CEE Tier 1
211245564 | Central HP <5.4 tons | BRYANT HEATING AND COOLING SYSTEMS | HRCU-A-CB (Split System: Heat Pump with Remote Outdoor Unit-Air-Source) | 38MURAQ24AB3* |  |  | CNPV*3621AL* | 926TB60100V21*** | 23800 | 16.5 | 8.1 | 26000 | 23400 | 90% | 1.94 | 0 | 10.5 |  |  |  | No | R-410A | 1.9833 | Residential & Commercial | Ducted CEE Tier 1
212988812 | Central HP <5.4 tons | HEIL | HRCU-A-CB (Split System: Heat Pump with Remote Outdoor Unit-Air-Source) | DLCURAH18ABK |  |  | EA*4X30L17A* | *95MSU0401712A* | 17400 | 16 | 8.5 | 18000 | 18800 | 104.4% | 2.26 | 0 | 10.5 |  |  |  | No | R-410A | 1.45 | Residential & Commercial | Ducted CEE Tier 1
215935786 | Central HP <5.4 tons | HEIL | HRCU-A-CB (Split System: Heat Pump with Remote Outdoor Unit-Air-Source) | H5H3V36*K*AAA* |  |  | EVD5X37M21A*+WALLCON | *97CMN0601714B* | 34400 | 20.5 | 8.5 | 38000 | 27600 | 72.63% | 2.08 | 0 | 11 |  |  |  | No | R-454B | 2.8667 | Residential & Commercial | Ducted CEE Tier 1
214501077 | Central HP <5.4 tons | Liberty Heating & Air Conditioning | HRCU-A-CB (Split System: Heat Pump with Remote Outdoor Unit-Air-Source) | ASZS60241EA* |  |  | CA*EA3026*4B* | G*VC800604B*A* | 23000 | 17 | 8.6 | 23000 | 16100 | 70% | 2 | 0 | 10 |  |  |  | No | R-410A | 1.9167 | Residential & Commercial | Ducted CEE Tier 1
214501071 | Central HP <5.4 tons | Liberty Heating & Air Conditioning | HRCU-A-CB (Split System: Heat Pump with Remote Outdoor Unit-Air-Source) | ASZS60241EA* |  |  | CA*EA2422*4B* | G*VM970803BNB* | 23000 | 17 | 8.6 | 23000 | 16100 | 70% | 2 | 0 | 10 |  |  |  | No | R-410A | 1.9167 | Residential & Commercial | Ducted CEE Tier 1
214501073 | Central HP <5.4 tons | Liberty Heating & Air Conditioning | HRCU-A-CB (Split System: Heat Pump with Remote Outdoor Unit-Air-Source) | ASZS60241EA* |  |  | CA*EA2422*4B* | G*VM971005CNB* | 23000 | 17 | 8.6 | 23000 | 16100 | 70% | 2 | 0 | 10 |  |  |  | No | R-410A | 1.9167 | Residential & Commercial | Ducted CEE Tier 1
211178376 | Central HP <5.4 tons | Liberty Heating & Air Conditioning | HRCU-A-CB (Split System: Heat Pump with Remote Outdoor Unit-Air-Source) | ASZS601810A* |  |  | CA*EA2422*4A* | G*VS800805CUA* | 16600 | 17.5 | 8.5 | 17400 | 13000 | 74.71% | 2.1 | 0 | 10.9 |  |  |  | No | R-410A | 1.3833 | Residential & Commercial | Ducted CEE Tier 1
211178359 | Central HP <5.4 tons | Liberty Heating & Air Conditioning | HRCU-A-CB (Split System: Heat Pump with Remote Outdoor Unit-Air-Source) | ASZS601810A* |  |  | CA*EA1818*4A* | G*VM970803BNB* | 16600 | 17.5 | 8.5 | 17400 | 13000 | 74.71% | 2.1 | 0 | 10.9 |  |  |  | No | R-410A | 1.3833 | Residential & Commercial | Ducted CEE Tier 1
209880027 | Central HP <5.4 tons | FUJITSU | HRCU-A-CB (Split System: Heat Pump with Remote Outdoor Unit-Air-Source) | FOP1824MJAZCA |  |  | FCCA2421HZEA | FF98MV307017UPS*A | 22800 | 20 | 8.5 | 22800 | 26000 | 114% | 2.1 | 0 | 12.5 |  |  |  | No | R-410A | 1.9 | Residential & Commercial | Ducted CEE Tier 1
209880028 | Central HP <5.4 tons | FUJITSU | HRCU-A-CB (Split System: Heat Pump with Remote Outdoor Unit-Air-Source) | FOP1824MJAZCA |  |  | FCCA2421HZEA | FF96TV306017M4S*A | 22800 | 20 | 8.5 | 22800 | 26000 | 114% | 2.1 | 0 | 12.5 |  |  |  | No | R-410A | 1.9 | Residential & Commercial | Ducted CEE Tier 1
213298078 | Central HP <5.4 tons | COLEMAN | HRCU-A-CB (Split System: Heat Pump with Remote Outdoor Unit-Air-Source) | HMH72B341 |  |  | XAFB36DBCN1 | Z8ES040A12LMPS1 | 34000 | 18 | 8.5 | 33400 | 24200 | 72.46% | 2.1 | 0 | 10 |  |  |  | No | R-410A | 2.8333 | Residential & Commercial | Ducted CEE Tier 1
213297428 | Central HP <5.4 tons | COLEMAN | HRCU-A-CB (Split System: Heat Pump with Remote Outdoor Unit-Air-Source) | HMH72B341 |  |  | XAHB30CXXN1+JMET12BS2N1+TXV |  | 32400 | 18 | 8.1 | 32400 | 22800 | 70.37% | 2.02 | 0 | 10 |  |  |  | No | R-410A | 2.7 | Residential & Commercial | Ducted CEE Tier 1
213297658 | Central HP <5.4 tons | COLEMAN | HRCU-A-CB (Split System: Heat Pump with Remote Outdoor Unit-Air-Source) | HMH72B341 |  |  | XAHB36DBCN1 | Z8ES040A12SMPS1 | 33200 | 17.5 | 8.1 | 32800 | 23000 | 70.12% | 2.02 | 0 | 10 |  |  |  | No | R-410A | 2.7667 | Residential & Commercial | Ducted CEE Tier 1
213297613 | Central HP <5.4 tons | COLEMAN | HRCU-A-CB (Split System: Heat Pump with Remote Outdoor Unit-Air-Source) | HMH72B341 |  |  | XAHC36DXXN1+TXV | Z8ES080C16LMPS1 | 34000 | 17.5 | 8.5 | 33400 | 23600 | 70.66% | 2.08 | 0 | 10 |  |  |  | No | R-410A | 2.8333 | Residential & Commercial | Ducted CEE Tier 1
213297813 | Central HP <5.4 tons | COLEMAN | HRCU-A-CB (Split System: Heat Pump with Remote Outdoor Unit-Air-Source) | HMH72B341 |  |  | XAHC30CXXN1+TXV | Z8ES080B12LMPS1 | 31800 | 17 | 8.1 | 32200 | 22600 | 70.19% | 2 | 0 | 10 |  |  |  | No | R-410A | 2.65 | Residential & Commercial | Ducted CEE Tier 1
214333173 | Central HP <5.4 tons | ECOER | HRCU-A-C (Split System: Heat Pump with Remote Outdoor Unit with No Indoor Fan --Air Source) | EODA18H-2436B |  |  | GNC2430BPT+DK |  | 22800 | 15.2 | 8.5 | 23000 | 18600 | 80.87% | 2 | 0 | 11 |  |  |  | No | R-410A | 1.9 | Residential & Commercial | Ducted CEE Tier 1
216571243 | Central HP <5.4 tons | AMERICAN STANDARD | HRCU-A-CB (Split System: Heat Pump with Remote Outdoor Unit-Air-Source) | 5A6V8X36A1 |  |  | 5PX*B006AS3 | *UHMB080CCV3+LRP | 32600 | 18.1 | 8.5 | 33400 | 25600 | 76.65% | 2.1 | 0 | 10 |  |  |  | No | R-454B | 2.7167 | Residential & Commercial | Ducted CEE Tier 1
216571343 | Central HP <5.4 tons | AMERICAN STANDARD | HRCU-A-CB (Split System: Heat Pump with Remote Outdoor Unit-Air-Source) | 5A6V8X60A1 |  |  | 5PX*DD10AS3 | S8V2C080M5PDB | 52500 | 18.1 | 8.5 | 55000 | 39500 | 71.82% | 1.9 | 0 | 10 |  |  |  | No | R-454B | 4.375 | Residential & Commercial | Ducted CEE Tier 1
216030943 | Central HP <5.4 tons | MDV | HRCU-A-CB (Split System: Heat Pump with Remote Outdoor Unit-Air-Source) | MOE30-60HFN10-M3X |  |  | MVBDM-60HWFN10-WC3-MAS |  | 54000 | 17.5 | 9.5 | 55000 | 54000 | 98.18% | 1.9 | 0 | 12 |  |  |  | No | R-454B | 4.5 | Residential & Commercial | Ducted CEE Tier 1
214239403 | Central HP <5.4 tons | CARRIER | HRCU-A-CB (Split System: Heat Pump with Remote Outdoor Unit-Air-Source) | 25VNA837A*031* |  |  | CNPV*6024AL*+UI | 59TN6C100C21**22 | 32800 | 17.5 | 8.1 | 32200 | 24600 | 76.4% | 1.96 | 0 | 12 |  |  |  | No | R-410A | 2.7333 | Residential & Commercial | Ducted CEE Tier 1
210599992 | Central HP <5.4 tons | TEMPSTAR | HRCU-A-CB (Split System: Heat Pump with Remote Outdoor Unit-Air-Source) | TVH825GKA2* |  |  | EN(A,D,W)4X48L21**+WALLCON | *95CSU0802120A* | 24200 | 17 | 8.1 | 21200 | 16600 | 78.3% | 2.02 | 0 | 11.5 |  |  |  | No | R-410A | 2.0167 | Residential & Commercial | Ducted CEE Tier 1
212928694 | Central HP <5.4 tons | DAIKIN | HRCU-A-CB (Split System: Heat Pump with Remote Outdoor Unit-Air-Source) | DZ6VSA361EA* |  |  | DFVE42CP0400A* |  | 34200 | 17.5 | 8.6 | 34200 | 29000 | 84.8% | 2 | 0 | 10 |  |  |  | No | R-410A | 2.85 | Residential & Commercial | Ducted CEE Tier 1
208141146 | Central HP <5.4 tons | ECOER | HRCU-A-CB (Split System: Heat Pump with Remote Outdoor Unit-Air-Source) | EODA18H-2436B |  |  | GNC2430APT | MGH96M060B3A | 22800 | 18 | 8.8 | 24000 | 19200 | 80% | 2 | 13 | 12.5 |  |  |  | No | R-410A | 1.9 | Residential & Commercial | Ducted CEE Tier 1
208141147 | Central HP <5.4 tons | ECOER | HRCU-A-CB (Split System: Heat Pump with Remote Outdoor Unit-Air-Source) | EODA18H-2436B |  |  | GNC2430BPT | MGH96M060B3A | 22800 | 18 | 8.8 | 24000 | 19200 | 80% | 2.1 | 13 | 12.5 |  |  |  | No | R-410A | 1.9 | Residential & Commercial | Ducted CEE Tier 1
208141150 | Central HP <5.4 tons | ECOER | HRCU-A-CB (Split System: Heat Pump with Remote Outdoor Unit-Air-Source) | EODA18H-2436B |  |  | GNC4248CPT | MGH96M100C5A | 33000 | 16.5 | 8.5 | 34600 | 24400 | 70.52% | 1.95 | 11 | 11 |  |  |  | No | R-410A | 2.75 | Residential & Commercial | Ducted CEE Tier 1
214866732 | Central HP <5.4 tons | ECOER | HRCU-A-CB (Split System: Heat Pump with Remote Outdoor Unit-Air-Source) | EODA18H-2436BAA |  |  | GNC3036BPT | FG7TE-060D-V24B* | 32000 | 17 | 8.8 | 34600 | 24400 | 70.52% | 1.95 | 0 | 10.4 |  |  |  | No | R-410A | 2.6667 | Residential & Commercial | Ducted CEE Tier 1
215932115 | Central HP <5.4 tons | BRYANT HEATING AND COOLING SYSTEMS | HRCU-A-CB (Split System: Heat Pump with Remote Outdoor Unit-Air-Source) | 293VAN036**AA* |  |  | CAA**3617AM*+UI | 986TD42060C17*** | 32000 | 19 | 9.5 | 34600 | 26600 | 76.88% | 2.02 | 0 | 10.5 |  |  |  | No | R-454B | 2.6667 | Residential & Commercial | Ducted CEE Tier 1
214492049 | Central HP <5.4 tons | Liberty Heating & Air Conditioning | HRCU-A-CB (Split System: Heat Pump with Remote Outdoor Unit-Air-Source) | ASZS601810A* |  |  | CA*EA2422*4B*+MBVC1600**-1A* |  | 16600 | 17.5 | 8.5 | 17400 | 13000 | 74.71% | 2.1 | 0 | 10.9 |  |  |  | No | R-410A | 1.3833 | Residential & Commercial | Ducted CEE Tier 1
214501057 | Central HP <5.4 tons | Liberty Heating & Air Conditioning | HRCU-A-CB (Split System: Heat Pump with Remote Outdoor Unit-Air-Source) | ASZS60241EA* |  |  | CA*EA2422*4B* | G*VS800604BUA* | 23000 | 17 | 8.6 | 23000 | 16100 | 70% | 2 | 0 | 10 |  |  |  | No | R-410A | 1.9167 | Residential & Commercial | Ducted CEE Tier 1
214501062 | Central HP <5.4 tons | Liberty Heating & Air Conditioning | HRCU-A-CB (Split System: Heat Pump with Remote Outdoor Unit-Air-Source) | ASZS60241EA* |  |  | CA*EA2422*4B* | G*VC801005C*A* | 23000 | 17 | 8.6 | 23000 | 16100 | 70% | 2 | 0 | 10 |  |  |  | No | R-410A | 1.9167 | Residential & Commercial | Ducted CEE Tier 1
214501080 | Central HP <5.4 tons | Liberty Heating & Air Conditioning | HRCU-A-CB (Split System: Heat Pump with Remote Outdoor Unit-Air-Source) | ASZS60241EA* |  |  | CA*EA3026*4B* | G*VC800804C*A* | 23000 | 17 | 8.6 | 23000 | 16100 | 70% | 2 | 0 | 10 |  |  |  | No | R-410A | 1.9167 | Residential & Commercial | Ducted CEE Tier 1
214501082 | Central HP <5.4 tons | Liberty Heating & Air Conditioning | HRCU-A-CB (Split System: Heat Pump with Remote Outdoor Unit-Air-Source) | ASZS60241EA* |  |  | CA*EA3026*4B* | G*VS800805CUA* | 23000 | 17 | 8.6 | 23000 | 16100 | 70% | 2 | 0 | 10 |  |  |  | No | R-410A | 1.9167 | Residential & Commercial | Ducted CEE Tier 1
214239593 | Central HP <5.4 tons | CARRIER | HRCU-A-CB (Split System: Heat Pump with Remote Outdoor Unit-Air-Source) | 25VNA837A*030* |  |  | CNPV*3621AL*+UI | 59MN7C100C21**22 | 31400 | 16.5 | 8.1 | 33000 | 24000 | 72.73% | 1.82 | 0 | 11 |  |  |  | No | R-410A | 2.6167 | Residential & Commercial | Ducted CEE Tier 1
211178380 | Central HP <5.4 tons | Liberty Heating & Air Conditioning | HRCU-A-CB (Split System: Heat Pump with Remote Outdoor Unit-Air-Source) | ASZS601810A* |  |  | CA*EA2422*4A* | G*VC960804CNB* | 16600 | 17.5 | 8.5 | 17400 | 13000 | 74.71% | 2.1 | 0 | 10.9 |  |  |  | No | R-410A | 1.3833 | Residential & Commercial | Ducted CEE Tier 1
215936243 | Central HP <5.4 tons | TEMPSTAR | HRCU-A-CB (Split System: Heat Pump with Remote Outdoor Unit-Air-Source) | T5H3V36*K*AAA* |  |  | EVD5X42M24A*+WALLCON | *97CMN1002122B* | 35600 | 22 | 8.5 | 38000 | 28400 | 74.74% | 2.04 | 0 | 12.5 |  |  |  | No | R-454B | 2.9667 | Residential & Commercial | Ducted CEE Tier 1
215936693 | Central HP <5.4 tons | TEMPSTAR | HRCU-A-CB (Split System: Heat Pump with Remote Outdoor Unit-Air-Source) | T5H3V36*K*AAA* |  |  | EVD5X60M21A*+WALLCON | *97CMN0801714B* | 35400 | 21.5 | 8.5 | 38500 | 29000 | 75.32% | 2.02 | 0 | 12 |  |  |  | No | R-454B | 2.95 | Residential & Commercial | Ducted CEE Tier 1
213077264 | Central HP <5.4 tons | TEMPSTAR | HRCU-A-CB (Split System: Heat Pump with Remote Outdoor Unit-Air-Source) | DLCURAH36ABK |  |  | EN(A,D)4X48L24** | *96VSN1202422B* | 36000 | 16.5 | 8.1 | 38500 | 28600 | 74.29% | 1.96 | 0 | 10 |  |  |  | No | R-410A | 3 | Residential & Commercial | Ducted CEE Tier 1
213078584 | Central HP <5.4 tons | TEMPSTAR | HRCU-A-CB (Split System: Heat Pump with Remote Outdoor Unit-Air-Source) | DLCURAH36ABK |  |  | EN(A,D)4X48L24** | *80MS(N,L)0902120A* | 36000 | 16.5 | 8.1 | 38500 | 28200 | 73.25% | 1.76 | 0 | 10.5 |  |  |  | No | R-410A | 3 | Residential & Commercial | Ducted CEE Tier 1
215931825 | Central HP <5.4 tons | BRYANT HEATING AND COOLING SYSTEMS | HRCU-A-CB (Split System: Heat Pump with Remote Outdoor Unit-Air-Source) | 293VAN060**AA* |  |  | CSAH*6012AM*+UI | 88*TB60090C21*** | 56500 | 18 | 8.1 | 61000 | 45500 | 74.59% | 2 | 0 | 11.5 |  |  |  | No | R-454B | 4.7083 | Residential & Commercial | Ducted CEE Tier 1
213077539 | Central HP <5.4 tons | TEMPSTAR | HRCU-A-CB (Split System: Heat Pump with Remote Outdoor Unit-Air-Source) | DLCURAH36ABK |  |  | EA*4X48L21A* | *96VTN0802120B* | 36200 | 16 | 8.5 | 38000 | 34600 | 91.05% | 2 | 0 | 10 |  |  |  | No | R-410A | 3.0167 | Residential & Commercial | Ducted CEE Tier 1
211887778 | Central HP <5.4 tons | ECOER | HRCU-A-CB (Split System: Heat Pump with Remote Outdoor Unit-Air-Source) | EODA18H-2436 |  |  | EAHATN-24B |  | 23400 | 18.5 | 8.5 | 24000 | 17600 | 73.33% | 2.1 | 0 | 12 |  |  |  | No | R-410A | 1.95 | Residential & Commercial | Ducted CEE Tier 1
214491930 | Central HP <5.4 tons | Liberty Heating & Air Conditioning | HRCU-A-CB (Split System: Heat Pump with Remote Outdoor Unit-Air-Source) | ASZS601810A* |  |  | CA*EA1818*4B* | G*VM970603BNB* | 16600 | 17.5 | 8.5 | 17400 | 13000 | 74.71% | 2.1 | 0 | 10.9 |  |  |  | No | R-410A | 1.3833 | Residential & Commercial | Ducted CEE Tier 1
214491932 | Central HP <5.4 tons | Liberty Heating & Air Conditioning | HRCU-A-CB (Split System: Heat Pump with Remote Outdoor Unit-Air-Source) | ASZS601810A* |  |  | CA*EA1818*4B* | G*VS800805CUA* | 16600 | 17.5 | 8.5 | 17400 | 13000 | 74.71% | 2.1 | 0 | 10.9 |  |  |  | No | R-410A | 1.3833 | Residential & Commercial | Ducted CEE Tier 1
211178360 | Central HP <5.4 tons | Liberty Heating & Air Conditioning | HRCU-A-CB (Split System: Heat Pump with Remote Outdoor Unit-Air-Source) | ASZS601810A* |  |  | CA*EA1818*4A* | G*VS800805CUA* | 16600 | 17.5 | 8.5 | 17400 | 13000 | 74.71% | 2.1 | 0 | 10.9 |  |  |  | No | R-410A | 1.3833 | Residential & Commercial | Ducted CEE Tier 1
211178361 | Central HP <5.4 tons | Liberty Heating & Air Conditioning | HRCU-A-CB (Split System: Heat Pump with Remote Outdoor Unit-Air-Source) | ASZS601810A* |  |  | CA*EA1818*4A* | G*VC800804C*A* | 16600 | 17.5 | 8.5 | 17400 | 13000 | 74.71% | 2.1 | 0 | 10.9 |  |  |  | No | R-410A | 1.3833 | Residential & Commercial | Ducted CEE Tier 1
214389711 | Central HP <5.4 tons | Liberty Heating & Air Conditioning | HRCU-A-CB (Split System: Heat Pump with Remote Outdoor Unit-Air-Source) | ASZS60241EA* |  |  | CA*EA2422*4A* | G*VS960603BUA* | 23000 | 17 | 8.6 | 23000 | 16100 | 70% | 2 | 0 | 10 |  |  |  | No | R-410A | 1.9167 | Residential & Commercial | Ducted CEE Tier 1
214389713 | Central HP <5.4 tons | Liberty Heating & Air Conditioning | HRCU-A-CB (Split System: Heat Pump with Remote Outdoor Unit-Air-Source) | ASZS60241EA* |  |  | CA*EA2422*4A* | G*VC960804CNB* | 23000 | 17 | 8.6 | 23000 | 16100 | 70% | 2 | 0 | 10 |  |  |  | No | R-410A | 1.9167 | Residential & Commercial | Ducted CEE Tier 1
214501063 | Central HP <5.4 tons | Liberty Heating & Air Conditioning | HRCU-A-CB (Split System: Heat Pump with Remote Outdoor Unit-Air-Source) | ASZS60241EA* |  |  | CA*EA2422*4B* | G*VC960403BNB* | 23000 | 17 | 8.6 | 23000 | 16100 | 70% | 2 | 0 | 10 |  |  |  | No | R-410A | 1.9167 | Residential & Commercial | Ducted CEE Tier 1
215931925 | Central HP <5.4 tons | BRYANT HEATING AND COOLING SYSTEMS | HRCU-A-CB (Split System: Heat Pump with Remote Outdoor Unit-Air-Source) | 293VAN036**AA* |  |  | CAA**2414AM*+UI | 986TD30040C14*** | 30400 | 17 | 9 | 35000 | 26800 | 76.57% | 1.9 | 0 | 10 |  |  |  | No | R-454B | 2.5333 | Residential & Commercial | Ducted CEE Tier 1
215931975 | Central HP <5.4 tons | BRYANT HEATING AND COOLING SYSTEMS | HRCU-A-CB (Split System: Heat Pump with Remote Outdoor Unit-Air-Source) | 293VAN036**AA* |  |  | CAA**2517AM*+UI | 986TD30040C14*** | 32400 | 18 | 9 | 33800 | 26000 | 76.92% | 1.96 | 0 | 10.5 |  |  |  | No | R-454B | 2.7 | Residential & Commercial | Ducted CEE Tier 1
214866739 | Central HP <5.4 tons | ECOER | HRCU-A-CB (Split System: Heat Pump with Remote Outdoor Unit-Air-Source) | EODA18H-4860BAA |  |  | GNC4860DPT | FG7TE-115D-V45D* | 52000 | 16.5 | 8.5 | 54000 | 37800 | 70% | 1.9 | 0 | 10 |  |  |  | No | R-410A | 4.3333 | Residential & Commercial | Ducted CEE Tier 1
215932015 | Central HP <5.4 tons | BRYANT HEATING AND COOLING SYSTEMS | HRCU-A-CB (Split System: Heat Pump with Remote Outdoor Unit-Air-Source) | 293VAN036**AA* |  |  | CAA**3017AM*+UI | 986TD30040C14*** | 30800 | 17.5 | 9 | 34400 | 26600 | 77.33% | 1.9 | 0 | 10 |  |  |  | No | R-454B | 2.5667 | Residential & Commercial | Ducted CEE Tier 1
215932215 | Central HP <5.4 tons | BRYANT HEATING AND COOLING SYSTEMS | HRCU-A-CB (Split System: Heat Pump with Remote Outdoor Unit-Air-Source) | 293VAN036**AA* |  |  | CAA**4221AM*+UI | 88*TB36045C17*** | 32200 | 19 | 9 | 35800 | 27600 | 77.09% | 1.88 | 0 | 10.5 |  |  |  | No | R-454B | 2.6833 | Residential & Commercial | Ducted CEE Tier 1
215931965 | Central HP <5.4 tons | BRYANT HEATING AND COOLING SYSTEMS | HRCU-A-CB (Split System: Heat Pump with Remote Outdoor Unit-Air-Source) | 293VAN036**AA* |  |  | CAA**2517AM*+UI | 987MC42060C17*** | 33400 | 19 | 9.5 | 34400 | 26200 | 76.16% | 2.04 | 0 | 10.5 |  |  |  | No | R-454B | 2.7833 | Residential & Commercial | Ducted CEE Tier 1
215932065 | Central HP <5.4 tons | BRYANT HEATING AND COOLING SYSTEMS | HRCU-A-CB (Split System: Heat Pump with Remote Outdoor Unit-Air-Source) | 293VAN036**AA* |  |  | CAA**3617AM*+UI | 88*TB48070C17*** | 32200 | 19 | 9.5 | 35400 | 27200 | 76.84% | 2 | 0 | 10.5 |  |  |  | No | R-454B | 2.6833 | Residential & Commercial | Ducted CEE Tier 1
215932165 | Central HP <5.4 tons | BRYANT HEATING AND COOLING SYSTEMS | HRCU-A-CB (Split System: Heat Pump with Remote Outdoor Unit-Air-Source) | 293VAN036**AA* |  |  | CAA**3721AM*+UI | 987MC42060C17*** | 33600 | 19.5 | 9.5 | 34200 | 26200 | 76.61% | 2.06 | 0 | 11 |  |  |  | No | R-454B | 2.8 | Residential & Commercial | Ducted CEE Tier 1
215611120 | Central HP <5.4 tons | FUJITSU | HRCU-A-CB (Split System: Heat Pump with Remote Outdoor Unit-Air-Source) | FOP1936MJAYCA |  |  | FHRAVM3621M*YECA |  | 34200 | 19 | 8.5 | 34200 | 29400 | 85.96% | 2.1 | 0 | 12 |  |  |  | No | R-454B | 2.85 | Residential & Commercial | Ducted CEE Tier 1
206771426 | Central HP <5.4 tons | AIRQUEST | HRCU-A-CB (Split System: Heat Pump with Remote Outdoor Unit-Air-Source) | HVH837GKA2* |  |  | EA*4X42L21A*+WALLCON | *96CTN0801714A* | 31600 | 17 | 8.1 | 33400 | 24800 | 74.25% | 1.86 | 11.5 | 11 |  |  |  | No | R-410A | 2.6333 | Residential & Commercial | Ducted CEE Tier 1
206772227 | Central HP <5.4 tons | AIRQUEST | HRCU-A-CB (Split System: Heat Pump with Remote Outdoor Unit-Air-Source) | HVH837GKA2* |  |  | EN(A,D,W)4X48L21**+WALLCON | *80CTL0701716A* | 32400 | 17.5 | 8.1 | 33000 | 25000 | 75.76% | 1.94 | 12 | 11.5 |  |  |  | No | R-410A | 2.7 | Residential & Commercial | Ducted CEE Tier 1
206772795 | Central HP <5.4 tons | AIRQUEST | HRCU-A-CB (Split System: Heat Pump with Remote Outdoor Unit-Air-Source) | HVH837GKA2* |  |  | EHD4X42AAL+WALLCON | *97CMN1202422A* | 32400 | 16.5 | 8.1 | 33200 | 25000 | 75.3% | 1.96 | 11.5 | 11 |  |  |  | No | R-410A | 2.7 | Residential & Commercial | Ducted CEE Tier 1
206772813 | Central HP <5.4 tons | AIRQUEST | HRCU-A-CB (Split System: Heat Pump with Remote Outdoor Unit-Air-Source) | HVH837GKA2* |  |  | EHD4X42AAL+WALLCON | *96CTN1002122A* | 32600 | 16.5 | 8.1 | 33000 | 24800 | 75.15% | 1.96 | 12 | 11 |  |  |  | No | R-410A | 2.7167 | Residential & Commercial | Ducted CEE Tier 1
206772317 | Central HP <5.4 tons | AIRQUEST | HRCU-A-CB (Split System: Heat Pump with Remote Outdoor Unit-Air-Source) | HVH837GKA2* |  |  | EN(A,D,W)4X48L21**+WALLCON | *96CTN1002122A* | 32400 | 17.5 | 8.1 | 33000 | 24800 | 75.15% | 1.96 | 11.5 | 11.7 |  |  |  | No | R-410A | 2.7 | Residential & Commercial | Ducted CEE Tier 1
215682433 | Central HP <5.4 tons | CARRIER | HRCU-A-CB (Split System: Heat Pump with Remote Outdoor Unit-Air-Source) | 27VNA048A*030* |  |  | CVAVA6121XMA*+UI | 59TN6C080C21**20 | 48500 | 19 | 9 | 50000 | 36800 | 73.6% | 2 | 0 | 10.5 |  |  |  | No | R-454B | 4.0417 | Residential & Commercial | Ducted CEE Tier 1
215682503 | Central HP <5.4 tons | CARRIER | HRCU-A-CB (Split System: Heat Pump with Remote Outdoor Unit-Air-Source) | 27VNA048A*030* |  |  | CVAVA6121XMA*+UI | 59TN7A100C21**22 | 48500 | 19.5 | 9.5 | 50000 | 36800 | 73.6% | 2.12 | 0 | 10.5 |  |  |  | No | R-454B | 4.0417 | Residential & Commercial | Ducted CEE Tier 1
204456663 | Central HP <5.4 tons | AIRQUEST | HRCU-A-CB (Split System: Heat Pump with Remote Outdoor Unit-Air-Source) | HVH825GKA2* |  |  | EA*4X36L21A*+WALLCON | *80CTL0451712A* | 23400 | 16 | 8.1 | 21600 | 16800 | 77.78% | 1.92 | 11 | 10.5 |  |  |  | No | R-410A | 1.95 | Residential & Commercial | Ducted CEE Tier 1
204456763 | Central HP <5.4 tons | AIRQUEST | HRCU-A-CB (Split System: Heat Pump with Remote Outdoor Unit-Air-Source) | HVH825GKA2* |  |  | EA*4X36L21A*+WALLCON | *97CMN1002122A* | 23600 | 16.5 | 8.1 | 21400 | 16600 | 77.57% | 1.94 | 11 | 11 |  |  |  | No | R-410A | 1.9667 | Residential & Commercial | Ducted CEE Tier 1
214239993 | Central HP <5.4 tons | CARRIER | HRCU-A-CB (Split System: Heat Pump with Remote Outdoor Unit-Air-Source) | 25VNA837A*030* |  |  | CNPV*4824AL*+UI | 59MN7C100C21**22 | 32400 | 17 | 8.1 | 32600 | 24600 | 75.46% | 1.96 | 0 | 11.7 |  |  |  | No | R-410A | 2.7 | Residential & Commercial | Ducted CEE Tier 1
214240043 | Central HP <5.4 tons | CARRIER | HRCU-A-CB (Split System: Heat Pump with Remote Outdoor Unit-Air-Source) | 25VNA837A*030* |  |  | CNPV*6024AL*+UI | 58TN*B110C21**20 | 32800 | 17.5 | 8.1 | 32200 | 24600 | 76.4% | 1.96 | 0 | 12 |  |  |  | No | R-410A | 2.7333 | Residential & Commercial | Ducted CEE Tier 1
214242435 | Central HP <5.4 tons | CARRIER | HRCU-A-CB (Split System: Heat Pump with Remote Outdoor Unit-Air-Source) | 25VNA825A*031* |  |  | CNPV*2417AL*+UI | 58TN*B070C17**16 | 23200 | 16 | 8.1 | 22000 | 16900 | 76.82% | 1.92 | 0 | 10.5 |  |  |  | No | R-410A | 1.9333 | Residential & Commercial | Ducted CEE Tier 1
215439647 | Central HP <5.4 tons | DAIKIN | HRCU-A-CB (Split System: Heat Pump with Remote Outdoor Unit-Air-Source) | DH6VSA1810A* |  |  | CA*EA3022*3A* | D*80TC0804C*A* | 17000 | 19 | 8.8 | 16800 | 13000 | 77.38% | 2.1 | 0 | 12 |  |  |  | No | R-32 | 1.4167 | Residential & Commercial | Ducted CEE Tier 1
215439667 | Central HP <5.4 tons | DAIKIN | HRCU-A-CB (Split System: Heat Pump with Remote Outdoor Unit-Air-Source) | DH6VSA1810A* |  |  | CA*EA2418*3A* | D*80SC0604BUA* | 17000 | 19 | 8.8 | 16800 | 13000 | 77.38% | 2.1 | 0 | 12 |  |  |  | No | R-32 | 1.4167 | Residential & Commercial | Ducted CEE Tier 1
214389696 | Central HP <5.4 tons | Liberty Heating & Air Conditioning | HRCU-A-CB (Split System: Heat Pump with Remote Outdoor Unit-Air-Source) | ASZS60421EA* |  |  | AHVE60DP1400A* |  | 40000 | 17 | 8.6 | 40000 | 30600 | 76.5% | 2 | 0 | 10 |  |  |  | No | R-410A | 3.3333 | Residential & Commercial | Ducted CEE Tier 1
214397368 | Central HP <5.4 tons | COLEMAN | HRCU-A-CB (Split System: Heat Pump with Remote Outdoor Unit-Air-Source) | HH836E2S11 |  |  | CTM48C5CFS1 | CP9C080C16MP13 | 32800 | 19 | 9 | 31200 | 25200 | 80.77% | 2 | 0 | 11 |  |  |  | No | R-454B | 2.7333 | Residential & Commercial | Ducted CEE Tier 1
213297728 | Central HP <5.4 tons | COLEMAN | HRCU-A-CB (Split System: Heat Pump with Remote Outdoor Unit-Air-Source) | HMH72B341 |  |  | XAFC36DBCN1 | Z8ET120C20LMPS1 | 35200 | 18.5 | 8.5 | 34000 | 23800 | 70% | 2.1 | 0 | 10 |  |  |  | No | R-410A | 2.9333 | Residential & Commercial | Ducted CEE Tier 1
214809211 | Central HP <5.4 tons | COLEMAN | HRCU-A-CB (Split System: Heat Pump with Remote Outdoor Unit-Air-Source) | HH860E2S11 |  |  | CTU60C5XGS1+TXV | Z8ES100C20SMPS1 | 44500 | 18 | 9 | 44500 | 33400 | 75.06% | 2 | 0 | 12 |  |  |  | No | R-454B | 3.7083 | Residential & Commercial | Ducted CEE Tier 1
214421516 | Central HP <5.4 tons | COLEMAN | HRCU-A-CB (Split System: Heat Pump with Remote Outdoor Unit-Air-Source) | HH860E2S11 |  |  | CTF60D5CJS1+JMVT20DC2N1 |  | 53000 | 19 | 9 | 54000 | 39000 | 72.22% | 2 | 0 | 11 |  |  |  | No | R-454B | 4.4167 | Residential & Commercial | Ducted CEE Tier 1
214421531 | Central HP <5.4 tons | COLEMAN | HRCU-A-CB (Split System: Heat Pump with Remote Outdoor Unit-Air-Source) | HH860E2S11 |  |  | CTM60C5CGS1+JMET16CS2N1 |  | 45500 | 19 | 9.5 | 45500 | 34000 | 74.73% | 2 | 0 | 11.7 |  |  |  | No | R-454B | 3.7917 | Residential & Commercial | Ducted CEE Tier 1
214421551 | Central HP <5.4 tons | COLEMAN | HRCU-A-CB (Split System: Heat Pump with Remote Outdoor Unit-Air-Source) | HH860E2S11 |  |  | CTM60D5CJS1+JMET18DS2N1 |  | 53000 | 19 | 9 | 54000 | 39000 | 72.22% | 2 | 0 | 11 |  |  |  | No | R-454B | 4.4167 | Residential & Commercial | Ducted CEE Tier 1
202110527 | Central HP <5.4 tons | ECOER | HRCU-A-CB (Split System: Heat Pump with Remote Outdoor Unit-Air-Source) | EODA18H-4860 |  |  | EAHATN-60 |  | 54000 | 15.5 | 8.5 | 54000 | 38500 | 71.3% | 1.9 | 10 | 10 |  |  |  | No | R-410A | 4.5 | Residential & Commercial | Ducted CEE Tier 1
214608212 | Central HP <5.4 tons | ECOER | HRCU-A-CB (Split System: Heat Pump with Remote Outdoor Unit-Air-Source) | EODA18H-4860 |  |  | EAHATN-36BAA |  | 36000 | 18 | 8.5 | 36000 | 28000 | 77.78% | 2.1 | 0 | 12 |  |  |  | No | R-410A | 3 | Residential & Commercial | Ducted CEE Tier 1
214396463 | Central HP <5.4 tons | COLEMAN | HRCU-A-CB (Split System: Heat Pump with Remote Outdoor Unit-Air-Source) | HH836E2S11 |  |  | CTF36C5CDS1 | TM8Y100C20MP11 | 33600 | 18 | 8.5 | 31000 | 25200 | 81.29% | 2 | 0 | 11.7 |  |  |  | No | R-454B | 2.8 | Residential & Commercial | Ducted CEE Tier 1
214396513 | Central HP <5.4 tons | COLEMAN | HRCU-A-CB (Split System: Heat Pump with Remote Outdoor Unit-Air-Source) | HH836E2S11 |  |  | CTM48C5CFS1 | TM8Y100C20MP11 | 34600 | 19 | 9 | 32600 | 25800 | 79.14% | 2 | 0 | 11 |  |  |  | No | R-454B | 2.8833 | Residential & Commercial | Ducted CEE Tier 1
214396800 | Central HP <5.4 tons | COLEMAN | HRCU-A-CB (Split System: Heat Pump with Remote Outdoor Unit-Air-Source) | HH836E2S11 |  |  | CTM36B5CDS1 | TMLE080B12MP11 | 33400 | 18 | 8.5 | 31600 | 26000 | 82.28% | 2 | 0 | 11 |  |  |  | No | R-454B | 2.7833 | Residential & Commercial | Ducted CEE Tier 1
214396951 | Central HP <5.4 tons | COLEMAN | HRCU-A-CB (Split System: Heat Pump with Remote Outdoor Unit-Air-Source) | HH836E2S11 |  |  | CTF48C5CFS1 | TMLE120C20MP11 | 34400 | 17 | 8.5 | 32400 | 25600 | 79.01% | 2 | 0 | 11 |  |  |  | No | R-454B | 2.8667 | Residential & Commercial | Ducted CEE Tier 1
215936873 | Central HP <5.4 tons | TEMPSTAR | HRCU-A-CB (Split System: Heat Pump with Remote Outdoor Unit-Air-Source) | T5H3V36*K*AAA* |  |  | EVD5X61M21A*+WALLCON | *80CTL0451712B* | 35400 | 21 | 8.5 | 38500 | 29000 | 75.32% | 2.02 | 0 | 11.7 |  |  |  | No | R-454B | 2.95 | Residential & Commercial | Ducted CEE Tier 1
212987024 | Central HP <5.4 tons | HEIL | HRCU-A-CB (Split System: Heat Pump with Remote Outdoor Unit-Air-Source) | DLCURAH18ABK |  |  | EA*4X30L14A* | *96MSN0601412A* | 17400 | 16 | 8.5 | 18000 | 18700 | 103.9% | 2.26 | 0 | 10.5 |  |  |  | No | R-410A | 1.45 | Residential & Commercial | Ducted CEE Tier 1
212969535 | Central HP <5.4 tons | TEMPSTAR | HRCU-A-CB (Split System: Heat Pump with Remote Outdoor Unit-Air-Source) | DLCURAH18ABK |  |  | EA*4X24L17A* | *80VSL0451412B* | 17700 | 16.5 | 8.5 | 18600 | 17600 | 94.62% | 2.14 | 0 | 10.5 |  |  |  | No | R-410A | 1.475 | Residential & Commercial | Ducted CEE Tier 1
212970880 | Central HP <5.4 tons | TEMPSTAR | HRCU-A-CB (Split System: Heat Pump with Remote Outdoor Unit-Air-Source) | DLCURAH18ABK |  |  | EA*4X24L17A* | *80VTL0451412B* | 17700 | 16.5 | 8.5 | 18600 | 19300 | 103.8% | 2.32 | 0 | 10.5 |  |  |  | No | R-410A | 1.475 | Residential & Commercial | Ducted CEE Tier 1
206765971 | Central HP <5.4 tons | AIRQUEST | HRCU-A-CB (Split System: Heat Pump with Remote Outdoor Unit-Air-Source) | HVH825GKA3* |  |  | EA*4X37L21A*+WALLCON | *96CTN0801714A* | 24400 | 16.5 | 8.1 | 21200 | 16700 | 78.77% | 2.02 | 11 | 11 |  |  |  | No | R-410A | 2.0333 | Residential & Commercial | Ducted CEE Tier 1
206767206 | Central HP <5.4 tons | AIRQUEST | HRCU-A-CB (Split System: Heat Pump with Remote Outdoor Unit-Air-Source) | HVH825GKA3* |  |  | EA*4X37L21A*+WALLCON | *80CSU0601716A* | 24400 | 17 | 8.1 | 21200 | 16600 | 78.3% | 2.02 | 11.5 | 11 |  |  |  | No | R-410A | 2.0333 | Residential & Commercial | Ducted CEE Tier 1
211261709 | Central HP <5.4 tons | HEIL | HRCU-A-CB (Split System: Heat Pump with Remote Outdoor Unit-Air-Source) | DLCURAH18ABK |  |  | EA*4X30L17A* | *80VSL0451716A* | 17800 | 16 | 8.5 | 18300 | 18600 | 101.6% | 2.22 | 0 | 10.5 |  |  |  | No | R-410A | 1.4833 | Residential & Commercial | Ducted CEE Tier 1
211261958 | Central HP <5.4 tons | HEIL | HRCU-A-CB (Split System: Heat Pump with Remote Outdoor Unit-Air-Source) | DLCURAH18ABK |  |  | EA*4X30L17A* | *95ESN0261410A* | 18200 | 15.5 | 8.5 | 18800 | 18400 | 97.87% | 2.22 | 0 | 10.5 |  |  |  | No | R-410A | 1.5167 | Residential & Commercial | Ducted CEE Tier 1
213075934 | Central HP <5.4 tons | CARRIER | HRCU-A-CB (Split System: Heat Pump with Remote Outdoor Unit-Air-Source) | 38MURAQ36AB3* |  |  | CAP**4821AL* | 59SU5B100M21**20 | 36000 | 16 | 8.5 | 38000 | 34800 | 91.58% | 2.04 | 0 | 10 |  |  |  | No | R-410A | 3 | Residential & Commercial | Ducted CEE Tier 1
215931985 | Central HP <5.4 tons | BRYANT HEATING AND COOLING SYSTEMS | HRCU-A-CB (Split System: Heat Pump with Remote Outdoor Unit-Air-Source) | 293VAN036**AA* |  |  | CAA**2517AM*+UI | 986TD42060C17*** | 33600 | 19.5 | 9.5 | 34400 | 26200 | 76.16% | 2.05 | 0 | 11 |  |  |  | No | R-454B | 2.8 | Residential & Commercial | Ducted CEE Tier 1
215611123 | Central HP <5.4 tons | FUJITSU | HRCU-A-CB (Split System: Heat Pump with Remote Outdoor Unit-Air-Source) | FOP1960MJAYCA |  |  | FHRNVM6024S*YECA |  | 54500 | 17.5 | 8.1 | 54500 | 53000 | 97.25% | 2 | 0 | 10.5 |  |  |  | No | R-454B | 4.5417 | Residential & Commercial | Ducted CEE Tier 1
213770554 | Central HP <5.4 tons | TEMPSTAR | HRCU-A-CB (Split System: Heat Pump with Remote Outdoor Unit-Air-Source) | TVH825GKA2* |  |  | EA*4X24L17A*+WALLCON | *97CMN0801714B* | 23200 | 16 | 8.1 | 22000 | 16800 | 76.36% | 1.9 | 0 | 10.5 |  |  |  | No | R-410A | 1.9333 | Residential & Commercial | Ducted CEE Tier 1
213770854 | Central HP <5.4 tons | TEMPSTAR | HRCU-A-CB (Split System: Heat Pump with Remote Outdoor Unit-Air-Source) | TVH825GKA2* |  |  | EA*4X36L17A*+WALLCON | *95CSU0601716B* | 23400 | 16.5 | 8.1 | 21600 | 16700 | 77.31% | 1.94 | 0 | 10.5 |  |  |  | No | R-410A | 1.95 | Residential & Commercial | Ducted CEE Tier 1
214239163 | Central HP <5.4 tons | CARRIER | HRCU-A-CB (Split System: Heat Pump with Remote Outdoor Unit-Air-Source) | 25VNA837A*031* |  |  | CNPV*4821AL*+UI | 58TN*B045C17**12 | 32200 | 16.5 | 8.1 | 33200 | 25000 | 75.3% | 1.9 | 0 | 11 |  |  |  | No | R-410A | 2.6833 | Residential & Commercial | Ducted CEE Tier 1
214239313 | Central HP <5.4 tons | CARRIER | HRCU-A-CB (Split System: Heat Pump with Remote Outdoor Unit-Air-Source) | 25VNA837A*031* |  |  | CNPV*4824AL*+UI | 59MN7C100C21**22 | 32400 | 17 | 8.1 | 32600 | 24600 | 75.46% | 1.96 | 0 | 11.7 |  |  |  | No | R-410A | 2.7 | Residential & Commercial | Ducted CEE Tier 1
208141157 | Central HP <5.4 tons | ECOER | HRCU-A-CB (Split System: Heat Pump with Remote Outdoor Unit-Air-Source) | EODA18H-4860B |  |  | GNC4860DPT | MGH96M120D5A | 52000 | 16.5 | 8.5 | 54000 | 37800 | 70% | 1.9 | 10.2 | 10 |  |  |  | No | R-410A | 4.3333 | Residential & Commercial | Ducted CEE Tier 1
214333176 | Central HP <5.4 tons | ECOER | HRCU-A-C (Split System: Heat Pump with Remote Outdoor Unit with No Indoor Fan --Air Source) | EODA18H-4860B |  |  | GNC4248CPT+DK |  | 42000 | 15.2 | 8.5 | 43000 | 32400 | 75.35% | 1.9 | 0 | 10.5 |  |  |  | No | R-410A | 3.5 | Residential & Commercial | Ducted CEE Tier 1
215931565 | Central HP <5.4 tons | BRYANT HEATING AND COOLING SYSTEMS | HRCU-A-CB (Split System: Heat Pump with Remote Outdoor Unit-Air-Source) | 293VAN060**AA* |  |  | CAA**6024AM*+UI | 88*TB66135C24*** | 56000 | 18.5 | 8.5 | 60500 | 45500 | 75.21% | 2.08 | 0 | 11.5 |  |  |  | No | R-454B | 4.6667 | Residential & Commercial | Ducted CEE Tier 1
212989496 | Central HP <5.4 tons | HEIL | HRCU-A-CB (Split System: Heat Pump with Remote Outdoor Unit-Air-Source) | DLCURAH36ABK |  |  | EA*4X48L21A* | *95MSU0802120A* | 35600 | 16.5 | 8.5 | 37800 | 34600 | 91.53% | 2.02 | 0 | 10 |  |  |  | No | R-410A | 2.9667 | Residential & Commercial | Ducted CEE Tier 1
212988980 | Central HP <5.4 tons | HEIL | HRCU-A-CB (Split System: Heat Pump with Remote Outdoor Unit-Air-Source) | DLCURAH36ABK |  |  | EA*4X48L21A* | *95MSU0601716A* | 35400 | 16 | 8.1 | 37800 | 34600 | 91.53% | 2 | 0 | 10 |  |  |  | No | R-410A | 2.95 | Residential & Commercial | Ducted CEE Tier 1
212980481 | Central HP <5.4 tons | DAY & NIGHT | HRCU-A-CB (Split System: Heat Pump with Remote Outdoor Unit-Air-Source) | DLCURAH36ABK |  |  | EA*4X48L21A* | *80MS(N,L)0902120A* | 35800 | 16.5 | 8.5 | 37800 | 34600 | 91.53% | 2.02 | 0 | 10 |  |  |  | No | R-410A | 2.9833 | Residential & Commercial | Ducted CEE Tier 1
213815233 | Central HP <5.4 tons | Liberty Heating & Air Conditioning | HRCU-A-CB (Split System: Heat Pump with Remote Outdoor Unit-Air-Source) | ASZV903610A* |  |  | CHPF3642C6C*+MBVB12BP1X00A*+TXV |  | 33400 | 18 | 8.2 | 34000 | 24400 | 71.76% | 1.8 | 0 | 11 |  |  |  | No | R-410A | 2.7833 | Residential & Commercial | Ducted CEE Tier 1
211229607 | Central HP <5.4 tons | HEIL | HRCU-A-CB (Split System: Heat Pump with Remote Outdoor Unit-Air-Source) | DLCURAH36ABK |  |  | EA*4X48L24A* | *96VTN1002120A* | 36400 | 15.5 | 8.5 | 38500 | 34800 | 90.39% | 2.08 | 0 | 10 |  |  |  | No | R-410A | 3.0333 | Residential & Commercial | Ducted CEE Tier 1
214239633 | Central HP <5.4 tons | CARRIER | HRCU-A-CB (Split System: Heat Pump with Remote Outdoor Unit-Air-Source) | 25VNA837A*030* |  |  | CNPV*4217AL*+UI | 58TN*B045C17**12 | 31800 | 16.5 | 8.1 | 33400 | 25000 | 74.85% | 1.86 | 0 | 11 |  |  |  | No | R-410A | 2.65 | Residential & Commercial | Ducted CEE Tier 1
214239683 | Central HP <5.4 tons | CARRIER | HRCU-A-CB (Split System: Heat Pump with Remote Outdoor Unit-Air-Source) | 25VNA837A*030* |  |  | CNPV*4217AL*+UI | 59MN7C060C17**14 | 31800 | 16.5 | 8.1 | 33200 | 25000 | 75.3% | 1.88 | 0 | 11 |  |  |  | No | R-410A | 2.65 | Residential & Commercial | Ducted CEE Tier 1
214239963 | Central HP <5.4 tons | CARRIER | HRCU-A-CB (Split System: Heat Pump with Remote Outdoor Unit-Air-Source) | 25VNA837A*030* |  |  | CNPV*4824AL*+UI | 58TN*B090C21**20 | 32400 | 17 | 8.1 | 32600 | 24600 | 75.46% | 1.96 | 0 | 11.7 |  |  |  | No | R-410A | 2.7 | Residential & Commercial | Ducted CEE Tier 1
214608205 | Central HP <5.4 tons | ECOER | HRCU-A-CB (Split System: Heat Pump with Remote Outdoor Unit-Air-Source) | EODA18H-2436BAA |  |  | GNC2430BPT | MGH96M060B3A | 22800 | 18 | 8.8 | 24000 | 19200 | 80% | 2.1 | 13 | 12.5 |  |  |  | No | R-410A | 1.9 | Residential & Commercial | Ducted CEE Tier 1
211230675 | Central HP <5.4 tons | HEIL | HRCU-A-CB (Split System: Heat Pump with Remote Outdoor Unit-Air-Source) | DLCURAH36ABK |  |  | EN(A,D)4X48L24** | *95ESN1202422A* | 37400 | 15.5 | 8.1 | 39500 | 35000 | 88.61% | 2.08 | 0 | 10.5 |  |  |  | No | R-410A | 3.1167 | Residential & Commercial | Ducted CEE Tier 1
215931645 | Central HP <5.4 tons | BRYANT HEATING AND COOLING SYSTEMS | HRCU-A-CB (Split System: Heat Pump with Remote Outdoor Unit-Air-Source) | 293VAN060**AA* |  |  | CAA**6024AM*+UI | 986TD66120C24*** | 56000 | 18.5 | 8.5 | 60500 | 46000 | 76.03% | 2.06 | 0 | 11 |  |  |  | No | R-454B | 4.6667 | Residential & Commercial | Ducted CEE Tier 1
215931795 | Central HP <5.4 tons | BRYANT HEATING AND COOLING SYSTEMS | HRCU-A-CB (Split System: Heat Pump with Remote Outdoor Unit-Air-Source) | 293VAN060**AA* |  |  | CSAH*6012AM*+UI | 83*CA60080C21*** | 56500 | 18 | 8.1 | 61000 | 45500 | 74.59% | 1.95 | 0 | 11.5 |  |  |  | No | R-454B | 4.7083 | Residential & Commercial | Ducted CEE Tier 1
215931815 | Central HP <5.4 tons | BRYANT HEATING AND COOLING SYSTEMS | HRCU-A-CB (Split System: Heat Pump with Remote Outdoor Unit-Air-Source) | 293VAN060**AA* |  |  | CSAH*6012AM*+UI | 88*TB60070C21*** | 56000 | 17.5 | 8.1 | 61000 | 46500 | 76.23% | 1.95 | 0 | 11 |  |  |  | No | R-454B | 4.6667 | Residential & Commercial | Ducted CEE Tier 1
215931915 | Central HP <5.4 tons | BRYANT HEATING AND COOLING SYSTEMS | HRCU-A-CB (Split System: Heat Pump with Remote Outdoor Unit-Air-Source) | 293VAN060**AA* |  |  | CSAH*6012AM*+UI | 986TD66120C24*** | 56500 | 18 | 8.1 | 61000 | 46000 | 75.41% | 1.95 | 0 | 11 |  |  |  | No | R-454B | 4.7083 | Residential & Commercial | Ducted CEE Tier 1
214396483 | Central HP <5.4 tons | COLEMAN | HRCU-A-CB (Split System: Heat Pump with Remote Outdoor Unit-Air-Source) | HH836E2S11 |  |  | CTF48C5CFS1 | TM9Y100C20MP11 | 34200 | 17 | 8.5 | 32800 | 26000 | 79.27% | 2 | 0 | 10 |  |  |  | No | R-454B | 2.85 | Residential & Commercial | Ducted CEE Tier 1
214396547 | Central HP <5.4 tons | COLEMAN | HRCU-A-CB (Split System: Heat Pump with Remote Outdoor Unit-Air-Source) | HH836E2S11 |  |  | CTM48C5CFS1 | TM9E100C20MP12 | 34400 | 18 | 9 | 32400 | 25600 | 79.01% | 2 | 0 | 11 |  |  |  | No | R-454B | 2.8667 | Residential & Commercial | Ducted CEE Tier 1
214397000 | Central HP <5.4 tons | COLEMAN | HRCU-A-CB (Split System: Heat Pump with Remote Outdoor Unit-Air-Source) | HH836E2S11 |  |  | CTM48C5CFS1 | TM9E080C20MP12 | 34400 | 17 | 8.5 | 32400 | 25800 | 79.63% | 2 | 0 | 11 |  |  |  | No | R-454B | 2.8667 | Residential & Commercial | Ducted CEE Tier 1
213297203 | Central HP <5.4 tons | COLEMAN | HRCU-A-CB (Split System: Heat Pump with Remote Outdoor Unit-Air-Source) | HMH72B341 |  |  | XAUB30CXXN1+TXV | Z8ES040A12LMPS1 | 33200 | 18 | 8.5 | 33000 | 23400 | 70.91% | 2.06 | 0 | 10 |  |  |  | No | R-410A | 2.7667 | Residential & Commercial | Ducted CEE Tier 1
214244029 | Central HP <5.4 tons | CARRIER | HRCU-A-CB (Split System: Heat Pump with Remote Outdoor Unit-Air-Source) | 25VNA424A*031* |  |  | CNPV*3621AL*+UI | 58TN*B090C21**20 | 23200 | 19.5 | 9.5 | 26600 | 19900 | 74.81% | 2.38 | 0 | 13 |  |  |  | No | R-410A | 1.9333 | Residential & Commercial | Ducted CEE Tier 1
214244063 | Central HP <5.4 tons | CARRIER | HRCU-A-CB (Split System: Heat Pump with Remote Outdoor Unit-Air-Source) | 25VNA424A*031* |  |  | CNPV*4221AL*+UI | 58TN*B045C17**12 | 23400 | 19.5 | 9.5 | 26800 | 20000 | 74.63% | 2.4 | 0 | 13 |  |  |  | No | R-410A | 1.95 | Residential & Commercial | Ducted CEE Tier 1
202337970 | Central HP <5.4 tons | ECOER | HRCU-A-CB (Split System: Heat Pump with Remote Outdoor Unit-Air-Source) | EODA18H-4860 |  |  | EAHATN-48 |  | 45000 | 16.5 | 8.5 | 47000 | 34400 | 73.19% | 2 | 12 | 11.2 |  |  |  | No | R-410A | 3.75 | Residential & Commercial | Ducted CEE Tier 1
214584602 | Central HP <5.4 tons | LUXAIRE | HRCU-A-CB (Split System: Heat Pump with Remote Outdoor Unit-Air-Source) | HH860E2S11 |  |  | CTF60C5CGS1 | Z8ES120C20SMPS1 | 45000 | 18 | 9 | 45500 | 33400 | 73.41% | 2 | 0 | 11.7 |  |  |  | No | R-454B | 3.75 | Residential & Commercial | Ducted CEE Tier 1
214584652 | Central HP <5.4 tons | LUXAIRE | HRCU-A-CB (Split System: Heat Pump with Remote Outdoor Unit-Air-Source) | HH860E2S11 |  |  | CTM60C5CGS1 | Z8ES080C16SMPS1 | 44500 | 18 | 9 | 44500 | 33400 | 75.06% | 2 | 0 | 12 |  |  |  | No | R-454B | 3.7083 | Residential & Commercial | Ducted CEE Tier 1
214584727 | Central HP <5.4 tons | LUXAIRE | HRCU-A-CB (Split System: Heat Pump with Remote Outdoor Unit-Air-Source) | HH860E2S11 |  |  | CTF60D5CGS1 | Z8ES130D20SMPS1 | 45000 | 18 | 9 | 45000 | 33200 | 73.78% | 2 | 0 | 12 |  |  |  | No | R-454B | 3.75 | Residential & Commercial | Ducted CEE Tier 1
215853478 | Central HP <5.4 tons | LUXAIRE | HRCU-A-CB (Split System: Heat Pump with Remote Outdoor Unit-Air-Source) | HH860E2S11 |  |  | CTM60D5CJS1 | Z9ES120D20SMPS1 | 53000 | 18 | 9 | 55000 | 40000 | 72.73% | 2 | 0 | 10 |  |  |  | No | R-454B | 4.4167 | Residential & Commercial | Ducted CEE Tier 1
206772660 | Central HP <5.4 tons | AIRQUEST | HRCU-A-CB (Split System: Heat Pump with Remote Outdoor Unit-Air-Source) | HVH837GKA2* |  |  | EHD4X36AAL+WALLCON | *80CTL0901716A* | 32400 | 17 | 8.1 | 33200 | 24600 | 74.1% | 1.94 | 12 | 11 |  |  |  | No | R-410A | 2.7 | Residential & Commercial | Ducted CEE Tier 1
206772894 | Central HP <5.4 tons | AIRQUEST | HRCU-A-CB (Split System: Heat Pump with Remote Outdoor Unit-Air-Source) | HVH837GKA2* |  |  | EHD4X48AAL+WALLCON | *80CTL1352422A* | 32600 | 17 | 8.1 | 33000 | 24800 | 75.15% | 1.98 | 11 | 11 |  |  |  | No | R-410A | 2.7167 | Residential & Commercial | Ducted CEE Tier 1
206772615 | Central HP <5.4 tons | AIRQUEST | HRCU-A-CB (Split System: Heat Pump with Remote Outdoor Unit-Air-Source) | HVH837GKA2* |  |  | EHD4X36AAL+WALLCON | *97CMN1002122A* | 32200 | 16.5 | 8.1 | 33200 | 24800 | 74.7% | 1.94 | 11.5 | 11 |  |  |  | No | R-410A | 2.6833 | Residential & Commercial | Ducted CEE Tier 1
206772696 | Central HP <5.4 tons | AIRQUEST | HRCU-A-CB (Split System: Heat Pump with Remote Outdoor Unit-Air-Source) | HVH837GKA2* |  |  | EHD4X42AAL+WALLCON | *80CTL0701716A* | 32400 | 16.5 | 8.1 | 33200 | 25000 | 75.3% | 1.94 | 11.5 | 11 |  |  |  | No | R-410A | 2.7 | Residential & Commercial | Ducted CEE Tier 1
206773182 | Central HP <5.4 tons | AIRQUEST | HRCU-A-CB (Split System: Heat Pump with Remote Outdoor Unit-Air-Source) | HVH837GKA2* |  |  | EA*4X48L24A*+WALLCON | *80CSU1002120A* | 32200 | 17 | 8.1 | 32600 | 25000 | 76.69% | 1.96 | 12 | 11 |  |  |  | No | R-410A | 2.6833 | Residential & Commercial | Ducted CEE Tier 1
212978670 | Central HP <5.4 tons | DAY & NIGHT | HRCU-A-CB (Split System: Heat Pump with Remote Outdoor Unit-Air-Source) | DLCURAH24ABK |  |  | EA*4X36L21A* | *80MS(N,L)0701712A* | 23600 | 17.5 | 8.5 | 26000 | 24000 | 92.31% | 2 | 0 | 10 |  |  |  | No | R-410A | 1.9667 | Residential & Commercial | Ducted CEE Tier 1
207861757 | Central HP <5.4 tons | ECOER | HRCU-A-CB (Split System: Heat Pump with Remote Outdoor Unit-Air-Source) | EODA18H-2436B |  |  | EAHATN-36B |  | 34200 | 18 | 9 | 36000 | 25200 | 70% | 2 | 11.5 | 11.2 |  |  |  | No | R-410A | 2.85 | Residential & Commercial | Ducted CEE Tier 1
215935666 | Central HP <5.4 tons | HEIL | HRCU-A-CB (Split System: Heat Pump with Remote Outdoor Unit-Air-Source) | H5H3V36*K*AAA* |  |  | EVD5X36M21A*+WALLCON | *80CTL1102120B* | 34400 | 21 | 8.5 | 38500 | 28000 | 72.73% | 2.04 | 0 | 12 |  |  |  | No | R-454B | 2.8667 | Residential & Commercial | Ducted CEE Tier 1
215935916 | Central HP <5.4 tons | HEIL | HRCU-A-CB (Split System: Heat Pump with Remote Outdoor Unit-Air-Source) | H5H3V36*K*AAA* |  |  | EVD5X42M17A*+WALLCON | *97CMN0601714B* | 34200 | 20 | 8.5 | 38000 | 27400 | 72.11% | 2.08 | 0 | 11 |  |  |  | No | R-454B | 2.85 | Residential & Commercial | Ducted CEE Tier 1
215936016 | Central HP <5.4 tons | HEIL | HRCU-A-CB (Split System: Heat Pump with Remote Outdoor Unit-Air-Source) | H5H3V36*K*AAA* |  |  | EVD5X42M21A*+WALLCON | *80CTL0902120B* | 34400 | 21 | 8.5 | 38500 | 28000 | 72.73% | 2.04 | 0 | 12 |  |  |  | No | R-454B | 2.8667 | Residential & Commercial | Ducted CEE Tier 1
215936316 | Central HP <5.4 tons | HEIL | HRCU-A-CB (Split System: Heat Pump with Remote Outdoor Unit-Air-Source) | H5H3V36*K*AAA* |  |  | EVD5X48M24A*+WALLCON | *80CTL0902120B* | 35200 | 21.5 | 8.5 | 38000 | 28200 | 74.21% | 2.04 | 0 | 12 |  |  |  | No | R-454B | 2.9333 | Residential & Commercial | Ducted CEE Tier 1
215936386 | Central HP <5.4 tons | HEIL | HRCU-A-CB (Split System: Heat Pump with Remote Outdoor Unit-Air-Source) | H5H3V36*K*AAA* |  |  | EVD5X48M24A*+WALLCON | *97CMN1002122B* | 35000 | 21.5 | 8.5 | 38000 | 28200 | 74.21% | 2.02 | 0 | 12 |  |  |  | No | R-454B | 2.9167 | Residential & Commercial | Ducted CEE Tier 1
214608194 | Central HP <5.4 tons | ECOER | HRCU-A-CB (Split System: Heat Pump with Remote Outdoor Unit-Air-Source) | EODA18H-2436BAA |  |  | EAHATN-24BAA |  | 24000 | 20 | 9.2 | 24000 | 19600 | 81.67% | 2.1 | 13.5 | 13 |  |  |  | No | R-410A | 2 | Residential & Commercial | Ducted CEE Tier 1
214608229 | Central HP <5.4 tons | ECOER | HRCU-A-CB (Split System: Heat Pump with Remote Outdoor Unit-Air-Source) | EODA18H-2436BAA |  |  | GNC4248CPT | MGH96M100C5A | 33000 | 16.5 | 8.5 | 34600 | 24400 | 70.52% | 1.95 | 11 | 11 |  |  |  | No | R-410A | 2.75 | Residential & Commercial | Ducted CEE Tier 1
215560590 | Central HP <5.4 tons | ECOER | HRCU-A-CB (Split System: Heat Pump with Remote Outdoor Unit-Air-Source) | EODA18H-2436BAA |  |  | GNC2430APT | FG7TC-060D-V24B* | 22800 | 18 | 8.8 | 24000 | 19200 | 80% | 2 | 0 | 12 |  |  |  | No | R-410A | 1.9 | Residential & Commercial | Ducted CEE Tier 1
215935836 | Central HP <5.4 tons | HEIL | HRCU-A-CB (Split System: Heat Pump with Remote Outdoor Unit-Air-Source) | H5H3V36*K*AAA* |  |  | EVD5X38M17A*+WALLCON | *80CTL0701412B* | 35200 | 21.5 | 8.5 | 38500 | 29000 | 75.32% | 2.02 | 0 | 11.7 |  |  |  | No | R-454B | 2.9333 | Residential & Commercial | Ducted CEE Tier 1
214389652 | Central HP <5.4 tons | Liberty Heating & Air Conditioning | HRCU-A-CB (Split System: Heat Pump with Remote Outdoor Unit-Air-Source) | ASZS60421EA* |  |  | CA*EA6030*4A* | G*VC961005CNB* | 40000 | 17 | 8.6 | 40000 | 30600 | 76.5% | 2.2 | 0 | 10 |  |  |  | No | R-410A | 3.3333 | Residential & Commercial | Ducted CEE Tier 1
213297653 | Central HP <5.4 tons | COLEMAN | HRCU-A-CB (Split System: Heat Pump with Remote Outdoor Unit-Air-Source) | HMH72B341 |  |  | XAHB36DXXN1+TXV | Z8ES040A12LMPS1 | 33200 | 17.5 | 8.1 | 32800 | 23000 | 70.12% | 2.02 | 0 | 10 |  |  |  | No | R-410A | 2.7667 | Residential & Commercial | Ducted CEE Tier 1
213297678 | Central HP <5.4 tons | COLEMAN | HRCU-A-CB (Split System: Heat Pump with Remote Outdoor Unit-Air-Source) | HMH72B341 |  |  | XAFC36DXXN1+TXV | Z9ET100C16SMPS1 | 34000 | 18.5 | 8.1 | 33400 | 24400 | 73.05% | 2.08 | 0 | 10 |  |  |  | No | R-410A | 2.8333 | Residential & Commercial | Ducted CEE Tier 1
213297228 | Central HP <5.4 tons | COLEMAN | HRCU-A-CB (Split System: Heat Pump with Remote Outdoor Unit-Air-Source) | HMH72B341 |  |  | XAUB30CXXN1+JMET12BS2N1+TXV |  | 33200 | 18.5 | 8.5 | 33000 | 23200 | 70.3% | 2.06 | 0 | 10 |  |  |  | No | R-410A | 2.7667 | Residential & Commercial | Ducted CEE Tier 1
213296943 | Central HP <5.4 tons | COLEMAN | HRCU-A-CB (Split System: Heat Pump with Remote Outdoor Unit-Air-Source) | HMH72B341 |  |  | XAFC36DBCN1 | Z8ES080C20SMPS1 | 34000 | 18 | 8.5 | 33400 | 24400 | 73.05% | 2.12 | 0 | 10 |  |  |  | No | R-410A | 2.8333 | Residential & Commercial | Ducted CEE Tier 1
213296978 | Central HP <5.4 tons | COLEMAN | HRCU-A-CB (Split System: Heat Pump with Remote Outdoor Unit-Air-Source) | HMH72B341 |  |  | XAFB36DXXN1+TXV | Z8ES080B12LMPS1 | 34000 | 18 | 8.1 | 33400 | 24000 | 71.86% | 2.08 | 0 | 10 |  |  |  | No | R-410A | 2.8333 | Residential & Commercial | Ducted CEE Tier 1
213296953 | Central HP <5.4 tons | COLEMAN | HRCU-A-CB (Split System: Heat Pump with Remote Outdoor Unit-Air-Source) | HMH72B341 |  |  | XAHC36DXXN1+TXV | Z8ES080B12SMPS1 | 33400 | 17.5 | 8.1 | 32800 | 23000 | 70.12% | 2.02 | 0 | 10 |  |  |  | No | R-410A | 2.7833 | Residential & Commercial | Ducted CEE Tier 1
213296993 | Central HP <5.4 tons | COLEMAN | HRCU-A-CB (Split System: Heat Pump with Remote Outdoor Unit-Air-Source) | HMH72B341 |  |  | XAFB36DBCN1 | Z8ES080B12LMPS1 | 34000 | 18 | 8.1 | 33400 | 24000 | 71.86% | 2.08 | 0 | 10 |  |  |  | No | R-410A | 2.8333 | Residential & Commercial | Ducted CEE Tier 1
213297643 | Central HP <5.4 tons | COLEMAN | HRCU-A-CB (Split System: Heat Pump with Remote Outdoor Unit-Air-Source) | HMH72B341 |  |  | XAHB36DBCN1 | Z8ES080B12LMPS1 | 33200 | 17.5 | 8.1 | 32800 | 23000 | 70.12% | 2 | 0 | 10 |  |  |  | No | R-410A | 2.7667 | Residential & Commercial | Ducted CEE Tier 1
213297663 | Central HP <5.4 tons | COLEMAN | HRCU-A-CB (Split System: Heat Pump with Remote Outdoor Unit-Air-Source) | HMH72B341 |  |  | XAHB36DBCN1 | Z8ES040A12LMPS1 | 33200 | 17.5 | 8.1 | 32800 | 23000 | 70.12% | 2.02 | 0 | 10 |  |  |  | No | R-410A | 2.7667 | Residential & Commercial | Ducted CEE Tier 1
213297713 | Central HP <5.4 tons | COLEMAN | HRCU-A-CB (Split System: Heat Pump with Remote Outdoor Unit-Air-Source) | HMH72B341 |  |  | XAFC36DBCN1 | Z9ES080B12SMPS1 | 33200 | 17 | 8.5 | 32200 | 22600 | 70.19% | 1.8 | 0 | 10 |  |  |  | No | R-410A | 2.7667 | Residential & Commercial | Ducted CEE Tier 1
214584587 | Central HP <5.4 tons | LUXAIRE | HRCU-A-CB (Split System: Heat Pump with Remote Outdoor Unit-Air-Source) | HH836E2S11 |  |  | CTF36B5CDS1 | Z8ET080B12LMPS1 | 33200 | 19 | 9 | 30400 | 24800 | 81.58% | 2 | 0 | 11.7 |  |  |  | No | R-454B | 2.7667 | Residential & Commercial | Ducted CEE Tier 1
214242905 | Central HP <5.4 tons | CARRIER | HRCU-A-CB (Split System: Heat Pump with Remote Outdoor Unit-Air-Source) | 25VNA825A*031* |  |  | CNPV*4217AL*+UI | 59MN7C060C17**14 | 23800 | 16 | 8.1 | 21400 | 16700 | 78.04% | 1.98 | 0 | 11 |  |  |  | No | R-410A | 1.9833 | Residential & Commercial | Ducted CEE Tier 1
214243205 | Central HP <5.4 tons | CARRIER | HRCU-A-CB (Split System: Heat Pump with Remote Outdoor Unit-Air-Source) | 25VNA825A*031* |  |  | CNPV*4824AL*+UI | 58TN*B110C21**20 | 24200 | 17 | 8.1 | 21200 | 16600 | 78.3% | 2.02 | 0 | 11.5 |  |  |  | No | R-410A | 2.0167 | Residential & Commercial | Ducted CEE Tier 1
214239693 | Central HP <5.4 tons | CARRIER | HRCU-A-CB (Split System: Heat Pump with Remote Outdoor Unit-Air-Source) | 25VNA837A*030* |  |  | CNPV*4217AL*+UI | 59MN7C080C17**14 | 32000 | 16.5 | 8.1 | 33200 | 24800 | 74.7% | 1.88 | 0 | 11 |  |  |  | No | R-410A | 2.6667 | Residential & Commercial | Ducted CEE Tier 1
214239653 | Central HP <5.4 tons | CARRIER | HRCU-A-CB (Split System: Heat Pump with Remote Outdoor Unit-Air-Source) | 25VNA837A*030* |  |  | CNPV*4217AL*+UI | 58TN*B070C17**16 | 32000 | 16.5 | 8.1 | 33000 | 24800 | 75.15% | 1.9 | 0 | 11 |  |  |  | No | R-410A | 2.6667 | Residential & Commercial | Ducted CEE Tier 1
213352685 | Central HP <5.4 tons | ECOER | HRCU-A-CB (Split System: Heat Pump with Remote Outdoor Unit-Air-Source) | EODA18H-2436B |  |  | EAHATN-36 |  | 34200 | 17 | 8.8 | 36000 | 25200 | 70% | 1.9 | 0 | 11.2 |  |  |  | No | R-410A | 2.85 | Residential & Commercial | Ducted CEE Tier 1
215747655 | Central HP <5.4 tons | FUJITSU | HRCU-A-CB (Split System: Heat Pump with Remote Outdoor Unit-Air-Source) | FOP1924MJAYCA |  |  | FHRAVM3621M*YECA |  | 22800 | 19 | 8.5 | 22800 | 19500 | 85.53% | 1.9 | 0 | 12 |  |  |  | No | R-454B | 1.9 | Residential & Commercial | Ducted CEE Tier 1
214731832 | Central HP <5.4 tons | ECOER | HRCU-A-CB (Split System: Heat Pump with Remote Outdoor Unit-Air-Source) | EODA18H-2436BAA |  |  | GNC2430APT | FG7SA-054C-T23A* | 22800 | 17 | 8.4 | 24000 | 19200 | 80% | 2 | 0 | 12.5 |  |  |  | No | R-410A | 1.9 | Residential & Commercial | Ducted CEE Tier 1
214573654 | Central HP <5.4 tons | DAY & NIGHT | HRCU-A-CB (Split System: Heat Pump with Remote Outdoor Unit-Air-Source) | CVH837GKA2* |  |  | EA*4X36L21A*+WALLCON | *97CMN0802120B* | 31600 | 17 | 8.1 | 33000 | 24200 | 73.33% | 1.86 | 0 | 11 |  |  |  | No | R-410A | 2.6333 | Residential & Commercial | Ducted CEE Tier 1
214574074 | Central HP <5.4 tons | DAY & NIGHT | HRCU-A-CB (Split System: Heat Pump with Remote Outdoor Unit-Air-Source) | CVH837GKA2* |  |  | EA*4X60L24A*+WALLCON | *97CMN0802120B* | 32800 | 17.5 | 8.5 | 31600 | 24800 | 78.48% | 2 | 0 | 11.5 |  |  |  | No | R-410A | 2.7333 | Residential & Commercial | Ducted CEE Tier 1
213077054 | Central HP <5.4 tons | TEMPSTAR | HRCU-A-CB (Split System: Heat Pump with Remote Outdoor Unit-Air-Source) | DLCURAH36ABK |  |  | EA*4X37L21A* | *96VSN0802120B* | 36600 | 16 | 8.5 | 38000 | 35200 | 92.63% | 1.9 | 0 | 10 |  |  |  | No | R-410A | 3.05 | Residential & Commercial | Ducted CEE Tier 1
206133377 | Central HP <5.4 tons | AIRQUEST | HRCU-A-CB (Split System: Heat Pump with Remote Outdoor Unit-Air-Source) | HVH825GKA2* |  |  | EA*4X36L21A*+WALLCON | *80CSU0401712A* | 23600 | 17 | 8.1 | 21400 | 16600 | 77.57% | 1.94 | 11.5 | 11 |  |  |  | No | R-410A | 1.9667 | Residential & Commercial | Ducted CEE Tier 1
214242235 | Central HP <5.4 tons | CARRIER | HRCU-A-CB (Split System: Heat Pump with Remote Outdoor Unit-Air-Source) | 25VNA825A*032* |  |  | CNPV*4821AL*+UI | 58TN*B090C21**20 | 24200 | 17 | 8.1 | 21200 | 16600 | 78.3% | 2 | 0 | 11 |  |  |  | No | R-410A | 2.0167 | Residential & Commercial | Ducted CEE Tier 1
214396230 | Central HP <5.4 tons | COLEMAN | HRCU-A-CB (Split System: Heat Pump with Remote Outdoor Unit-Air-Source) | HH824E2S11 |  |  | CTF36B5ADS1 | CPLC080B12MP13 | 23000 | 18 | 9 | 23000 | 18500 | 80.43% | 2 | 0 | 12 |  |  |  | No | R-454B | 1.9167 | Residential & Commercial | Ducted CEE Tier 1
214609097 | Central HP <5.4 tons | COLEMAN | HRCU-A-CB (Split System: Heat Pump with Remote Outdoor Unit-Air-Source) | HH824E2S11 |  |  | CTF30B5ACS1 | Z9ES060B12SMPS1 | 23000 | 17 | 9.5 | 23000 | 19100 | 83.04% | 2 | 0 | 11.7 |  |  |  | No | R-454B | 1.9167 | Residential & Commercial | Ducted CEE Tier 1
214396247 | Central HP <5.4 tons | COLEMAN | HRCU-A-CB (Split System: Heat Pump with Remote Outdoor Unit-Air-Source) | HH824E2S11 |  |  | CTF36B5ADS1 | TM9Y080B12MP11 | 23000 | 18 | 9.5 | 23000 | 18600 | 80.87% | 2 | 0 | 12 |  |  |  | No | R-454B | 1.9167 | Residential & Commercial | Ducted CEE Tier 1
209880039 | Central HP <5.4 tons | FUJITSU | HRCU-A-CB (Split System: Heat Pump with Remote Outdoor Unit-Air-Source) | FOP1836MJAZCA |  |  | FCCA6021SZEA | FF96TV304017M4S*A | 34200 | 19 | 8.5 | 34200 | 43500 | 127.2% | 2.2 | 0 | 12.5 |  |  |  | No | R-410A | 2.85 | Residential & Commercial | Ducted CEE Tier 1
214651263 | Central HP <5.4 tons | COLEMAN | HRCU-A-CB (Split System: Heat Pump with Remote Outdoor Unit-Air-Source) | HH824E2S11 |  |  | CTU36B5XDS1+TXV | TP9C060B12MP13 | 23000 | 18 | 9.5 | 23000 | 18800 | 81.74% | 2 | 0 | 12 |  |  |  | No | R-454B | 1.9167 | Residential & Commercial | Ducted CEE Tier 1
206133427 | Central HP <5.4 tons | AIRQUEST | HRCU-A-CB (Split System: Heat Pump with Remote Outdoor Unit-Air-Source) | HVH825GKA2* |  |  | EA*4X37L17A*+WALLCON | *80CSU0601716A* | 24200 | 16.5 | 8.1 | 21400 | 16700 | 78.04% | 2 | 11.5 | 10.5 |  |  |  | No | R-410A | 2.0167 | Residential & Commercial | Ducted CEE Tier 1
214242285 | Central HP <5.4 tons | CARRIER | HRCU-A-CB (Split System: Heat Pump with Remote Outdoor Unit-Air-Source) | 25VNA825A*032* |  |  | CNPV*4821AL*+UI | 59MN7C100C21**22 | 24200 | 17 | 8.1 | 21200 | 16500 | 77.83% | 2 | 0 | 11.5 |  |  |  | No | R-410A | 2.0167 | Residential & Commercial | Ducted CEE Tier 1
214242335 | Central HP <5.4 tons | CARRIER | HRCU-A-CB (Split System: Heat Pump with Remote Outdoor Unit-Air-Source) | 25VNA825A*032* |  |  | CNPV*4824AL*+UI | 58TN*B110C21**20 | 24200 | 17 | 8.1 | 21200 | 16500 | 77.83% | 2 | 0 | 11 |  |  |  | No | R-410A | 2.0167 | Residential & Commercial | Ducted CEE Tier 1
214242365 | Central HP <5.4 tons | CARRIER | HRCU-A-CB (Split System: Heat Pump with Remote Outdoor Unit-Air-Source) | 25VNA825A*032* |  |  | CNPV*4824AL*+UI | 59MN7C120C24**22 | 24200 | 17 | 8.1 | 21200 | 16600 | 78.3% | 2 | 0 | 11 |  |  |  | No | R-410A | 2.0167 | Residential & Commercial | Ducted CEE Tier 1
216010745 | Central HP <5.4 tons | COLEMAN | HRCU-A-CB (Split System: Heat Pump with Remote Outdoor Unit-Air-Source) | HH824E2S11 |  |  | CTM36B5ADS1+JMC12B2SN1 |  | 23000 | 18 | 9.5 | 23000 | 18600 | 80.87% | 2 | 0 | 12 |  |  |  | No | R-454B | 1.9167 | Residential & Commercial | Ducted CEE Tier 1
214239853 | Central HP <5.4 tons | CARRIER | HRCU-A-CB (Split System: Heat Pump with Remote Outdoor Unit-Air-Source) | 25VNA837A*030* |  |  | CNPV*4821AL*+UI | 58TN*B070C17**16 | 32200 | 17 | 8.1 | 32800 | 24800 | 75.61% | 1.94 | 0 | 11.5 |  |  |  | No | R-410A | 2.6833 | Residential & Commercial | Ducted CEE Tier 1
214239953 | Central HP <5.4 tons | CARRIER | HRCU-A-CB (Split System: Heat Pump with Remote Outdoor Unit-Air-Source) | 25VNA837A*030* |  |  | CNPV*4821AL*+UI | 59TN6C100C21**22 | 32400 | 17 | 8.1 | 32600 | 24600 | 75.46% | 1.96 | 0 | 11.7 |  |  |  | No | R-410A | 2.7 | Residential & Commercial | Ducted CEE Tier 1
214240003 | Central HP <5.4 tons | CARRIER | HRCU-A-CB (Split System: Heat Pump with Remote Outdoor Unit-Air-Source) | 25VNA837A*030* |  |  | CNPV*4824AL*+UI | 59MN7C120C24**22 | 32400 | 17 | 8.1 | 32800 | 24600 | 75% | 1.94 | 0 | 11.5 |  |  |  | No | R-410A | 2.7 | Residential & Commercial | Ducted CEE Tier 1
214572694 | Central HP <5.4 tons | DAY & NIGHT | HRCU-A-CB (Split System: Heat Pump with Remote Outdoor Unit-Air-Source) | CVH837GKA** |  |  | EA*4X42L24A*+WALLCON | *97CMN0802120B* | 31800 | 17 | 8.5 | 32800 | 24400 | 74.39% | 1.9 | 0 | 11 |  |  |  | No | R-410A | 2.65 | Residential & Commercial | Ducted CEE Tier 1
214572744 | Central HP <5.4 tons | DAY & NIGHT | HRCU-A-CB (Split System: Heat Pump with Remote Outdoor Unit-Air-Source) | CVH837GKA** |  |  | EA*4X43L21A*+WALLCON | *97CMN0602120B* | 32800 | 17 | 8.5 | 33000 | 25400 | 76.97% | 1.98 | 0 | 11 |  |  |  | No | R-410A | 2.7333 | Residential & Commercial | Ducted CEE Tier 1
214572794 | Central HP <5.4 tons | DAY & NIGHT | HRCU-A-CB (Split System: Heat Pump with Remote Outdoor Unit-Air-Source) | CVH837GKA** |  |  | EA*4X48L21A*+WALLCON | *95CSU1002122B* | 32400 | 17.5 | 8.5 | 32400 | 24800 | 76.54% | 2 | 0 | 11.5 |  |  |  | No | R-410A | 2.7 | Residential & Commercial | Ducted CEE Tier 1
206773065 | Central HP <5.4 tons | AIRQUEST | HRCU-A-CB (Split System: Heat Pump with Remote Outdoor Unit-Air-Source) | HVH837GKA2* |  |  | EA*4X42L21A*+WALLCON | *80CSU0601716A* | 31800 | 17 | 8.1 | 33200 | 24400 | 73.49% | 1.86 | 11.5 | 11 |  |  |  | No | R-410A | 2.65 | Residential & Commercial | Ducted CEE Tier 1
206773146 | Central HP <5.4 tons | AIRQUEST | HRCU-A-CB (Split System: Heat Pump with Remote Outdoor Unit-Air-Source) | HVH837GKA2* |  |  | EA*4X48L21A*+WALLCON | *80CSU0601716A* | 32200 | 17 | 8.1 | 32600 | 25000 | 76.69% | 1.96 | 12 | 11 |  |  |  | No | R-410A | 2.6833 | Residential & Commercial | Ducted CEE Tier 1
214572924 | Central HP <5.4 tons | DAY & NIGHT | HRCU-A-CB (Split System: Heat Pump with Remote Outdoor Unit-Air-Source) | CVH837GKA** |  |  | EA*4X60L24A*+WALLCON | *97CMN0602120B* | 32600 | 17.5 | 8.5 | 31800 | 25000 | 78.62% | 1.96 | 0 | 11 |  |  |  | No | R-410A | 2.7167 | Residential & Commercial | Ducted CEE Tier 1
214573324 | Central HP <5.4 tons | DAY & NIGHT | HRCU-A-CB (Split System: Heat Pump with Remote Outdoor Unit-Air-Source) | CVH837GKA** |  |  | EN(A,D)4X36L21**+WALLCON | *95CSU0802120B* | 31400 | 16.5 | 8.1 | 33200 | 24200 | 72.89% | 1.82 | 0 | 11 |  |  |  | No | R-410A | 2.6167 | Residential & Commercial | Ducted CEE Tier 1
213297853 | Central HP <5.4 tons | COLEMAN | HRCU-A-CB (Split System: Heat Pump with Remote Outdoor Unit-Air-Source) | HMH72B341 |  |  | XAFC36DBCN1+JMET12CS2N1 |  | 34000 | 18.5 | 8.5 | 34000 | 24200 | 71.18% | 2.14 | 0 | 10 |  |  |  | No | R-410A | 2.8333 | Residential & Commercial | Ducted CEE Tier 1
211245161 | Central HP <5.4 tons | DAY & NIGHT | HRCU-A-CB (Split System: Heat Pump with Remote Outdoor Unit-Air-Source) | DLCURAH24ABK |  |  | EN(A,D,W)4X36L17** | *92ESN0601412A* | 23400 | 17 | 8.1 | 25800 | 24000 | 93.02% | 2 | 0 | 10 |  |  |  | No | R-410A | 1.95 | Residential & Commercial | Ducted CEE Tier 1
211245194 | Central HP <5.4 tons | DAY & NIGHT | HRCU-A-CB (Split System: Heat Pump with Remote Outdoor Unit-Air-Source) | DLCURAH24ABK |  |  | EN(A,D,W)4X36L17** | *95ESN0601714A* | 24600 | 16 | 8.1 | 26600 | 22400 | 84.21% | 1.84 | 0 | 10 |  |  |  | No | R-410A | 2.05 | Residential & Commercial | Ducted CEE Tier 1
211240232 | Central HP <5.4 tons | HEIL | HRCU-A-CB (Split System: Heat Pump with Remote Outdoor Unit-Air-Source) | DLCURAH24ABK |  |  | EA*4X24L14A* | *80VSL0451412A* | 24000 | 16 | 8.5 | 27000 | 23800 | 88.15% | 1.96 | 0 | 10 |  |  |  | No | R-410A | 2 | Residential & Commercial | Ducted CEE Tier 1
211240601 | Central HP <5.4 tons | HEIL | HRCU-A-CB (Split System: Heat Pump with Remote Outdoor Unit-Air-Source) | DLCURAH24ABK |  |  | EA*4X24L17A* | *96VTN0601412A* | 23200 | 16.5 | 8.5 | 26400 | 25600 | 96.97% | 2.14 | 0 | 10 |  |  |  | No | R-410A | 1.9333 | Residential & Commercial | Ducted CEE Tier 1
212972937 | Central HP <5.4 tons | DAY & NIGHT | HRCU-A-CB (Split System: Heat Pump with Remote Outdoor Unit-Air-Source) | DLCURAH24ABK |  |  | EA*4X30L17A* | *96VSN0401410B* | 23400 | 16 | 8.5 | 26400 | 24800 | 93.94% | 2.04 | 0 | 10 |  |  |  | No | R-410A | 1.95 | Residential & Commercial | Ducted CEE Tier 1
215681913 | Central HP <5.4 tons | CARRIER | HRCU-A-CB (Split System: Heat Pump with Remote Outdoor Unit-Air-Source) | 27VNA048A*030* |  |  | CVAMA6021XMA*+UI | 58CU*B060C17**16 | 48000 | 18.5 | 9 | 50000 | 36800 | 73.6% | 2 | 0 | 10 |  |  |  | No | R-454B | 4 | Residential & Commercial | Ducted CEE Tier 1
215682013 | Central HP <5.4 tons | CARRIER | HRCU-A-CB (Split System: Heat Pump with Remote Outdoor Unit-Air-Source) | 27VNA048A*030* |  |  | CVAMA6024XMA*+UI | 59TN7A100C21**22 | 48000 | 19 | 9 | 50000 | 36600 | 73.2% | 2 | 0 | 10 |  |  |  | No | R-454B | 4 | Residential & Commercial | Ducted CEE Tier 1
214570484 | Central HP <5.4 tons | DAY & NIGHT | HRCU-A-CB (Split System: Heat Pump with Remote Outdoor Unit-Air-Source) | CVH825GKA3* |  |  | EA*4X37L21A*+WALLCON | *96CTN0802120B* | 24400 | 17 | 8.5 | 21200 | 16600 | 78.3% | 2.04 | 0 | 11 |  |  |  | No | R-410A | 2.0333 | Residential & Commercial | Ducted CEE Tier 1
214608213 | Central HP <5.4 tons | ECOER | HRCU-A-CB (Split System: Heat Pump with Remote Outdoor Unit-Air-Source) | EODA18H-2436BAA |  |  | EAHATN-24 |  | 24000 | 19 | 8.8 | 24000 | 19600 | 81.67% | 2.1 | 0 | 13 |  |  |  | No | R-410A | 2 | Residential & Commercial | Ducted CEE Tier 1
214608227 | Central HP <5.4 tons | ECOER | HRCU-A-CB (Split System: Heat Pump with Remote Outdoor Unit-Air-Source) | EODA18H-2436BAA |  |  | GNC3036BPT | MGH96M080B3A | 32000 | 17 | 8.8 | 34600 | 24400 | 70.52% | 1.95 | 10.8 | 10.4 |  |  |  | No | R-410A | 2.6667 | Residential & Commercial | Ducted CEE Tier 1
214608228 | Central HP <5.4 tons | ECOER | HRCU-A-CB (Split System: Heat Pump with Remote Outdoor Unit-Air-Source) | EODA18H-2436BAA |  |  | GNC3036BPT | MGH96M060B3A | 32000 | 17 | 8.8 | 34600 | 24400 | 70.52% | 1.95 | 10.8 | 10.4 |  |  |  | No | R-410A | 2.6667 | Residential & Commercial | Ducted CEE Tier 1
213352684 | Central HP <5.4 tons | ECOER | HRCU-A-CB (Split System: Heat Pump with Remote Outdoor Unit-Air-Source) | EODA18H-2436B |  |  | EAHATN-24 |  | 24000 | 19 | 8.8 | 24000 | 19600 | 81.67% | 2.1 | 0 | 13 |  |  |  | No | R-410A | 2 | Residential & Commercial | Ducted CEE Tier 1
215674244 | Central HP <5.4 tons | CARRIER | HRCU-A-CB (Split System: Heat Pump with Remote Outdoor Unit-Air-Source) | 27VNA048A*030* |  |  | CAA**6024AM*+UI | 59MN7C080C21**20 | 45000 | 18 | 9 | 47500 | 33600 | 70.74% | 2.06 | 0 | 10 |  |  |  | No | R-454B | 3.75 | Residential & Commercial | Ducted CEE Tier 1
214570504 | Central HP <5.4 tons | DAY & NIGHT | HRCU-A-CB (Split System: Heat Pump with Remote Outdoor Unit-Air-Source) | CVH825GKA3* |  |  | EA*4X42L21A*+WALLCON | *95CSU0802120B* | 23800 | 16.5 | 8.1 | 21400 | 16700 | 78.04% | 1.96 | 0 | 10.5 |  |  |  | No | R-410A | 1.9833 | Residential & Commercial | Ducted CEE Tier 1
214570754 | Central HP <5.4 tons | DAY & NIGHT | HRCU-A-CB (Split System: Heat Pump with Remote Outdoor Unit-Air-Source) | CVH825GKA3* |  |  | EA*4X48L24A*+WALLCON | *95CSU1002122B* | 24000 | 17 | 8.5 | 20800 | 16500 | 79.33% | 2.02 | 0 | 11 |  |  |  | No | R-410A | 2 | Residential & Commercial | Ducted CEE Tier 1
214571174 | Central HP <5.4 tons | DAY & NIGHT | HRCU-A-CB (Split System: Heat Pump with Remote Outdoor Unit-Air-Source) | CVH825GKA3* |  |  | EN(A,D,W)4X42L21**+WALLCON | *95CSU1002122B* | 23800 | 16.5 | 8.1 | 21400 | 16600 | 77.57% | 1.96 | 0 | 11 |  |  |  | No | R-410A | 1.9833 | Residential & Commercial | Ducted CEE Tier 1
214571224 | Central HP <5.4 tons | DAY & NIGHT | HRCU-A-CB (Split System: Heat Pump with Remote Outdoor Unit-Air-Source) | CVH825GKA3* |  |  | EN(A,D,W)4X48L21**+WALLCON | *95CSU0802120B* | 24200 | 17 | 8.1 | 21400 | 16600 | 77.57% | 2 | 0 | 11 |  |  |  | No | R-410A | 2.0167 | Residential & Commercial | Ducted CEE Tier 1
208141145 | Central HP <5.4 tons | ECOER | HRCU-A-CB (Split System: Heat Pump with Remote Outdoor Unit-Air-Source) | EODA18H-2436B |  |  | GNC2430BPT | MGH96M080B3A | 22800 | 18 | 8.8 | 24000 | 19200 | 80% | 2.1 | 13 | 12.5 |  |  |  | No | R-410A | 1.9 | Residential & Commercial | Ducted CEE Tier 1
214608218 | Central HP <5.4 tons | ECOER | HRCU-A-C (Split System: Heat Pump with Remote Outdoor Unit with No Indoor Fan --Air Source) | EODA18H-2436BAA |  |  | GNC2430BPT+DK |  | 22800 | 15.2 | 8.5 | 23000 | 18600 | 80.87% | 2 | 0 | 11 |  |  |  | No | R-410A | 1.9 | Residential & Commercial | Ducted CEE Tier 1
214608202 | Central HP <5.4 tons | ECOER | HRCU-A-CB (Split System: Heat Pump with Remote Outdoor Unit-Air-Source) | EODA18H-2436BAA |  |  | GNC2430APT | MGH96M080B3A | 22800 | 18 | 8.8 | 24000 | 19200 | 80% | 2 | 13 | 12.5 |  |  |  | No | R-410A | 1.9 | Residential & Commercial | Ducted CEE Tier 1
214608236 | Central HP <5.4 tons | ECOER | HRCU-A-CB (Split System: Heat Pump with Remote Outdoor Unit-Air-Source) | EODA18H-2436BAA |  |  | EAHATN-36 |  | 34200 | 17 | 8.8 | 36000 | 25200 | 70% | 1.9 | 0 | 11.2 |  |  |  | No | R-410A | 2.85 | Residential & Commercial | Ducted CEE Tier 1
215932564 | Central HP <5.4 tons | CARRIER | HRCU-A-CB (Split System: Heat Pump with Remote Outdoor Unit-Air-Source) | 27VNA336A*030* |  |  | CAA**6024AM*+UI | 58TN*B135C24**22 | 34000 | 20.5 | 9.5 | 34000 | 25800 | 75.88% | 2.06 | 0 | 12 |  |  |  | No | R-454B | 2.8333 | Residential & Commercial | Ducted CEE Tier 1
215932734 | Central HP <5.4 tons | CARRIER | HRCU-A-CB (Split System: Heat Pump with Remote Outdoor Unit-Air-Source) | 27VNA336A*030* |  |  | CAA**6121AM*+UI | 58TN*B110C21**20 | 34400 | 20.5 | 9.5 | 34200 | 26000 | 76.02% | 2.06 | 0 | 12 |  |  |  | No | R-454B | 2.8667 | Residential & Commercial | Ducted CEE Tier 1
207861762 | Central HP <5.4 tons | ECOER | HRCU-A-C (Split System: Heat Pump with Remote Outdoor Unit with No Indoor Fan --Air Source) | EODA18H-2436B |  |  | GNC2430BPT |  | 22800 | 15.2 | 8.5 | 23000 | 18600 | 80.87% | 2 | 11.5 | 11 |  |  |  | No | R-410A | 1.9 | Residential & Commercial | Ducted CEE Tier 1
214866731 | Central HP <5.4 tons | ECOER | HRCU-A-CB (Split System: Heat Pump with Remote Outdoor Unit-Air-Source) | EODA18H-2436BAA |  |  | GNC2430BPT | FG7TE-060D-V24B* | 22800 | 18 | 8.8 | 24000 | 19200 | 80% | 2.1 | 0 | 12.5 |  |  |  | No | R-410A | 1.9 | Residential & Commercial | Ducted CEE Tier 1
212973207 | Central HP <5.4 tons | DAY & NIGHT | HRCU-A-CB (Split System: Heat Pump with Remote Outdoor Unit-Air-Source) | DLCURAH24ABK |  |  | EA*4X30L17A* | *96VSN0401712B* | 23200 | 16 | 8.5 | 26400 | 25200 | 95.45% | 2.08 | 0 | 10 |  |  |  | No | R-410A | 1.9333 | Residential & Commercial | Ducted CEE Tier 1
206772885 | Central HP <5.4 tons | AIRQUEST | HRCU-A-CB (Split System: Heat Pump with Remote Outdoor Unit-Air-Source) | HVH837GKA2* |  |  | EHD4X48AAL+WALLCON | *80CTL0902120A* | 32600 | 17 | 8.1 | 33000 | 25000 | 75.76% | 1.98 | 12 | 11 |  |  |  | No | R-410A | 2.7167 | Residential & Commercial | Ducted CEE Tier 1
206773385 | Central HP <5.4 tons | AIRQUEST | HRCU-A-CB (Split System: Heat Pump with Remote Outdoor Unit-Air-Source) | HVH837GKA2* |  |  | EHD4X48AAL+WALLCON | *80CSU1002120A* | 32600 | 16.5 | 8.1 | 33000 | 25000 | 75.76% | 1.96 | 11.5 | 11 |  |  |  | No | R-410A | 2.7167 | Residential & Commercial | Ducted CEE Tier 1
206773421 | Central HP <5.4 tons | AIRQUEST | HRCU-A-CB (Split System: Heat Pump with Remote Outdoor Unit-Air-Source) | HVH837GKA2* |  |  | EA*4X37L21A*+WALLCON | *95CSU0802120A* | 33000 | 17.5 | 8.5 | 32800 | 25000 | 76.22% | 2 | 12 | 11.5 |  |  |  | No | R-410A | 2.75 | Residential & Commercial | Ducted CEE Tier 1
206773653 | Central HP <5.4 tons | AIRQUEST | HRCU-A-CB (Split System: Heat Pump with Remote Outdoor Unit-Air-Source) | HVH837GKA2* |  |  | EHD4X42AAL+WALLCON | *95CSU0802120A* | 32600 | 17 | 8.1 | 33000 | 24800 | 75.15% | 1.96 | 11.5 | 11 |  |  |  | No | R-410A | 2.7167 | Residential & Commercial | Ducted CEE Tier 1
206773671 | Central HP <5.4 tons | AIRQUEST | HRCU-A-CB (Split System: Heat Pump with Remote Outdoor Unit-Air-Source) | HVH837GKA2* |  |  | EHD4X48AAL+WALLCON | *95CSU0802120A* | 32600 | 17 | 8.1 | 33000 | 24800 | 75.15% | 1.98 | 11.5 | 11 |  |  |  | No | R-410A | 2.7167 | Residential & Commercial | Ducted CEE Tier 1
214572594 | Central HP <5.4 tons | DAY & NIGHT | HRCU-A-CB (Split System: Heat Pump with Remote Outdoor Unit-Air-Source) | CVH837GKA** |  |  | EA*4X42L21A*+WALLCON | *80CTL0702120B* | 31800 | 17 | 8.5 | 33000 | 24400 | 73.94% | 1.9 | 0 | 11 |  |  |  | No | R-410A | 2.65 | Residential & Commercial | Ducted CEE Tier 1
214572644 | Central HP <5.4 tons | DAY & NIGHT | HRCU-A-CB (Split System: Heat Pump with Remote Outdoor Unit-Air-Source) | CVH837GKA** |  |  | EA*4X42L21A*+WALLCON | *96CTN0802120B* | 31800 | 17.5 | 8.5 | 32800 | 24400 | 74.39% | 1.9 | 0 | 11 |  |  |  | No | R-410A | 2.65 | Residential & Commercial | Ducted CEE Tier 1
214572944 | Central HP <5.4 tons | DAY & NIGHT | HRCU-A-CB (Split System: Heat Pump with Remote Outdoor Unit-Air-Source) | CVH837GKA** |  |  | EA*4X60L24A*+WALLCON | *96CTN0802120B* | 32800 | 18 | 8.5 | 31600 | 24600 | 77.85% | 2 | 0 | 11.5 |  |  |  | No | R-410A | 2.7333 | Residential & Commercial | Ducted CEE Tier 1
213249275 | Central HP <5.4 tons | HEIL | HRCU-A-CB (Split System: Heat Pump with Remote Outdoor Unit-Air-Source) | DLCURAH24ABK |  |  | FEVA0024**+NAVA43601CK |  | 24200 | 17 | 9 | 25800 | 22200 | 86.05% | 1.84 | 0 | 10 |  |  |  | No | R-410A | 2.0167 | Residential & Commercial | Ducted CEE Tier 1
209880046 | Central HP <5.4 tons | FUJITSU | HRCU-A-CB (Split System: Heat Pump with Remote Outdoor Unit-Air-Source) | FOP1848MJAZCA |  |  | FCCA6021SZEA | FF96TV507021M4S*A | 44000 | 18 | 8.1 | 43500 | 45000 | 103.4% | 2 | 0 | 10 |  |  |  | No | R-410A | 3.6667 | Residential & Commercial | Ducted CEE Tier 1
214572574 | Central HP <5.4 tons | DAY & NIGHT | HRCU-A-CB (Split System: Heat Pump with Remote Outdoor Unit-Air-Source) | CVH837GKA** |  |  | EA*4X37L21A*+WALLCON | *97CMN0802120B* | 32800 | 17.5 | 8.5 | 32800 | 25200 | 76.83% | 2 | 0 | 11.5 |  |  |  | No | R-410A | 2.7333 | Residential & Commercial | Ducted CEE Tier 1
214572654 | Central HP <5.4 tons | DAY & NIGHT | HRCU-A-CB (Split System: Heat Pump with Remote Outdoor Unit-Air-Source) | CVH837GKA** |  |  | EA*4X42L24A*+WALLCON | *80CTL0702120B* | 31800 | 18 | 8.5 | 33000 | 24400 | 73.94% | 1.9 | 0 | 11 |  |  |  | No | R-410A | 2.65 | Residential & Commercial | Ducted CEE Tier 1
214572674 | Central HP <5.4 tons | DAY & NIGHT | HRCU-A-CB (Split System: Heat Pump with Remote Outdoor Unit-Air-Source) | CVH837GKA** |  |  | EA*4X42L24A*+WALLCON | *95CSU1002122B* | 31800 | 17.5 | 8.5 | 32800 | 24400 | 74.39% | 1.9 | 0 | 11 |  |  |  | No | R-410A | 2.65 | Residential & Commercial | Ducted CEE Tier 1
214572754 | Central HP <5.4 tons | DAY & NIGHT | HRCU-A-CB (Split System: Heat Pump with Remote Outdoor Unit-Air-Source) | CVH837GKA** |  |  | EA*4X43L21A*+WALLCON | *97CMN0802120B* | 32800 | 17.5 | 8.5 | 32800 | 25200 | 76.83% | 2 | 0 | 11.5 |  |  |  | No | R-410A | 2.7333 | Residential & Commercial | Ducted CEE Tier 1
214389647 | Central HP <5.4 tons | Liberty Heating & Air Conditioning | HRCU-A-CB (Split System: Heat Pump with Remote Outdoor Unit-Air-Source) | ASZS60421EA* |  |  | CA*EA6030*4A* | G*VC801005C*A* | 40000 | 17 | 8.6 | 40000 | 30600 | 76.5% | 2.2 | 0 | 10 |  |  |  | No | R-410A | 3.3333 | Residential & Commercial | Ducted CEE Tier 1
213296823 | Central HP <5.4 tons | COLEMAN | HRCU-A-CB (Split System: Heat Pump with Remote Outdoor Unit-Air-Source) | HMH72B341 |  |  | XAFC36DBCN1 | Z9ES060B12SMPS1 | 33000 | 16.5 | 8.5 | 32000 | 22400 | 70% | 1.8 | 0 | 10 |  |  |  | No | R-410A | 2.75 | Residential & Commercial | Ducted CEE Tier 1
213296948 | Central HP <5.4 tons | COLEMAN | HRCU-A-CB (Split System: Heat Pump with Remote Outdoor Unit-Air-Source) | HMH72B341 |  |  | XAFC36DBCN1 | Z8ES080C20LMPS1 | 34000 | 18 | 8.5 | 33400 | 24400 | 73.05% | 2.12 | 0 | 10 |  |  |  | No | R-410A | 2.8333 | Residential & Commercial | Ducted CEE Tier 1
213297073 | Central HP <5.4 tons | COLEMAN | HRCU-A-CB (Split System: Heat Pump with Remote Outdoor Unit-Air-Source) | HMH72B341 |  |  | XAFC36DBCN1 | Z8ET100C20LMPS1 | 34800 | 18.5 | 8.5 | 33400 | 23400 | 70.06% | 2.08 | 0 | 10 |  |  |  | No | R-410A | 2.9 | Residential & Commercial | Ducted CEE Tier 1
214570634 | Central HP <5.4 tons | DAY & NIGHT | HRCU-A-CB (Split System: Heat Pump with Remote Outdoor Unit-Air-Source) | CVH825GKA3* |  |  | EA*4X43L21A*+WALLCON | *95CSU1002122B* | 24400 | 17 | 8.5 | 21200 | 16600 | 78.3% | 2.04 | 0 | 11 |  |  |  | No | R-410A | 2.0333 | Residential & Commercial | Ducted CEE Tier 1
214570684 | Central HP <5.4 tons | DAY & NIGHT | HRCU-A-CB (Split System: Heat Pump with Remote Outdoor Unit-Air-Source) | CVH825GKA3* |  |  | EA*4X48L21A*+WALLCON | *95CSU0802120B* | 24000 | 16.5 | 8.5 | 21000 | 16600 | 79.05% | 2.02 | 0 | 11 |  |  |  | No | R-410A | 2 | Residential & Commercial | Ducted CEE Tier 1
214731841 | Central HP <5.4 tons | ECOER | HRCU-A-CB (Split System: Heat Pump with Remote Outdoor Unit-Air-Source) | EODA18H-4860BAA |  |  | GNC4248CPT | FG7SA-108C-T35C* | 44000 | 16.5 | 8.2 | 45000 | 32400 | 72% | 1.95 | 0 | 11 |  |  |  | No | R-410A | 3.6667 | Residential & Commercial | Ducted CEE Tier 1
213297213 | Central HP <5.4 tons | COLEMAN | HRCU-A-CB (Split System: Heat Pump with Remote Outdoor Unit-Air-Source) | HMH72B341 |  |  | XAHC36DXXN1+JMET12CS2N1+TXV |  | 33800 | 18 | 8.1 | 32800 | 23000 | 70.12% | 2.06 | 0 | 10 |  |  |  | No | R-410A | 2.8167 | Residential & Commercial | Ducted CEE Tier 1
213298023 | Central HP <5.4 tons | COLEMAN | HRCU-A-CB (Split System: Heat Pump with Remote Outdoor Unit-Air-Source) | HMH72B341 |  |  | XAFC36DXXN1+TXV | Z8ES080C16LMPS1 | 34000 | 18 | 8.5 | 33400 | 24200 | 72.46% | 2.14 | 0 | 10 |  |  |  | No | R-410A | 2.8333 | Residential & Commercial | Ducted CEE Tier 1
213298043 | Central HP <5.4 tons | COLEMAN | HRCU-A-CB (Split System: Heat Pump with Remote Outdoor Unit-Air-Source) | HMH72B341 |  |  | XAFC36DXXN1+TXV | Z8ES080B12LMPS1 | 34000 | 18 | 8.1 | 33400 | 24000 | 71.86% | 2.08 | 0 | 10 |  |  |  | No | R-410A | 2.8333 | Residential & Commercial | Ducted CEE Tier 1
213298093 | Central HP <5.4 tons | COLEMAN | HRCU-A-CB (Split System: Heat Pump with Remote Outdoor Unit-Air-Source) | HMH72B341 |  |  | XAUB30CXXN1+JMVT12BC2N1+TXV |  | 33400 | 18.5 | 8.5 | 33400 | 23400 | 70.06% | 2.06 | 0 | 10 |  |  |  | No | R-410A | 2.7833 | Residential & Commercial | Ducted CEE Tier 1
214492046 | Central HP <5.4 tons | Liberty Heating & Air Conditioning | HRCU-A-CB (Split System: Heat Pump with Remote Outdoor Unit-Air-Source) | ASZS601810A* |  |  | CA*EA1818*4B*+MBVC1200**-1A* |  | 16600 | 17.5 | 8.5 | 17400 | 13000 | 74.71% | 2.1 | 0 | 10.9 |  |  |  | No | R-410A | 1.3833 | Residential & Commercial | Ducted CEE Tier 1
213088000 | Central HP <5.4 tons | Invertercool | HRCU-A-CB (Split System: Heat Pump with Remote Outdoor Unit-Air-Source) | COH16S-60AA |  |  | GNC3036BPT | MGH96M060B3A | 33000 | 17 | 8.5 | 34000 | 25000 | 73.53% | 1.9 | 0 | 11.7 |  |  |  | No | R-410A | 2.75 | Residential & Commercial | Ducted CEE Tier 1
213077472 | Central HP <5.4 tons | TEMPSTAR | HRCU-A-CB (Split System: Heat Pump with Remote Outdoor Unit-Air-Source) | DLCURAH36ABK |  |  | EN(A,D,W)4X48L21** | *96VTN0801716B* | 35600 | 16 | 8.1 | 38500 | 35000 | 90.91% | 1.98 | 0 | 10 |  |  |  | No | R-410A | 2.9667 | Residential & Commercial | Ducted CEE Tier 1
213078602 | Central HP <5.4 tons | TEMPSTAR | HRCU-A-CB (Split System: Heat Pump with Remote Outdoor Unit-Air-Source) | DLCURAH36ABK |  |  | EN(A,D)4X48L24** | *80MS(N,L)0902420A* | 36000 | 16.5 | 8.1 | 38500 | 27400 | 71.17% | 1.8 | 0 | 10.5 |  |  |  | No | R-410A | 3 | Residential & Commercial | Ducted CEE Tier 1
213079187 | Central HP <5.4 tons | TEMPSTAR | HRCU-A-CB (Split System: Heat Pump with Remote Outdoor Unit-Air-Source) | DLCURAH36ABK |  |  | EN(A,D,W)4X48L21** | *80MSU0601716A* | 35800 | 16.5 | 8.1 | 38500 | 34800 | 90.39% | 2 | 0 | 10 |  |  |  | No | R-410A | 2.9833 | Residential & Commercial | Ducted CEE Tier 1
213079223 | Central HP <5.4 tons | TEMPSTAR | HRCU-A-CB (Split System: Heat Pump with Remote Outdoor Unit-Air-Source) | DLCURAH36ABK |  |  | EA*4X37L21A* | *80MSU0802120A* | 36600 | 16.5 | 8.5 | 38000 | 34600 | 91.05% | 2.08 | 0 | 10 |  |  |  | No | R-410A | 3.05 | Residential & Commercial | Ducted CEE Tier 1
213079271 | Central HP <5.4 tons | TEMPSTAR | HRCU-A-CB (Split System: Heat Pump with Remote Outdoor Unit-Air-Source) | DLCURAH36ABK |  |  | EA*4X48L21A* | *80MSU0802120A* | 36200 | 16.5 | 8.5 | 38000 | 34600 | 91.05% | 2.06 | 0 | 10 |  |  |  | No | R-410A | 3.0167 | Residential & Commercial | Ducted CEE Tier 1
213077814 | Central HP <5.4 tons | TEMPSTAR | HRCU-A-CB (Split System: Heat Pump with Remote Outdoor Unit-Air-Source) | DLCURAH36ABK |  |  | EN(A,D)4X48L24** | *96VTN1202422B* | 35800 | 16.5 | 8.1 | 38500 | 28600 | 74.29% | 1.96 | 0 | 10 |  |  |  | No | R-410A | 2.9833 | Residential & Commercial | Ducted CEE Tier 1
213078139 | Central HP <5.4 tons | TEMPSTAR | HRCU-A-CB (Split System: Heat Pump with Remote Outdoor Unit-Air-Source) | DLCURAH36ABK |  |  | END4X42L17** | *80MS(N,L)0701716A* | 35800 | 15.5 | 8.1 | 38500 | 35200 | 91.43% | 1.96 | 0 | 10 |  |  |  | No | R-410A | 2.9833 | Residential & Commercial | Ducted CEE Tier 1
216411116 | Central HP <5.4 tons | COLEMAN | HRCU-A-CB (Split System: Heat Pump with Remote Outdoor Unit-Air-Source) | HMH72B341 |  |  | XAHB36DBCN1 | Z9ET080B12SMPS1 | 33200 | 17.5 | 8.5 | 33000 | 23200 | 70.3% | 2 | 0 | 10 |  |  |  | No | R-410A | 2.7667 | Residential & Commercial | Ducted CEE Tier 1
214397311 | Central HP <5.4 tons | COLEMAN | HRCU-A-CB (Split System: Heat Pump with Remote Outdoor Unit-Air-Source) | HH836E2S11 |  |  | CTF36B5CDS1 | TPLC080B12MP13 | 33000 | 17 | 8.5 | 31000 | 25200 | 81.29% | 2 | 0 | 11 |  |  |  | No | R-454B | 2.75 | Residential & Commercial | Ducted CEE Tier 1
213297608 | Central HP <5.4 tons | COLEMAN | HRCU-A-CB (Split System: Heat Pump with Remote Outdoor Unit-Air-Source) | HMH72B341 |  |  | XAHC36DXXN1+TXV | Z8ES080C16SMPS1 | 34000 | 17.5 | 8.5 | 33400 | 23600 | 70.66% | 2.08 | 0 | 10 |  |  |  | No | R-410A | 2.8333 | Residential & Commercial | Ducted CEE Tier 1
213297633 | Central HP <5.4 tons | COLEMAN | HRCU-A-CB (Split System: Heat Pump with Remote Outdoor Unit-Air-Source) | HMH72B341 |  |  | XAHB36DXXN1+TXV | Z8ES080B12LMPS1 | 33200 | 17.5 | 8.1 | 32800 | 23000 | 70.12% | 2 | 0 | 10 |  |  |  | No | R-410A | 2.7667 | Residential & Commercial | Ducted CEE Tier 1
213297808 | Central HP <5.4 tons | COLEMAN | HRCU-A-CB (Split System: Heat Pump with Remote Outdoor Unit-Air-Source) | HMH72B341 |  |  | XAHC30CXXN1+TXV | Z8ES080B12SMPS1 | 31800 | 17 | 8.1 | 32200 | 22600 | 70.19% | 2 | 0 | 10 |  |  |  | No | R-410A | 2.65 | Residential & Commercial | Ducted CEE Tier 1
211262038 | Central HP <5.4 tons | TEMPSTAR | HRCU-A-CB (Split System: Heat Pump with Remote Outdoor Unit-Air-Source) | DLCURAH18ABK |  |  | EA*4X30L17A* | *80ES(N,L)0451712A* | 18000 | 16 | 8.5 | 18500 | 18500 | 100% | 2.22 | 0 | 10.5 |  |  |  | No | R-410A | 1.5 | Residential & Commercial | Ducted CEE Tier 1
211262129 | Central HP <5.4 tons | TEMPSTAR | HRCU-A-CB (Split System: Heat Pump with Remote Outdoor Unit-Air-Source) | DLCURAH18ABK |  |  | EA*4X30L17A* | *92ESN0401410A* | 18000 | 15.5 | 8.5 | 18700 | 18500 | 98.93% | 2.22 | 0 | 10.5 |  |  |  | No | R-410A | 1.5 | Residential & Commercial | Ducted CEE Tier 1
211262172 | Central HP <5.4 tons | TEMPSTAR | HRCU-A-CB (Split System: Heat Pump with Remote Outdoor Unit-Air-Source) | DLCURAH18ABK |  |  | EA*4X30L17A* | *80ES(N,L)0701412A* | 17800 | 16.5 | 8.5 | 18200 | 18500 | 101.6% | 2.22 | 0 | 10.5 |  |  |  | No | R-410A | 1.4833 | Residential & Commercial | Ducted CEE Tier 1
211260688 | Central HP <5.4 tons | HEIL | HRCU-A-CB (Split System: Heat Pump with Remote Outdoor Unit-Air-Source) | DLCURAH18ABK |  |  | EA*4X25L17A* | *80VSL0451412A* | 18300 | 16.5 | 8.5 | 18100 | 17500 | 96.69% | 2.12 | 0 | 11 |  |  |  | No | R-410A | 1.525 | Residential & Commercial | Ducted CEE Tier 1
211260822 | Central HP <5.4 tons | HEIL | HRCU-A-CB (Split System: Heat Pump with Remote Outdoor Unit-Air-Source) | DLCURAH18ABK |  |  | EA*4X25L17A* | *80ESU0401712A* | 19000 | 16.5 | 8.5 | 18600 | 17200 | 92.47% | 2.12 | 0 | 11 |  |  |  | No | R-410A | 1.5833 | Residential & Commercial | Ducted CEE Tier 1
211260890 | Central HP <5.4 tons | HEIL | HRCU-A-CB (Split System: Heat Pump with Remote Outdoor Unit-Air-Source) | DLCURAH18ABK |  |  | EA*4X25L17A* | *95ESN0401410A* | 18300 | 16 | 8.5 | 18200 | 17500 | 96.15% | 2.12 | 0 | 10.5 |  |  |  | No | R-410A | 1.525 | Residential & Commercial | Ducted CEE Tier 1
211260956 | Central HP <5.4 tons | HEIL | HRCU-A-CB (Split System: Heat Pump with Remote Outdoor Unit-Air-Source) | DLCURAH18ABK |  |  | EA*4X25L17A* | *95ESN0261410A* | 18600 | 16 | 8.5 | 18500 | 17400 | 94.05% | 2.12 | 0 | 11 |  |  |  | No | R-410A | 1.55 | Residential & Commercial | Ducted CEE Tier 1
212978338 | Central HP <5.4 tons | DAY & NIGHT | HRCU-A-CB (Split System: Heat Pump with Remote Outdoor Unit-Air-Source) | DLCURAH18ABK |  |  | EN(A,D)4X30L14** | *80MS(N,L)0701412A* | 17400 | 16.5 | 8.1 | 18000 | 18700 | 103.9% | 2.26 | 0 | 11 |  |  |  | No | R-410A | 1.45 | Residential & Commercial | Ducted CEE Tier 1
212970015 | Central HP <5.4 tons | TEMPSTAR | HRCU-A-CB (Split System: Heat Pump with Remote Outdoor Unit-Air-Source) | DLCURAH18ABK |  |  | EN(A,D)4X24L17** | *80VSL0701716B* | 17700 | 16 | 8.5 | 18700 | 18600 | 99.47% | 2.24 | 0 | 11 |  |  |  | No | R-410A | 1.475 | Residential & Commercial | Ducted CEE Tier 1
212972771 | Central HP <5.4 tons | TEMPSTAR | HRCU-A-CB (Split System: Heat Pump with Remote Outdoor Unit-Air-Source) | DLCURAH18ABK |  |  | EN(A,D)4X30L17** | *96VSN0401410B* | 17400 | 16 | 8.1 | 18000 | 16300 | 90.56% | 1.84 | 0 | 10.5 |  |  |  | No | R-410A | 1.45 | Residential & Commercial | Ducted CEE Tier 1
212973391 | Central HP <5.4 tons | TEMPSTAR | HRCU-A-CB (Split System: Heat Pump with Remote Outdoor Unit-Air-Source) | DLCURAH18ABK |  |  | EN(A,D)4X30L14** | *96VSN0601412B* | 17400 | 16 | 8.1 | 18000 | 18700 | 103.9% | 2.24 | 0 | 11 |  |  |  | No | R-410A | 1.45 | Residential & Commercial | Ducted CEE Tier 1
204299068 | Central HP <5.4 tons | AIRQUEST | HRCU-A-CB (Split System: Heat Pump with Remote Outdoor Unit-Air-Source) | HVH837GKA** |  |  | EA*4X42L24A*+WALLCON | *80CTL0902120A* | 31800 | 17.5 | 8.1 | 33200 | 24400 | 73.49% | 1.9 | 11 | 11.5 |  |  |  | No | R-410A | 2.65 | Residential & Commercial | Ducted CEE Tier 1
204299118 | Central HP <5.4 tons | AIRQUEST | HRCU-A-CB (Split System: Heat Pump with Remote Outdoor Unit-Air-Source) | HVH837GKA** |  |  | EA*4X42L24A*+WALLCON | *97CMN1202422A* | 31800 | 17 | 8.1 | 33200 | 24400 | 73.49% | 1.88 | 11.5 | 11 |  |  |  | No | R-410A | 2.65 | Residential & Commercial | Ducted CEE Tier 1
214571184 | Central HP <5.4 tons | DAY & NIGHT | HRCU-A-CB (Split System: Heat Pump with Remote Outdoor Unit-Air-Source) | CVH825GKA3* |  |  | EN(A,D,W)4X42L21**+WALLCON | *97CMN0602120B* | 23600 | 16 | 8.1 | 21600 | 16700 | 77.31% | 1.94 | 0 | 11 |  |  |  | No | R-410A | 1.9667 | Residential & Commercial | Ducted CEE Tier 1
214608195 | Central HP <5.4 tons | ECOER | HRCU-A-CB (Split System: Heat Pump with Remote Outdoor Unit-Air-Source) | EODA18H-4860BAA |  |  | EAHATN-36BAA |  | 35200 | 19 | 9.2 | 36000 | 29200 | 81.11% | 2.1 | 12.5 | 12 |  |  |  | No | R-410A | 2.9333 | Residential & Commercial | Ducted CEE Tier 1
214866737 | Central HP <5.4 tons | ECOER | HRCU-A-CB (Split System: Heat Pump with Remote Outdoor Unit-Air-Source) | EODA18H-4860BAA |  |  | GNC4248CPT | FG7TE-080D-V35C* | 45000 | 17 | 8.5 | 46000 | 32400 | 70.43% | 1.95 | 0 | 11 |  |  |  | No | R-410A | 3.75 | Residential & Commercial | Ducted CEE Tier 1
214866738 | Central HP <5.4 tons | ECOER | HRCU-A-CB (Split System: Heat Pump with Remote Outdoor Unit-Air-Source) | EODA18H-4860BAA |  |  | GNC4860CPT | FG7TE-100D-V35C* | 52000 | 16.5 | 8.5 | 54000 | 37800 | 70% | 1.9 | 0 | 10 |  |  |  | No | R-410A | 4.3333 | Residential & Commercial | Ducted CEE Tier 1
215932085 | Central HP <5.4 tons | BRYANT HEATING AND COOLING SYSTEMS | HRCU-A-CB (Split System: Heat Pump with Remote Outdoor Unit-Air-Source) | 293VAN036**AA* |  |  | CAA**3617AM*+UI | 987MC42060C17*** | 32000 | 19 | 9.5 | 34600 | 26600 | 76.88% | 2 | 0 | 10.5 |  |  |  | No | R-454B | 2.6667 | Residential & Commercial | Ducted CEE Tier 1
215932335 | Central HP <5.4 tons | BRYANT HEATING AND COOLING SYSTEMS | HRCU-A-CB (Split System: Heat Pump with Remote Outdoor Unit-Air-Source) | 293VAN036**AA* |  |  | CAA**4221AM*+UI | 986TD42060C17*** | 32400 | 19.5 | 9.5 | 34200 | 26400 | 77.19% | 2.02 | 0 | 10.5 |  |  |  | No | R-454B | 2.7 | Residential & Commercial | Ducted CEE Tier 1
206133417 | Central HP <5.4 tons | AIRQUEST | HRCU-A-CB (Split System: Heat Pump with Remote Outdoor Unit-Air-Source) | HVH825GKA2* |  |  | EA*4X37L17A*+WALLCON | *80CSU0401712A* | 24200 | 17 | 8.1 | 21400 | 16700 | 78.04% | 2 | 11.5 | 11 |  |  |  | No | R-410A | 2.0167 | Residential & Commercial | Ducted CEE Tier 1
209880036 | Central HP <5.4 tons | FUJITSU | HRCU-A-CB (Split System: Heat Pump with Remote Outdoor Unit-Air-Source) | FOP1836MJAZCA |  |  | FCCA6021SZEA | FF98MV307017UPS*A | 34200 | 19 | 8.5 | 34200 | 43500 | 127.2% | 2.2 | 0 | 12.5 |  |  |  | No | R-410A | 2.85 | Residential & Commercial | Ducted CEE Tier 1
208141158 | Central HP <5.4 tons | ECOER | HRCU-A-CB (Split System: Heat Pump with Remote Outdoor Unit-Air-Source) | EODA18H-4860B |  |  | GNC4860DPT | MGH96M100D5A | 52000 | 16.5 | 8.5 | 54000 | 37800 | 70% | 1.9 | 10.2 | 10 |  |  |  | No | R-410A | 4.3333 | Residential & Commercial | Ducted CEE Tier 1
207861760 | Central HP <5.4 tons | ECOER | HRCU-A-CB (Split System: Heat Pump with Remote Outdoor Unit-Air-Source) | EODA18H-4860B |  |  | EAHATN-60B |  | 54000 | 17 | 9 | 55000 | 38500 | 70% | 1.9 | 10.5 | 10 |  |  |  | No | R-410A | 4.5 | Residential & Commercial | Ducted CEE Tier 1
214731840 | Central HP <5.4 tons | ECOER | HRCU-A-CB (Split System: Heat Pump with Remote Outdoor Unit-Air-Source) | EODA18H-4860BAA |  |  | GNC3036BPT | FG7SA-072C-T24B* | 33000 | 16.5 | 8.4 | 35000 | 27000 | 77.14% | 2.1 | 0 | 11.7 |  |  |  | No | R-410A | 2.75 | Residential & Commercial | Ducted CEE Tier 1
214731843 | Central HP <5.4 tons | ECOER | HRCU-A-CB (Split System: Heat Pump with Remote Outdoor Unit-Air-Source) | EODA18H-4860BAA |  |  | GNC4860CPT | FG7SA-108C-T35C* | 52000 | 16 | 8.2 | 54000 | 37800 | 70% | 1.9 | 0 | 10 |  |  |  | No | R-410A | 4.3333 | Residential & Commercial | Ducted CEE Tier 1
215560595 | Central HP <5.4 tons | ECOER | HRCU-A-CB (Split System: Heat Pump with Remote Outdoor Unit-Air-Source) | EODA18H-4860BAA |  |  | GNC3036BPT | FG7TC-060D-V24B* | 33000 | 17.5 | 8.8 | 35000 | 27000 | 77.14% | 2.1 | 0 | 11.7 |  |  |  | No | R-410A | 2.75 | Residential & Commercial | Ducted CEE Tier 1
215932415 | Central HP <5.4 tons | BRYANT HEATING AND COOLING SYSTEMS | HRCU-A-CB (Split System: Heat Pump with Remote Outdoor Unit-Air-Source) | 293VAN036**AA* |  |  | CAA**4821AM*+UI | 88*TB60070C21*** | 33400 | 20 | 9.5 | 34600 | 26400 | 76.3% | 2.04 | 0 | 11.5 |  |  |  | No | R-454B | 2.7833 | Residential & Commercial | Ducted CEE Tier 1
211227077 | Central HP <5.4 tons | BRYANT HEATING AND COOLING SYSTEMS | HRCU-A-CB (Split System: Heat Pump with Remote Outdoor Unit-Air-Source) | 38MURAQ36AB3* |  |  | CAP**3721AL* | 915SB66100E21*** | 37400 | 15.5 | 8.5 | 39000 | 35000 | 89.74% | 2.16 | 0 | 10 |  |  |  | No | R-410A | 3.1167 | Residential & Commercial | Ducted CEE Tier 1
216505528 | Central HP <5.4 tons | KINGHOME | HRCU-A-CB (Split System: Heat Pump with Remote Outdoor Unit-Air-Source) | KU36UHO |  |  | KCA24*I | WPV070T3AA-C | 23000 | 15.2 | 8.5 | 23000 | 19000 | 82.61% | 1.75 | 0 | 11.5 |  |  |  | No | R-410A | 1.9167 | Residential & Commercial | Ducted CEE Tier 1
215931935 | Central HP <5.4 tons | BRYANT HEATING AND COOLING SYSTEMS | HRCU-A-CB (Split System: Heat Pump with Remote Outdoor Unit-Air-Source) | 293VAN036**AA* |  |  | CAA**2417AM*+UI | 987MC42060C17*** | 31400 | 18.5 | 9.5 | 35000 | 27000 | 77.14% | 1.98 | 0 | 10 |  |  |  | No | R-454B | 2.6167 | Residential & Commercial | Ducted CEE Tier 1
215932235 | Central HP <5.4 tons | BRYANT HEATING AND COOLING SYSTEMS | HRCU-A-CB (Split System: Heat Pump with Remote Outdoor Unit-Air-Source) | 293VAN036**AA* |  |  | CAA**4221AM*+UI | 88*TB60070C21*** | 32600 | 19.5 | 9.5 | 35000 | 26800 | 76.57% | 2.02 | 0 | 11 |  |  |  | No | R-454B | 2.7167 | Residential & Commercial | Ducted CEE Tier 1
208141153 | Central HP <5.4 tons | ECOER | HRCU-A-CB (Split System: Heat Pump with Remote Outdoor Unit-Air-Source) | EODA18H-4860B |  |  | GNC3036BPT | MGH96M060B3A | 33000 | 17.5 | 8.8 | 35000 | 27000 | 77.14% | 2.1 | 11.5 | 11.7 |  |  |  | No | R-410A | 2.75 | Residential & Commercial | Ducted CEE Tier 1
215932135 | Central HP <5.4 tons | BRYANT HEATING AND COOLING SYSTEMS | HRCU-A-CB (Split System: Heat Pump with Remote Outdoor Unit-Air-Source) | 293VAN036**AA* |  |  | CAA**3717AM*+UI | 987MC42060C17*** | 33200 | 19 | 9.5 | 34600 | 26400 | 76.3% | 2.04 | 0 | 10.5 |  |  |  | No | R-454B | 2.7667 | Residential & Commercial | Ducted CEE Tier 1
214570514 | Central HP <5.4 tons | DAY & NIGHT | HRCU-A-CB (Split System: Heat Pump with Remote Outdoor Unit-Air-Source) | CVH825GKA3* |  |  | EA*4X42L21A*+WALLCON | *95CSU1002122B* | 23800 | 16.5 | 8.1 | 21400 | 16600 | 77.57% | 1.96 | 0 | 11 |  |  |  | No | R-410A | 1.9833 | Residential & Commercial | Ducted CEE Tier 1
214570664 | Central HP <5.4 tons | DAY & NIGHT | HRCU-A-CB (Split System: Heat Pump with Remote Outdoor Unit-Air-Source) | CVH825GKA3* |  |  | EA*4X43L21A*+WALLCON | *96CTN0802120B* | 24400 | 17 | 8.5 | 21200 | 16600 | 78.3% | 2.04 | 0 | 11 |  |  |  | No | R-410A | 2.0333 | Residential & Commercial | Ducted CEE Tier 1
214241605 | Central HP <5.4 tons | CARRIER | HRCU-A-CB (Split System: Heat Pump with Remote Outdoor Unit-Air-Source) | 25VNA825A*032* |  |  | CNPV*2417AL*+UI | 59MN7C080C17**14 | 23200 | 16 | 8.1 | 22000 | 16900 | 76.82% | 1.92 | 0 | 10.5 |  |  |  | No | R-410A | 1.9333 | Residential & Commercial | Ducted CEE Tier 1
214396262 | Central HP <5.4 tons | COLEMAN | HRCU-A-CB (Split System: Heat Pump with Remote Outdoor Unit-Air-Source) | HH824E2S11 |  |  | CTM30B5ACS1+JMC12B2SN1 |  | 23000 | 18 | 9.5 | 23000 | 19000 | 82.61% | 2 | 0 | 12 |  |  |  | No | R-454B | 1.9167 | Residential & Commercial | Ducted CEE Tier 1
214396663 | Central HP <5.4 tons | COLEMAN | HRCU-A-CB (Split System: Heat Pump with Remote Outdoor Unit-Air-Source) | HH824E2S11 |  |  | CTF36B5ADS1 | TL9E060B12UH11 | 23000 | 18 | 9.5 | 23000 | 18900 | 82.17% | 2 | 0 | 12 |  |  |  | No | R-454B | 1.9167 | Residential & Commercial | Ducted CEE Tier 1
214650210 | Central HP <5.4 tons | COLEMAN | HRCU-A-CB (Split System: Heat Pump with Remote Outdoor Unit-Air-Source) | HH824E2S11 |  |  | CTU36B5XDS1+TXV | CPLC080B12MP13 | 23000 | 18 | 9 | 23000 | 18500 | 80.43% | 2 | 0 | 12 |  |  |  | No | R-454B | 1.9167 | Residential & Commercial | Ducted CEE Tier 1
214650930 | Central HP <5.4 tons | COLEMAN | HRCU-A-CB (Split System: Heat Pump with Remote Outdoor Unit-Air-Source) | HH824E2S11 |  |  | CTU36B5XDS1+TXV | TMLE080B12MP11 | 23000 | 18 | 9.5 | 23000 | 18700 | 81.3% | 2 | 0 | 12 |  |  |  | No | R-454B | 1.9167 | Residential & Commercial | Ducted CEE Tier 1
208141154 | Central HP <5.4 tons | ECOER | HRCU-A-CB (Split System: Heat Pump with Remote Outdoor Unit-Air-Source) | EODA18H-4860B |  |  | GNC4248CPT | MGH96M100C5A | 45000 | 17.5 | 8.5 | 46000 | 32400 | 70.43% | 1.95 | 11 | 11 |  |  |  | No | R-410A | 3.75 | Residential & Commercial | Ducted CEE Tier 1
214608223 | Central HP <5.4 tons | ECOER | HRCU-A-C (Split System: Heat Pump with Remote Outdoor Unit with No Indoor Fan --Air Source) | EODA18H-4860BAA |  |  | GNC4860DPT+DK |  | 52000 | 15.2 | 8.5 | 53000 | 37200 | 70.19% | 1.9 | 0 | 10 |  |  |  | No | R-410A | 4.3333 | Residential & Commercial | Ducted CEE Tier 1
214608214 | Central HP <5.4 tons | ECOER | HRCU-A-CB (Split System: Heat Pump with Remote Outdoor Unit-Air-Source) | EODA18H-4860BAA |  |  | EAHATN-36 |  | 35200 | 18 | 8.8 | 36000 | 29200 | 81.11% | 2 | 0 | 12 |  |  |  | No | R-410A | 2.9333 | Residential & Commercial | Ducted CEE Tier 1
215932245 | Central HP <5.4 tons | BRYANT HEATING AND COOLING SYSTEMS | HRCU-A-CB (Split System: Heat Pump with Remote Outdoor Unit-Air-Source) | 293VAN036**AA* |  |  | CAA**4221AM*+UI | 88*TB48090C17*** | 32600 | 20 | 9.5 | 35000 | 26800 | 76.57% | 2.02 | 0 | 11 |  |  |  | No | R-454B | 2.7167 | Residential & Commercial | Ducted CEE Tier 1
211391241 | Central HP <5.4 tons | CHAMPION HEATING AND COOLING | HRCU-A-CB (Split System: Heat Pump with Remote Outdoor Unit-Air-Source) | HMH72B341 |  |  | XAHC36DXXN1+TXV | TMLE120C16MP11 | 33600 | 17.5 | 8.1 | 33000 | 23200 | 70.3% | 2.04 | 0 | 10 |  |  |  | No | R-410A | 2.8 | Residential & Commercial | Ducted CEE Tier 1
211391509 | Central HP <5.4 tons | CHAMPION HEATING AND COOLING | HRCU-A-CB (Split System: Heat Pump with Remote Outdoor Unit-Air-Source) | HMH72B341 |  |  | XAFC36DXXN1+TXV | TMLE100C16MP11 | 34000 | 17.5 | 8.1 | 33600 | 23800 | 70.83% | 2.08 | 0 | 10 |  |  |  | No | R-410A | 2.8333 | Residential & Commercial | Ducted CEE Tier 1
211391768 | Central HP <5.4 tons | CHAMPION HEATING AND COOLING | HRCU-A-CB (Split System: Heat Pump with Remote Outdoor Unit-Air-Source) | HMH72B341 |  |  | XAFC36DBCN1 | TM8E100B12MP11 | 34000 | 18 | 8.1 | 33800 | 23800 | 70.41% | 2.06 | 0 | 10 |  |  |  | No | R-410A | 2.8333 | Residential & Commercial | Ducted CEE Tier 1
211391852 | Central HP <5.4 tons | CHAMPION HEATING AND COOLING | HRCU-A-CB (Split System: Heat Pump with Remote Outdoor Unit-Air-Source) | HMH72B341 |  |  | XAFB36DBCN1 | TM8E100B12MP11 | 34000 | 18 | 8.1 | 33800 | 23800 | 70.41% | 2.06 | 0 | 10 |  |  |  | No | R-410A | 2.8333 | Residential & Commercial | Ducted CEE Tier 1
215931945 | Central HP <5.4 tons | BRYANT HEATING AND COOLING SYSTEMS | HRCU-A-CB (Split System: Heat Pump with Remote Outdoor Unit-Air-Source) | 293VAN036**AA* |  |  | CAA**2417AM*+UI | 986TD30040C14*** | 30600 | 17 | 9 | 34800 | 26800 | 77.01% | 1.9 | 0 | 10 |  |  |  | No | R-454B | 2.55 | Residential & Commercial | Ducted CEE Tier 1
206414277 | Central HP <5.4 tons | KINGHOME | HRCU-A-CB (Split System: Heat Pump with Remote Outdoor Unit-Air-Source) | KU36UHO |  |  | KU36UH2I |  | 34000 | 16 | 9 | 35000 | 28000 | 80% | 1.8 | 10 | 10 |  |  |  | No | R-410A | 2.8333 | Residential & Commercial | Ducted CEE Tier 1
215828268 | Central HP <5.4 tons | KINGHOME | HRCU-A-CB (Split System: Heat Pump with Remote Outdoor Unit-Air-Source) | KU36UHO |  |  | KCA24*I | 926TC48080V17 | 23000 | 15.2 | 8.5 | 24000 | 16800 | 70% | 1.75 | 0 | 11 |  |  |  | No | R-410A | 1.9167 | Residential & Commercial | Ducted CEE Tier 1
213352688 | Central HP <5.4 tons | ECOER | HRCU-A-CB (Split System: Heat Pump with Remote Outdoor Unit-Air-Source) | EODA18H-4860B |  |  | EAHATN-60 |  | 54000 | 16 | 8.8 | 55000 | 38500 | 70% | 1.9 | 0 | 10 |  |  |  | No | R-410A | 4.5 | Residential & Commercial | Ducted CEE Tier 1
214608230 | Central HP <5.4 tons | ECOER | HRCU-A-CB (Split System: Heat Pump with Remote Outdoor Unit-Air-Source) | EODA18H-4860BAA |  |  | GNC4248CPT | MGH96M100C5A | 45000 | 17.5 | 8.5 | 46000 | 32400 | 70.43% | 1.95 | 11 | 11 |  |  |  | No | R-410A | 3.75 | Residential & Commercial | Ducted CEE Tier 1
215932105 | Central HP <5.4 tons | BRYANT HEATING AND COOLING SYSTEMS | HRCU-A-CB (Split System: Heat Pump with Remote Outdoor Unit-Air-Source) | 293VAN036**AA* |  |  | CAA**3617AM*+UI | 986TD30040C14*** | 31000 | 17.5 | 9 | 34200 | 26400 | 77.19% | 1.92 | 0 | 10.5 |  |  |  | No | R-454B | 2.5833 | Residential & Commercial | Ducted CEE Tier 1
214572774 | Central HP <5.4 tons | DAY & NIGHT | HRCU-A-CB (Split System: Heat Pump with Remote Outdoor Unit-Air-Source) | CVH837GKA** |  |  | EA*4X48L21A*+WALLCON | *80CTL0702120B* | 32200 | 17.5 | 8.5 | 32400 | 25000 | 77.16% | 1.98 | 0 | 11 |  |  |  | No | R-410A | 2.6833 | Residential & Commercial | Ducted CEE Tier 1
206771327 | Central HP <5.4 tons | AIRQUEST | HRCU-A-CB (Split System: Heat Pump with Remote Outdoor Unit-Air-Source) | HVH837GKA2* |  |  | EA*4X37L21A*+WALLCON | *97CMN1002122A* | 33000 | 17.5 | 8.5 | 33000 | 25200 | 76.36% | 2 | 12 | 11.7 |  |  |  | No | R-410A | 2.75 | Residential & Commercial | Ducted CEE Tier 1
206771444 | Central HP <5.4 tons | AIRQUEST | HRCU-A-CB (Split System: Heat Pump with Remote Outdoor Unit-Air-Source) | HVH837GKA2* |  |  | EA*4X42L21A*+WALLCON | *97CMN0801714A* | 31600 | 17 | 8.1 | 33400 | 24800 | 74.25% | 1.86 | 11.5 | 11 |  |  |  | No | R-410A | 2.6333 | Residential & Commercial | Ducted CEE Tier 1
206771561 | Central HP <5.4 tons | AIRQUEST | HRCU-A-CB (Split System: Heat Pump with Remote Outdoor Unit-Air-Source) | HVH837GKA2* |  |  | EA*4X42L24A*+WALLCON | *97CMN1002122A* | 31800 | 17.5 | 8.1 | 33000 | 24400 | 73.94% | 1.9 | 12 | 11.5 |  |  |  | No | R-410A | 2.65 | Residential & Commercial | Ducted CEE Tier 1
208587413 | Central HP <5.4 tons | FUJITSU | HRCU-A-CB (Split System: Heat Pump with Remote Outdoor Unit-Air-Source) | FOP1848MJAZCA1 |  |  | FHRAVM6021SJZECA |  | 45000 | 19 | 8.5 | 40000 | 42000 | 105% | 1.8 | 0 | 12 |  |  |  | No | R-410A | 3.75 | Residential & Commercial | Ducted CEE Tier 1
216571340 | Central HP <5.4 tons | TRANE | HRCU-A-CB (Split System: Heat Pump with Remote Outdoor Unit-Air-Source) | 5TWV8X60A1 |  |  | 5PX*DD10AS3 | S8V2C080M5PCB | 52500 | 18.1 | 8.5 | 55000 | 39500 | 71.82% | 1.9 | 0 | 10 |  |  |  | No | R-454B | 4.375 | Residential & Commercial | Ducted CEE Tier 1
214239543 | Central HP <5.4 tons | CARRIER | HRCU-A-CB (Split System: Heat Pump with Remote Outdoor Unit-Air-Source) | 25VNA837A*030* |  |  | CNPV*3621AL*+UI | 58TN*B090C21**20 | 31400 | 16.5 | 8.1 | 33000 | 24000 | 72.73% | 1.82 | 0 | 11 |  |  |  | No | R-410A | 2.6167 | Residential & Commercial | Ducted CEE Tier 1
214242955 | Central HP <5.4 tons | CARRIER | HRCU-A-CB (Split System: Heat Pump with Remote Outdoor Unit-Air-Source) | 25VNA825A*031* |  |  | CNPV*4221AL*+UI | 58TN*B045C17**12 | 23600 | 16 | 8.1 | 21600 | 16800 | 77.78% | 1.94 | 0 | 10.5 |  |  |  | No | R-410A | 1.9667 | Residential & Commercial | Ducted CEE Tier 1
214243055 | Central HP <5.4 tons | CARRIER | HRCU-A-CB (Split System: Heat Pump with Remote Outdoor Unit-Air-Source) | 25VNA825A*031* |  |  | CNPV*4221AL*+UI | 59TN6C080C17**14 | 23800 | 16.5 | 8.1 | 21400 | 16700 | 78.04% | 1.96 | 0 | 11 |  |  |  | No | R-410A | 1.9833 | Residential & Commercial | Ducted CEE Tier 1
214243105 | Central HP <5.4 tons | CARRIER | HRCU-A-CB (Split System: Heat Pump with Remote Outdoor Unit-Air-Source) | 25VNA825A*031* |  |  | CNPV*4821AL*+UI | 58TN*B090C21**20 | 24200 | 17 | 8.1 | 21200 | 16600 | 78.3% | 2.02 | 0 | 11.5 |  |  |  | No | R-410A | 2.0167 | Residential & Commercial | Ducted CEE Tier 1
215932315 | Central HP <5.4 tons | BRYANT HEATING AND COOLING SYSTEMS | HRCU-A-CB (Split System: Heat Pump with Remote Outdoor Unit-Air-Source) | 293VAN036**AA* |  |  | CAA**4221AM*+UI | 987MC60080C21*** | 32800 | 19.5 | 9.5 | 34800 | 26800 | 77.01% | 2.02 | 0 | 11 |  |  |  | No | R-454B | 2.7333 | Residential & Commercial | Ducted CEE Tier 1
214731842 | Central HP <5.4 tons | ECOER | HRCU-A-CB (Split System: Heat Pump with Remote Outdoor Unit-Air-Source) | EODA18H-4860BAA |  |  | GNC4248CPT | FG7SA-090C-T35C* | 44000 | 16.5 | 8.2 | 45000 | 32400 | 72% | 1.95 | 0 | 11 |  |  |  | No | R-410A | 3.6667 | Residential & Commercial | Ducted CEE Tier 1
208141152 | Central HP <5.4 tons | ECOER | HRCU-A-CB (Split System: Heat Pump with Remote Outdoor Unit-Air-Source) | EODA18H-4860B |  |  | GNC3036BPT | MGH96M080B3A | 33000 | 17.5 | 8.8 | 35000 | 27000 | 77.14% | 2.1 | 11.5 | 11.7 |  |  |  | No | R-410A | 2.75 | Residential & Commercial | Ducted CEE Tier 1
214731839 | Central HP <5.4 tons | ECOER | HRCU-A-CB (Split System: Heat Pump with Remote Outdoor Unit-Air-Source) | EODA18H-4860BAA |  |  | GNC3036BPT | FG7SA-090C-T24B* | 33000 | 16.5 | 8.4 | 35000 | 27000 | 77.14% | 2.1 | 0 | 11.7 |  |  |  | No | R-410A | 2.75 | Residential & Commercial | Ducted CEE Tier 1
214608208 | Central HP <5.4 tons | ECOER | HRCU-A-CB (Split System: Heat Pump with Remote Outdoor Unit-Air-Source) | EODA18H-4860BAA |  |  | GNC3036BPT | MGH96M060B3A | 33000 | 17.5 | 8.8 | 35000 | 27000 | 77.14% | 2.1 | 11.5 | 11.7 |  |  |  | No | R-410A | 2.75 | Residential & Commercial | Ducted CEE Tier 1
214608231 | Central HP <5.4 tons | ECOER | HRCU-A-CB (Split System: Heat Pump with Remote Outdoor Unit-Air-Source) | EODA18H-4860BAA |  |  | GNC4248CPT | MGH96M080C4A | 44000 | 17 | 8.5 | 45000 | 32400 | 72% | 1.95 | 11 | 11 |  |  |  | No | R-410A | 3.6667 | Residential & Commercial | Ducted CEE Tier 1
211177532 | Central HP <5.4 tons | KINGHOME | HRCU-A-CB (Split System: Heat Pump with Remote Outdoor Unit-Air-Source) | KU36UHO |  |  | KCA24*I | ML296UH070XV36B-* | 23000 | 15.5 | 8.5 | 24000 | 16800 | 70% | 1.75 | 12 | 11 |  |  |  | No | R-410A | 1.9167 | Residential & Commercial | Ducted CEE Tier 1
216571342 | Central HP <5.4 tons | TRANE | HRCU-A-CB (Split System: Heat Pump with Remote Outdoor Unit-Air-Source) | 5TWV8X60A1 |  |  | 5PX*DD10AS3 | S8V2C080M5PDB | 52500 | 18.1 | 8.5 | 55000 | 39500 | 71.82% | 1.9 | 0 | 10 |  |  |  | No | R-454B | 4.375 | Residential & Commercial | Ducted CEE Tier 1
206773281 | Central HP <5.4 tons | AIRQUEST | HRCU-A-CB (Split System: Heat Pump with Remote Outdoor Unit-Air-Source) | HVH837GKA2* |  |  | EN(A,D,W)4X48L21**+WALLCON | *80CSU1002120A* | 32400 | 17 | 8.1 | 33000 | 24800 | 75.15% | 1.94 | 12.2 | 11.5 |  |  |  | No | R-410A | 2.7 | Residential & Commercial | Ducted CEE Tier 1
211241513 | Central HP <5.4 tons | HEIL | HRCU-A-CB (Split System: Heat Pump with Remote Outdoor Unit-Air-Source) | DLCURAH24ABK |  |  | EA*4X30L17A* | *80ESU0401712A* | 24000 | 17 | 8.5 | 26000 | 23200 | 89.23% | 1.94 | 0 | 10 |  |  |  | No | R-410A | 2 | Residential & Commercial | Ducted CEE Tier 1
209880042 | Central HP <5.4 tons | FUJITSU | HRCU-A-CB (Split System: Heat Pump with Remote Outdoor Unit-Air-Source) | FOP1848MJAZCA |  |  | FCCA6021SZEA | FF98MV510021UPS*A | 44000 | 19 | 8.1 | 43500 | 45500 | 104.6% | 1.9 | 0 | 10 |  |  |  | No | R-410A | 3.6667 | Residential & Commercial | Ducted CEE Tier 1
214239413 | Central HP <5.4 tons | CARRIER | HRCU-A-CB (Split System: Heat Pump with Remote Outdoor Unit-Air-Source) | 25VNA837A*031* |  |  | CNPV*6024AL*+UI | 59TN6C120C24**22 | 32800 | 17.5 | 8.1 | 32200 | 24600 | 76.4% | 1.96 | 0 | 11.7 |  |  |  | No | R-410A | 2.7333 | Residential & Commercial | Ducted CEE Tier 1
214239123 | Central HP <5.4 tons | CARRIER | HRCU-A-CB (Split System: Heat Pump with Remote Outdoor Unit-Air-Source) | 25VNA837A*031* |  |  | CNPV*4221AL*+UI | 59MN7C100C21**22 | 31800 | 16.5 | 8.1 | 33000 | 24400 | 73.94% | 1.88 | 0 | 11 |  |  |  | No | R-410A | 2.65 | Residential & Commercial | Ducted CEE Tier 1
215932275 | Central HP <5.4 tons | BRYANT HEATING AND COOLING SYSTEMS | HRCU-A-CB (Split System: Heat Pump with Remote Outdoor Unit-Air-Source) | 293VAN036**AA* |  |  | CAA**4221AM*+UI | 935CB66100C21*** | 32800 | 20 | 9.5 | 34600 | 26600 | 76.88% | 2.02 | 0 | 11.5 |  |  |  | No | R-454B | 2.7333 | Residential & Commercial | Ducted CEE Tier 1
215932425 | Central HP <5.4 tons | BRYANT HEATING AND COOLING SYSTEMS | HRCU-A-CB (Split System: Heat Pump with Remote Outdoor Unit-Air-Source) | 293VAN036**AA* |  |  | CAA**4821AM*+UI | 88*TB48090C17*** | 33400 | 20 | 9.5 | 34600 | 26400 | 76.3% | 2.04 | 0 | 11.5 |  |  |  | No | R-454B | 2.7833 | Residential & Commercial | Ducted CEE Tier 1
216505529 | Central HP <5.4 tons | KINGHOME | HRCU-A-CB (Split System: Heat Pump with Remote Outdoor Unit-Air-Source) | KU36UHO |  |  | KCA24*I | WPV070T3AA-N | 23000 | 15.2 | 8.5 | 23000 | 19000 | 82.61% | 1.75 | 0 | 11.5 |  |  |  | No | R-410A | 1.9167 | Residential & Commercial | Ducted CEE Tier 1
215828270 | Central HP <5.4 tons | KINGHOME | HRCU-A-CB (Split System: Heat Pump with Remote Outdoor Unit-Air-Source) | KU36UHO |  |  | KCA24*I | EL297UH070XV36B | 23000 | 15.5 | 8.5 | 24000 | 16800 | 70% | 1.75 | 0 | 11 |  |  |  | No | R-410A | 1.9167 | Residential & Commercial | Ducted CEE Tier 1
214333178 | Central HP <5.4 tons | ECOER | HRCU-A-C (Split System: Heat Pump with Remote Outdoor Unit with No Indoor Fan --Air Source) | EODA18H-4860B |  |  | GNC4860DPT+DK |  | 52000 | 15.2 | 8.5 | 53000 | 37200 | 70.19% | 1.9 | 0 | 10 |  |  |  | No | R-410A | 4.3333 | Residential & Commercial | Ducted CEE Tier 1
213078214 | Central HP <5.4 tons | TEMPSTAR | HRCU-A-CB (Split System: Heat Pump with Remote Outdoor Unit-Air-Source) | DLCURAH36ABK |  |  | EA*4X43L21A* | *80MS(N,L)0702116A* | 36400 | 16 | 8.5 | 38000 | 34600 | 91.05% | 2 | 0 | 10 |  |  |  | No | R-410A | 3.0333 | Residential & Commercial | Ducted CEE Tier 1
215931895 | Central HP <5.4 tons | BRYANT HEATING AND COOLING SYSTEMS | HRCU-A-CB (Split System: Heat Pump with Remote Outdoor Unit-Air-Source) | 293VAN060**AA* |  |  | CSAH*6012AM*+UI | 987MC66120C24*** | 56000 | 17.5 | 8.1 | 61000 | 46000 | 75.41% | 1.95 | 0 | 11 |  |  |  | No | R-454B | 4.6667 | Residential & Commercial | Ducted CEE Tier 1
213079881 | Central HP <5.4 tons | TEMPSTAR | HRCU-A-CB (Split System: Heat Pump with Remote Outdoor Unit-Air-Source) | DLCURAH36ABK |  |  | EA*4X43L21A* | *92MSN1002122A* | 36200 | 16.5 | 8.5 | 38000 | 34600 | 91.05% | 2.02 | 0 | 10 |  |  |  | No | R-410A | 3.0167 | Residential & Commercial | Ducted CEE Tier 1
213080834 | Central HP <5.4 tons | TEMPSTAR | HRCU-A-CB (Split System: Heat Pump with Remote Outdoor Unit-Air-Source) | DLCURAH36ABK |  |  | EA*4X43L21A* | *95MSU0802120A* | 36600 | 16 | 8.5 | 38500 | 35000 | 90.91% | 2.08 | 0 | 10 |  |  |  | No | R-410A | 3.05 | Residential & Commercial | Ducted CEE Tier 1
215931715 | Central HP <5.4 tons | BRYANT HEATING AND COOLING SYSTEMS | HRCU-A-CB (Split System: Heat Pump with Remote Outdoor Unit-Air-Source) | 293VAN060**AA* |  |  | CAA**6124AM*+UI | 88*TB66135C24*** | 57000 | 19 | 8.5 | 60500 | 46000 | 76.03% | 2.04 | 0 | 11.7 |  |  |  | No | R-454B | 4.75 | Residential & Commercial | Ducted CEE Tier 1
215933234 | Central HP <5.4 tons | CARRIER | HRCU-A-CB (Split System: Heat Pump with Remote Outdoor Unit-Air-Source) | 27VNA336A*030* |  |  | CSAH*3612AM*+UI | 59TN6C060C17**14 | 33000 | 18.5 | 9 | 34400 | 26200 | 76.16% | 1.92 | 0 | 10.5 |  |  |  | No | R-454B | 2.75 | Residential & Commercial | Ducted CEE Tier 1
215933334 | Central HP <5.4 tons | CARRIER | HRCU-A-CB (Split System: Heat Pump with Remote Outdoor Unit-Air-Source) | 27VNA336A*030* |  |  | CSAH*4212AM*+UI | 58TN*B090C17**16 | 33600 | 19 | 9 | 34800 | 26600 | 76.44% | 1.92 | 0 | 11 |  |  |  | No | R-454B | 2.8 | Residential & Commercial | Ducted CEE Tier 1
215933384 | Central HP <5.4 tons | CARRIER | HRCU-A-CB (Split System: Heat Pump with Remote Outdoor Unit-Air-Source) | 27VNA336A*030* |  |  | CSAH*4212AM*+UI | 59CU5B100C21**22 | 33600 | 19.5 | 9 | 34600 | 26400 | 76.3% | 1.92 | 0 | 11.7 |  |  |  | No | R-454B | 2.8 | Residential & Commercial | Ducted CEE Tier 1
215223220 | Central HP <5.4 tons | GCHV | HRCU-A-CB (Split System: Heat Pump with Remote Outdoor Unit-Air-Source) | COT-D60HNR8-GA01(J0) |  |  | CAH-D48HNR8-FMD(J0) |  | 47500 | 17.5 | 9 | 48000 | 34200 | 71.25% | 2.1 | 0 | 11.3 |  |  |  | No | R-454B | 3.9583 | Residential & Commercial | Ducted CEE Tier 1
214608207 | Central HP <5.4 tons | ECOER | HRCU-A-CB (Split System: Heat Pump with Remote Outdoor Unit-Air-Source) | EODA18H-4860BAA |  |  | GNC3036BPT | MGH96M080B3A | 33000 | 17.5 | 8.8 | 35000 | 27000 | 77.14% | 2.1 | 11.5 | 11.7 |  |  |  | No | R-410A | 2.75 | Residential & Commercial | Ducted CEE Tier 1
214608232 | Central HP <5.4 tons | ECOER | HRCU-A-CB (Split System: Heat Pump with Remote Outdoor Unit-Air-Source) | EODA18H-4860BAA |  |  | GNC4860DPT | MGH96M120D5A | 52000 | 16.5 | 8.5 | 54000 | 37800 | 70% | 1.9 | 10.2 | 10 |  |  |  | No | R-410A | 4.3333 | Residential & Commercial | Ducted CEE Tier 1
215932055 | Central HP <5.4 tons | BRYANT HEATING AND COOLING SYSTEMS | HRCU-A-CB (Split System: Heat Pump with Remote Outdoor Unit-Air-Source) | 293VAN036**AA* |  |  | CAA**3617AM*+UI | 88*TB36045C17*** | 32000 | 19 | 9 | 36000 | 27800 | 77.22% | 1.88 | 0 | 10 |  |  |  | No | R-454B | 2.6667 | Residential & Commercial | Ducted CEE Tier 1
215932155 | Central HP <5.4 tons | BRYANT HEATING AND COOLING SYSTEMS | HRCU-A-CB (Split System: Heat Pump with Remote Outdoor Unit-Air-Source) | 293VAN036**AA* |  |  | CAA**3717AM*+UI | 986TD42060C17*** | 33200 | 19 | 9.5 | 34400 | 26400 | 76.74% | 2.06 | 0 | 10.5 |  |  |  | No | R-454B | 2.7667 | Residential & Commercial | Ducted CEE Tier 1
215932205 | Central HP <5.4 tons | BRYANT HEATING AND COOLING SYSTEMS | HRCU-A-CB (Split System: Heat Pump with Remote Outdoor Unit-Air-Source) | 293VAN036**AA* |  |  | CAA**4221AM*+UI | 83*CA60100C21*** | 32600 | 19.5 | 9.5 | 35000 | 26800 | 76.57% | 2.02 | 0 | 11 |  |  |  | No | R-454B | 2.7167 | Residential & Commercial | Ducted CEE Tier 1
215932225 | Central HP <5.4 tons | BRYANT HEATING AND COOLING SYSTEMS | HRCU-A-CB (Split System: Heat Pump with Remote Outdoor Unit-Air-Source) | 293VAN036**AA* |  |  | CAA**4221AM*+UI | 88*TB48070C17*** | 32600 | 19.5 | 9.5 | 35200 | 27000 | 76.7% | 2 | 0 | 11 |  |  |  | No | R-454B | 2.7167 | Residential & Commercial | Ducted CEE Tier 1
207861759 | Central HP <5.4 tons | ECOER | HRCU-A-CB (Split System: Heat Pump with Remote Outdoor Unit-Air-Source) | EODA18H-4860B |  |  | EAHATN-48B |  | 45000 | 18 | 9 | 47000 | 34400 | 73.19% | 2.1 | 11.5 | 11.7 |  |  |  | No | R-410A | 3.75 | Residential & Commercial | Ducted CEE Tier 1
214608215 | Central HP <5.4 tons | ECOER | HRCU-A-CB (Split System: Heat Pump with Remote Outdoor Unit-Air-Source) | EODA18H-4860BAA |  |  | EAHATN-48 |  | 45000 | 17 | 8.8 | 47000 | 33200 | 70.64% | 2.1 | 0 | 11.7 |  |  |  | No | R-410A | 3.75 | Residential & Commercial | Ducted CEE Tier 1
214608233 | Central HP <5.4 tons | ECOER | HRCU-A-CB (Split System: Heat Pump with Remote Outdoor Unit-Air-Source) | EODA18H-4860BAA |  |  | GNC4860DPT | MGH96M100D5A | 52000 | 16.5 | 8.5 | 54000 | 37800 | 70% | 1.9 | 10.2 | 10 |  |  |  | No | R-410A | 4.3333 | Residential & Commercial | Ducted CEE Tier 1
207861758 | Central HP <5.4 tons | ECOER | HRCU-A-CB (Split System: Heat Pump with Remote Outdoor Unit-Air-Source) | EODA18H-4860B |  |  | EAHATN-36B |  | 35200 | 19 | 9.2 | 36000 | 29200 | 81.11% | 2.1 | 12.5 | 12 |  |  |  | No | R-410A | 2.9333 | Residential & Commercial | Ducted CEE Tier 1
208141155 | Central HP <5.4 tons | ECOER | HRCU-A-CB (Split System: Heat Pump with Remote Outdoor Unit-Air-Source) | EODA18H-4860B |  |  | GNC4248CPT | MGH96M080C4A | 44000 | 17 | 8.5 | 45000 | 32400 | 72% | 1.95 | 11 | 11 |  |  |  | No | R-410A | 3.6667 | Residential & Commercial | Ducted CEE Tier 1
213352686 | Central HP <5.4 tons | ECOER | HRCU-A-CB (Split System: Heat Pump with Remote Outdoor Unit-Air-Source) | EODA18H-4860B |  |  | EAHATN-36 |  | 35200 | 18 | 8.8 | 36000 | 29200 | 81.11% | 2 | 0 | 12 |  |  |  | No | R-410A | 2.9333 | Residential & Commercial | Ducted CEE Tier 1
213352687 | Central HP <5.4 tons | ECOER | HRCU-A-CB (Split System: Heat Pump with Remote Outdoor Unit-Air-Source) | EODA18H-4860B |  |  | EAHATN-48 |  | 45000 | 17 | 8.8 | 47000 | 33200 | 70.64% | 2.1 | 0 | 11.7 |  |  |  | No | R-410A | 3.75 | Residential & Commercial | Ducted CEE Tier 1
214608196 | Central HP <5.4 tons | ECOER | HRCU-A-CB (Split System: Heat Pump with Remote Outdoor Unit-Air-Source) | EODA18H-4860BAA |  |  | EAHATN-48BAA |  | 45000 | 18 | 9 | 47000 | 34400 | 73.19% | 2.1 | 11.5 | 11.7 |  |  |  | No | R-410A | 3.75 | Residential & Commercial | Ducted CEE Tier 1
212361363 | Central HP <5.4 tons | KINGHOME | HRCU-A-C (Split System: Heat Pump with Remote Outdoor Unit with No Indoor Fan --Air Source) | KU60UHO |  |  | KCA48*I |  | 47000 | 15.2 | 8.5 | 48000 | 33600 | 70% | 1.8 | 0 | 10 |  |  |  | No | R-410A | 3.9167 | Residential & Commercial | Ducted CEE Tier 1
214239893 | Central HP <5.4 tons | CARRIER | HRCU-A-CB (Split System: Heat Pump with Remote Outdoor Unit-Air-Source) | 25VNA837A*030* |  |  | CNPV*4821AL*+UI | 59CU5B060C17**16 | 32200 | 17 | 8.1 | 33000 | 24800 | 75.15% | 1.92 | 0 | 11.5 |  |  |  | No | R-410A | 2.6833 | Residential & Commercial | Ducted CEE Tier 1
214239943 | Central HP <5.4 tons | CARRIER | HRCU-A-CB (Split System: Heat Pump with Remote Outdoor Unit-Air-Source) | 25VNA837A*030* |  |  | CNPV*4821AL*+UI | 59TN6C080C17**14 | 32200 | 17 | 8.1 | 32800 | 24800 | 75.61% | 1.94 | 0 | 11.5 |  |  |  | No | R-410A | 2.6833 | Residential & Commercial | Ducted CEE Tier 1
214242985 | Central HP <5.4 tons | CARRIER | HRCU-A-CB (Split System: Heat Pump with Remote Outdoor Unit-Air-Source) | 25VNA825A*031* |  |  | CNPV*4221AL*+UI | 58TN*B090C21**20 | 23800 | 16.5 | 8.1 | 21400 | 16700 | 78.04% | 1.96 | 0 | 11 |  |  |  | No | R-410A | 1.9833 | Residential & Commercial | Ducted CEE Tier 1
213079577 | Central HP <5.4 tons | TEMPSTAR | HRCU-A-CB (Split System: Heat Pump with Remote Outdoor Unit-Air-Source) | DLCURAH36ABK |  |  | EA*4X43L21A* | *92MSN0801716A* | 36200 | 16.5 | 8.5 | 38000 | 34800 | 91.58% | 2.04 | 0 | 10 |  |  |  | No | R-410A | 3.0167 | Residential & Commercial | Ducted CEE Tier 1
213079718 | Central HP <5.4 tons | TEMPSTAR | HRCU-A-CB (Split System: Heat Pump with Remote Outdoor Unit-Air-Source) | DLCURAH36ABK |  |  | EN(A,D,W)4X48L21** | *92MSN0802120A* | 35800 | 16.5 | 8.1 | 38500 | 34800 | 90.39% | 2 | 0 | 10 |  |  |  | No | R-410A | 2.9833 | Residential & Commercial | Ducted CEE Tier 1
213080570 | Central HP <5.4 tons | TEMPSTAR | HRCU-A-CB (Split System: Heat Pump with Remote Outdoor Unit-Air-Source) | DLCURAH36ABK |  |  | EA*4X43L21A* | *95MSU0401712A* | 36200 | 15.5 | 8.5 | 38500 | 35000 | 90.91% | 2.04 | 0 | 10 |  |  |  | No | R-410A | 3.0167 | Residential & Commercial | Ducted CEE Tier 1
215931765 | Central HP <5.4 tons | BRYANT HEATING AND COOLING SYSTEMS | HRCU-A-CB (Split System: Heat Pump with Remote Outdoor Unit-Air-Source) | 293VAN060**AA* |  |  | CAA**6124AM*+UI | 987MC66120C24*** | 57000 | 18.5 | 8.5 | 60500 | 46500 | 76.86% | 2.02 | 0 | 11 |  |  |  | No | R-454B | 4.75 | Residential & Commercial | Ducted CEE Tier 1
212969945 | Central HP <5.4 tons | TEMPSTAR | HRCU-A-CB (Split System: Heat Pump with Remote Outdoor Unit-Air-Source) | DLCURAH36ABK |  |  | EA*4X37L17A* | *80VSL0451412B* | 36000 | 15.5 | 8.5 | 38000 | 35400 | 93.16% | 1.78 | 0 | 10 |  |  |  | No | R-410A | 3 | Residential & Commercial | Ducted CEE Tier 1
211227806 | Central HP <5.4 tons | HEIL | HRCU-A-CB (Split System: Heat Pump with Remote Outdoor Unit-Air-Source) | DLCURAH36ABK |  |  | EA*4X42L24A* | *80ES(N,L)0902420A* | 35400 | 16 | 8.1 | 38500 | 35000 | 90.91% | 1.88 | 0 | 10 |  |  |  | No | R-410A | 2.95 | Residential & Commercial | Ducted CEE Tier 1
204299318 | Central HP <5.4 tons | AIRQUEST | HRCU-A-CB (Split System: Heat Pump with Remote Outdoor Unit-Air-Source) | HVH837GKA** |  |  | EA*4X48L21A*+WALLCON | *80CTL0901716A* | 32400 | 18 | 8.5 | 32600 | 24800 | 76.07% | 2 | 12 | 11.7 |  |  |  | No | R-410A | 2.7 | Residential & Commercial | Ducted CEE Tier 1
206765406 | Central HP <5.4 tons | AIRQUEST | HRCU-A-CB (Split System: Heat Pump with Remote Outdoor Unit-Air-Source) | HVH825GKA3* |  |  | EA*4X24L14A*+WALLCON | *80CTL0701412A* | 23400 | 17 | 8.1 | 22000 | 16800 | 76.36% | 1.9 | 11 | 10.5 |  |  |  | No | R-410A | 1.95 | Residential & Commercial | Ducted CEE Tier 1
206767535 | Central HP <5.4 tons | AIRQUEST | HRCU-A-CB (Split System: Heat Pump with Remote Outdoor Unit-Air-Source) | HVH825GKA3* |  |  | EA*4X37L21A*+WALLCON | *95CSU0601716A* | 24400 | 16.5 | 8.1 | 21400 | 16700 | 78.04% | 2.02 | 11.5 | 10.5 |  |  |  | No | R-410A | 2.0333 | Residential & Commercial | Ducted CEE Tier 1
212983662 | Central HP <5.4 tons | DAY & NIGHT | HRCU-A-CB (Split System: Heat Pump with Remote Outdoor Unit-Air-Source) | DLCURAH18ABK |  |  | EA*4X25L17A* | *92MSN0601412A* | 17700 | 16.5 | 8.1 | 17700 | 17800 | 100.6% | 2.14 | 0 | 10.5 |  |  |  | No | R-410A | 1.475 | Residential & Commercial | Ducted CEE Tier 1
206136107 | Central HP <5.4 tons | AIRQUEST | HRCU-A-CB (Split System: Heat Pump with Remote Outdoor Unit-Air-Source) | HVH837GKA** |  |  | EA*4X42L21A*+WALLCON | *95CSU1002122A* | 31800 | 17.5 | 8.1 | 33000 | 24400 | 73.94% | 1.9 | 11.5 | 11 |  |  |  | No | R-410A | 2.65 | Residential & Commercial | Ducted CEE Tier 1
211259802 | Central HP <5.4 tons | HEIL | HRCU-A-CB (Split System: Heat Pump with Remote Outdoor Unit-Air-Source) | DLCURAH18ABK |  |  | EA*4X19L17A* | *95ESN0401410A* | 18300 | 16 | 8.5 | 18300 | 17600 | 96.17% | 2.12 | 0 | 10.5 |  |  |  | No | R-410A | 1.525 | Residential & Commercial | Ducted CEE Tier 1
211260004 | Central HP <5.4 tons | HEIL | HRCU-A-CB (Split System: Heat Pump with Remote Outdoor Unit-Air-Source) | DLCURAH18ABK |  |  | EA*4X19L17A* | *80ES(N,L)0701412A* | 18100 | 16.5 | 8.5 | 18000 | 17700 | 98.33% | 2.14 | 0 | 11 |  |  |  | No | R-410A | 1.5083 | Residential & Commercial | Ducted CEE Tier 1
215611121 | Central HP <5.4 tons | FUJITSU | HRCU-A-CB (Split System: Heat Pump with Remote Outdoor Unit-Air-Source) | FOP1948MJAYCA |  |  | FHRAVM4821S*YECA |  | 45500 | 19 | 8.5 | 45500 | 42000 | 92.31% | 2.1 | 0 | 12 |  |  |  | No | R-454B | 3.7917 | Residential & Commercial | Ducted CEE Tier 1
214572484 | Central HP <5.4 tons | DAY & NIGHT | HRCU-A-CB (Split System: Heat Pump with Remote Outdoor Unit-Air-Source) | CVH837GKA** |  |  | EA*4X36L21A*+WALLCON | *95CSU0802120B* | 31400 | 17 | 8.1 | 33000 | 24200 | 73.33% | 1.86 | 0 | 11 |  |  |  | No | R-410A | 2.6167 | Residential & Commercial | Ducted CEE Tier 1
211240797 | Central HP <5.4 tons | HEIL | HRCU-A-CB (Split System: Heat Pump with Remote Outdoor Unit-Air-Source) | DLCURAH24ABK |  |  | EA*4X24L17A* | OMV112K14A | 23800 | 15.5 | 8.5 | 27000 | 24000 | 88.89% | 1.96 | 0 | 10 |  |  |  | No | R-410A | 1.9833 | Residential & Commercial | Ducted CEE Tier 1
211241104 | Central HP <5.4 tons | HEIL | HRCU-A-CB (Split System: Heat Pump with Remote Outdoor Unit-Air-Source) | DLCURAH24ABK |  |  | EA*4X25L17A* | *80ES(N,L)0901714A* | 25200 | 17 | 8.5 | 25800 | 20800 | 80.62% | 1.76 | 0 | 10.5 |  |  |  | No | R-410A | 2.1 | Residential & Commercial | Ducted CEE Tier 1
211241215 | Central HP <5.4 tons | HEIL | HRCU-A-CB (Split System: Heat Pump with Remote Outdoor Unit-Air-Source) | DLCURAH24ABK |  |  | EA*4X25L17A* | OMV098J12* | 24200 | 17 | 8.5 | 25200 | 21600 | 85.71% | 1.8 | 0 | 10 |  |  |  | No | R-410A | 2.0167 | Residential & Commercial | Ducted CEE Tier 1
212985850 | Central HP <5.4 tons | HEIL | HRCU-A-CB (Split System: Heat Pump with Remote Outdoor Unit-Air-Source) | DLCURAH24ABK |  |  | EN(A,D)4X30L14** | *96MSN0261410A* | 23400 | 16 | 8.1 | 26000 | 24000 | 92.31% | 1.98 | 0 | 10 |  |  |  | No | R-410A | 1.95 | Residential & Commercial | Ducted CEE Tier 1
212986650 | Central HP <5.4 tons | HEIL | HRCU-A-CB (Split System: Heat Pump with Remote Outdoor Unit-Air-Source) | DLCURAH24ABK |  |  | EN(A,D)4X36L21** | *96MSN0401712A* | 23200 | 15.5 | 8.1 | 26000 | 24400 | 93.85% | 2.02 | 0 | 10 |  |  |  | No | R-410A | 1.9333 | Residential & Commercial | Ducted CEE Tier 1
206133317 | Central HP <5.4 tons | AIRQUEST | HRCU-A-CB (Split System: Heat Pump with Remote Outdoor Unit-Air-Source) | HVH825GKA2* |  |  | EA*4X25L17A*+WALLCON | *80CSU0401712A* | 24400 | 17 | 8.1 | 21200 | 16600 | 78.3% | 2.02 | 11.5 | 11 |  |  |  | No | R-410A | 2.0333 | Residential & Commercial | Ducted CEE Tier 1
206133367 | Central HP <5.4 tons | AIRQUEST | HRCU-A-CB (Split System: Heat Pump with Remote Outdoor Unit-Air-Source) | HVH825GKA2* |  |  | EA*4X36L17A*+WALLCON | *80CSU0601716A* | 23600 | 16.5 | 8.1 | 21400 | 16700 | 78.04% | 1.94 | 11 | 10.5 |  |  |  | No | R-410A | 1.9667 | Residential & Commercial | Ducted CEE Tier 1
204456872 | Central HP <5.4 tons | AIRQUEST | HRCU-A-CB (Split System: Heat Pump with Remote Outdoor Unit-Air-Source) | HVH825GKA2* |  |  | EA*4X37L17A*+WALLCON | *80CTL0701412A* | 24200 | 17 | 8.1 | 21400 | 16600 | 77.57% | 2 | 11 | 11 |  |  |  | No | R-410A | 2.0167 | Residential & Commercial | Ducted CEE Tier 1
214242785 | Central HP <5.4 tons | CARRIER | HRCU-A-CB (Split System: Heat Pump with Remote Outdoor Unit-Air-Source) | 25VNA825A*031* |  |  | CNPV*3621AL*+UI | 59CU5B060C17**16 | 23400 | 16.5 | 8.1 | 21600 | 16700 | 77.31% | 1.92 | 0 | 10.5 |  |  |  | No | R-410A | 1.95 | Residential & Commercial | Ducted CEE Tier 1
213297043 | Central HP <5.4 tons | COLEMAN | HRCU-A-CB (Split System: Heat Pump with Remote Outdoor Unit-Air-Source) | HMH72B341 |  |  | XAHC36DBCN1 | Z9ES080B12SMPS1 | 33200 | 17 | 8.5 | 32000 | 22400 | 70% | 1.8 | 0 | 10 |  |  |  | No | R-410A | 2.7667 | Residential & Commercial | Ducted CEE Tier 1
214240053 | Central HP <5.4 tons | CARRIER | HRCU-A-CB (Split System: Heat Pump with Remote Outdoor Unit-Air-Source) | 25VNA837A*030* |  |  | CNPV*6024AL*+UI | 58TN*B135C24**22 | 32800 | 17.5 | 8.1 | 32200 | 24600 | 76.4% | 1.96 | 0 | 12 |  |  |  | No | R-410A | 2.7333 | Residential & Commercial | Ducted CEE Tier 1
214501058 | Central HP <5.4 tons | Liberty Heating & Air Conditioning | HRCU-A-CB (Split System: Heat Pump with Remote Outdoor Unit-Air-Source) | ASZS60241EA* |  |  | CA*EA2422*4B* | G*VC800803B*A* | 23000 | 17 | 8.6 | 23000 | 16100 | 70% | 2 | 0 | 10 |  |  |  | No | R-410A | 1.9167 | Residential & Commercial | Ducted CEE Tier 1
214501075 | Central HP <5.4 tons | Liberty Heating & Air Conditioning | HRCU-A-CB (Split System: Heat Pump with Remote Outdoor Unit-Air-Source) | ASZS60241EA* |  |  | CA*EA3026*4B*+MBVC1600**-1A* |  | 23000 | 17 | 8.6 | 23000 | 16100 | 70% | 2 | 0 | 10 |  |  |  | No | R-410A | 1.9167 | Residential & Commercial | Ducted CEE Tier 1
214501076 | Central HP <5.4 tons | Liberty Heating & Air Conditioning | HRCU-A-CB (Split System: Heat Pump with Remote Outdoor Unit-Air-Source) | ASZS60241EA* |  |  | CA*EA3026*4B* | G*VC800603B*A* | 23000 | 17 | 8.6 | 23000 | 16100 | 70% | 2 | 0 | 10 |  |  |  | No | R-410A | 1.9167 | Residential & Commercial | Ducted CEE Tier 1
207252614 | Central HP <5.4 tons | ECOER | HRCU-A-CB (Split System: Heat Pump with Remote Outdoor Unit-Air-Source) | EODA18H-2436 |  |  | GNC2430BPT | MGH96M080B3A | 22800 | 16 | 8.5 | 23200 | 16400 | 70.69% | 1.95 | 12.5 | 11.7 |  |  |  | No | R-410A | 1.9 | Residential & Commercial | Ducted CEE Tier 1
215932195 | Central HP <5.4 tons | BRYANT HEATING AND COOLING SYSTEMS | HRCU-A-CB (Split System: Heat Pump with Remote Outdoor Unit-Air-Source) | 293VAN036**AA* |  |  | CAA**4221AM*+UI | 83*CA48060C17*** | 32600 | 20 | 9.5 | 34800 | 26800 | 77.01% | 2 | 0 | 11 |  |  |  | No | R-454B | 2.7167 | Residential & Commercial | Ducted CEE Tier 1
214608222 | Central HP <5.4 tons | ECOER | HRCU-A-C (Split System: Heat Pump with Remote Outdoor Unit with No Indoor Fan --Air Source) | EODA18H-4860BAA |  |  | GNC4860CPT+DK |  | 52000 | 15.2 | 8.5 | 53000 | 37200 | 70.19% | 1.9 | 0 | 10 |  |  |  | No | R-410A | 4.3333 | Residential & Commercial | Ducted CEE Tier 1
212521245 | Central HP <5.4 tons | WABBAN | HRCU-A-C (Split System: Heat Pump with Remote Outdoor Unit with No Indoor Fan --Air Source) | BB60-48WADU |  |  | TCAT48H/NAA |  | 47000 | 15.2 | 8.5 | 48000 | 33600 | 70% | 1.8 | 0 | 10 |  |  |  | No | R-410A | 3.9167 | Residential & Commercial | Ducted CEE Tier 1
215932395 | Central HP <5.4 tons | BRYANT HEATING AND COOLING SYSTEMS | HRCU-A-CB (Split System: Heat Pump with Remote Outdoor Unit-Air-Source) | 293VAN036**AA* |  |  | CAA**4821AM*+UI | 83*CA60100C21*** | 33400 | 20 | 9.5 | 34600 | 26400 | 76.3% | 2.04 | 0 | 11.5 |  |  |  | No | R-454B | 2.7833 | Residential & Commercial | Ducted CEE Tier 1
214242425 | Central HP <5.4 tons | CARRIER | HRCU-A-CB (Split System: Heat Pump with Remote Outdoor Unit-Air-Source) | 25VNA825A*031* |  |  | CNPV*2417AL*+UI | 58TN*B070C14**12 | 23200 | 16 | 8.1 | 22000 | 16800 | 76.36% | 1.94 | 0 | 10.5 |  |  |  | No | R-410A | 1.9333 | Residential & Commercial | Ducted CEE Tier 1
214242825 | Central HP <5.4 tons | CARRIER | HRCU-A-CB (Split System: Heat Pump with Remote Outdoor Unit-Air-Source) | 25VNA825A*031* |  |  | CNPV*3621AL*+UI | 59TN6C060C17**14 | 23400 | 16 | 8.1 | 21600 | 16800 | 77.78% | 1.9 | 0 | 10.5 |  |  |  | No | R-410A | 1.95 | Residential & Commercial | Ducted CEE Tier 1
214243045 | Central HP <5.4 tons | CARRIER | HRCU-A-CB (Split System: Heat Pump with Remote Outdoor Unit-Air-Source) | 25VNA825A*031* |  |  | CNPV*4221AL*+UI | 59TN6C060C17**14 | 23600 | 16 | 8.1 | 21600 | 16700 | 77.31% | 1.94 | 0 | 11 |  |  |  | No | R-410A | 1.9667 | Residential & Commercial | Ducted CEE Tier 1
214243095 | Central HP <5.4 tons | CARRIER | HRCU-A-CB (Split System: Heat Pump with Remote Outdoor Unit-Air-Source) | 25VNA825A*031* |  |  | CNPV*4821AL*+UI | 58TN*B090C17**16 | 24200 | 17 | 8.1 | 21200 | 16600 | 78.3% | 2.02 | 0 | 11 |  |  |  | No | R-410A | 2.0167 | Residential & Commercial | Ducted CEE Tier 1
214243145 | Central HP <5.4 tons | CARRIER | HRCU-A-CB (Split System: Heat Pump with Remote Outdoor Unit-Air-Source) | 25VNA825A*031* |  |  | CNPV*4821AL*+UI | 59MN7C080C17**14 | 24000 | 16.5 | 8.1 | 21400 | 16600 | 77.57% | 2 | 0 | 11 |  |  |  | No | R-410A | 2 | Residential & Commercial | Ducted CEE Tier 1
212988656 | Central HP <5.4 tons | HEIL | HRCU-A-CB (Split System: Heat Pump with Remote Outdoor Unit-Air-Source) | DLCURAH24ABK |  |  | EA*4X25L17A* | *95MSU0401712A* | 24200 | 16.5 | 8.5 | 25200 | 21800 | 86.51% | 1.82 | 0 | 10 |  |  |  | No | R-410A | 2.0167 | Residential & Commercial | Ducted CEE Tier 1
211240950 | Central HP <5.4 tons | HEIL | HRCU-A-CB (Split System: Heat Pump with Remote Outdoor Unit-Air-Source) | DLCURAH24ABK |  |  | EA*4X25L17A* | *80VTL0451412A* | 24800 | 17 | 8.5 | 25600 | 21200 | 82.81% | 1.78 | 0 | 10.5 |  |  |  | No | R-410A | 2.0667 | Residential & Commercial | Ducted CEE Tier 1
211240304 | Central HP <5.4 tons | HEIL | HRCU-A-CB (Split System: Heat Pump with Remote Outdoor Unit-Air-Source) | DLCURAH24ABK |  |  | EA*4X24L14A* | *96VTN0601412A* | 23200 | 16 | 8.5 | 26400 | 25600 | 96.97% | 2.14 | 0 | 10 |  |  |  | No | R-410A | 1.9333 | Residential & Commercial | Ducted CEE Tier 1
211240388 | Central HP <5.4 tons | HEIL | HRCU-A-CB (Split System: Heat Pump with Remote Outdoor Unit-Air-Source) | DLCURAH24ABK |  |  | EA*4X24L17A* | *96VSN0601714A* | 23800 | 16 | 8.5 | 26800 | 24000 | 89.55% | 1.98 | 0 | 10 |  |  |  | No | R-410A | 1.9833 | Residential & Commercial | Ducted CEE Tier 1
212972921 | Central HP <5.4 tons | TEMPSTAR | HRCU-A-CB (Split System: Heat Pump with Remote Outdoor Unit-Air-Source) | DLCURAH24ABK |  |  | EA*4X25L17A* | *96VSN0401410B* | 24000 | 16.5 | 8.1 | 25200 | 24800 | 98.41% | 2.06 | 0 | 10 |  |  |  | No | R-410A | 2 | Residential & Commercial | Ducted CEE Tier 1
212979221 | Central HP <5.4 tons | DAY & NIGHT | HRCU-A-CB (Split System: Heat Pump with Remote Outdoor Unit-Air-Source) | DLCURAH24ABK |  |  | EN(A,D)4X30L17** | *80MS(N,L)0701716A* | 23600 | 17 | 8.5 | 26400 | 24400 | 92.42% | 2.02 | 0 | 10.5 |  |  |  | No | R-410A | 1.9667 | Residential & Commercial | Ducted CEE Tier 1
212973541 | Central HP <5.4 tons | TEMPSTAR | HRCU-A-CB (Split System: Heat Pump with Remote Outdoor Unit-Air-Source) | DLCURAH24ABK |  |  | EA*4X24L17A* | *96VSN0601412B* | 23200 | 16.5 | 8.5 | 26800 | 21800 | 81.34% | 1.82 | 0 | 10 |  |  |  | No | R-410A | 1.9333 | Residential & Commercial | Ducted CEE Tier 1
211241335 | Central HP <5.4 tons | HEIL | HRCU-A-CB (Split System: Heat Pump with Remote Outdoor Unit-Air-Source) | DLCURAH24ABK |  |  | EA*4X30L14A* | *80ES(N,L)0451412A* | 24400 | 16 | 8.5 | 26600 | 22600 | 84.96% | 1.86 | 0 | 10 |  |  |  | No | R-410A | 2.0333 | Residential & Commercial | Ducted CEE Tier 1
211241369 | Central HP <5.4 tons | HEIL | HRCU-A-CB (Split System: Heat Pump with Remote Outdoor Unit-Air-Source) | DLCURAH24ABK |  |  | EA*4X30L14A* | *80ES(N,L)0701412A* | 24200 | 16.5 | 8.5 | 26400 | 23000 | 87.12% | 1.9 | 0 | 10 |  |  |  | No | R-410A | 2.0167 | Residential & Commercial | Ducted CEE Tier 1
211241434 | Central HP <5.4 tons | HEIL | HRCU-A-CB (Split System: Heat Pump with Remote Outdoor Unit-Air-Source) | DLCURAH24ABK |  |  | EA*4X30L17A* | *96VSN0801716A* | 24200 | 16.5 | 8.5 | 26400 | 23000 | 87.12% | 1.9 | 0 | 10 |  |  |  | No | R-410A | 2.0167 | Residential & Commercial | Ducted CEE Tier 1
216057016 | Central HP <5.4 tons | TRANE | HRCU-A-CB (Split System: Heat Pump with Remote Outdoor Unit-Air-Source) | 5TWV8X60A1 |  |  | 5TAMXD06AV41 |  | 53500 | 18.1 | 8.5 | 55500 | 39000 | 70.27% | 2 | 0 | 10.5 |  |  |  | No | R-454B | 4.4583 | Residential & Commercial | Ducted CEE Tier 1
212983223 | Central HP <5.4 tons | DAY & NIGHT | HRCU-A-CB (Split System: Heat Pump with Remote Outdoor Unit-Air-Source) | DLCURAH24ABK |  |  | EN(A,D)4X30L17** | *92MSN0401712A* | 23400 | 15.5 | 8.1 | 26200 | 24200 | 92.37% | 1.98 | 0 | 10 |  |  |  | No | R-410A | 1.95 | Residential & Commercial | Ducted CEE Tier 1
216010750 | Central HP <5.4 tons | COLEMAN | HRCU-A-CB (Split System: Heat Pump with Remote Outdoor Unit-Air-Source) | HH824E2S11 |  |  | CTM36B5ADS1+JME12B2SN1 |  | 23000 | 19 | 9.5 | 23000 | 18400 | 80% | 2 | 0 | 12 |  |  |  | No | R-454B | 1.9167 | Residential & Commercial | Ducted CEE Tier 1
213087999 | Central HP <5.4 tons | Invertercool | HRCU-A-CB (Split System: Heat Pump with Remote Outdoor Unit-Air-Source) | COH16S-36AA |  |  | GNC2430BPT | MGH96M060B3A | 22800 | 16 | 8.5 | 23200 | 16400 | 70.69% | 1.95 | 0 | 11.7 |  |  |  | No | R-410A | 1.9 | Residential & Commercial | Ducted CEE Tier 1
206133779 | Central HP <5.4 tons | AIRQUEST | HRCU-A-CB (Split System: Heat Pump with Remote Outdoor Unit-Air-Source) | HVH825GKA2* |  |  | EA*4X36L21A*+WALLCON | *95CSU0802120A* | 23600 | 16.5 | 8.1 | 21400 | 16600 | 77.57% | 1.94 | 11 | 11 |  |  |  | No | R-410A | 1.9667 | Residential & Commercial | Ducted CEE Tier 1
214242675 | Central HP <5.4 tons | CARRIER | HRCU-A-CB (Split System: Heat Pump with Remote Outdoor Unit-Air-Source) | 25VNA825A*031* |  |  | CNPV*3617AL*+UI | 59CU5B060C17**16 | 23400 | 16.5 | 8.1 | 21600 | 16700 | 77.31% | 1.92 | 0 | 10.5 |  |  |  | No | R-410A | 1.95 | Residential & Commercial | Ducted CEE Tier 1
214242725 | Central HP <5.4 tons | CARRIER | HRCU-A-CB (Split System: Heat Pump with Remote Outdoor Unit-Air-Source) | 25VNA825A*031* |  |  | CNPV*3617AL*+UI | 59TN6C080C17**14 | 23400 | 16.5 | 8.1 | 21600 | 16700 | 77.31% | 1.92 | 0 | 11 |  |  |  | No | R-410A | 1.95 | Residential & Commercial | Ducted CEE Tier 1
211260269 | Central HP <5.4 tons | HEIL | HRCU-A-CB (Split System: Heat Pump with Remote Outdoor Unit-Air-Source) | DLCURAH18ABK |  |  | EA*4X24L17A* | *96VSN0601714A* | 17700 | 16 | 8.5 | 18600 | 19100 | 102.7% | 2.3 | 0 | 10.5 |  |  |  | No | R-410A | 1.475 | Residential & Commercial | Ducted CEE Tier 1
204299088 | Central HP <5.4 tons | AIRQUEST | HRCU-A-CB (Split System: Heat Pump with Remote Outdoor Unit-Air-Source) | HVH837GKA** |  |  | EA*4X42L24A*+WALLCON | *96CTN1202422A* | 31800 | 17.5 | 8.1 | 33000 | 24400 | 73.94% | 1.9 | 11 | 11.5 |  |  |  | No | R-410A | 2.65 | Residential & Commercial | Ducted CEE Tier 1
204299408 | Central HP <5.4 tons | AIRQUEST | HRCU-A-CB (Split System: Heat Pump with Remote Outdoor Unit-Air-Source) | HVH837GKA** |  |  | EA*4X48L24A*+WALLCON | *97CMN1202422A* | 32200 | 17.5 | 8.5 | 32600 | 25000 | 76.69% | 1.98 | 12 | 11.7 |  |  |  | No | R-410A | 2.6833 | Residential & Commercial | Ducted CEE Tier 1
204299808 | Central HP <5.4 tons | AIRQUEST | HRCU-A-CB (Split System: Heat Pump with Remote Outdoor Unit-Air-Source) | HVH837GKA** |  |  | EN(A,D,W)4X48L21**+WALLCON | *97CMN1002122A* | 32400 | 17.5 | 8.1 | 33000 | 24800 | 75.15% | 1.96 | 12 | 11.7 |  |  |  | No | R-410A | 2.7 | Residential & Commercial | Ducted CEE Tier 1
204300242 | Central HP <5.4 tons | AIRQUEST | HRCU-A-CB (Split System: Heat Pump with Remote Outdoor Unit-Air-Source) | HVH837GKA** |  |  | EHD4X42AAL+WALLCON | *80CTL0701716A* | 32400 | 16.5 | 8.1 | 33200 | 25000 | 75.3% | 1.94 | 11.5 | 11 |  |  |  | No | R-410A | 2.7 | Residential & Commercial | Ducted CEE Tier 1
204300072 | Central HP <5.4 tons | AIRQUEST | HRCU-A-CB (Split System: Heat Pump with Remote Outdoor Unit-Air-Source) | HVH837GKA** |  |  | EHD4X36AAL+WALLCON | *80CTL0902120A* | 32200 | 16.5 | 8.1 | 33200 | 24800 | 74.7% | 1.92 | 11.5 | 11 |  |  |  | No | R-410A | 2.6833 | Residential & Commercial | Ducted CEE Tier 1
204300372 | Central HP <5.4 tons | AIRQUEST | HRCU-A-CB (Split System: Heat Pump with Remote Outdoor Unit-Air-Source) | HVH837GKA** |  |  | EHD4X42AAL+WALLCON | *96CTN1002122A* | 32600 | 16.5 | 8.1 | 33000 | 24800 | 75.15% | 1.96 | 12 | 11 |  |  |  | No | R-410A | 2.7167 | Residential & Commercial | Ducted CEE Tier 1
212975077 | Central HP <5.4 tons | TEMPSTAR | HRCU-A-CB (Split System: Heat Pump with Remote Outdoor Unit-Air-Source) | DLCURAH18ABK |  |  | EA*4X19L17A* | *96VTN0401712B* | 17700 | 16 | 8.1 | 17800 | 19400 | 109% | 2.34 | 0 | 10.5 |  |  |  | No | R-410A | 1.475 | Residential & Commercial | Ducted CEE Tier 1
212975110 | Central HP <5.4 tons | TEMPSTAR | HRCU-A-CB (Split System: Heat Pump with Remote Outdoor Unit-Air-Source) | DLCURAH18ABK |  |  | EA*4X30L17A* | *96VTN0401712B* | 17400 | 16 | 8.5 | 18000 | 19200 | 106.7% | 2.3 | 0 | 10.5 |  |  |  | No | R-410A | 1.45 | Residential & Commercial | Ducted CEE Tier 1
206767080 | Central HP <5.4 tons | AIRQUEST | HRCU-A-CB (Split System: Heat Pump with Remote Outdoor Unit-Air-Source) | HVH825GKA3* |  |  | EA*4X24L17A*+WALLCON | *80CSU0601716A* | 23200 | 16.5 | 8.1 | 22000 | 16800 | 76.36% | 1.88 | 11 | 10.5 |  |  |  | No | R-410A | 1.9333 | Residential & Commercial | Ducted CEE Tier 1
206767197 | Central HP <5.4 tons | AIRQUEST | HRCU-A-CB (Split System: Heat Pump with Remote Outdoor Unit-Air-Source) | HVH825GKA3* |  |  | EA*4X37L21A*+WALLCON | *80CSU0401712A* | 24400 | 17 | 8.5 | 21200 | 16600 | 78.3% | 2.02 | 11.5 | 11 |  |  |  | No | R-410A | 2.0333 | Residential & Commercial | Ducted CEE Tier 1
206767668 | Central HP <5.4 tons | AIRQUEST | HRCU-A-CB (Split System: Heat Pump with Remote Outdoor Unit-Air-Source) | HVH825GKA3* |  |  | EHD4X30AAL+WALLCON | *95CSU0802120A* | 23800 | 16 | 8.1 | 21800 | 16700 | 76.61% | 1.98 | 11 | 10.5 |  |  |  | No | R-410A | 1.9833 | Residential & Commercial | Ducted CEE Tier 1
206136167 | Central HP <5.4 tons | AIRQUEST | HRCU-A-CB (Split System: Heat Pump with Remote Outdoor Unit-Air-Source) | HVH837GKA** |  |  | EA*4X48L21A*+WALLCON | *95CSU0802120A* | 32400 | 17.5 | 8.5 | 32600 | 25000 | 76.69% | 1.98 | 12 | 11.5 |  |  |  | No | R-410A | 2.7 | Residential & Commercial | Ducted CEE Tier 1
211245227 | Central HP <5.4 tons | DAY & NIGHT | HRCU-A-CB (Split System: Heat Pump with Remote Outdoor Unit-Air-Source) | DLCURAH24ABK |  |  | EN(A,D,W)4X36L17** | *92ESN0401712A* | 23600 | 15.5 | 8.1 | 26200 | 23400 | 89.31% | 1.92 | 0 | 10 |  |  |  | No | R-410A | 1.9667 | Residential & Commercial | Ducted CEE Tier 1
211241701 | Central HP <5.4 tons | HEIL | HRCU-A-CB (Split System: Heat Pump with Remote Outdoor Unit-Air-Source) | DLCURAH24ABK |  |  | EA*4X30L17A* | *92ESN0601714A* | 24400 | 17 | 8.5 | 26400 | 22800 | 86.36% | 1.88 | 0 | 10 |  |  |  | No | R-410A | 2.0333 | Residential & Commercial | Ducted CEE Tier 1
211241919 | Central HP <5.4 tons | HEIL | HRCU-A-CB (Split System: Heat Pump with Remote Outdoor Unit-Air-Source) | DLCURAH24ABK |  |  | EA*4X36L17A* | *80VSL0451716A* | 24200 | 16.5 | 8.5 | 26200 | 22600 | 86.26% | 1.86 | 0 | 10 |  |  |  | No | R-410A | 2.0167 | Residential & Commercial | Ducted CEE Tier 1
212973891 | Central HP <5.4 tons | TEMPSTAR | HRCU-A-CB (Split System: Heat Pump with Remote Outdoor Unit-Air-Source) | DLCURAH24ABK |  |  | EA*4X37L21A* | *96VSN0801716B* | 24600 | 17 | 8.5 | 25200 | 24800 | 98.41% | 2.04 | 0 | 10.5 |  |  |  | No | R-410A | 2.05 | Residential & Commercial | Ducted CEE Tier 1
212975363 | Central HP <5.4 tons | TEMPSTAR | HRCU-A-CB (Split System: Heat Pump with Remote Outdoor Unit-Air-Source) | DLCURAH24ABK |  |  | EN(A,D,W)4X36L17** | *96VTN0401712B* | 23200 | 16 | 8.1 | 26200 | 24800 | 94.66% | 2.06 | 0 | 10 |  |  |  | No | R-410A | 1.9333 | Residential & Commercial | Ducted CEE Tier 1
214572724 | Central HP <5.4 tons | DAY & NIGHT | HRCU-A-CB (Split System: Heat Pump with Remote Outdoor Unit-Air-Source) | CVH837GKA** |  |  | EA*4X43L21A*+WALLCON | *95CSU0802120B* | 32800 | 17.5 | 8.5 | 32800 | 25200 | 76.83% | 2 | 0 | 11 |  |  |  | No | R-410A | 2.7333 | Residential & Commercial | Ducted CEE Tier 1
214573424 | Central HP <5.4 tons | DAY & NIGHT | HRCU-A-CB (Split System: Heat Pump with Remote Outdoor Unit-Air-Source) | CVH837GKA** |  |  | EN(A,D,W)4X42L21**+WALLCON | *96CTN0802120B* | 31800 | 17 | 8.1 | 33000 | 24400 | 73.94% | 1.9 | 0 | 11.5 |  |  |  | No | R-410A | 2.65 | Residential & Commercial | Ducted CEE Tier 1
214573574 | Central HP <5.4 tons | DAY & NIGHT | HRCU-A-CB (Split System: Heat Pump with Remote Outdoor Unit-Air-Source) | CVH837GKA** |  |  | EN(A,D,W)4X60L24**+WALLCON | *95CSU1002122B* | 32800 | 19 | 8.5 | 32200 | 24600 | 76.4% | 1.98 | 0 | 12 |  |  |  | No | R-410A | 2.7333 | Residential & Commercial | Ducted CEE Tier 1
213076357 | Central HP <5.4 tons | HEIL | HRCU-A-CB (Split System: Heat Pump with Remote Outdoor Unit-Air-Source) | DLCURAH24ABK |  |  | EA*4X37L21A* | *95MSU1002122A* | 25000 | 17.5 | 8.5 | 25400 | 21000 | 82.68% | 1.78 | 0 | 10.5 |  |  |  | No | R-410A | 2.0833 | Residential & Commercial | Ducted CEE Tier 1
211240625 | Central HP <5.4 tons | TEMPSTAR | HRCU-A-CB (Split System: Heat Pump with Remote Outdoor Unit-Air-Source) | DLCURAH24ABK |  |  | EA*4X24L17A* | *96VTN0601714A* | 23600 | 16 | 8.5 | 26800 | 24400 | 91.04% | 2.02 | 0 | 10 |  |  |  | No | R-410A | 1.9667 | Residential & Commercial | Ducted CEE Tier 1
211240942 | Central HP <5.4 tons | TEMPSTAR | HRCU-A-CB (Split System: Heat Pump with Remote Outdoor Unit-Air-Source) | DLCURAH24ABK |  |  | EA*4X25L17A* | *80ESU0401712A* | 24600 | 17.5 | 8.5 | 25400 | 21200 | 83.46% | 1.8 | 0 | 10.5 |  |  |  | No | R-410A | 2.05 | Residential & Commercial | Ducted CEE Tier 1
211241008 | Central HP <5.4 tons | TEMPSTAR | HRCU-A-CB (Split System: Heat Pump with Remote Outdoor Unit-Air-Source) | DLCURAH24ABK |  |  | EA*4X25L17A* | *95ESN0401712A* | 24600 | 15.2 | 8.5 | 25800 | 21200 | 82.17% | 1.76 | 0 | 10 |  |  |  | No | R-410A | 2.05 | Residential & Commercial | Ducted CEE Tier 1
211241040 | Central HP <5.4 tons | TEMPSTAR | HRCU-A-CB (Split System: Heat Pump with Remote Outdoor Unit-Air-Source) | DLCURAH24ABK |  |  | EA*4X25L17A* | *96VTN0601412A* | 24000 | 16.5 | 8.1 | 25200 | 21600 | 85.71% | 1.82 | 0 | 10 |  |  |  | No | R-410A | 2 | Residential & Commercial | Ducted CEE Tier 1
211227854 | Central HP <5.4 tons | HEIL | HRCU-A-CB (Split System: Heat Pump with Remote Outdoor Unit-Air-Source) | DLCURAH36ABK |  |  | EA*4X42L24A* | *80ES(N,L)1552420A* | 36400 | 15.5 | 8.1 | 39500 | 35200 | 89.11% | 1.94 | 0 | 10 |  |  |  | No | R-410A | 3.0333 | Residential & Commercial | Ducted CEE Tier 1
211228105 | Central HP <5.4 tons | HEIL | HRCU-A-CB (Split System: Heat Pump with Remote Outdoor Unit-Air-Source) | DLCURAH36ABK |  |  | EA*4X42L24A* | *95ESU1002122A* | 36600 | 15.2 | 8.1 | 40000 | 35200 | 88% | 1.94 | 0 | 10 |  |  |  | No | R-410A | 3.05 | Residential & Commercial | Ducted CEE Tier 1
211228289 | Central HP <5.4 tons | HEIL | HRCU-A-CB (Split System: Heat Pump with Remote Outdoor Unit-Air-Source) | DLCURAH36ABK |  |  | EA*4X43L21A* | *80ES(N,L)1102120A* | 37000 | 16 | 8.5 | 38500 | 34800 | 90.39% | 2.12 | 0 | 10 |  |  |  | No | R-410A | 3.0833 | Residential & Commercial | Ducted CEE Tier 1
211228359 | Central HP <5.4 tons | HEIL | HRCU-A-CB (Split System: Heat Pump with Remote Outdoor Unit-Air-Source) | DLCURAH36ABK |  |  | EA*4X43L21A* | *80ESU0802120A | 38000 | 15.5 | 8.5 | 39000 | 35000 | 89.74% | 2.16 | 0 | 10 |  |  |  | No | R-410A | 3.1667 | Residential & Commercial | Ducted CEE Tier 1
213079637 | Central HP <5.4 tons | TEMPSTAR | HRCU-A-CB (Split System: Heat Pump with Remote Outdoor Unit-Air-Source) | DLCURAH36ABK |  |  | EN(A,D,W)4X48L21** | *92MSN0801716A* | 36000 | 16.5 | 8.1 | 38500 | 35000 | 90.91% | 2 | 0 | 10 |  |  |  | No | R-410A | 3 | Residential & Commercial | Ducted CEE Tier 1
213077699 | Central HP <5.4 tons | TEMPSTAR | HRCU-A-CB (Split System: Heat Pump with Remote Outdoor Unit-Air-Source) | DLCURAH36ABK |  |  | EN(A,D)4X48L24** | *96VTN1002120B* | 36000 | 16.5 | 8.1 | 38500 | 35000 | 90.91% | 2 | 0 | 10 |  |  |  | No | R-410A | 3 | Residential & Commercial | Ducted CEE Tier 1
211240307 | Central HP <5.4 tons | TEMPSTAR | HRCU-A-CB (Split System: Heat Pump with Remote Outdoor Unit-Air-Source) | DLCURAH24ABK |  |  | EA*4X24L14A* | *96VTN0601412A* | 23200 | 16 | 8.5 | 26400 | 25600 | 96.97% | 2.14 | 0 | 10 |  |  |  | No | R-410A | 1.9333 | Residential & Commercial | Ducted CEE Tier 1
211240340 | Central HP <5.4 tons | TEMPSTAR | HRCU-A-CB (Split System: Heat Pump with Remote Outdoor Unit-Air-Source) | DLCURAH24ABK |  |  | EA*4X24L14A* | *92ESN0601412A* | 24200 | 16 | 8.5 | 27200 | 23400 | 86.03% | 1.9 | 0 | 10 |  |  |  | No | R-410A | 2.0167 | Residential & Commercial | Ducted CEE Tier 1
211240373 | Central HP <5.4 tons | TEMPSTAR | HRCU-A-CB (Split System: Heat Pump with Remote Outdoor Unit-Air-Source) | DLCURAH24ABK |  |  | EA*4X24L17A* | *80VSL0451412A* | 24000 | 16 | 8.5 | 27000 | 23800 | 88.15% | 1.96 | 0 | 10 |  |  |  | No | R-410A | 2 | Residential & Commercial | Ducted CEE Tier 1
211241693 | Central HP <5.4 tons | TEMPSTAR | HRCU-A-CB (Split System: Heat Pump with Remote Outdoor Unit-Air-Source) | DLCURAH24ABK |  |  | EA*4X30L17A* | *92ESN0601412A* | 23400 | 17 | 8.5 | 25800 | 24200 | 93.8% | 2.02 | 0 | 10 |  |  |  | No | R-410A | 1.95 | Residential & Commercial | Ducted CEE Tier 1
211241759 | Central HP <5.4 tons | TEMPSTAR | HRCU-A-CB (Split System: Heat Pump with Remote Outdoor Unit-Air-Source) | DLCURAH24ABK |  |  | EA*4X30L17A* | *92ESN0401712A* | 23600 | 15.5 | 8.5 | 26200 | 23600 | 90.08% | 1.94 | 0 | 10 |  |  |  | No | R-410A | 1.9667 | Residential & Commercial | Ducted CEE Tier 1
214570414 | Central HP <5.4 tons | DAY & NIGHT | HRCU-A-CB (Split System: Heat Pump with Remote Outdoor Unit-Air-Source) | CVH825GKA3* |  |  | EA*4X36L21A*+WALLCON | *97CMN0802120B* | 23600 | 16.5 | 8.1 | 21400 | 16600 | 77.57% | 1.94 | 0 | 10.5 |  |  |  | No | R-410A | 1.9667 | Residential & Commercial | Ducted CEE Tier 1
214570464 | Central HP <5.4 tons | DAY & NIGHT | HRCU-A-CB (Split System: Heat Pump with Remote Outdoor Unit-Air-Source) | CVH825GKA3* |  |  | EA*4X37L21A*+WALLCON | *97CMN0602120B* | 24400 | 16.5 | 8.5 | 21200 | 16700 | 78.77% | 2.02 | 0 | 11 |  |  |  | No | R-410A | 2.0333 | Residential & Commercial | Ducted CEE Tier 1
213297648 | Central HP <5.4 tons | COLEMAN | HRCU-A-CB (Split System: Heat Pump with Remote Outdoor Unit-Air-Source) | HMH72B341 |  |  | XAHB36DXXN1+TXV | Z8ES040A12SMPS1 | 33200 | 17.5 | 8.1 | 32800 | 23000 | 70.12% | 2.02 | 0 | 10 |  |  |  | No | R-410A | 2.7667 | Residential & Commercial | Ducted CEE Tier 1
211393254 | Central HP <5.4 tons | CHAMPION HEATING AND COOLING | HRCU-A-CB (Split System: Heat Pump with Remote Outdoor Unit-Air-Source) | HMH72B341 |  |  | XAFB36DBCN1 | TL9E060B12UH11 | 33400 | 17.5 | 8.1 | 33000 | 23200 | 70.3% | 2.02 | 0 | 10 |  |  |  | No | R-410A | 2.7833 | Residential & Commercial | Ducted CEE Tier 1
211393624 | Central HP <5.4 tons | CHAMPION HEATING AND COOLING | HRCU-A-CB (Split System: Heat Pump with Remote Outdoor Unit-Air-Source) | HMH72B341 |  |  | JHVTB36DBCC2N1 |  | 34000 | 18.5 | 8.5 | 33800 | 23800 | 70.41% | 2.1 | 0 | 10 |  |  |  | No | R-410A | 2.8333 | Residential & Commercial | Ducted CEE Tier 1
211241810 | Central HP <5.4 tons | TEMPSTAR | HRCU-A-CB (Split System: Heat Pump with Remote Outdoor Unit-Air-Source) | DLCURAH24ABK |  |  | EA*4X30L17A* | OMV112K14A | 24000 | 16 | 8.5 | 26400 | 23000 | 87.12% | 1.9 | 0 | 10 |  |  |  | No | R-410A | 2 | Residential & Commercial | Ducted CEE Tier 1
211242029 | Central HP <5.4 tons | TEMPSTAR | HRCU-A-CB (Split System: Heat Pump with Remote Outdoor Unit-Air-Source) | DLCURAH24ABK |  |  | EA*4X36L17A* | *95ESN0601412A* | 24400 | 15.5 | 8.5 | 26600 | 22400 | 84.21% | 1.84 | 0 | 10 |  |  |  | No | R-410A | 2.0333 | Residential & Commercial | Ducted CEE Tier 1
215680011 | Central HP <5.4 tons | KENMORE | HRCU-A-CB (Split System: Heat Pump with Remote Outdoor Unit-Air-Source) | (C,H,T)5H0V36*K*AAA* |  |  | ESH5X60M12A*+WALLCON | *97CTN1202422A* | 34600 | 16.5 | 8.5 | 34600 | 24800 | 71.68% | 1.92 | 0 | 10 |  |  |  | No | R-454B | 2.8833 | Residential & Commercial | Ducted CEE Tier 1
211226628 | Central HP <5.4 tons | DAY & NIGHT | HRCU-A-CB (Split System: Heat Pump with Remote Outdoor Unit-Air-Source) | DLCURAH36ABK |  |  | EA*4X37L17A* | *92ESN0601714A* | 35800 | 16 | 8.1 | 38500 | 34800 | 90.39% | 2 | 0 | 10 |  |  |  | No | R-410A | 2.9833 | Residential & Commercial | Ducted CEE Tier 1
213815237 | Central HP <5.4 tons | Liberty Heating & Air Conditioning | HRCU-A-CB (Split System: Heat Pump with Remote Outdoor Unit-Air-Source) | ASZV903610A* |  |  | CSCF3642N6D*+MBVB12BP1X00A*+TXV |  | 33800 | 18.5 | 8.2 | 34000 | 24400 | 71.76% | 1.8 | 0 | 11.5 |  |  |  | No | R-410A | 2.8167 | Residential & Commercial | Ducted CEE Tier 1
213249341 | Central HP <5.4 tons | HEIL | HRCU-A-CB (Split System: Heat Pump with Remote Outdoor Unit-Air-Source) | DLCURAH36ABK |  |  | FEVA0036**+NAVA43601CK |  | 35400 | 16 | 8.5 | 38500 | 35000 | 90.91% | 1.9 | 0 | 10 |  |  |  | No | R-410A | 2.95 | Residential & Commercial | Ducted CEE Tier 1
213815236 | Central HP <5.4 tons | Liberty Heating & Air Conditioning | HRCU-A-CB (Split System: Heat Pump with Remote Outdoor Unit-Air-Source) | ASZV903610A* |  |  | CHPF3743C6B*+MBVB16CP1X00A*+TXV |  | 33400 | 18 | 8.2 | 34000 | 24400 | 71.76% | 1.8 | 0 | 11 |  |  |  | No | R-410A | 2.7833 | Residential & Commercial | Ducted CEE Tier 1
215931535 | Central HP <5.4 tons | BRYANT HEATING AND COOLING SYSTEMS | HRCU-A-CB (Split System: Heat Pump with Remote Outdoor Unit-Air-Source) | 293VAN060**AA* |  |  | CAA**6024AM*+UI | 88*TB60070C21*** | 55500 | 18 | 8.1 | 60500 | 46500 | 76.86% | 1.95 | 0 | 11 |  |  |  | No | R-454B | 4.625 | Residential & Commercial | Ducted CEE Tier 1
215931635 | Central HP <5.4 tons | BRYANT HEATING AND COOLING SYSTEMS | HRCU-A-CB (Split System: Heat Pump with Remote Outdoor Unit-Air-Source) | 293VAN060**AA* |  |  | CAA**6024AM*+UI | 986TD66100C21*** | 55500 | 18.5 | 8.5 | 60500 | 46000 | 76.03% | 2.06 | 0 | 11 |  |  |  | No | R-454B | 4.625 | Residential & Commercial | Ducted CEE Tier 1
212383409 | Central HP <5.4 tons | TEMPSTAR | HRCU-A-CB (Split System: Heat Pump with Remote Outdoor Unit-Air-Source) | DLCURAH36ABK |  |  | EA*4X37L21A* | *80ES(N,L)0701716A* | 36600 | 15.5 | 8.5 | 39000 | 34800 | 89.23% | 2.1 | 0 | 10 |  |  |  | No | R-410A | 3.05 | Residential & Commercial | Ducted CEE Tier 1
214239294 | Central HP <5.4 tons | BRYANT HEATING AND COOLING SYSTEMS | HRCU-A-CB (Split System: Heat Pump with Remote Outdoor Unit-Air-Source) | 288BNV037*0**B* |  |  | CNPV*4824AL*+UI | 88*TB60110C21*** | 32400 | 17 | 8.1 | 32600 | 24600 | 75.46% | 1.96 | 0 | 11.5 |  |  |  | No | R-410A | 2.7 | Residential & Commercial | Ducted CEE Tier 1
212384297 | Central HP <5.4 tons | TEMPSTAR | HRCU-A-CB (Split System: Heat Pump with Remote Outdoor Unit-Air-Source) | DLCURAH36ABK |  |  | END4X42L17** | *80ES(N,L)0901714A* | 36200 | 15.5 | 8.1 | 39500 | 35000 | 88.61% | 1.98 | 0 | 10 |  |  |  | No | R-410A | 3.0167 | Residential & Commercial | Ducted CEE Tier 1
215931785 | Central HP <5.4 tons | BRYANT HEATING AND COOLING SYSTEMS | HRCU-A-CB (Split System: Heat Pump with Remote Outdoor Unit-Air-Source) | 293VAN060**AA* |  |  | CAA**6124AM*+UI | 986TD66120C24*** | 57000 | 18.5 | 8.5 | 60500 | 46500 | 76.86% | 2.02 | 0 | 11.5 |  |  |  | No | R-454B | 4.75 | Residential & Commercial | Ducted CEE Tier 1
211227624 | Central HP <5.4 tons | HEIL | HRCU-A-CB (Split System: Heat Pump with Remote Outdoor Unit-Air-Source) | DLCURAH36ABK |  |  | EA*4X42L21A* | *96VSN1002120A* | 35600 | 16 | 8.1 | 38500 | 35000 | 90.91% | 1.88 | 0 | 10 |  |  |  | No | R-410A | 2.9667 | Residential & Commercial | Ducted CEE Tier 1
211227962 | Central HP <5.4 tons | HEIL | HRCU-A-CB (Split System: Heat Pump with Remote Outdoor Unit-Air-Source) | DLCURAH36ABK |  |  | EA*4X42L24A* | *92ESN0802120A* | 35200 | 16.5 | 8.1 | 38500 | 35000 | 90.91% | 1.88 | 0 | 10 |  |  |  | No | R-410A | 2.9333 | Residential & Commercial | Ducted CEE Tier 1
211228580 | Central HP <5.4 tons | HEIL | HRCU-A-CB (Split System: Heat Pump with Remote Outdoor Unit-Air-Source) | DLCURAH36ABK |  |  | EA*4X43L21A* | *95ESU0601716A* | 36800 | 15.5 | 8.5 | 38500 | 34800 | 90.39% | 2.1 | 0 | 10 |  |  |  | No | R-410A | 3.0667 | Residential & Commercial | Ducted CEE Tier 1
215679411 | Central HP <5.4 tons | KENMORE | HRCU-A-CB (Split System: Heat Pump with Remote Outdoor Unit-Air-Source) | (C,H,T)5H0V36*K*AAA* |  |  | EA*5X42M21A*+WALLCON | *97CTN1002122A* | 33200 | 17.5 | 9 | 35800 | 25600 | 71.51% | 1.84 | 0 | 10 |  |  |  | No | R-454B | 2.7667 | Residential & Commercial | Ducted CEE Tier 1
206771759 | Central HP <5.4 tons | AIRQUEST | HRCU-A-CB (Split System: Heat Pump with Remote Outdoor Unit-Air-Source) | HVH837GKA2* |  |  | EA*4X48L21A*+WALLCON | *80CTL0701716A* | 32200 | 17.5 | 8.1 | 32600 | 25000 | 76.69% | 1.96 | 11 | 11.5 |  |  |  | No | R-410A | 2.6833 | Residential & Commercial | Ducted CEE Tier 1
206771795 | Central HP <5.4 tons | AIRQUEST | HRCU-A-CB (Split System: Heat Pump with Remote Outdoor Unit-Air-Source) | HVH837GKA2* |  |  | EA*4X48L21A*+WALLCON | *96CTN0801714A* | 32200 | 17 | 8.1 | 32800 | 25200 | 76.83% | 1.96 | 11.5 | 11 |  |  |  | No | R-410A | 2.6833 | Residential & Commercial | Ducted CEE Tier 1
206771876 | Central HP <5.4 tons | AIRQUEST | HRCU-A-CB (Split System: Heat Pump with Remote Outdoor Unit-Air-Source) | HVH837GKA2* |  |  | EA*4X48L21A*+WALLCON | *97CMN0602120A* | 32200 | 17 | 8.1 | 32800 | 25200 | 76.83% | 1.96 | 11.5 | 11 |  |  |  | No | R-410A | 2.6833 | Residential & Commercial | Ducted CEE Tier 1
206771894 | Central HP <5.4 tons | AIRQUEST | HRCU-A-CB (Split System: Heat Pump with Remote Outdoor Unit-Air-Source) | HVH837GKA2* |  |  | EA*4X48L24A*+WALLCON | *80CTL0902120A* | 32400 | 17.5 | 8.5 | 32600 | 25000 | 76.69% | 1.98 | 12 | 11.7 |  |  |  | No | R-410A | 2.7 | Residential & Commercial | Ducted CEE Tier 1
215865883 | Central HP <5.4 tons | MDV | HRCU-A-CB (Split System: Heat Pump with Remote Outdoor Unit-Air-Source) | MOX430-24HFN10-M3 |  |  | MVBC-24HWFPN10-MB3E |  | 24000 | 18.1 | 9.7 | 26000 | 21600 | 83.08% | 1.87 | 0 | 11 |  |  |  | No | R-454B | 2 | Residential & Commercial | Ducted CEE Tier 1
212365391 | Central HP <5.4 tons | MDV | HRCU-A-C (Split System: Heat Pump with Remote Outdoor Unit with No Indoor Fan --Air Source) | MOE30U-45HFN1-M |  |  | MAC-60HWDN1-MN0 |  | 45000 | 15.2 | 9.2 | 55000 | 46500 | 84.55% | 1.8 | 0 | 10 |  |  |  | No | R-410A | 3.75 | Residential & Commercial | Ducted CEE Tier 1
214242995 | Central HP <5.4 tons | CARRIER | HRCU-A-CB (Split System: Heat Pump with Remote Outdoor Unit-Air-Source) | 25VNA825A*031* |  |  | CNPV*4221AL*+UI | 58TN*B110C21**20 | 23800 | 16.5 | 8.1 | 21400 | 16600 | 77.57% | 1.96 | 0 | 11 |  |  |  | No | R-410A | 1.9833 | Residential & Commercial | Ducted CEE Tier 1
214239663 | Central HP <5.4 tons | CARRIER | HRCU-A-CB (Split System: Heat Pump with Remote Outdoor Unit-Air-Source) | 25VNA837A*030* |  |  | CNPV*4217AL*+UI | 58TN*B090C17**16 | 32000 | 17 | 8.1 | 33000 | 24600 | 74.55% | 1.9 | 0 | 11.5 |  |  |  | No | R-410A | 2.6667 | Residential & Commercial | Ducted CEE Tier 1
214239763 | Central HP <5.4 tons | CARRIER | HRCU-A-CB (Split System: Heat Pump with Remote Outdoor Unit-Air-Source) | 25VNA837A*030* |  |  | CNPV*4221AL*+UI | 58TN*B110C21**20 | 31800 | 17 | 8.1 | 33000 | 24400 | 73.94% | 1.88 | 0 | 11 |  |  |  | No | R-410A | 2.65 | Residential & Commercial | Ducted CEE Tier 1
214240033 | Central HP <5.4 tons | CARRIER | HRCU-A-CB (Split System: Heat Pump with Remote Outdoor Unit-Air-Source) | 25VNA837A*030* |  |  | CNPV*6024AL*+UI | 58TN*B090C21**20 | 32800 | 17.5 | 8.1 | 32200 | 24600 | 76.4% | 1.96 | 0 | 12 |  |  |  | No | R-410A | 2.7333 | Residential & Commercial | Ducted CEE Tier 1
214240063 | Central HP <5.4 tons | CARRIER | HRCU-A-CB (Split System: Heat Pump with Remote Outdoor Unit-Air-Source) | 25VNA837A*030* |  |  | CNPV*6024AL*+UI | 59MN7C100C21**22 | 32800 | 17.5 | 8.1 | 32200 | 24600 | 76.4% | 1.96 | 0 | 12 |  |  |  | No | R-410A | 2.7333 | Residential & Commercial | Ducted CEE Tier 1
215797517 | Central HP <5.4 tons | MDV | HRCU-A-CB (Split System: Heat Pump with Remote Outdoor Unit-Air-Source) | MOD30-36HFN10-M3X |  |  | MVBC-36HWFN10-MC3E |  | 36000 | 16.5 | 8.2 | 37000 | 32000 | 86.49% | 1.85 | 0 | 10 |  |  |  | No | R-454B | 3 | Residential & Commercial | Ducted CEE Tier 1
205751072 | Central HP <5.4 tons | TEMPSTAR | HRCU-A-CB (Split System: Heat Pump with Remote Outdoor Unit-Air-Source) | TVH837GKA** |  |  | EA*4X37L21A*+WALLCON | *97CMN1002122A* | 33000 | 17.5 | 8.5 | 33000 | 25200 | 76.36% | 2 | 12 | 11.7 |  |  |  | No | R-410A | 2.75 | Residential & Commercial | Ducted CEE Tier 1
207252610 | Central HP <5.4 tons | ECOER | HRCU-A-CB (Split System: Heat Pump with Remote Outdoor Unit-Air-Source) | EODA18H-4860 |  |  | GNC3036BPT | MGH96M080B3A | 33000 | 17 | 8.5 | 34000 | 25000 | 73.53% | 1.9 | 12.5 | 11.7 |  |  |  | No | R-410A | 2.75 | Residential & Commercial | Ducted CEE Tier 1
215912258 | Central HP <5.4 tons | COLEMAN | HRCU-A-CB (Split System: Heat Pump with Remote Outdoor Unit-Air-Source) | HH860E2S11 |  |  | JSC48D5CG2SS1 |  | 45000 | 19 | 9 | 45000 | 33600 | 74.67% | 2 | 0 | 12 |  |  |  | No | R-454B | 3.75 | Residential & Commercial | Ducted CEE Tier 1
216599679 | Central HP <5.4 tons | TRANE | HRCU-A-CB (Split System: Heat Pump with Remote Outdoor Unit-Air-Source) | 5TWV8X24A1 |  |  | 5PX*B006AS3 | S9V2B080U4PSC+LRP | 22000 | 18.1 | 8.5 | 23000 | 18700 | 81.3% | 2.2 | 0 | 11.5 |  |  |  | No | R-454B | 1.8333 | Residential & Commercial | Ducted CEE Tier 1
213194314 | Central HP <5.4 tons | LENNOX | HRCU-A-CB (Split System: Heat Pump with Remote Outdoor Unit-Air-Source) | SL25XPV-048-230A** |  |  | CHX35-51/61C-**-*+TDR | EL297UH110XV48C* | 44500 | 20.6 | 9.2 | 45500 | 37600 | 82.64% | 1.8 | 0 | 12.2 |  |  |  | No | R-410A | 3.7083 | Residential & Commercial | Ducted CEE Tier 1
214243969 | Central HP <5.4 tons | CARRIER | HRCU-A-CB (Split System: Heat Pump with Remote Outdoor Unit-Air-Source) | 25VNA448A*031* |  |  | CNPV*4824AL*+UI | 59TN6C100C21**22 | 44000 | 21 | 8.5 | 46500 | 36400 | 78.28% | 2.16 | 0 | 12 |  |  |  | No | R-410A | 3.6667 | Residential & Commercial | Ducted CEE Tier 1
214389767 | Central HP <5.4 tons | Liberty Heating & Air Conditioning | HRCU-A-CB (Split System: Heat Pump with Remote Outdoor Unit-Air-Source) | ASZS60361EA* |  |  | AHVE42CP0400A* |  | 34200 | 17.5 | 8.6 | 34200 | 29000 | 84.8% | 2 | 0 | 10 |  |  |  | No | R-410A | 2.85 | Residential & Commercial | Ducted CEE Tier 1
208447908 | Central HP <5.4 tons | Weathermaker | HRCU-A-CB (Split System: Heat Pump with Remote Outdoor Unit-Air-Source) | 38MURAQ24AA3 |  |  | 40MUAAQ24XA3 |  | 24000 | 17 | 9.2 | 26000 | 19400 | 74.62% | 2.1 | 11.3 | 10.5 |  |  |  | No | R-410A | 2 | Residential & Commercial | Ducted CEE Tier 1
214389634 | Central HP <5.4 tons | Liberty Heating & Air Conditioning | HRCU-A-CB (Split System: Heat Pump with Remote Outdoor Unit-Air-Source) | ASZS60361EA* |  |  | AHVE48DP1400B* |  | 34200 | 17.5 | 8.6 | 34200 | 30000 | 87.72% | 2 | 0 | 10 |  |  |  | No | R-410A | 2.85 | Residential & Commercial | Ducted CEE Tier 1
214389743 | Central HP <5.4 tons | Liberty Heating & Air Conditioning | HRCU-A-CB (Split System: Heat Pump with Remote Outdoor Unit-Air-Source) | ASZS60361EA* |  |  | AHVE48DP0400A* |  | 34200 | 17.5 | 8.6 | 34200 | 30000 | 87.72% | 2 | 0 | 10 |  |  |  | No | R-410A | 2.85 | Residential & Commercial | Ducted CEE Tier 1
215931524 | Central HP <5.4 tons | CARRIER | HRCU-A-CB (Split System: Heat Pump with Remote Outdoor Unit-Air-Source) | 27VNA360A*030* |  |  | CAA**6024AM*+UI | 58CU*A100C21**20 | 55500 | 18.5 | 8.5 | 60500 | 46000 | 76.03% | 2.04 | 0 | 11 |  |  |  | No | R-454B | 4.625 | Residential & Commercial | Ducted CEE Tier 1
211229062 | Central HP <5.4 tons | HEIL | HRCU-A-CB (Split System: Heat Pump with Remote Outdoor Unit-Air-Source) | DLCURAH36ABK |  |  | EA*4X48L21A* | *95ESN1002122A* | 37200 | 15.5 | 8.5 | 38500 | 35000 | 90.91% | 2.12 | 0 | 10 |  |  |  | No | R-410A | 3.1 | Residential & Commercial | Ducted CEE Tier 1
211229107 | Central HP <5.4 tons | HEIL | HRCU-A-CB (Split System: Heat Pump with Remote Outdoor Unit-Air-Source) | DLCURAH36ABK |  |  | EA*4X48L21A* | *96VSN1002120A* | 36000 | 16 | 8.5 | 38500 | 34600 | 89.87% | 2.06 | 0 | 10 |  |  |  | No | R-410A | 3 | Residential & Commercial | Ducted CEE Tier 1
211229312 | Central HP <5.4 tons | HEIL | HRCU-A-CB (Split System: Heat Pump with Remote Outdoor Unit-Air-Source) | DLCURAH36ABK |  |  | EA*4X48L24A* | *80ES(N,L)1102420A* | 35800 | 16.5 | 8.5 | 37800 | 34600 | 91.53% | 2.06 | 0 | 10 |  |  |  | No | R-410A | 2.9833 | Residential & Commercial | Ducted CEE Tier 1
211229382 | Central HP <5.4 tons | HEIL | HRCU-A-CB (Split System: Heat Pump with Remote Outdoor Unit-Air-Source) | DLCURAH36ABK |  |  | EA*4X48L24A* | *80ESU0802120A | 37600 | 15.5 | 8.5 | 39500 | 35000 | 88.61% | 2.14 | 0 | 10 |  |  |  | No | R-410A | 3.1333 | Residential & Commercial | Ducted CEE Tier 1
211229009 | Central HP <5.4 tons | HEIL | HRCU-A-CB (Split System: Heat Pump with Remote Outdoor Unit-Air-Source) | DLCURAH36ABK |  |  | EA*4X48L21A* | *92ESN1002122A* | 37400 | 15.2 | 8.5 | 38500 | 35000 | 90.91% | 2.12 | 0 | 10 |  |  |  | No | R-410A | 3.1167 | Residential & Commercial | Ducted CEE Tier 1
211229577 | Central HP <5.4 tons | HEIL | HRCU-A-CB (Split System: Heat Pump with Remote Outdoor Unit-Air-Source) | DLCURAH36ABK |  |  | EA*4X48L24A* | *95ESU1002120A* | 36200 | 16 | 8.5 | 38500 | 34600 | 89.87% | 2.08 | 0 | 10 |  |  |  | No | R-410A | 3.0167 | Residential & Commercial | Ducted CEE Tier 1
211230078 | Central HP <5.4 tons | HEIL | HRCU-A-CB (Split System: Heat Pump with Remote Outdoor Unit-Air-Source) | DLCURAH36ABK |  |  | EN(A,D,W)4X48L21** | *80VTL0902120A* | 35800 | 16.5 | 8.1 | 38500 | 34800 | 90.39% | 2 | 0 | 10 |  |  |  | No | R-410A | 2.9833 | Residential & Commercial | Ducted CEE Tier 1
213815231 | Central HP <5.4 tons | Liberty Heating & Air Conditioning | HRCU-A-CB (Split System: Heat Pump with Remote Outdoor Unit-Air-Source) | ASZV903610A* |  |  | CA*F3137*6A*+MBVB12BP1X00A*+TXV |  | 34000 | 18.5 | 8.2 | 34000 | 24400 | 71.76% | 1.8 | 0 | 12 |  |  |  | No | R-410A | 2.8333 | Residential & Commercial | Ducted CEE Tier 1
214875845 | Central HP <5.4 tons | COLEMAN | HRCU-A-CB (Split System: Heat Pump with Remote Outdoor Unit-Air-Source) | HMH72B341 |  |  | XAFC36DBCN1+JME12C2SN1 |  | 34000 | 18.5 | 8.5 | 33600 | 23600 | 70.24% | 2 | 0 | 10.5 |  |  |  | No | R-410A | 2.8333 | Residential & Commercial | Ducted CEE Tier 1
208447914 | Central HP <5.4 tons | Weathermaker | HRCU-A-CB (Split System: Heat Pump with Remote Outdoor Unit-Air-Source) | 38MURAQ24AB3 |  |  | 40MUAAQ24XA3 |  | 24000 | 17.4 | 10 | 24000 | 22600 | 94.17% | 1.91 | 12.5 | 11.7 |  |  |  | No | R-410A | 2 | Residential & Commercial | Ducted CEE Tier 1
214606488 | Central HP <5.4 tons | COLEMAN | HRCU-A-C (Split System: Heat Pump with Remote Outdoor Unit with No Indoor Fan --Air Source) | HH836E2S11 |  |  | CTF36B5CDS1 |  | 33600 | 15.2 | 8.5 | 32000 | 23200 | 72.5% | 2 | 0 | 10 |  |  |  | No | R-454B | 2.8 | Residential & Commercial | Ducted CEE Tier 1
215931861 | Central HP <5.4 tons | KEEPRITE | HRCU-A-CB (Split System: Heat Pump with Remote Outdoor Unit-Air-Source) | C5H3V60*K*AAA* |  |  | ESH5X60M12A*+WALLCON | *95CSU1002122B* | 56500 | 18 | 8.1 | 61000 | 45500 | 74.59% | 2 | 0 | 11.5 |  |  |  | No | R-454B | 4.7083 | Residential & Commercial | Ducted CEE Tier 1
215931891 | Central HP <5.4 tons | KEEPRITE | HRCU-A-CB (Split System: Heat Pump with Remote Outdoor Unit-Air-Source) | C5H3V60*K*AAA* |  |  | ESH5X60M12A*+WALLCON | *97CMN1002122B* | 56500 | 18 | 8.1 | 61000 | 46000 | 75.41% | 1.95 | 0 | 11 |  |  |  | No | R-454B | 4.7083 | Residential & Commercial | Ducted CEE Tier 1
215318845 | Central HP <5.4 tons | Weathermaker | HRCU-A-CB (Split System: Heat Pump with Remote Outdoor Unit-Air-Source) | 37MUHAQ18AA3 |  |  | 45MUHAQ24XX3 |  | 18000 | 19 | 10.2 | 18000 | 18600 | 103.3% | 2.12 | 0 | 12.5 |  |  |  | No | R-454B | 1.5 | Residential & Commercial | Ducted CEE Tier 1
202337969 | Central HP <5.4 tons | ECOER | HRCU-A-CB (Split System: Heat Pump with Remote Outdoor Unit-Air-Source) | EODA18H-2436 |  |  | EAHATN-24 |  | 23400 | 18 | 8.5 | 24000 | 17600 | 73.33% | 2.1 | 13 | 12 |  |  |  | No | R-410A | 1.95 | Residential & Commercial | Ducted CEE Tier 1
214608204 | Central HP <5.4 tons | ECOER | HRCU-A-CB (Split System: Heat Pump with Remote Outdoor Unit-Air-Source) | EODA18H-2436BAA |  |  | GNC2430APT | MGH96M060B3A | 22800 | 18 | 8.8 | 24000 | 19200 | 80% | 2 | 13 | 12.5 |  |  |  | No | R-410A | 1.9 | Residential & Commercial | Ducted CEE Tier 1
214608220 | Central HP <5.4 tons | ECOER | HRCU-A-C (Split System: Heat Pump with Remote Outdoor Unit with No Indoor Fan --Air Source) | EODA18H-2436BAA |  |  | GNC3036BPT+DK |  | 31000 | 15.2 | 8.5 | 33600 | 23600 | 70.24% | 1.9 | 0 | 10 |  |  |  | No | R-410A | 2.5833 | Residential & Commercial | Ducted CEE Tier 1
215931994 | Central HP <5.4 tons | CARRIER | HRCU-A-CB (Split System: Heat Pump with Remote Outdoor Unit-Air-Source) | 27VNA336A*030* |  |  | CAA**3014AM*+UI | 59TN6C040C14**10 | 30800 | 17 | 9 | 34400 | 26600 | 77.33% | 1.9 | 0 | 10 |  |  |  | No | R-454B | 2.5667 | Residential & Commercial | Ducted CEE Tier 1
215932194 | Central HP <5.4 tons | CARRIER | HRCU-A-CB (Split System: Heat Pump with Remote Outdoor Unit-Air-Source) | 27VNA336A*030* |  |  | CAA**4221AM*+UI | 58CU*A060C17**16 | 32600 | 20 | 9.5 | 34800 | 26800 | 77.01% | 2 | 0 | 11 |  |  |  | No | R-454B | 2.7167 | Residential & Commercial | Ducted CEE Tier 1
214389748 | Central HP <5.4 tons | Liberty Heating & Air Conditioning | HRCU-A-CB (Split System: Heat Pump with Remote Outdoor Unit-Air-Source) | ASZS60361EA* |  |  | CA*EA4830*4A* | G*VM970804CNB* | 34200 | 17.5 | 8.6 | 34200 | 29000 | 84.8% | 2 | 0 | 10 |  |  |  | No | R-410A | 2.85 | Residential & Commercial | Ducted CEE Tier 1
215931505 | Central HP <5.4 tons | BRYANT HEATING AND COOLING SYSTEMS | HRCU-A-CB (Split System: Heat Pump with Remote Outdoor Unit-Air-Source) | 293VAN048**AA* |  |  | FE5BNBD60L*+UI |  | 46500 | 23 | 9.5 | 48000 | 35600 | 74.17% | 1.98 | 0 | 12.5 |  |  |  | No | R-454B | 3.875 | Residential & Commercial | Ducted CEE Tier 1
215931624 | Central HP <5.4 tons | CARRIER | HRCU-A-CB (Split System: Heat Pump with Remote Outdoor Unit-Air-Source) | 27VNA360A*030* |  |  | CAA**6024AM*+UI | 59MN7C120C24**22 | 55500 | 18.5 | 8.5 | 60500 | 46000 | 76.03% | 2.06 | 0 | 11 |  |  |  | No | R-454B | 4.625 | Residential & Commercial | Ducted CEE Tier 1
215931844 | Central HP <5.4 tons | CARRIER | HRCU-A-CB (Split System: Heat Pump with Remote Outdoor Unit-Air-Source) | 27VNA360A*030* |  |  | CSAH*6012AM*+UI | 59CU5B080C21**20 | 56000 | 17.5 | 8.1 | 61000 | 46000 | 75.41% | 1.95 | 0 | 11 |  |  |  | No | R-454B | 4.6667 | Residential & Commercial | Ducted CEE Tier 1
215318838 | Central HP <5.4 tons | Weathermaker | HRCU-A-CB (Split System: Heat Pump with Remote Outdoor Unit-Air-Source) | 37MUHAQ60AA3 |  |  | 45MUHAQ60XX3 |  | 54000 | 17.5 | 9.5 | 55000 | 54000 | 98.18% | 1.9 | 0 | 12 |  |  |  | No | R-454B | 4.5 | Residential & Commercial | Ducted CEE Tier 1
211229616 | Central HP <5.4 tons | HEIL | HRCU-A-CB (Split System: Heat Pump with Remote Outdoor Unit-Air-Source) | DLCURAH36ABK |  |  | EA*4X48L24A* | *96VTN1002122A* | 36000 | 16.5 | 8.5 | 37800 | 34600 | 91.53% | 2.06 | 0 | 10 |  |  |  | No | R-410A | 3 | Residential & Commercial | Ducted CEE Tier 1
211229914 | Central HP <5.4 tons | HEIL | HRCU-A-CB (Split System: Heat Pump with Remote Outdoor Unit-Air-Source) | DLCURAH36ABK |  |  | EN(A,D,W)4X48L21** | *80ES(N,L)0701712A* | 36200 | 15.5 | 8.1 | 38500 | 35000 | 90.91% | 2.02 | 0 | 10 |  |  |  | No | R-410A | 3.0167 | Residential & Commercial | Ducted CEE Tier 1
211229950 | Central HP <5.4 tons | HEIL | HRCU-A-CB (Split System: Heat Pump with Remote Outdoor Unit-Air-Source) | DLCURAH36ABK |  |  | EN(A,D,W)4X48L21** | *80ES(N,L)0902116A* | 36400 | 16 | 8.1 | 38500 | 34800 | 90.39% | 2.04 | 0 | 10.5 |  |  |  | No | R-410A | 3.0333 | Residential & Commercial | Ducted CEE Tier 1
211230157 | Central HP <5.4 tons | HEIL | HRCU-A-CB (Split System: Heat Pump with Remote Outdoor Unit-Air-Source) | DLCURAH36ABK |  |  | EN(A,D,W)4X48L21** | *92ESN1002122A* | 37600 | 15.5 | 8.5 | 39500 | 35000 | 88.61% | 2.08 | 0 | 10.5 |  |  |  | No | R-410A | 3.1333 | Residential & Commercial | Ducted CEE Tier 1
213501763 | Central HP <5.4 tons | Liberty Heating & Air Conditioning | HRCU-A-CB (Split System: Heat Pump with Remote Outdoor Unit-Air-Source) | ASZV903610A* |  |  | AMVE48DP1400B* |  | 34000 | 19 | 8.2 | 34000 | 24400 | 71.76% | 1.8 | 0 | 12 |  |  |  | No | R-410A | 2.8333 | Residential & Commercial | Ducted CEE Tier 1
213815106 | Central HP <5.4 tons | Liberty Heating & Air Conditioning | HRCU-A-CB (Split System: Heat Pump with Remote Outdoor Unit-Air-Source) | ASZV903610A* |  |  | CA*F3743*6D*+MBVB16CP1X00A*+TX |  | 34200 | 19 | 8.2 | 34200 | 24400 | 71.35% | 1.85 | 0 | 12 |  |  |  | No | R-410A | 2.85 | Residential & Commercial | Ducted CEE Tier 1
214573784 | Central HP <5.4 tons | DAY & NIGHT | HRCU-A-CB (Split System: Heat Pump with Remote Outdoor Unit-Air-Source) | CVH837GKA2* |  |  | EA*4X42L21A*+WALLCON | *96CTN0802120B* | 31800 | 17.5 | 8.5 | 32800 | 24400 | 74.39% | 1.9 | 0 | 11 |  |  |  | No | R-410A | 2.65 | Residential & Commercial | Ducted CEE Tier 1
213372228 | Central HP <5.4 tons | Weathermaker | HRCU-A-C (Split System: Heat Pump with Remote Outdoor Unit with No Indoor Fan --Air Source) | 38MURAQ18AB3 |  |  | 40MULAQ24XBX + CI |  | 18000 | 16.1 | 9.5 | 19000 | 15000 | 78.95% | 2.2 | 11.6 | 11.7 |  |  |  | No | R-410A | 1.5 | Residential & Commercial | Ducted CEE Tier 1
216030937 | Central HP <5.4 tons | MDV | HRCU-A-CB (Split System: Heat Pump with Remote Outdoor Unit-Air-Source) | MOX430-24HFN10-M3 |  |  | MVBC-24HWFN10-MB3E-MAS |  | 24000 | 18.1 | 9.7 | 26000 | 21600 | 83.08% | 1.87 | 0 | 11 |  |  |  | No | R-454B | 2 | Residential & Commercial | Ducted CEE Tier 1
214333177 | Central HP <5.4 tons | ECOER | HRCU-A-C (Split System: Heat Pump with Remote Outdoor Unit with No Indoor Fan --Air Source) | EODA18H-4860B |  |  | GNC4860CPT+DK |  | 52000 | 15.2 | 8.5 | 53000 | 37200 | 70.19% | 1.9 | 0 | 10 |  |  |  | No | R-410A | 4.3333 | Residential & Commercial | Ducted CEE Tier 1
215931685 | Central HP <5.4 tons | BRYANT HEATING AND COOLING SYSTEMS | HRCU-A-CB (Split System: Heat Pump with Remote Outdoor Unit-Air-Source) | 293VAN060**AA* |  |  | CAA**6124AM*+UI | 88*TB60070C21*** | 56500 | 18.5 | 8.5 | 60500 | 47000 | 77.69% | 2.02 | 0 | 11 |  |  |  | No | R-454B | 4.7083 | Residential & Commercial | Ducted CEE Tier 1
215931735 | Central HP <5.4 tons | BRYANT HEATING AND COOLING SYSTEMS | HRCU-A-CB (Split System: Heat Pump with Remote Outdoor Unit-Air-Source) | 293VAN060**AA* |  |  | CAA**6124AM*+UI | 987MC60060C21*** | 56000 | 18 | 8.5 | 61000 | 47500 | 77.87% | 2 | 0 | 10.5 |  |  |  | No | R-454B | 4.6667 | Residential & Commercial | Ducted CEE Tier 1
215931885 | Central HP <5.4 tons | BRYANT HEATING AND COOLING SYSTEMS | HRCU-A-CB (Split System: Heat Pump with Remote Outdoor Unit-Air-Source) | 293VAN060**AA* |  |  | CSAH*6012AM*+UI | 987MC66100C21*** | 56500 | 18 | 8.1 | 61000 | 46000 | 75.41% | 1.95 | 0 | 11 |  |  |  | No | R-454B | 4.7083 | Residential & Commercial | Ducted CEE Tier 1
211230327 | Central HP <5.4 tons | HEIL | HRCU-A-CB (Split System: Heat Pump with Remote Outdoor Unit-Air-Source) | DLCURAH36ABK |  |  | EN(A,D,W)4X48L21** | *96VTN0802120A* | 35600 | 16 | 8.1 | 38500 | 34800 | 90.39% | 2 | 0 | 10 |  |  |  | No | R-410A | 2.9667 | Residential & Commercial | Ducted CEE Tier 1
215931525 | Central HP <5.4 tons | BRYANT HEATING AND COOLING SYSTEMS | HRCU-A-CB (Split System: Heat Pump with Remote Outdoor Unit-Air-Source) | 293VAN060**AA* |  |  | CAA**6024AM*+UI | 83*CA60100C21*** | 55500 | 18.5 | 8.5 | 60500 | 46000 | 76.03% | 2.04 | 0 | 11 |  |  |  | No | R-454B | 4.625 | Residential & Commercial | Ducted CEE Tier 1
215931751 | Central HP <5.4 tons | KEEPRITE | HRCU-A-CB (Split System: Heat Pump with Remote Outdoor Unit-Air-Source) | C5H3V60*K*AAA* |  |  | EA*5X61M24A*+WALLCON | *97CMN0802120B* | 56500 | 18.5 | 8.5 | 60500 | 46500 | 76.86% | 2.02 | 0 | 11 |  |  |  | No | R-454B | 4.7083 | Residential & Commercial | Ducted CEE Tier 1
215931901 | Central HP <5.4 tons | KEEPRITE | HRCU-A-CB (Split System: Heat Pump with Remote Outdoor Unit-Air-Source) | C5H3V60*K*AAA* |  |  | ESH5X60M12A*+WALLCON | *97CMN1202422B* | 56000 | 17.5 | 8.1 | 61000 | 46000 | 75.41% | 1.95 | 0 | 11 |  |  |  | No | R-454B | 4.6667 | Residential & Commercial | Ducted CEE Tier 1
215931601 | Central HP <5.4 tons | KEEPRITE | HRCU-A-CB (Split System: Heat Pump with Remote Outdoor Unit-Air-Source) | C5H3V60*K*AAA* |  |  | EA*5X60M24A*+WALLCON | *97CMN0602120B* | 55000 | 17.5 | 8.1 | 61000 | 47000 | 77.05% | 1.95 | 0 | 10.5 |  |  |  | No | R-454B | 4.5833 | Residential & Commercial | Ducted CEE Tier 1
215931651 | Central HP <5.4 tons | KEEPRITE | HRCU-A-CB (Split System: Heat Pump with Remote Outdoor Unit-Air-Source) | C5H3V60*K*AAA* |  |  | EA*5X60M24A*+WALLCON | *96CTN1202422B* | 56000 | 18.5 | 8.5 | 60500 | 46000 | 76.03% | 2.06 | 0 | 11 |  |  |  | No | R-454B | 4.6667 | Residential & Commercial | Ducted CEE Tier 1
206767553 | Central HP <5.4 tons | AIRQUEST | HRCU-A-CB (Split System: Heat Pump with Remote Outdoor Unit-Air-Source) | HVH825GKA3* |  |  | EA*4X37L21A*+WALLCON | *95CSU1002122A* | 24400 | 17 | 8.5 | 21200 | 16600 | 78.3% | 2.04 | 11.5 | 11 |  |  |  | No | R-410A | 2.0333 | Residential & Commercial | Ducted CEE Tier 1
212969585 | Central HP <5.4 tons | TEMPSTAR | HRCU-A-CB (Split System: Heat Pump with Remote Outdoor Unit-Air-Source) | DLCURAH18ABK |  |  | EN(A,D)4X24L17** | *80VSL0451412B* | 17700 | 16.5 | 8.5 | 18700 | 18600 | 99.47% | 2.24 | 0 | 11 |  |  |  | No | R-410A | 1.475 | Residential & Commercial | Ducted CEE Tier 1
206135755 | Central HP <5.4 tons | AIRQUEST | HRCU-A-CB (Split System: Heat Pump with Remote Outdoor Unit-Air-Source) | HVH837GKA** |  |  | EA*4X43L21A*+WALLCON | *80CSU1002120A* | 32800 | 17 | 8.5 | 33000 | 25200 | 76.36% | 1.98 | 12 | 11 |  |  |  | No | R-410A | 2.7333 | Residential & Commercial | Ducted CEE Tier 1
212972687 | Central HP <5.4 tons | DAY & NIGHT | HRCU-A-CB (Split System: Heat Pump with Remote Outdoor Unit-Air-Source) | DLCURAH18ABK |  |  | EA*4X24L17A* | *96VSN0401410B* | 17200 | 17.5 | 8.5 | 18200 | 19400 | 106.6% | 2.34 | 0 | 10.5 |  |  |  | No | R-410A | 1.4333 | Residential & Commercial | Ducted CEE Tier 1
206135735 | Central HP <5.4 tons | AIRQUEST | HRCU-A-CB (Split System: Heat Pump with Remote Outdoor Unit-Air-Source) | HVH837GKA** |  |  | EA*4X43L21A*+WALLCON | *80CSU0601716A* | 32800 | 17 | 8.5 | 33000 | 25200 | 76.36% | 1.96 | 12 | 11 |  |  |  | No | R-410A | 2.7333 | Residential & Commercial | Ducted CEE Tier 1
215931575 | Central HP <5.4 tons | BRYANT HEATING AND COOLING SYSTEMS | HRCU-A-CB (Split System: Heat Pump with Remote Outdoor Unit-Air-Source) | 293VAN060**AA* |  |  | CAA**6024AM*+UI | 935CB60080C21*** | 55500 | 18 | 8.1 | 60500 | 46000 | 76.03% | 1.95 | 0 | 11 |  |  |  | No | R-454B | 4.625 | Residential & Commercial | Ducted CEE Tier 1
211229626 | Central HP <5.4 tons | HEIL | HRCU-A-CB (Split System: Heat Pump with Remote Outdoor Unit-Air-Source) | DLCURAH36ABK |  |  | EA*4X48L24A* | *96VTN1202422A* | 36000 | 16 | 8.5 | 38500 | 34600 | 89.87% | 2.06 | 0 | 10 |  |  |  | No | R-410A | 3 | Residential & Commercial | Ducted CEE Tier 1
211230297 | Central HP <5.4 tons | HEIL | HRCU-A-CB (Split System: Heat Pump with Remote Outdoor Unit-Air-Source) | DLCURAH36ABK |  |  | EN(A,D,W)4X48L21** | *95ESU1002122A* | 37400 | 15.5 | 8.5 | 39500 | 35000 | 88.61% | 2.08 | 0 | 10.5 |  |  |  | No | R-410A | 3.1167 | Residential & Commercial | Ducted CEE Tier 1
214239343 | Central HP <5.4 tons | CARRIER | HRCU-A-CB (Split System: Heat Pump with Remote Outdoor Unit-Air-Source) | 25VNA837A*031* |  |  | CNPV*4824AL*+UI | 59TN6C120C24**22 | 32400 | 17 | 8.1 | 32600 | 24600 | 75.46% | 1.96 | 0 | 11.7 |  |  |  | No | R-410A | 2.7 | Residential & Commercial | Ducted CEE Tier 1
214239203 | Central HP <5.4 tons | CARRIER | HRCU-A-CB (Split System: Heat Pump with Remote Outdoor Unit-Air-Source) | 25VNA837A*031* |  |  | CNPV*4821AL*+UI | 58TN*B110C21**20 | 32400 | 17 | 8.1 | 32600 | 24600 | 75.46% | 1.96 | 0 | 11.5 |  |  |  | No | R-410A | 2.7 | Residential & Commercial | Ducted CEE Tier 1
214239323 | Central HP <5.4 tons | CARRIER | HRCU-A-CB (Split System: Heat Pump with Remote Outdoor Unit-Air-Source) | 25VNA837A*031* |  |  | CNPV*4824AL*+UI | 59MN7C120C24**22 | 32400 | 17 | 8.1 | 32800 | 24600 | 75% | 1.94 | 0 | 11.5 |  |  |  | No | R-410A | 2.7 | Residential & Commercial | Ducted CEE Tier 1
213770904 | Central HP <5.4 tons | TEMPSTAR | HRCU-A-CB (Split System: Heat Pump with Remote Outdoor Unit-Air-Source) | TVH825GKA2* |  |  | EA*4X36L17A*+WALLCON | *96CTN0801714B* | 23600 | 16.5 | 8.1 | 21600 | 16700 | 77.31% | 1.94 | 0 | 10.5 |  |  |  | No | R-410A | 1.9667 | Residential & Commercial | Ducted CEE Tier 1
206414276 | Central HP <5.4 tons | KINGHOME | HRCU-A-CB (Split System: Heat Pump with Remote Outdoor Unit-Air-Source) | KU36UHO |  |  | KU24UH2I |  | 24000 | 17 | 9 | 24000 | 22000 | 91.67% | 1.8 | 12.5 | 12 |  |  |  | No | R-410A | 2 | Residential & Commercial | Ducted CEE Tier 1
214608237 | Central HP <5.4 tons | ECOER | HRCU-A-CB (Split System: Heat Pump with Remote Outdoor Unit-Air-Source) | EODA18H-4860BAA |  |  | EAHATN-60 |  | 54000 | 16 | 8.8 | 55000 | 38500 | 70% | 1.9 | 0 | 10 |  |  |  | No | R-410A | 4.5 | Residential & Commercial | Ducted CEE Tier 1
214242265 | Central HP <5.4 tons | CARRIER | HRCU-A-CB (Split System: Heat Pump with Remote Outdoor Unit-Air-Source) | 25VNA825A*032* |  |  | CNPV*4821AL*+UI | 59MN7C060C17**14 | 24000 | 16.5 | 8.1 | 21400 | 16700 | 78.04% | 1.98 | 0 | 11 |  |  |  | No | R-410A | 2 | Residential & Commercial | Ducted CEE Tier 1
213194277 | Central HP <5.4 tons | LENNOX | HRCU-A-CB (Split System: Heat Pump with Remote Outdoor Unit-Air-Source) | SL25XPV-036-230A** |  |  | CHX35-42B-**-*+TDR | EL297UH070XV36B* | 34600 | 21.4 | 8.8 | 34400 | 26400 | 76.74% | 1.82 | 0 | 13 |  |  |  | No | R-410A | 2.8833 | Residential & Commercial | Ducted CEE Tier 1
214651964 | Central HP <5.4 tons | COLEMAN | HRCU-A-CB (Split System: Heat Pump with Remote Outdoor Unit-Air-Source) | HH824E2S11 |  |  | CTU30B5XCS1+TXV | Z8ET080B12LMPS1 | 23000 | 18 | 9.5 | 23000 | 18400 | 80% | 2 | 0 | 12 |  |  |  | No | R-454B | 1.9167 | Residential & Commercial | Ducted CEE Tier 1
214649991 | Central HP <5.4 tons | COLEMAN | HRCU-A-CB (Split System: Heat Pump with Remote Outdoor Unit-Air-Source) | HH824E2S11 |  |  | CTU30B5XCS1+TXV | TL9E060B12UH11 | 23000 | 17 | 9.5 | 23000 | 18400 | 80% | 2 | 0 | 12 |  |  |  | No | R-454B | 1.9167 | Residential & Commercial | Ducted CEE Tier 1
216411170 | Central HP <5.4 tons | COLEMAN | HRCU-A-CB (Split System: Heat Pump with Remote Outdoor Unit-Air-Source) | HH824E2S11 |  |  | CTF30A5ADS1 | Z9ET040A10SMPS1 | 23000 | 18 | 9 | 23000 | 17700 | 76.96% | 2 | 0 | 12 |  |  |  | No | R-454B | 1.9167 | Residential & Commercial | Ducted CEE Tier 1
213771424 | Central HP <5.4 tons | TEMPSTAR | HRCU-A-CB (Split System: Heat Pump with Remote Outdoor Unit-Air-Source) | TVH825GKA2* |  |  | EA*4X42L24A*+WALLCON | *96CTN1002122B* | 23800 | 16.5 | 8.1 | 21400 | 16600 | 77.57% | 1.96 | 0 | 11 |  |  |  | No | R-410A | 1.9833 | Residential & Commercial | Ducted CEE Tier 1
213771504 | Central HP <5.4 tons | TEMPSTAR | HRCU-A-CB (Split System: Heat Pump with Remote Outdoor Unit-Air-Source) | TVH825GKA2* |  |  | EA*4X43L21A*+WALLCON | *97CMN0601714B* | 24200 | 16.5 | 8.1 | 21200 | 16700 | 78.77% | 2.02 | 0 | 10.5 |  |  |  | No | R-410A | 2.0167 | Residential & Commercial | Ducted CEE Tier 1
213771574 | Central HP <5.4 tons | TEMPSTAR | HRCU-A-CB (Split System: Heat Pump with Remote Outdoor Unit-Air-Source) | TVH825GKA2* |  |  | EA*4X48L21A*+WALLCON | *80CTL0701716B* | 24000 | 17 | 8.1 | 21000 | 16500 | 78.57% | 2 | 0 | 11 |  |  |  | No | R-410A | 2 | Residential & Commercial | Ducted CEE Tier 1
213771624 | Central HP <5.4 tons | TEMPSTAR | HRCU-A-CB (Split System: Heat Pump with Remote Outdoor Unit-Air-Source) | TVH825GKA2* |  |  | EA*4X48L21A*+WALLCON | *97CMN0601714B* | 24000 | 16.5 | 8.1 | 21000 | 16600 | 79.05% | 2 | 0 | 10.5 |  |  |  | No | R-410A | 2 | Residential & Commercial | Ducted CEE Tier 1
214242426 | Central HP <5.4 tons | BRYANT HEATING AND COOLING SYSTEMS | HRCU-A-CB (Split System: Heat Pump with Remote Outdoor Unit-Air-Source) | 288BNV025*0**B* |  |  | CNPV*2417AL*+UI | 88*TB36070C14*** | 23200 | 16 | 8.1 | 22000 | 16800 | 76.36% | 1.94 | 0 | 10.5 |  |  |  | No | R-410A | 1.9333 | Residential & Commercial | Ducted CEE Tier 1
214243096 | Central HP <5.4 tons | BRYANT HEATING AND COOLING SYSTEMS | HRCU-A-CB (Split System: Heat Pump with Remote Outdoor Unit-Air-Source) | 288BNV025*0**B* |  |  | CNPV*4821AL*+UI | 88*TB48090C17*** | 24200 | 17 | 8.1 | 21200 | 16600 | 78.3% | 2.02 | 0 | 11 |  |  |  | No | R-410A | 2.0167 | Residential & Commercial | Ducted CEE Tier 1
212972941 | Central HP <5.4 tons | TEMPSTAR | HRCU-A-CB (Split System: Heat Pump with Remote Outdoor Unit-Air-Source) | DLCURAH24ABK |  |  | EA*4X30L17A* | *96VSN0401410B* | 23400 | 16 | 8.5 | 26400 | 24000 | 90.91% | 1.98 | 0 | 10 |  |  |  | No | R-410A | 1.95 | Residential & Commercial | Ducted CEE Tier 1
212972130 | Central HP <5.4 tons | TEMPSTAR | HRCU-A-CB (Split System: Heat Pump with Remote Outdoor Unit-Air-Source) | DLCURAH24ABK |  |  | EA*4X36L21A* | *80VTL0902120B* | 23600 | 17 | 8.5 | 26200 | 21400 | 81.68% | 1.8 | 0 | 10 |  |  |  | No | R-410A | 1.9667 | Residential & Commercial | Ducted CEE Tier 1
212972141 | Central HP <5.4 tons | TEMPSTAR | HRCU-A-CB (Split System: Heat Pump with Remote Outdoor Unit-Air-Source) | DLCURAH24ABK |  |  | EA*4X37L21A* | *80VTL0902120B* | 24800 | 17 | 8.5 | 25600 | 24600 | 96.09% | 2.06 | 0 | 10.5 |  |  |  | No | R-410A | 2.0667 | Residential & Commercial | Ducted CEE Tier 1
214572734 | Central HP <5.4 tons | DAY & NIGHT | HRCU-A-CB (Split System: Heat Pump with Remote Outdoor Unit-Air-Source) | CVH837GKA** |  |  | EA*4X43L21A*+WALLCON | *95CSU1002122B* | 33000 | 17.5 | 8.5 | 32600 | 25000 | 76.69% | 2 | 0 | 11.5 |  |  |  | No | R-410A | 2.75 | Residential & Commercial | Ducted CEE Tier 1
211241860 | Central HP <5.4 tons | DAY & NIGHT | HRCU-A-CB (Split System: Heat Pump with Remote Outdoor Unit-Air-Source) | DLCURAH24ABK |  |  | EA*4X36L17A* | *96VSN0601412A* | 23600 | 16.5 | 8.5 | 25800 | 23400 | 90.7% | 1.94 | 0 | 10 |  |  |  | No | R-410A | 1.9667 | Residential & Commercial | Ducted CEE Tier 1
211241927 | Central HP <5.4 tons | DAY & NIGHT | HRCU-A-CB (Split System: Heat Pump with Remote Outdoor Unit-Air-Source) | DLCURAH24ABK |  |  | EA*4X36L17A* | *80VSL0701716A* | 24000 | 16.5 | 8.5 | 26000 | 22800 | 87.69% | 1.9 | 0 | 10 |  |  |  | No | R-410A | 2 | Residential & Commercial | Ducted CEE Tier 1
215931545 | Central HP <5.4 tons | BRYANT HEATING AND COOLING SYSTEMS | HRCU-A-CB (Split System: Heat Pump with Remote Outdoor Unit-Air-Source) | 293VAN060**AA* |  |  | CAA**6024AM*+UI | 88*TB60090C21*** | 56000 | 18.5 | 8.5 | 60500 | 45500 | 75.21% | 2.06 | 0 | 11.5 |  |  |  | No | R-454B | 4.6667 | Residential & Commercial | Ducted CEE Tier 1
215931845 | Central HP <5.4 tons | BRYANT HEATING AND COOLING SYSTEMS | HRCU-A-CB (Split System: Heat Pump with Remote Outdoor Unit-Air-Source) | 293VAN060**AA* |  |  | CSAH*6012AM*+UI | 935CB60080C21*** | 56000 | 17.5 | 8.1 | 61000 | 46000 | 75.41% | 1.95 | 0 | 11 |  |  |  | No | R-454B | 4.6667 | Residential & Commercial | Ducted CEE Tier 1
213501762 | Central HP <5.4 tons | Liberty Heating & Air Conditioning | HRCU-A-CB (Split System: Heat Pump with Remote Outdoor Unit-Air-Source) | ASZV903610A* |  |  | AMVE36CP1400B* |  | 33600 | 18.5 | 8.2 | 34000 | 24400 | 71.76% | 1.8 | 0 | 11.5 |  |  |  | No | R-410A | 2.8 | Residential & Commercial | Ducted CEE Tier 1
213815234 | Central HP <5.4 tons | Liberty Heating & Air Conditioning | HRCU-A-CB (Split System: Heat Pump with Remote Outdoor Unit-Air-Source) | ASZV903610A* |  |  | CHPF3642C6C*+MBVB16CP1X00A*+TXV |  | 33400 | 18 | 8.2 | 34000 | 24400 | 71.76% | 1.8 | 0 | 11 |  |  |  | No | R-410A | 2.7833 | Residential & Commercial | Ducted CEE Tier 1
215932221 | Central HP <5.4 tons | KEEPRITE | HRCU-A-CB (Split System: Heat Pump with Remote Outdoor Unit-Air-Source) | C5H3V36*K*AAA* |  |  | EA*5X42M21A*+WALLCON | *80CTL0451712B* | 32200 | 19 | 9 | 35800 | 27600 | 77.09% | 1.88 | 0 | 10.5 |  |  |  | No | R-454B | 2.6833 | Residential & Commercial | Ducted CEE Tier 1
215932001 | Central HP <5.4 tons | KEEPRITE | HRCU-A-CB (Split System: Heat Pump with Remote Outdoor Unit-Air-Source) | C5H3V36*K*AAA* |  |  | EA*5X30M14A*+WALLCON | *96CTN0401410B* | 30800 | 17 | 9 | 34400 | 26600 | 77.33% | 1.9 | 0 | 10 |  |  |  | No | R-454B | 2.5667 | Residential & Commercial | Ducted CEE Tier 1
207742358 | Central HP <5.4 tons | Invertercool | HRCU-A-CB (Split System: Heat Pump with Remote Outdoor Unit-Air-Source) | COH16S-60AA |  |  | CVTAN-60A |  | 54000 | 15.2 | 8.5 | 54000 | 38000 | 70.37% | 1.9 | 10 | 10 |  |  |  | No | R-410A | 4.5 | Residential & Commercial | Ducted CEE Tier 1
207742360 | Central HP <5.4 tons | Invertercool | HRCU-A-CB (Split System: Heat Pump with Remote Outdoor Unit-Air-Source) | COH16S-60AA |  |  | CVTAN-36A |  | 35000 | 17 | 8.5 | 35400 | 28400 | 80.23% | 2 | 12.5 | 11.7 |  |  |  | No | R-410A | 2.9167 | Residential & Commercial | Ducted CEE Tier 1
206136137 | Central HP <5.4 tons | AIRQUEST | HRCU-A-CB (Split System: Heat Pump with Remote Outdoor Unit-Air-Source) | HVH837GKA** |  |  | EA*4X43L21A*+WALLCON | *95CSU0802120A* | 33000 | 17.5 | 8.5 | 32800 | 25000 | 76.22% | 2 | 12 | 11.5 |  |  |  | No | R-410A | 2.75 | Residential & Commercial | Ducted CEE Tier 1
214243146 | Central HP <5.4 tons | BRYANT HEATING AND COOLING SYSTEMS | HRCU-A-CB (Split System: Heat Pump with Remote Outdoor Unit-Air-Source) | 288BNV025*0**B* |  |  | CNPV*4821AL*+UI | 987MC42080C17*** | 24000 | 16.5 | 8.1 | 21400 | 16600 | 77.57% | 2 | 0 | 11 |  |  |  | No | R-410A | 2 | Residential & Commercial | Ducted CEE Tier 1
214243026 | Central HP <5.4 tons | BRYANT HEATING AND COOLING SYSTEMS | HRCU-A-CB (Split System: Heat Pump with Remote Outdoor Unit-Air-Source) | 288BNV025*0**B* |  |  | CNPV*4221AL*+UI | 987MC42080C17*** | 23600 | 16.5 | 8.1 | 21400 | 16700 | 78.04% | 1.96 | 0 | 11 |  |  |  | No | R-410A | 1.9667 | Residential & Commercial | Ducted CEE Tier 1
214243076 | Central HP <5.4 tons | BRYANT HEATING AND COOLING SYSTEMS | HRCU-A-CB (Split System: Heat Pump with Remote Outdoor Unit-Air-Source) | 288BNV025*0**B* |  |  | CNPV*4821AL*+UI | 88*TB36045C17*** | 24000 | 16.5 | 8.1 | 21400 | 16700 | 78.04% | 2 | 0 | 11 |  |  |  | No | R-410A | 2 | Residential & Commercial | Ducted CEE Tier 1
214243226 | Central HP <5.4 tons | BRYANT HEATING AND COOLING SYSTEMS | HRCU-A-CB (Split System: Heat Pump with Remote Outdoor Unit-Air-Source) | 288BNV025*0**B* |  |  | CNPV*4824AL*+UI | 987MC66100C21*** | 24200 | 17 | 8.1 | 21200 | 16600 | 78.3% | 2.02 | 0 | 11.5 |  |  |  | No | R-410A | 2.0167 | Residential & Commercial | Ducted CEE Tier 1
211388649 | Central HP <5.4 tons | CHAMPION HEATING AND COOLING | HRCU-A-CB (Split System: Heat Pump with Remote Outdoor Unit-Air-Source) | HMH72B341 |  |  | XAFC30CXXN1+TXV | TM9E100C16MP12 | 33000 | 17.5 | 8.5 | 33000 | 23200 | 70.3% | 2.04 | 0 | 10 |  |  |  | No | R-410A | 2.75 | Residential & Commercial | Ducted CEE Tier 1
213078673 | Central HP <5.4 tons | TEMPSTAR | HRCU-A-CB (Split System: Heat Pump with Remote Outdoor Unit-Air-Source) | DLCURAH36ABK |  |  | EA*4X48L21A* | *80MS(N,L)1102120A* | 36200 | 16.5 | 8.5 | 38000 | 34800 | 91.58% | 2.04 | 0 | 10 |  |  |  | No | R-410A | 3.0167 | Residential & Commercial | Ducted CEE Tier 1
213078764 | Central HP <5.4 tons | TEMPSTAR | HRCU-A-CB (Split System: Heat Pump with Remote Outdoor Unit-Air-Source) | DLCURAH36ABK |  |  | EN(A,D)4X48L24** | *80MS(N,L)1102420A* | 36200 | 17 | 8.1 | 38500 | 27600 | 71.69% | 1.8 | 0 | 10.5 |  |  |  | No | R-410A | 3.0167 | Residential & Commercial | Ducted CEE Tier 1
215931605 | Central HP <5.4 tons | BRYANT HEATING AND COOLING SYSTEMS | HRCU-A-CB (Split System: Heat Pump with Remote Outdoor Unit-Air-Source) | 293VAN060**AA* |  |  | CAA**6024AM*+UI | 987MC60080C21*** | 55500 | 18 | 8.1 | 60500 | 46000 | 76.03% | 1.95 | 0 | 11 |  |  |  | No | R-454B | 4.625 | Residential & Commercial | Ducted CEE Tier 1
215931805 | Central HP <5.4 tons | BRYANT HEATING AND COOLING SYSTEMS | HRCU-A-CB (Split System: Heat Pump with Remote Outdoor Unit-Air-Source) | 293VAN060**AA* |  |  | CSAH*6012AM*+UI | 83*CA60100C21*** | 56000 | 18 | 8.1 | 61000 | 46000 | 75.41% | 1.95 | 0 | 11 |  |  |  | No | R-454B | 4.6667 | Residential & Commercial | Ducted CEE Tier 1
215931855 | Central HP <5.4 tons | BRYANT HEATING AND COOLING SYSTEMS | HRCU-A-CB (Split System: Heat Pump with Remote Outdoor Unit-Air-Source) | 293VAN060**AA* |  |  | CSAH*6012AM*+UI | 935CB66100C21*** | 56500 | 18 | 8.1 | 61000 | 45500 | 74.59% | 2 | 0 | 11.5 |  |  |  | No | R-454B | 4.7083 | Residential & Commercial | Ducted CEE Tier 1
213297293 | Central HP <5.4 tons | COLEMAN | HRCU-A-CB (Split System: Heat Pump with Remote Outdoor Unit-Air-Source) | HMH72B341 |  |  | XAHC36DBCN1 | Z8ET100C20LMPS1 | 33400 | 18.5 | 8.5 | 32200 | 22600 | 70.19% | 2.04 | 0 | 10.5 |  |  |  | No | R-410A | 2.7833 | Residential & Commercial | Ducted CEE Tier 1
214243036 | Central HP <5.4 tons | BRYANT HEATING AND COOLING SYSTEMS | HRCU-A-CB (Split System: Heat Pump with Remote Outdoor Unit-Air-Source) | 288BNV025*0**B* |  |  | CNPV*4221AL*+UI | 987MC66100C21*** | 23800 | 16.5 | 8.1 | 21400 | 16600 | 77.57% | 1.96 | 0 | 11 |  |  |  | No | R-410A | 1.9833 | Residential & Commercial | Ducted CEE Tier 1
214608221 | Central HP <5.4 tons | ECOER | HRCU-A-C (Split System: Heat Pump with Remote Outdoor Unit with No Indoor Fan --Air Source) | EODA18H-4860BAA |  |  | GNC4248CPT+DK |  | 42000 | 15.2 | 8.5 | 43000 | 32400 | 75.35% | 1.9 | 0 | 10.5 |  |  |  | No | R-410A | 3.5 | Residential & Commercial | Ducted CEE Tier 1
215560596 | Central HP <5.4 tons | ECOER | HRCU-A-CB (Split System: Heat Pump with Remote Outdoor Unit-Air-Source) | EODA18H-4860BAA |  |  | GNC4248CPT | FG7TC-100D-V35C* | 45000 | 17.5 | 8.5 | 46000 | 32400 | 70.43% | 1.95 | 0 | 11 |  |  |  | No | R-410A | 3.75 | Residential & Commercial | Ducted CEE Tier 1
212361361 | Central HP <5.4 tons | KINGHOME | HRCU-A-C (Split System: Heat Pump with Remote Outdoor Unit with No Indoor Fan --Air Source) | KU36UHO |  |  | KCA24*I |  | 23000 | 15.2 | 8.5 | 24000 | 21600 | 90% | 1.8 | 0 | 11 |  |  |  | No | R-410A | 1.9167 | Residential & Commercial | Ducted CEE Tier 1
214240004 | Central HP <5.4 tons | BRYANT HEATING AND COOLING SYSTEMS | HRCU-A-CB (Split System: Heat Pump with Remote Outdoor Unit-Air-Source) | 288BNV037*0**A* |  |  | CNPV*4824AL*+UI | 987MC66120C24*** | 32400 | 17 | 8.1 | 32800 | 24600 | 75% | 1.94 | 0 | 11.5 |  |  |  | No | R-410A | 2.7 | Residential & Commercial | Ducted CEE Tier 1
214239854 | Central HP <5.4 tons | BRYANT HEATING AND COOLING SYSTEMS | HRCU-A-CB (Split System: Heat Pump with Remote Outdoor Unit-Air-Source) | 288BNV037*0**A* |  |  | CNPV*4821AL*+UI | 88*TB48070C17*** | 32200 | 17 | 8.1 | 32800 | 24800 | 75.61% | 1.94 | 0 | 11.5 |  |  |  | No | R-410A | 2.6833 | Residential & Commercial | Ducted CEE Tier 1
214239974 | Central HP <5.4 tons | BRYANT HEATING AND COOLING SYSTEMS | HRCU-A-CB (Split System: Heat Pump with Remote Outdoor Unit-Air-Source) | 288BNV037*0**A* |  |  | CNPV*4824AL*+UI | 88*TB60110C21*** | 32400 | 17 | 8.1 | 32600 | 24600 | 75.46% | 1.96 | 0 | 11.5 |  |  |  | No | R-410A | 2.7 | Residential & Commercial | Ducted CEE Tier 1
214239944 | Central HP <5.4 tons | BRYANT HEATING AND COOLING SYSTEMS | HRCU-A-CB (Split System: Heat Pump with Remote Outdoor Unit-Air-Source) | 288BNV037*0**A* |  |  | CNPV*4821AL*+UI | 986TD42080C17*** | 32200 | 17 | 8.1 | 32800 | 24800 | 75.61% | 1.94 | 0 | 11.5 |  |  |  | No | R-410A | 2.6833 | Residential & Commercial | Ducted CEE Tier 1
211242513 | Central HP <5.4 tons | DAY & NIGHT | HRCU-A-CB (Split System: Heat Pump with Remote Outdoor Unit-Air-Source) | DLCURAH24ABK |  |  | EA*4X36L21A* | *96VTN0601714A* | 24000 | 16.5 | 8.5 | 26000 | 22800 | 87.69% | 1.88 | 0 | 10 |  |  |  | No | R-410A | 2 | Residential & Commercial | Ducted CEE Tier 1
211243497 | Central HP <5.4 tons | DAY & NIGHT | HRCU-A-CB (Split System: Heat Pump with Remote Outdoor Unit-Air-Source) | DLCURAH24ABK |  |  | EA*4X37L21A* | *80ES(N,L)0451712A* | 24800 | 17 | 8.5 | 25400 | 21000 | 82.68% | 1.76 | 0 | 10.5 |  |  |  | No | R-410A | 2.0667 | Residential & Commercial | Ducted CEE Tier 1
211243765 | Central HP <5.4 tons | DAY & NIGHT | HRCU-A-CB (Split System: Heat Pump with Remote Outdoor Unit-Air-Source) | DLCURAH24ABK |  |  | EN(A,D)4X24L14** | *96VTN0401410A* | 23400 | 15.5 | 8.5 | 26600 | 24000 | 90.23% | 1.96 | 0 | 10 |  |  |  | No | R-410A | 1.95 | Residential & Commercial | Ducted CEE Tier 1
213249278 | Central HP <5.4 tons | TEMPSTAR | HRCU-A-CB (Split System: Heat Pump with Remote Outdoor Unit-Air-Source) | DLCURAH24ABK |  |  | FEVA0024**+NAVA43601CK |  | 24200 | 17 | 9 | 25800 | 22200 | 86.05% | 1.84 | 0 | 10 |  |  |  | No | R-410A | 2.0167 | Residential & Commercial | Ducted CEE Tier 1
211242297 | Central HP <5.4 tons | HEIL | HRCU-A-CB (Split System: Heat Pump with Remote Outdoor Unit-Air-Source) | DLCURAH24ABK |  |  | EA*4X36L21A* | *96VSN1002120A* | 24000 | 17 | 8.5 | 26000 | 22800 | 87.69% | 1.9 | 0 | 10 |  |  |  | No | R-410A | 2 | Residential & Commercial | Ducted CEE Tier 1
214389393 | Central HP <5.4 tons | CARRIER | HRCU-A-CB (Split System: Heat Pump with Remote Outdoor Unit-Air-Source) | 25VNA436A*031* |  |  | CNPV*3621AL*+UI | 59MN7C060C17**14 | 32400 | 18 | 9 | 39000 | 27400 | 70.26% | 1.9 | 0 | 11 |  |  |  | No | R-410A | 2.7 | Residential & Commercial | Ducted CEE Tier 1
214243236 | Central HP <5.4 tons | BRYANT HEATING AND COOLING SYSTEMS | HRCU-A-CB (Split System: Heat Pump with Remote Outdoor Unit-Air-Source) | 288BNV025*0**B* |  |  | CNPV*4824AL*+UI | 987MC66120C24*** | 24200 | 17 | 8.1 | 21200 | 16600 | 78.3% | 2 | 0 | 11 |  |  |  | No | R-410A | 2.0167 | Residential & Commercial | Ducted CEE Tier 1
214243186 | Central HP <5.4 tons | BRYANT HEATING AND COOLING SYSTEMS | HRCU-A-CB (Split System: Heat Pump with Remote Outdoor Unit-Air-Source) | 288BNV025*0**B* |  |  | CNPV*4821AL*+UI | 986TD66100C21*** | 24200 | 17 | 8.1 | 21200 | 16600 | 78.3% | 2.02 | 0 | 11.5 |  |  |  | No | R-410A | 2.0167 | Residential & Commercial | Ducted CEE Tier 1
214243086 | Central HP <5.4 tons | BRYANT HEATING AND COOLING SYSTEMS | HRCU-A-CB (Split System: Heat Pump with Remote Outdoor Unit-Air-Source) | 288BNV025*0**B* |  |  | CNPV*4821AL*+UI | 88*TB48070C17*** | 24000 | 17 | 8.1 | 21400 | 16600 | 77.57% | 2 | 0 | 11 |  |  |  | No | R-410A | 2 | Residential & Commercial | Ducted CEE Tier 1
215318850 | Central HP <5.4 tons | Weathermaker | HRCU-A-CB (Split System: Heat Pump with Remote Outdoor Unit-Air-Source) | 37MAHAQ33AA3 |  |  | 45MBAAQ36XB3 |  | 33000 | 16.7 | 10 | 35000 | 34000 | 97.14% | 2 | 0 | 11.7 |  |  |  | No | R-454B | 2.75 | Residential & Commercial | Ducted CEE Tier 1
208141144 | Central HP <5.4 tons | ECOER | HRCU-A-CB (Split System: Heat Pump with Remote Outdoor Unit-Air-Source) | EODA18H-2436B |  |  | GNC2430APT | MGH96M080B3A | 22800 | 18 | 8.8 | 24000 | 19200 | 80% | 2 | 13 | 12.5 |  |  |  | No | R-410A | 1.9 | Residential & Commercial | Ducted CEE Tier 1
214500335 | Central HP <5.4 tons | Liberty Heating & Air Conditioning | HRCU-A-CB (Split System: Heat Pump with Remote Outdoor Unit-Air-Source) | ASZS601810A* |  |  | CA*EA1818*4B*+MBVK12BP1X00A* |  | 16600 | 17.5 | 8.5 | 17400 | 13000 | 74.71% | 2.1 | 0 | 10.9 |  |  |  | No | R-410A | 1.3833 | Residential & Commercial | Ducted CEE Tier 1
213077720 | Central HP <5.4 tons | TEMPSTAR | HRCU-A-CB (Split System: Heat Pump with Remote Outdoor Unit-Air-Source) | DLCURAH36ABK |  |  | EA*4X37L21A* | *96VTN1002122B* | 36600 | 16.5 | 8.5 | 38000 | 35000 | 92.11% | 1.88 | 0 | 10 |  |  |  | No | R-410A | 3.05 | Residential & Commercial | Ducted CEE Tier 1
213077790 | Central HP <5.4 tons | TEMPSTAR | HRCU-A-CB (Split System: Heat Pump with Remote Outdoor Unit-Air-Source) | DLCURAH36ABK |  |  | EN(A,D)4X48L24** | *96VTN1002122B* | 36000 | 17 | 8.1 | 38500 | 28400 | 73.77% | 1.96 | 0 | 10.5 |  |  |  | No | R-410A | 3 | Residential & Commercial | Ducted CEE Tier 1
213077838 | Central HP <5.4 tons | TEMPSTAR | HRCU-A-CB (Split System: Heat Pump with Remote Outdoor Unit-Air-Source) | DLCURAH36ABK |  |  | EA*4X37L17A* | *80MS(N,L)0451412A* | 36000 | 15.2 | 8.5 | 38500 | 35200 | 91.43% | 2 | 0 | 10 |  |  |  | No | R-410A | 3 | Residential & Commercial | Ducted CEE Tier 1
212970685 | Central HP <5.4 tons | TEMPSTAR | HRCU-A-CB (Split System: Heat Pump with Remote Outdoor Unit-Air-Source) | DLCURAH36ABK |  |  | EA*4X43L21A* | *80VSL0902120B* | 36800 | 16 | 8.5 | 39000 | 34600 | 88.72% | 2.02 | 0 | 10 |  |  |  | No | R-410A | 3.0667 | Residential & Commercial | Ducted CEE Tier 1
214573934 | Central HP <5.4 tons | DAY & NIGHT | HRCU-A-CB (Split System: Heat Pump with Remote Outdoor Unit-Air-Source) | CVH837GKA2* |  |  | EA*4X48L21A*+WALLCON | *95CSU1002122B* | 32400 | 17.5 | 8.5 | 32400 | 24800 | 76.54% | 2 | 0 | 11.5 |  |  |  | No | R-410A | 2.7 | Residential & Commercial | Ducted CEE Tier 1
214238913 | Central HP <5.4 tons | CARRIER | HRCU-A-CB (Split System: Heat Pump with Remote Outdoor Unit-Air-Source) | 25VNA837A*031* |  |  | CNPV*3621AL*+UI | 59MN7C100C21**22 | 31400 | 16.5 | 8.1 | 33000 | 24000 | 72.73% | 1.82 | 0 | 11 |  |  |  | No | R-410A | 2.6167 | Residential & Commercial | Ducted CEE Tier 1
214239213 | Central HP <5.4 tons | CARRIER | HRCU-A-CB (Split System: Heat Pump with Remote Outdoor Unit-Air-Source) | 25VNA837A*031* |  |  | CNPV*4821AL*+UI | 59CU5B060C17**16 | 32200 | 17 | 8.1 | 33000 | 24800 | 75.15% | 1.92 | 0 | 11.5 |  |  |  | No | R-410A | 2.6833 | Residential & Commercial | Ducted CEE Tier 1
214239263 | Central HP <5.4 tons | CARRIER | HRCU-A-CB (Split System: Heat Pump with Remote Outdoor Unit-Air-Source) | 25VNA837A*031* |  |  | CNPV*4821AL*+UI | 59TN6C080C17**14 | 32200 | 17 | 8.1 | 32800 | 24800 | 75.61% | 1.94 | 0 | 11.5 |  |  |  | No | R-410A | 2.6833 | Residential & Commercial | Ducted CEE Tier 1
207027467 | Central HP <5.4 tons | DIAL | HRCU-A-CB (Split System: Heat Pump with Remote Outdoor Unit-Air-Source) | 36000-CHP-O |  |  | 36000-CHP-AHU |  | 34000 | 18 | 9.5 | 35000 | 26000 | 74.29% | 2.05 | 9.55 | 10.1 |  |  |  | No | R-410A | 2.8333 | Residential & Commercial | Ducted CEE Tier 1
214239333 | Central HP <5.4 tons | CARRIER | HRCU-A-CB (Split System: Heat Pump with Remote Outdoor Unit-Air-Source) | 25VNA837A*031* |  |  | CNPV*4824AL*+UI | 59TN6C100C21**22 | 32400 | 17 | 8.1 | 32600 | 24600 | 75.46% | 1.96 | 0 | 11.7 |  |  |  | No | R-410A | 2.7 | Residential & Commercial | Ducted CEE Tier 1
206135685 | Central HP <5.4 tons | AIRQUEST | HRCU-A-CB (Split System: Heat Pump with Remote Outdoor Unit-Air-Source) | HVH837GKA** |  |  | EA*4X42L21A*+WALLCON | *80CSU0601716A* | 31800 | 17 | 8.1 | 33200 | 24400 | 73.49% | 1.86 | 11.5 | 11 |  |  |  | No | R-410A | 2.65 | Residential & Commercial | Ducted CEE Tier 1
206136017 | Central HP <5.4 tons | AIRQUEST | HRCU-A-CB (Split System: Heat Pump with Remote Outdoor Unit-Air-Source) | HVH837GKA** |  |  | EHD4X48AAL+WALLCON | *80CSU0601716A* | 32600 | 16.5 | 8.1 | 33200 | 25000 | 75.3% | 1.96 | 11.5 | 11 |  |  |  | No | R-410A | 2.7167 | Residential & Commercial | Ducted CEE Tier 1
206136037 | Central HP <5.4 tons | AIRQUEST | HRCU-A-CB (Split System: Heat Pump with Remote Outdoor Unit-Air-Source) | HVH837GKA** |  |  | EHD4X48AAL+WALLCON | *80CSU1002120A* | 32600 | 16.5 | 8.1 | 33000 | 25000 | 75.76% | 1.96 | 11.5 | 11 |  |  |  | No | R-410A | 2.7167 | Residential & Commercial | Ducted CEE Tier 1
206136117 | Central HP <5.4 tons | AIRQUEST | HRCU-A-CB (Split System: Heat Pump with Remote Outdoor Unit-Air-Source) | HVH837GKA** |  |  | EA*4X42L24A*+WALLCON | *95CSU0802120A* | 31800 | 17.5 | 8.1 | 33000 | 24400 | 73.94% | 1.9 | 11.5 | 11 |  |  |  | No | R-410A | 2.65 | Residential & Commercial | Ducted CEE Tier 1
204299158 | Central HP <5.4 tons | AIRQUEST | HRCU-A-CB (Split System: Heat Pump with Remote Outdoor Unit-Air-Source) | HVH837GKA** |  |  | EA*4X42L24A*+WALLCON | *97CMN0602120A* | 31600 | 17 | 8.1 | 33400 | 24600 | 73.65% | 1.88 | 11.5 | 11 |  |  |  | No | R-410A | 2.6333 | Residential & Commercial | Ducted CEE Tier 1
204299828 | Central HP <5.4 tons | AIRQUEST | HRCU-A-CB (Split System: Heat Pump with Remote Outdoor Unit-Air-Source) | HVH837GKA** |  |  | EN(A,D,W)4X48L21**+WALLCON | *96CTN1002122A* | 32400 | 17.5 | 8.1 | 33000 | 24800 | 75.15% | 1.96 | 11.5 | 11.7 |  |  |  | No | R-410A | 2.7 | Residential & Commercial | Ducted CEE Tier 1
211389889 | Central HP <5.4 tons | CHAMPION HEATING AND COOLING | HRCU-A-CB (Split System: Heat Pump with Remote Outdoor Unit-Air-Source) | HMH72B341 |  |  | XAFB30CXXN1+TXV | TM8Y060A12MP11 | 32600 | 17.5 | 8.1 | 33400 | 23400 | 70.06% | 2.02 | 0 | 10 |  |  |  | No | R-410A | 2.7167 | Residential & Commercial | Ducted CEE Tier 1
211228465 | Central HP <5.4 tons | TEMPSTAR | HRCU-A-CB (Split System: Heat Pump with Remote Outdoor Unit-Air-Source) | DLCURAH36ABK |  |  | EA*4X43L21A* | *92ESN1002120A* | 37200 | 16 | 8.5 | 38500 | 34800 | 90.39% | 2.12 | 0 | 10 |  |  |  | No | R-410A | 3.1 | Residential & Commercial | Ducted CEE Tier 1
215931585 | Central HP <5.4 tons | BRYANT HEATING AND COOLING SYSTEMS | HRCU-A-CB (Split System: Heat Pump with Remote Outdoor Unit-Air-Source) | 293VAN060**AA* |  |  | CAA**6024AM*+UI | 935CB66100C21*** | 56000 | 18.5 | 8.5 | 60500 | 45500 | 75.21% | 2.08 | 0 | 11.5 |  |  |  | No | R-454B | 4.6667 | Residential & Commercial | Ducted CEE Tier 1
213078923 | Central HP <5.4 tons | TEMPSTAR | HRCU-A-CB (Split System: Heat Pump with Remote Outdoor Unit-Air-Source) | DLCURAH36ABK |  |  | END4X42L17** | *80MSU1002120A* | 36000 | 15.5 | 8.1 | 39000 | 35200 | 90.26% | 1.96 | 0 | 10 |  |  |  | No | R-410A | 3 | Residential & Commercial | Ducted CEE Tier 1
213607638 | Central HP <5.4 tons | DAY & NIGHT | HRCU-A-CB (Split System: Heat Pump with Remote Outdoor Unit-Air-Source) | DLCURAH24ABK |  |  | FTMA4B36L0C* |  | 24600 | 17.5 | 9 | 25800 | 22400 | 86.82% | 1.86 | 0 | 10.5 |  |  |  | No | R-410A | 2.05 | Residential & Commercial | Ducted CEE Tier 1
215679481 | Central HP <5.4 tons | KENMORE | HRCU-A-CB (Split System: Heat Pump with Remote Outdoor Unit-Air-Source) | (C,H,T)5H0V36*K*AAA* |  |  | EA*5X43M21A*+WALLCON | *97CTN1002122A* | 34600 | 18 | 9 | 35200 | 25000 | 71.02% | 1.9 | 0 | 10 |  |  |  | No | R-454B | 2.8833 | Residential & Commercial | Ducted CEE Tier 1
215679581 | Central HP <5.4 tons | KENMORE | HRCU-A-CB (Split System: Heat Pump with Remote Outdoor Unit-Air-Source) | (C,H,T)5H0V36*K*AAA* |  |  | EA*5X60M24A*+WALLCON | *97CTN1002122A* | 34400 | 18.5 | 9 | 34200 | 24800 | 72.51% | 1.9 | 0 | 10.5 |  |  |  | No | R-454B | 2.8667 | Residential & Commercial | Ducted CEE Tier 1
211230784 | Central HP <5.4 tons | HEIL | HRCU-A-CB (Split System: Heat Pump with Remote Outdoor Unit-Air-Source) | DLCURAH36ABK |  |  | EN(A,D)4X48L24** | *96VTN1202422A* | 36200 | 16 | 8.1 | 38500 | 34800 | 90.39% | 2.02 | 0 | 10 |  |  |  | No | R-410A | 3.0167 | Residential & Commercial | Ducted CEE Tier 1
211230811 | Central HP <5.4 tons | HEIL | HRCU-A-CB (Split System: Heat Pump with Remote Outdoor Unit-Air-Source) | DLCURAH36ABK |  |  | EN(A,D)4X48L24** | OMV154L20A | 37000 | 16 | 8.1 | 39500 | 35000 | 88.61% | 2.06 | 0 | 10.5 |  |  |  | No | R-410A | 3.0833 | Residential & Commercial | Ducted CEE Tier 1
216505527 | Central HP <5.4 tons | KINGHOME | HRCU-A-CB (Split System: Heat Pump with Remote Outdoor Unit-Air-Source) | KU36UHO |  |  | KCA24*I | A952U060BV4S*** | 23000 | 15.2 | 8.5 | 23000 | 20000 | 86.96% | 1.75 | 0 | 11.5 |  |  |  | No | R-410A | 1.9167 | Residential & Commercial | Ducted CEE Tier 1
206135925 | Central HP <5.4 tons | AIRQUEST | HRCU-A-CB (Split System: Heat Pump with Remote Outdoor Unit-Air-Source) | HVH837GKA** |  |  | EN(A,D,W)4X48L21**+WALLCON | *80CSU1002120A* | 32400 | 17 | 8.1 | 33000 | 24800 | 75.15% | 1.94 | 12.2 | 11.5 |  |  |  | No | R-410A | 2.7 | Residential & Commercial | Ducted CEE Tier 1
204298628 | Central HP <5.4 tons | AIRQUEST | HRCU-A-CB (Split System: Heat Pump with Remote Outdoor Unit-Air-Source) | HVH837GKA** |  |  | EA*4X36L17A*+WALLCON | *80CTL0701412A* | 31400 | 17.5 | 8.1 | 33400 | 24400 | 73.05% | 1.84 | 11.5 | 11 |  |  |  | No | R-410A | 2.6167 | Residential & Commercial | Ducted CEE Tier 1
204298678 | Central HP <5.4 tons | AIRQUEST | HRCU-A-CB (Split System: Heat Pump with Remote Outdoor Unit-Air-Source) | HVH837GKA** |  |  | EA*4X36L21A*+WALLCON | *80CTL0902120A* | 31600 | 17 | 8.1 | 33200 | 24200 | 72.89% | 1.86 | 11 | 11 |  |  |  | No | R-410A | 2.6333 | Residential & Commercial | Ducted CEE Tier 1
211261437 | Central HP <5.4 tons | HEIL | HRCU-A-CB (Split System: Heat Pump with Remote Outdoor Unit-Air-Source) | DLCURAH18ABK |  |  | EA*4X30L14A* | *80ES(N,L)0451412A* | 18200 | 16.5 | 8.5 | 18600 | 18400 | 98.92% | 2.22 | 0 | 10.5 |  |  |  | No | R-410A | 1.5167 | Residential & Commercial | Ducted CEE Tier 1
204299248 | Central HP <5.4 tons | AIRQUEST | HRCU-A-CB (Split System: Heat Pump with Remote Outdoor Unit-Air-Source) | HVH837GKA** |  |  | EA*4X48L21A*+WALLCON | *96CTN0801714A* | 32200 | 17 | 8.1 | 32800 | 25200 | 76.83% | 1.96 | 11.5 | 11 |  |  |  | No | R-410A | 2.6833 | Residential & Commercial | Ducted CEE Tier 1
211261654 | Central HP <5.4 tons | HEIL | HRCU-A-CB (Split System: Heat Pump with Remote Outdoor Unit-Air-Source) | DLCURAH18ABK |  |  | EA*4X30L17A* | *95ESU0401712A* | 17800 | 16 | 8.5 | 18300 | 18500 | 101.1% | 2.22 | 0 | 10.5 |  |  |  | No | R-410A | 1.4833 | Residential & Commercial | Ducted CEE Tier 1
214608225 | Central HP <5.4 tons | ECOER | HRCU-A-CB (Split System: Heat Pump with Remote Outdoor Unit-Air-Source) | EODA18H-4860BAA |  |  | EAHATN-60BAA |  | 54000 | 17 | 9 | 55000 | 38500 | 70% | 1.9 | 10.5 | 10 |  |  |  | No | R-410A | 4.5 | Residential & Commercial | Ducted CEE Tier 1
215560599 | Central HP <5.4 tons | ECOER | HRCU-A-CB (Split System: Heat Pump with Remote Outdoor Unit-Air-Source) | EODA18H-4860BAA |  |  | GNC4860DPT | FG7TC-120D-E45D* | 52000 | 16.5 | 8.5 | 54000 | 37800 | 70% | 1.9 | 0 | 10 |  |  |  | No | R-410A | 4.3333 | Residential & Commercial | Ducted CEE Tier 1
212979407 | Central HP <5.4 tons | DAY & NIGHT | HRCU-A-CB (Split System: Heat Pump with Remote Outdoor Unit-Air-Source) | DLCURAH36ABK |  |  | EA*4X48L21A* | *80MS(N,L)0702116A* | 35400 | 16.5 | 8.1 | 37800 | 34600 | 91.53% | 2 | 0 | 10 |  |  |  | No | R-410A | 2.95 | Residential & Commercial | Ducted CEE Tier 1
214574294 | Central HP <5.4 tons | DAY & NIGHT | HRCU-A-CB (Split System: Heat Pump with Remote Outdoor Unit-Air-Source) | CVH837GKA2* |  |  | EHD4X42AAL+WALLCON | *95CSU1002122B* | 32600 | 17 | 8.5 | 32800 | 24800 | 75.61% | 1.96 | 0 | 11 |  |  |  | No | R-410A | 2.7167 | Residential & Commercial | Ducted CEE Tier 1
214242186 | Central HP <5.4 tons | BRYANT HEATING AND COOLING SYSTEMS | HRCU-A-CB (Split System: Heat Pump with Remote Outdoor Unit-Air-Source) | 288BNV025*0**C* |  |  | CNPV*4221AL*+UI | 986TD42080C17*** | 23800 | 16.5 | 8.1 | 21400 | 16700 | 78.04% | 1.94 | 0 | 11 |  |  |  | No | R-410A | 1.9833 | Residential & Commercial | Ducted CEE Tier 1
214242336 | Central HP <5.4 tons | BRYANT HEATING AND COOLING SYSTEMS | HRCU-A-CB (Split System: Heat Pump with Remote Outdoor Unit-Air-Source) | 288BNV025*0**C* |  |  | CNPV*4824AL*+UI | 88*TB60110C21*** | 24200 | 17 | 8.1 | 21200 | 16500 | 77.83% | 2 | 0 | 11 |  |  |  | No | R-410A | 2.0167 | Residential & Commercial | Ducted CEE Tier 1
214239153 | Central HP <5.4 tons | CARRIER | HRCU-A-CB (Split System: Heat Pump with Remote Outdoor Unit-Air-Source) | 25VNA837A*031* |  |  | CNPV*4221AL*+UI | 59TN6C100C21**22 | 31800 | 16.5 | 8.1 | 33000 | 24400 | 73.94% | 1.88 | 0 | 11 |  |  |  | No | R-410A | 2.65 | Residential & Commercial | Ducted CEE Tier 1
211390205 | Central HP <5.4 tons | CHAMPION HEATING AND COOLING | HRCU-A-CB (Split System: Heat Pump with Remote Outdoor Unit-Air-Source) | HMH72B341 |  |  | XAFC36DXXN1+TXV | TPLC080C16MP13 | 34000 | 17.5 | 8.5 | 33800 | 23800 | 70.41% | 2.08 | 0 | 10 |  |  |  | No | R-410A | 2.8333 | Residential & Commercial | Ducted CEE Tier 1
211390257 | Central HP <5.4 tons | FRASER-JOHNSTON | HRCU-A-CB (Split System: Heat Pump with Remote Outdoor Unit-Air-Source) | HMH72B341 |  |  | XAFC36DBCN1 | TM8V080C16MP12 | 34000 | 17.5 | 8.5 | 33800 | 23800 | 70.41% | 2.08 | 0 | 10 |  |  |  | No | R-410A | 2.8333 | Residential & Commercial | Ducted CEE Tier 1
208141149 | Central HP <5.4 tons | ECOER | HRCU-A-CB (Split System: Heat Pump with Remote Outdoor Unit-Air-Source) | EODA18H-2436B |  |  | GNC3036BPT | MGH96M060B3A | 32000 | 17 | 8.8 | 34600 | 24400 | 70.52% | 1.95 | 10.8 | 10.4 |  |  |  | No | R-410A | 2.6667 | Residential & Commercial | Ducted CEE Tier 1
214731836 | Central HP <5.4 tons | ECOER | HRCU-A-CB (Split System: Heat Pump with Remote Outdoor Unit-Air-Source) | EODA18H-2436BAA |  |  | GNC3036BPT | FG7SA-072C-T24B* | 32000 | 16 | 8.4 | 34600 | 24400 | 70.52% | 1.95 | 0 | 10.4 |  |  |  | No | R-410A | 2.6667 | Residential & Commercial | Ducted CEE Tier 1
215931705 | Central HP <5.4 tons | BRYANT HEATING AND COOLING SYSTEMS | HRCU-A-CB (Split System: Heat Pump with Remote Outdoor Unit-Air-Source) | 293VAN060**AA* |  |  | CAA**6124AM*+UI | 88*TB60110C21*** | 57000 | 19 | 8.5 | 60500 | 46500 | 76.86% | 2.02 | 0 | 11.5 |  |  |  | No | R-454B | 4.75 | Residential & Commercial | Ducted CEE Tier 1
211230373 | Central HP <5.4 tons | HEIL | HRCU-A-CB (Split System: Heat Pump with Remote Outdoor Unit-Air-Source) | DLCURAH36ABK |  |  | EN(A,D,W)4X48L21** | OMV098J12* | 35800 | 15.5 | 8.1 | 38500 | 35000 | 90.91% | 2 | 0 | 10 |  |  |  | No | R-410A | 2.9833 | Residential & Commercial | Ducted CEE Tier 1
215935503 | Central HP <5.4 tons | TEMPSTAR | HRCU-A-CB (Split System: Heat Pump with Remote Outdoor Unit-Air-Source) | T5H3V36*K*AAA* |  |  | EVM5X61M24A*+WALLCON | *97CMN0602120B* | 35800 | 21.5 | 8.5 | 38000 | 28600 | 75.26% | 2.06 | 0 | 12 |  |  |  | No | R-454B | 2.9833 | Residential & Commercial | Ducted CEE Tier 1
215935753 | Central HP <5.4 tons | TEMPSTAR | HRCU-A-CB (Split System: Heat Pump with Remote Outdoor Unit-Air-Source) | T5H3V36*K*AAA* |  |  | EVD5X36M21A*+WALLCON | *97CMN1002122B* | 34400 | 21 | 8.5 | 38500 | 28000 | 72.73% | 2.06 | 0 | 12 |  |  |  | No | R-454B | 2.8667 | Residential & Commercial | Ducted CEE Tier 1
215679331 | Central HP <5.4 tons | KENMORE | HRCU-A-CB (Split System: Heat Pump with Remote Outdoor Unit-Air-Source) | (C,H,T)5H0V36*K*AAA* |  |  | EA*5X37M21A*+WALLCON | *97CTN0802120A* | 34400 | 18 | 9 | 35400 | 25200 | 71.19% | 1.88 | 0 | 10 |  |  |  | No | R-454B | 2.8667 | Residential & Commercial | Ducted CEE Tier 1
214573054 | Central HP <5.4 tons | DAY & NIGHT | HRCU-A-CB (Split System: Heat Pump with Remote Outdoor Unit-Air-Source) | CVH837GKA** |  |  | EA*4X61L24A*+WALLCON | *97CMN0802120B* | 33200 | 17.5 | 8.5 | 31800 | 24800 | 77.99% | 2 | 0 | 11.5 |  |  |  | No | R-410A | 2.7667 | Residential & Commercial | Ducted CEE Tier 1
214573354 | Central HP <5.4 tons | DAY & NIGHT | HRCU-A-CB (Split System: Heat Pump with Remote Outdoor Unit-Air-Source) | CVH837GKA** |  |  | EN(A,D)4X36L21**+WALLCON | *97CMN0802120B* | 31400 | 17 | 8.1 | 33200 | 24200 | 72.89% | 1.82 | 0 | 11 |  |  |  | No | R-410A | 2.6167 | Residential & Commercial | Ducted CEE Tier 1
214573454 | Central HP <5.4 tons | DAY & NIGHT | HRCU-A-CB (Split System: Heat Pump with Remote Outdoor Unit-Air-Source) | CVH837GKA** |  |  | EN(A,D,W)4X48L21**+WALLCON | *95CSU1002122B* | 32400 | 17.5 | 8.5 | 32600 | 24800 | 76.07% | 1.98 | 0 | 11.5 |  |  |  | No | R-410A | 2.7 | Residential & Commercial | Ducted CEE Tier 1
211241171 | Central HP <5.4 tons | HEIL | HRCU-A-CB (Split System: Heat Pump with Remote Outdoor Unit-Air-Source) | DLCURAH24ABK |  |  | EA*4X25L17A* | *92ESN0401410A* | 24800 | 15.5 | 8.5 | 26000 | 21200 | 81.54% | 1.76 | 0 | 10 |  |  |  | No | R-410A | 2.0667 | Residential & Commercial | Ducted CEE Tier 1
214501064 | Central HP <5.4 tons | Liberty Heating & Air Conditioning | HRCU-A-CB (Split System: Heat Pump with Remote Outdoor Unit-Air-Source) | ASZS60241EA* |  |  | CA*EA2422*4B* | G*VC960603BNB* | 23000 | 17 | 8.6 | 23000 | 16100 | 70% | 2 | 0 | 10 |  |  |  | No | R-410A | 1.9167 | Residential & Commercial | Ducted CEE Tier 1
214239762 | Central HP <5.4 tons | TEMPSTAR | HRCU-A-CB (Split System: Heat Pump with Remote Outdoor Unit-Air-Source) | TVH837GKA** |  |  | EN(A,D,W)4X42L21**+WALLCON | *80CTL0902120B* | 31800 | 17 | 8.1 | 33000 | 24400 | 73.94% | 1.88 | 0 | 11 |  |  |  | No | R-410A | 2.65 | Residential & Commercial | Ducted CEE Tier 1
214239892 | Central HP <5.4 tons | TEMPSTAR | HRCU-A-CB (Split System: Heat Pump with Remote Outdoor Unit-Air-Source) | TVH837GKA** |  |  | EN(A,D,W)4X48L21**+WALLCON | *80CTL1102120B* | 32400 | 17 | 8.1 | 32600 | 24600 | 75.46% | 1.96 | 0 | 11.5 |  |  |  | No | R-410A | 2.7 | Residential & Commercial | Ducted CEE Tier 1
214239962 | Central HP <5.4 tons | TEMPSTAR | HRCU-A-CB (Split System: Heat Pump with Remote Outdoor Unit-Air-Source) | TVH837GKA** |  |  | EN(A,D,W)4X48L21**+WALLCON | *96CTN1002122B* | 32400 | 17 | 8.1 | 32600 | 24600 | 75.46% | 1.96 | 0 | 11.7 |  |  |  | No | R-410A | 2.7 | Residential & Commercial | Ducted CEE Tier 1
214241855 | Central HP <5.4 tons | CARRIER | HRCU-A-CB (Split System: Heat Pump with Remote Outdoor Unit-Air-Source) | 25VNA825A*032* |  |  | CNPV*3617AL*+UI | 59TN6C080C17**14 | 23400 | 16.5 | 8.1 | 21600 | 16700 | 77.31% | 1.9 | 0 | 10.5 |  |  |  | No | R-410A | 1.95 | Residential & Commercial | Ducted CEE Tier 1
206133347 | Central HP <5.4 tons | AIRQUEST | HRCU-A-CB (Split System: Heat Pump with Remote Outdoor Unit-Air-Source) | HVH825GKA2* |  |  | EA*4X30L17A*+WALLCON | *80CSU0601716A* | 23400 | 16.5 | 8.1 | 21600 | 16700 | 77.31% | 1.92 | 11 | 10.5 |  |  |  | No | R-410A | 1.95 | Residential & Commercial | Ducted CEE Tier 1
214242155 | Central HP <5.4 tons | CARRIER | HRCU-A-CB (Split System: Heat Pump with Remote Outdoor Unit-Air-Source) | 25VNA825A*032* |  |  | CNPV*4221AL*+UI | 59MN7C080C17**14 | 23600 | 16.5 | 8.1 | 21400 | 16700 | 78.04% | 1.94 | 0 | 11 |  |  |  | No | R-410A | 1.9667 | Residential & Commercial | Ducted CEE Tier 1
216057012 | Central HP <5.4 tons | TRANE | HRCU-A-CB (Split System: Heat Pump with Remote Outdoor Unit-Air-Source) | 5TWV8X48A1 |  |  | 5TAMXD06AV41 |  | 46000 | 18.1 | 8.5 | 45500 | 34800 | 76.48% | 2.1 | 0 | 10.5 |  |  |  | No | R-454B | 3.8333 | Residential & Commercial | Ducted CEE Tier 1
214241595 | Central HP <5.4 tons | CARRIER | HRCU-A-CB (Split System: Heat Pump with Remote Outdoor Unit-Air-Source) | 25VNA825A*032* |  |  | CNPV*2417AL*+UI | 59MN7C060C17**14 | 23200 | 15.5 | 8.1 | 22200 | 16900 | 76.13% | 1.9 | 0 | 10.5 |  |  |  | No | R-410A | 1.9333 | Residential & Commercial | Ducted CEE Tier 1
214242075 | Central HP <5.4 tons | CARRIER | HRCU-A-CB (Split System: Heat Pump with Remote Outdoor Unit-Air-Source) | 25VNA825A*032* |  |  | CNPV*4217AL*+UI | 59TN6C080C17**14 | 24000 | 16.5 | 8.1 | 21400 | 16600 | 77.57% | 1.98 | 0 | 11 |  |  |  | No | R-410A | 2 | Residential & Commercial | Ducted CEE Tier 1
214574154 | Central HP <5.4 tons | DAY & NIGHT | HRCU-A-CB (Split System: Heat Pump with Remote Outdoor Unit-Air-Source) | CVH837GKA2* |  |  | EA*4X61L24A*+WALLCON | *80CTL0702120B* | 33200 | 18 | 8.5 | 32000 | 24800 | 77.5% | 2 | 0 | 11.5 |  |  |  | No | R-410A | 2.7667 | Residential & Commercial | Ducted CEE Tier 1
208141276 | Central HP <5.4 tons | American Standard | HRCU-A-CB (Split System: Heat Pump with Remote Outdoor Unit-Air-Source) | 4TXD2036A10NU** |  |  | 4MXA2024A10NU** |  | 24000 | 17 | 9 | 24000 | 22000 | 91.67% | 1.8 | 12.5 | 12 |  |  |  | No | R-410A | 2 | Residential & Commercial | Ducted CEE Tier 1
211262188 | Central HP <5.4 tons | HEIL | HRCU-A-CB (Split System: Heat Pump with Remote Outdoor Unit-Air-Source) | DLCURAH18ABK |  |  | EA*4X30L17A* | OMV098J12* | 18300 | 16 | 8.5 | 18900 | 18400 | 97.35% | 2.22 | 0 | 10.5 |  |  |  | No | R-410A | 1.525 | Residential & Commercial | Ducted CEE Tier 1
215223219 | Central HP <5.4 tons | GCHV | HRCU-A-CB (Split System: Heat Pump with Remote Outdoor Unit-Air-Source) | COT-D36HNR8-EA01(J0) |  |  | CAH-D36HNR8-FMC(J0) |  | 34000 | 18.6 | 9 | 34200 | 24000 | 70.18% | 2.1 | 0 | 11.7 |  |  |  | No | R-454B | 2.8333 | Residential & Commercial | Ducted CEE Tier 1
212970928 | Central HP <5.4 tons | TEMPSTAR | HRCU-A-CB (Split System: Heat Pump with Remote Outdoor Unit-Air-Source) | DLCURAH18ABK |  |  | EN(A,D)4X24L14** | *80VTL0451412B* | 17700 | 16.5 | 8.5 | 18700 | 19100 | 102.1% | 2.3 | 0 | 11 |  |  |  | No | R-410A | 1.475 | Residential & Commercial | Ducted CEE Tier 1
215223218 | Central HP <5.4 tons | GCHV | HRCU-A-CB (Split System: Heat Pump with Remote Outdoor Unit-Air-Source) | COT-D36HNR8-EA01(J0) |  |  | CAH-D24HNR8-FMC(J0) |  | 24000 | 20 | 9.4 | 24000 | 20000 | 83.33% | 2.1 | 0 | 13.3 |  |  |  | No | R-454B | 2 | Residential & Commercial | Ducted CEE Tier 1
212973311 | Central HP <5.4 tons | TEMPSTAR | HRCU-A-CB (Split System: Heat Pump with Remote Outdoor Unit-Air-Source) | DLCURAH18ABK |  |  | EA*4X24L14A* | *96VSN0601412B* | 17200 | 16 | 8.5 | 18100 | 19400 | 107.2% | 2.34 | 0 | 10.5 |  |  |  | No | R-410A | 1.4333 | Residential & Commercial | Ducted CEE Tier 1
212973711 | Central HP <5.4 tons | TEMPSTAR | HRCU-A-CB (Split System: Heat Pump with Remote Outdoor Unit-Air-Source) | DLCURAH18ABK |  |  | EN(A,D)4X30L17** | *96VSN0801716B* | 17500 | 16 | 8.1 | 18000 | 16300 | 90.56% | 1.86 | 0 | 11 |  |  |  | No | R-410A | 1.4583 | Residential & Commercial | Ducted CEE Tier 1
206767134 | Central HP <5.4 tons | AIRQUEST | HRCU-A-CB (Split System: Heat Pump with Remote Outdoor Unit-Air-Source) | HVH825GKA3* |  |  | EA*4X36L17A*+WALLCON | *80CSU0601716A* | 23600 | 16.5 | 8.1 | 21400 | 16700 | 78.04% | 1.92 | 11 | 10.5 |  |  |  | No | R-410A | 1.9667 | Residential & Commercial | Ducted CEE Tier 1
214242595 | Central HP <5.4 tons | CARRIER | HRCU-A-CB (Split System: Heat Pump with Remote Outdoor Unit-Air-Source) | 25VNA825A*031* |  |  | CNPV*3017AL*+UI | 59MN7C080C17**14 | 23400 | 16.5 | 8.1 | 21600 | 16700 | 77.31% | 1.92 | 0 | 10.5 |  |  |  | No | R-410A | 1.95 | Residential & Commercial | Ducted CEE Tier 1
214242715 | Central HP <5.4 tons | CARRIER | HRCU-A-CB (Split System: Heat Pump with Remote Outdoor Unit-Air-Source) | 25VNA825A*031* |  |  | CNPV*3617AL*+UI | 59TN6C060C17**14 | 23400 | 16 | 8.1 | 21600 | 16800 | 77.78% | 1.9 | 0 | 10.5 |  |  |  | No | R-410A | 1.95 | Residential & Commercial | Ducted CEE Tier 1
214239873 | Central HP <5.4 tons | CARRIER | HRCU-A-CB (Split System: Heat Pump with Remote Outdoor Unit-Air-Source) | 25VNA837A*030* |  |  | CNPV*4821AL*+UI | 58TN*B090C21**20 | 32400 | 17 | 8.1 | 32600 | 24600 | 75.46% | 1.96 | 0 | 11.7 |  |  |  | No | R-410A | 2.7 | Residential & Commercial | Ducted CEE Tier 1
214239923 | Central HP <5.4 tons | CARRIER | HRCU-A-CB (Split System: Heat Pump with Remote Outdoor Unit-Air-Source) | 25VNA837A*030* |  |  | CNPV*4821AL*+UI | 59MN7C100C21**22 | 32400 | 17 | 8.1 | 32600 | 24600 | 75.46% | 1.96 | 0 | 11.7 |  |  |  | No | R-410A | 2.7 | Residential & Commercial | Ducted CEE Tier 1
214242415 | Central HP <5.4 tons | CARRIER | HRCU-A-CB (Split System: Heat Pump with Remote Outdoor Unit-Air-Source) | 25VNA825A*031* |  |  | CNPV*2417AL*+UI | 58TN*B045C17**12 | 23200 | 15.5 | 8.1 | 22200 | 17000 | 76.58% | 1.92 | 0 | 10.5 |  |  |  | No | R-410A | 1.9333 | Residential & Commercial | Ducted CEE Tier 1
214242615 | Central HP <5.4 tons | CARRIER | HRCU-A-CB (Split System: Heat Pump with Remote Outdoor Unit-Air-Source) | 25VNA825A*031* |  |  | CNPV*3017AL*+UI | 59TN6C060C17**14 | 23400 | 16 | 8.1 | 21600 | 16800 | 77.78% | 1.9 | 0 | 10.5 |  |  |  | No | R-410A | 1.95 | Residential & Commercial | Ducted CEE Tier 1
215318848 | Central HP <5.4 tons | Weathermaker | HRCU-A-CB (Split System: Heat Pump with Remote Outdoor Unit-Air-Source) | 37MAHAQ18AA3 |  |  | 45MBAAQ18XB3 |  | 18000 | 18.2 | 10.1 | 19500 | 18000 | 92.31% | 2.2 | 0 | 12 |  |  |  | No | R-454B | 1.5 | Residential & Commercial | Ducted CEE Tier 1
216439316 | Central HP <5.4 tons | TRANE | HRCU-A-CB (Split System: Heat Pump with Remote Outdoor Unit-Air-Source) | 5TWV0X36A1 |  |  | 5TEMCD04AV31+TDR |  | 34600 | 19.2 | 9.4 | 32800 | 25400 | 77.44% | 2.24 | 0 | 12 |  |  |  | No | R-454B | 2.8833 | Residential & Commercial | Ducted CEE Tier 1
216440034 | Central HP <5.4 tons | TRANE | HRCU-A-CB (Split System: Heat Pump with Remote Outdoor Unit-Air-Source) | 5TWV0X36A1 |  |  | 5PX*B006AS3 | L8V1B080U4VSB+LRP | 35200 | 20 | 9.4 | 32400 | 25200 | 77.78% | 2.1 | 0 | 12 |  |  |  | No | R-454B | 2.9333 | Residential & Commercial | Ducted CEE Tier 1
216440084 | Central HP <5.4 tons | TRANE | HRCU-A-CB (Split System: Heat Pump with Remote Outdoor Unit-Air-Source) | 5TWV0X36A1 |  |  | 5PX*C007AS3 | S9V2C100D5PSC+LRP | 32000 | 17.6 | 9.4 | 31600 | 23600 | 74.68% | 2.1 | 0 | 12 |  |  |  | No | R-454B | 2.6667 | Residential & Commercial | Ducted CEE Tier 1
216440104 | Central HP <5.4 tons | TRANE | HRCU-A-CB (Split System: Heat Pump with Remote Outdoor Unit-Air-Source) | 5TWV0X36A1 |  |  | 5PX*CD09AS3 | S9V2C100D5VSB+LRP | 34800 | 20 | 9.4 | 32400 | 23800 | 73.46% | 2.1 | 0 | 12.7 |  |  |  | No | R-454B | 2.9 | Residential & Commercial | Ducted CEE Tier 1
216440136 | Central HP <5.4 tons | TRANE | HRCU-A-CB (Split System: Heat Pump with Remote Outdoor Unit-Air-Source) | 5TWV0X36A1 |  |  | 5TXCB004AS3 | S9V2B040U3VSB+LRP | 33200 | 18.4 | 9 | 32000 | 24200 | 75.62% | 2.1 | 0 | 12 |  |  |  | No | R-454B | 2.7667 | Residential & Commercial | Ducted CEE Tier 1
216440168 | Central HP <5.4 tons | TRANE | HRCU-A-CB (Split System: Heat Pump with Remote Outdoor Unit-Air-Source) | 5TWV0X36A1 |  |  | 5TXCB006AS3 | L8V1B080U4VSB+LRP | 35000 | 20 | 9.4 | 32600 | 25200 | 77.3% | 2.1 | 0 | 12 |  |  |  | No | R-454B | 2.9167 | Residential & Commercial | Ducted CEE Tier 1
211241314 | Central HP <5.4 tons | HEIL | HRCU-A-CB (Split System: Heat Pump with Remote Outdoor Unit-Air-Source) | DLCURAH24ABK |  |  | EA*4X30L14A* | *96VTN0601412A* | 23400 | 16.5 | 8.5 | 25800 | 24200 | 93.8% | 2 | 0 | 10 |  |  |  | No | R-410A | 1.95 | Residential & Commercial | Ducted CEE Tier 1
211240928 | Central HP <5.4 tons | HEIL | HRCU-A-CB (Split System: Heat Pump with Remote Outdoor Unit-Air-Source) | DLCURAH24ABK |  |  | EA*4X25L17A* | *95ESU0601716A* | 24800 | 17 | 8.5 | 25600 | 21000 | 82.03% | 1.78 | 0 | 10.5 |  |  |  | No | R-410A | 2.0667 | Residential & Commercial | Ducted CEE Tier 1
212975374 | Central HP <5.4 tons | TEMPSTAR | HRCU-A-CB (Split System: Heat Pump with Remote Outdoor Unit-Air-Source) | DLCURAH24ABK |  |  | EN(A,D)4X36L21** | *96VTN0401712B* | 23200 | 16 | 8.1 | 26200 | 35000 | 133.6% | 1.98 | 0 | 10 |  |  |  | No | R-410A | 1.9333 | Residential & Commercial | Ducted CEE Tier 1
212975649 | Central HP <5.4 tons | TEMPSTAR | HRCU-A-CB (Split System: Heat Pump with Remote Outdoor Unit-Air-Source) | DLCURAH24ABK |  |  | EA*4X24L17A* | *96VTN0601412B* | 23200 | 16.5 | 8.5 | 26800 | 21800 | 81.34% | 1.82 | 0 | 10 |  |  |  | No | R-410A | 1.9333 | Residential & Commercial | Ducted CEE Tier 1
212975660 | Central HP <5.4 tons | TEMPSTAR | HRCU-A-CB (Split System: Heat Pump with Remote Outdoor Unit-Air-Source) | DLCURAH24ABK |  |  | EA*4X25L17A* | *96VTN0601412B* | 24000 | 17 | 8.5 | 25000 | 25000 | 100% | 2.08 | 0 | 10 |  |  |  | No | R-410A | 2 | Residential & Commercial | Ducted CEE Tier 1
212976094 | Central HP <5.4 tons | TEMPSTAR | HRCU-A-CB (Split System: Heat Pump with Remote Outdoor Unit-Air-Source) | DLCURAH24ABK |  |  | EN(A,D)4X24L17** | *96VTN0801716B* | 23400 | 16.5 | 8.5 | 27000 | 24800 | 91.85% | 2.04 | 0 | 10 |  |  |  | No | R-410A | 1.95 | Residential & Commercial | Ducted CEE Tier 1
204299138 | Central HP <5.4 tons | AIRQUEST | HRCU-A-CB (Split System: Heat Pump with Remote Outdoor Unit-Air-Source) | HVH837GKA** |  |  | EA*4X42L24A*+WALLCON | *96CTN1002122A* | 31800 | 17.5 | 8.1 | 33000 | 24400 | 73.94% | 1.9 | 12 | 11.5 |  |  |  | No | R-410A | 2.65 | Residential & Commercial | Ducted CEE Tier 1
204300392 | Central HP <5.4 tons | AIRQUEST | HRCU-A-CB (Split System: Heat Pump with Remote Outdoor Unit-Air-Source) | HVH837GKA** |  |  | EHD4X42AAL+WALLCON | *80CTL0901716A* | 32600 | 17 | 8.1 | 33000 | 24800 | 75.15% | 1.96 | 12 | 11 |  |  |  | No | R-410A | 2.7167 | Residential & Commercial | Ducted CEE Tier 1
204300492 | Central HP <5.4 tons | AIRQUEST | HRCU-A-CB (Split System: Heat Pump with Remote Outdoor Unit-Air-Source) | HVH837GKA** |  |  | EHD4X48AAL+WALLCON | *96CTN1202422A* | 32600 | 17 | 8.1 | 33000 | 24800 | 75.15% | 1.98 | 11 | 11 |  |  |  | No | R-410A | 2.7167 | Residential & Commercial | Ducted CEE Tier 1
215318846 | Central HP <5.4 tons | Weathermaker | HRCU-A-CB (Split System: Heat Pump with Remote Outdoor Unit-Air-Source) | 37MUHAQ30AA3 |  |  | 45MUHAQ36XX3 |  | 30000 | 17.2 | 10.8 | 33000 | 33200 | 100.6% | 1.97 | 0 | 12.1 |  |  |  | No | R-454B | 2.5 | Residential & Commercial | Ducted CEE Tier 1
204299028 | Central HP <5.4 tons | AIRQUEST | HRCU-A-CB (Split System: Heat Pump with Remote Outdoor Unit-Air-Source) | HVH837GKA** |  |  | EA*4X42L21A*+WALLCON | *80CTL0901716A* | 31800 | 17.5 | 8.5 | 33000 | 24400 | 73.94% | 1.9 | 12 | 11.7 |  |  |  | No | R-410A | 2.65 | Residential & Commercial | Ducted CEE Tier 1
204300432 | Central HP <5.4 tons | AIRQUEST | HRCU-A-CB (Split System: Heat Pump with Remote Outdoor Unit-Air-Source) | HVH837GKA** |  |  | EHD4X48AAL+WALLCON | *80CTL0701716A* | 32600 | 17 | 8.1 | 33200 | 25000 | 75.3% | 1.96 | 11.5 | 11 |  |  |  | No | R-410A | 2.7167 | Residential & Commercial | Ducted CEE Tier 1
211226876 | Central HP <5.4 tons | HEIL | HRCU-A-CB (Split System: Heat Pump with Remote Outdoor Unit-Air-Source) | DLCURAH36ABK |  |  | EA*4X37L21A* | *80VSL0701716A* | 36600 | 15.5 | 8.5 | 38500 | 34800 | 90.39% | 2.08 | 0 | 10 |  |  |  | No | R-410A | 3.05 | Residential & Commercial | Ducted CEE Tier 1
215931905 | Central HP <5.4 tons | BRYANT HEATING AND COOLING SYSTEMS | HRCU-A-CB (Split System: Heat Pump with Remote Outdoor Unit-Air-Source) | 293VAN060**AA* |  |  | CSAH*6012AM*+UI | 986TD66100C21*** | 56500 | 18 | 8.1 | 61000 | 46000 | 75.41% | 1.95 | 0 | 11 |  |  |  | No | R-454B | 4.7083 | Residential & Commercial | Ducted CEE Tier 1
214240093 | Central HP <5.4 tons | CARRIER | HRCU-A-CB (Split System: Heat Pump with Remote Outdoor Unit-Air-Source) | 25VNA837A*030* |  |  | CNPV*6024AL*+UI | 59TN6C120C24**22 | 32800 | 17.5 | 8.1 | 32200 | 24600 | 76.4% | 1.96 | 0 | 11.7 |  |  |  | No | R-410A | 2.7333 | Residential & Commercial | Ducted CEE Tier 1
214243135 | Central HP <5.4 tons | CARRIER | HRCU-A-CB (Split System: Heat Pump with Remote Outdoor Unit-Air-Source) | 25VNA825A*031* |  |  | CNPV*4821AL*+UI | 59MN7C060C17**14 | 24000 | 16.5 | 8.1 | 21400 | 16700 | 78.04% | 2 | 0 | 11 |  |  |  | No | R-410A | 2 | Residential & Commercial | Ducted CEE Tier 1
214242855 | Central HP <5.4 tons | CARRIER | HRCU-A-CB (Split System: Heat Pump with Remote Outdoor Unit-Air-Source) | 25VNA825A*031* |  |  | CNPV*4217AL*+UI | 58TN*B045C17**12 | 23800 | 16 | 8.1 | 21400 | 16700 | 78.04% | 1.96 | 0 | 11 |  |  |  | No | R-410A | 1.9833 | Residential & Commercial | Ducted CEE Tier 1
214243125 | Central HP <5.4 tons | CARRIER | HRCU-A-CB (Split System: Heat Pump with Remote Outdoor Unit-Air-Source) | 25VNA825A*031* |  |  | CNPV*4821AL*+UI | 59CU5B060C17**16 | 24000 | 16.5 | 8.1 | 21400 | 16600 | 77.57% | 2 | 0 | 11 |  |  |  | No | R-410A | 2 | Residential & Commercial | Ducted CEE Tier 1
213079823 | Central HP <5.4 tons | TEMPSTAR | HRCU-A-CB (Split System: Heat Pump with Remote Outdoor Unit-Air-Source) | DLCURAH36ABK |  |  | EN(A,D,W)4X48L21** | *92MSN1002120A* | 36000 | 16.5 | 8.1 | 38500 | 34800 | 90.39% | 2 | 0 | 10.5 |  |  |  | No | R-410A | 3 | Residential & Commercial | Ducted CEE Tier 1
212983875 | Central HP <5.4 tons | DAY & NIGHT | HRCU-A-CB (Split System: Heat Pump with Remote Outdoor Unit-Air-Source) | DLCURAH36ABK |  |  | EA*4X48L21A* | *92MSN0601714A* | 35600 | 16 | 8.5 | 37800 | 34800 | 92.06% | 2.02 | 0 | 10 |  |  |  | No | R-410A | 2.9667 | Residential & Commercial | Ducted CEE Tier 1
211230003 | Central HP <5.4 tons | HEIL | HRCU-A-CB (Split System: Heat Pump with Remote Outdoor Unit-Air-Source) | DLCURAH36ABK |  |  | EN(A,D,W)4X48L21** | *80VSL0702120A* | 36000 | 16 | 8.1 | 38500 | 34800 | 90.39% | 2.02 | 0 | 10 |  |  |  | No | R-410A | 3 | Residential & Commercial | Ducted CEE Tier 1
214574344 | Central HP <5.4 tons | DAY & NIGHT | HRCU-A-CB (Split System: Heat Pump with Remote Outdoor Unit-Air-Source) | CVH837GKA2* |  |  | EHD4X48AAL+WALLCON | *95CSU0802120B* | 32600 | 17.5 | 8.5 | 32800 | 25000 | 76.22% | 1.98 | 0 | 11 |  |  |  | No | R-410A | 2.7167 | Residential & Commercial | Ducted CEE Tier 1
207196958 | Central HP <5.4 tons | WABBAN | HRCU-A-CB (Split System: Heat Pump with Remote Outdoor Unit-Air-Source) | BB36-24WADU |  |  | BBD36-24AH2ADU |  | 34000 | 16 | 9 | 35000 | 28000 | 80% | 1.8 | 10 | 10 |  |  |  | No | R-410A | 2.8333 | Residential & Commercial | Ducted CEE Tier 1
214573724 | Central HP <5.4 tons | DAY & NIGHT | HRCU-A-CB (Split System: Heat Pump with Remote Outdoor Unit-Air-Source) | CVH837GKA2* |  |  | EA*4X37L21A*+WALLCON | *96CTN0802120B* | 33000 | 17.5 | 8.5 | 32600 | 25000 | 76.69% | 2 | 0 | 11.5 |  |  |  | No | R-410A | 2.75 | Residential & Commercial | Ducted CEE Tier 1
214573894 | Central HP <5.4 tons | DAY & NIGHT | HRCU-A-CB (Split System: Heat Pump with Remote Outdoor Unit-Air-Source) | CVH837GKA2* |  |  | EA*4X43L21A*+WALLCON | *97CMN0802120B* | 32800 | 17.5 | 8.5 | 32800 | 25200 | 76.83% | 2 | 0 | 11.5 |  |  |  | No | R-410A | 2.7333 | Residential & Commercial | Ducted CEE Tier 1
214573924 | Central HP <5.4 tons | DAY & NIGHT | HRCU-A-CB (Split System: Heat Pump with Remote Outdoor Unit-Air-Source) | CVH837GKA2* |  |  | EA*4X48L21A*+WALLCON | *95CSU0802120B* | 32200 | 17.5 | 8.5 | 32400 | 25000 | 77.16% | 1.98 | 0 | 11 |  |  |  | No | R-410A | 2.6833 | Residential & Commercial | Ducted CEE Tier 1
214573974 | Central HP <5.4 tons | DAY & NIGHT | HRCU-A-CB (Split System: Heat Pump with Remote Outdoor Unit-Air-Source) | CVH837GKA2* |  |  | EA*4X48L24A*+WALLCON | *80CTL0702120B* | 32400 | 17.5 | 8.5 | 32400 | 25000 | 77.16% | 1.98 | 0 | 11 |  |  |  | No | R-410A | 2.7 | Residential & Commercial | Ducted CEE Tier 1
215934104 | Central HP <5.4 tons | CARRIER | HRCU-A-CB (Split System: Heat Pump with Remote Outdoor Unit-Air-Source) | 27VNA348A*030* |  |  | CAA**6024AM*+UI | 58TN*B110C21**20 | 45000 | 21.5 | 9.5 | 48000 | 36200 | 75.42% | 2 | 0 | 11 |  |  |  | No | R-454B | 3.75 | Residential & Commercial | Ducted CEE Tier 1
214573774 | Central HP <5.4 tons | DAY & NIGHT | HRCU-A-CB (Split System: Heat Pump with Remote Outdoor Unit-Air-Source) | CVH837GKA2* |  |  | EA*4X42L21A*+WALLCON | *97CMN0802120B* | 31800 | 17 | 8.5 | 32800 | 24400 | 74.39% | 1.9 | 0 | 11 |  |  |  | No | R-410A | 2.65 | Residential & Commercial | Ducted CEE Tier 1
214573794 | Central HP <5.4 tons | DAY & NIGHT | HRCU-A-CB (Split System: Heat Pump with Remote Outdoor Unit-Air-Source) | CVH837GKA2* |  |  | EA*4X42L24A*+WALLCON | *80CTL0702120B* | 31800 | 18 | 8.5 | 33000 | 24400 | 73.94% | 1.9 | 0 | 11 |  |  |  | No | R-410A | 2.65 | Residential & Commercial | Ducted CEE Tier 1
213076303 | Central HP <5.4 tons | HEIL | HRCU-A-CB (Split System: Heat Pump with Remote Outdoor Unit-Air-Source) | DLCURAH36ABK |  |  | EA*4X48L24A* | *95MSU1002122A* | 36200 | 16.5 | 8.5 | 38000 | 34800 | 91.58% | 2.04 | 0 | 10 |  |  |  | No | R-410A | 3.0167 | Residential & Commercial | Ducted CEE Tier 1
211242129 | Central HP <5.4 tons | TEMPSTAR | HRCU-A-CB (Split System: Heat Pump with Remote Outdoor Unit-Air-Source) | DLCURAH24ABK |  |  | EA*4X36L17A* | *92ESN0601412A* | 23600 | 17 | 8.5 | 25600 | 23600 | 92.19% | 1.96 | 0 | 10 |  |  |  | No | R-410A | 1.9667 | Residential & Commercial | Ducted CEE Tier 1
211242195 | Central HP <5.4 tons | TEMPSTAR | HRCU-A-CB (Split System: Heat Pump with Remote Outdoor Unit-Air-Source) | DLCURAH24ABK |  |  | EA*4X36L17A* | *92ESN0401712A* | 23800 | 16 | 8.5 | 26000 | 23200 | 89.23% | 1.9 | 0 | 10 |  |  |  | No | R-410A | 1.9833 | Residential & Commercial | Ducted CEE Tier 1
211242328 | Central HP <5.4 tons | TEMPSTAR | HRCU-A-CB (Split System: Heat Pump with Remote Outdoor Unit-Air-Source) | DLCURAH24ABK |  |  | EA*4X36L21A* | *95ESU0401712A* | 23800 | 17 | 8.5 | 25800 | 23200 | 89.92% | 1.92 | 0 | 10 |  |  |  | No | R-410A | 1.9833 | Residential & Commercial | Ducted CEE Tier 1
211242431 | Central HP <5.4 tons | TEMPSTAR | HRCU-A-CB (Split System: Heat Pump with Remote Outdoor Unit-Air-Source) | DLCURAH24ABK |  |  | EA*4X36L21A* | *95ESU0601716A* | 24400 | 17 | 8.5 | 26200 | 22400 | 85.5% | 1.86 | 0 | 10 |  |  |  | No | R-410A | 2.0333 | Residential & Commercial | Ducted CEE Tier 1
214239273 | Central HP <5.4 tons | CARRIER | HRCU-A-CB (Split System: Heat Pump with Remote Outdoor Unit-Air-Source) | 25VNA837A*031* |  |  | CNPV*4821AL*+UI | 59TN6C100C21**22 | 32400 | 17 | 8.1 | 32600 | 24600 | 75.46% | 1.96 | 0 | 11.7 |  |  |  | No | R-410A | 2.7 | Residential & Commercial | Ducted CEE Tier 1
216440438 | Central HP <5.4 tons | TRANE | HRCU-A-CB (Split System: Heat Pump with Remote Outdoor Unit-Air-Source) | 5TWV0X60A1 |  |  | 5PX*CD09AS3+P0V0C000M50SD+LRP |  | 53000 | 18.8 | 9 | 53500 | 37600 | 70.28% | 2 | 0 | 10.5 |  |  |  | No | R-454B | 4.4167 | Residential & Commercial | Ducted CEE Tier 1
216440452 | Central HP <5.4 tons | TRANE | HRCU-A-CB (Split System: Heat Pump with Remote Outdoor Unit-Air-Source) | 5TWV0X60A1 |  |  | 5PX*D008AS3 | S9V2C080U5VSB+LRP | 52000 | 18.4 | 9 | 54500 | 38500 | 70.64% | 2 | 0 | 10 |  |  |  | No | R-454B | 4.3333 | Residential & Commercial | Ducted CEE Tier 1
216440520 | Central HP <5.4 tons | TRANE | HRCU-A-CB (Split System: Heat Pump with Remote Outdoor Unit-Air-Source) | 5TWV0X60A1 |  |  | 5TXCC009AS3+P0V0C000M50SD+LRP |  | 53000 | 18.8 | 9.4 | 53500 | 38000 | 71.03% | 2 | 0 | 10.5 |  |  |  | No | R-454B | 4.4167 | Residential & Commercial | Ducted CEE Tier 1
211241938 | Central HP <5.4 tons | HEIL | HRCU-A-CB (Split System: Heat Pump with Remote Outdoor Unit-Air-Source) | DLCURAH24ABK |  |  | EA*4X36L17A* | *95ESU0601716A* | 24400 | 17 | 8.5 | 26200 | 22400 | 85.5% | 1.86 | 0 | 10 |  |  |  | No | R-410A | 2.0333 | Residential & Commercial | Ducted CEE Tier 1
212969805 | Central HP <5.4 tons | TEMPSTAR | HRCU-A-CB (Split System: Heat Pump with Remote Outdoor Unit-Air-Source) | DLCURAH24ABK |  |  | EN(A,D)4X24L14** | *80VSL0451412B* | 23400 | 17 | 8.5 | 27000 | 25000 | 92.59% | 2.08 | 0 | 10 |  |  |  | No | R-410A | 1.95 | Residential & Commercial | Ducted CEE Tier 1
206771903 | Central HP <5.4 tons | AIRQUEST | HRCU-A-CB (Split System: Heat Pump with Remote Outdoor Unit-Air-Source) | HVH837GKA2* |  |  | EA*4X48L24A*+WALLCON | *80CTL1352422A* | 32400 | 17.5 | 8.5 | 32400 | 24800 | 76.54% | 2 | 12 | 11.7 |  |  |  | No | R-410A | 2.7 | Residential & Commercial | Ducted CEE Tier 1
211244184 | Central HP <5.4 tons | DAY & NIGHT | HRCU-A-CB (Split System: Heat Pump with Remote Outdoor Unit-Air-Source) | DLCURAH24ABK |  |  | EN(A,D)4X24L17** | *95ESN0601714A* | 24200 | 15.5 | 8.5 | 27200 | 22800 | 83.82% | 1.86 | 0 | 10 |  |  |  | No | R-410A | 2.0167 | Residential & Commercial | Ducted CEE Tier 1
211244286 | Central HP <5.4 tons | DAY & NIGHT | HRCU-A-CB (Split System: Heat Pump with Remote Outdoor Unit-Air-Source) | DLCURAH24ABK |  |  | EN(A,D)4X30L14** | *96VSN0401410A* | 23600 | 15.5 | 8.1 | 26200 | 23600 | 90.08% | 1.92 | 0 | 10 |  |  |  | No | R-410A | 1.9667 | Residential & Commercial | Ducted CEE Tier 1
214573374 | Central HP <5.4 tons | DAY & NIGHT | HRCU-A-CB (Split System: Heat Pump with Remote Outdoor Unit-Air-Source) | CVH837GKA** |  |  | EN(A,D,W)4X42L21**+WALLCON | *80CTL0702120B* | 31800 | 17 | 8.1 | 33000 | 24600 | 74.55% | 1.88 | 0 | 11 |  |  |  | No | R-410A | 2.65 | Residential & Commercial | Ducted CEE Tier 1
216411146 | Central HP <5.4 tons | COLEMAN | HRCU-A-CB (Split System: Heat Pump with Remote Outdoor Unit-Air-Source) | HMH72B341 |  |  | XAHC36DBCN1 | Z9ET080B12SMPS1 | 33200 | 18 | 8.5 | 33000 | 23200 | 70.3% | 2 | 0 | 10 |  |  |  | No | R-410A | 2.7667 | Residential & Commercial | Ducted CEE Tier 1
214807777 | Central HP <5.4 tons | LUXAIRE | HRCU-A-CB (Split System: Heat Pump with Remote Outdoor Unit-Air-Source) | HH836E2S11 |  |  | CTU48C5XFS1+TXV | Z8ES120C16SMPS1 | 34000 | 19 | 9 | 31600 | 25200 | 79.75% | 2 | 0 | 11.7 |  |  |  | No | R-454B | 2.8333 | Residential & Commercial | Ducted CEE Tier 1
214242275 | Central HP <5.4 tons | CARRIER | HRCU-A-CB (Split System: Heat Pump with Remote Outdoor Unit-Air-Source) | 25VNA825A*032* |  |  | CNPV*4821AL*+UI | 59MN7C080C17**14 | 24000 | 16.5 | 8.1 | 21400 | 16600 | 77.57% | 2 | 0 | 11 |  |  |  | No | R-410A | 2 | Residential & Commercial | Ducted CEE Tier 1
215912250 | Central HP <5.4 tons | COLEMAN | HRCU-A-CB (Split System: Heat Pump with Remote Outdoor Unit-Air-Source) | HH824E2S11 |  |  | CTM36B5ADS1 | TM9Y060B12MP11 | 23000 | 17 | 9 | 23000 | 18000 | 78.26% | 2 | 0 | 12 |  |  |  | No | R-454B | 1.9167 | Residential & Commercial | Ducted CEE Tier 1
216057014 | Central HP <5.4 tons | TRANE | HRCU-A-CB (Split System: Heat Pump with Remote Outdoor Unit-Air-Source) | 5TWV8X48A1 |  |  | 5TAMXD07AV51 |  | 45500 | 18.1 | 8.5 | 44500 | 34400 | 77.3% | 2.1 | 0 | 10.5 |  |  |  | No | R-454B | 3.7917 | Residential & Commercial | Ducted CEE Tier 1
214242165 | Central HP <5.4 tons | CARRIER | HRCU-A-CB (Split System: Heat Pump with Remote Outdoor Unit-Air-Source) | 25VNA825A*032* |  |  | CNPV*4221AL*+UI | 59MN7C100C21**22 | 23800 | 16.5 | 8.1 | 21400 | 16600 | 77.57% | 1.96 | 0 | 11 |  |  |  | No | R-410A | 1.9833 | Residential & Commercial | Ducted CEE Tier 1
214242185 | Central HP <5.4 tons | CARRIER | HRCU-A-CB (Split System: Heat Pump with Remote Outdoor Unit-Air-Source) | 25VNA825A*032* |  |  | CNPV*4221AL*+UI | 59TN6C080C17**14 | 23800 | 16.5 | 8.1 | 21400 | 16700 | 78.04% | 1.94 | 0 | 11 |  |  |  | No | R-410A | 1.9833 | Residential & Commercial | Ducted CEE Tier 1
204456384 | Central HP <5.4 tons | AIRQUEST | HRCU-A-CB (Split System: Heat Pump with Remote Outdoor Unit-Air-Source) | HVH825GKA2* |  |  | EA*4X24L17A*+WALLCON | *96CTN0601714A* | 23200 | 16 | 8.1 | 22000 | 16900 | 76.82% | 1.88 | 11 | 10.5 |  |  |  | No | R-410A | 1.9333 | Residential & Commercial | Ducted CEE Tier 1
211228327 | Central HP <5.4 tons | HEIL | HRCU-A-CB (Split System: Heat Pump with Remote Outdoor Unit-Air-Source) | DLCURAH36ABK |  |  | EA*4X43L21A* | *80VSL0902120A* | 36200 | 16 | 8.5 | 38500 | 34800 | 90.39% | 2.06 | 0 | 10 |  |  |  | No | R-410A | 3.0167 | Residential & Commercial | Ducted CEE Tier 1
211228472 | Central HP <5.4 tons | HEIL | HRCU-A-CB (Split System: Heat Pump with Remote Outdoor Unit-Air-Source) | DLCURAH36ABK |  |  | EA*4X43L21A* | *92ESN1002122A* | 37400 | 15.2 | 8.5 | 39000 | 35000 | 89.74% | 2.16 | 0 | 10 |  |  |  | No | R-410A | 3.1167 | Residential & Commercial | Ducted CEE Tier 1
211228688 | Central HP <5.4 tons | HEIL | HRCU-A-CB (Split System: Heat Pump with Remote Outdoor Unit-Air-Source) | DLCURAH36ABK |  |  | EA*4X43L21A* | OMV098J12* | 36200 | 15.2 | 8.5 | 38500 | 35000 | 90.91% | 2.06 | 0 | 10 |  |  |  | No | R-410A | 3.0167 | Residential & Commercial | Ducted CEE Tier 1
211230189 | Central HP <5.4 tons | HEIL | HRCU-A-CB (Split System: Heat Pump with Remote Outdoor Unit-Air-Source) | DLCURAH36ABK |  |  | EN(A,D,W)4X48L21** | *95ESN0802120A* | 36800 | 15.5 | 8.1 | 39500 | 35000 | 88.61% | 2.06 | 0 | 10.5 |  |  |  | No | R-410A | 3.0667 | Residential & Commercial | Ducted CEE Tier 1
211230540 | Central HP <5.4 tons | HEIL | HRCU-A-CB (Split System: Heat Pump with Remote Outdoor Unit-Air-Source) | DLCURAH36ABK |  |  | EN(A,D)4X48L24** | *80ESU0802120A | 37400 | 15.5 | 8.5 | 39500 | 35000 | 88.61% | 2.1 | 0 | 10.5 |  |  |  | No | R-410A | 3.1167 | Residential & Commercial | Ducted CEE Tier 1
211230774 | Central HP <5.4 tons | HEIL | HRCU-A-CB (Split System: Heat Pump with Remote Outdoor Unit-Air-Source) | DLCURAH36ABK |  |  | EN(A,D)4X48L24** | *96VTN1002122A* | 36000 | 16.5 | 8.1 | 38500 | 34800 | 90.39% | 2.02 | 0 | 10.5 |  |  |  | No | R-410A | 3 | Residential & Commercial | Ducted CEE Tier 1
211240659 | Central HP <5.4 tons | TEMPSTAR | HRCU-A-CB (Split System: Heat Pump with Remote Outdoor Unit-Air-Source) | DLCURAH24ABK |  |  | EA*4X24L17A* | *80ES(N,L)0701712A* | 24000 | 16 | 8.5 | 27000 | 23600 | 87.41% | 1.94 | 0 | 10 |  |  |  | No | R-410A | 2 | Residential & Commercial | Ducted CEE Tier 1
211241107 | Central HP <5.4 tons | TEMPSTAR | HRCU-A-CB (Split System: Heat Pump with Remote Outdoor Unit-Air-Source) | DLCURAH24ABK |  |  | EA*4X25L17A* | *80ES(N,L)0901714A* | 25200 | 17 | 8.5 | 25800 | 20800 | 80.62% | 1.76 | 0 | 10.5 |  |  |  | No | R-410A | 2.1 | Residential & Commercial | Ducted CEE Tier 1
208141274 | Central HP <5.4 tons | American Standard | HRCU-A-CB (Split System: Heat Pump with Remote Outdoor Unit-Air-Source) | 4TXD2060A10NU** |  |  | 4MXA2048A10NU** |  | 48000 | 17 | 9 | 48000 | 39000 | 81.25% | 1.8 | 11.5 | 11 |  |  |  | No | R-410A | 4 | Residential & Commercial | Ducted CEE Tier 1
213078937 | Central HP <5.4 tons | CARRIER | HRCU-A-CB (Split System: Heat Pump with Remote Outdoor Unit-Air-Source) | 38MURAQ36AB3* |  |  | CNPV*4821AL* | 58SU*B040M17**12 | 35800 | 16.5 | 8.1 | 38500 | 34800 | 90.39% | 2 | 0 | 10 |  |  |  | No | R-410A | 2.9833 | Residential & Commercial | Ducted CEE Tier 1
213079855 | Central HP <5.4 tons | CARRIER | HRCU-A-CB (Split System: Heat Pump with Remote Outdoor Unit-Air-Source) | 38MURAQ36AB3* |  |  | CAP**4221AL* | 59SC2E100M21**22 | 35400 | 16.5 | 8.1 | 38500 | 35000 | 90.91% | 1.88 | 0 | 10 |  |  |  | No | R-410A | 2.95 | Residential & Commercial | Ducted CEE Tier 1
215560591 | Central HP <5.4 tons | ECOER | HRCU-A-CB (Split System: Heat Pump with Remote Outdoor Unit-Air-Source) | EODA18H-2436BAA |  |  | GNC2430BPT | FG7TC-060D-V24B* | 22800 | 18 | 8.8 | 24000 | 19200 | 80% | 2.1 | 0 | 12 |  |  |  | No | R-410A | 1.9 | Residential & Commercial | Ducted CEE Tier 1
215318834 | Central HP <5.4 tons | Weathermaker | HRCU-A-CB (Split System: Heat Pump with Remote Outdoor Unit-Air-Source) | 37MUHAQ30AA3 |  |  | 45MUAAQ30XX3 |  | 30000 | 16.9 | 10 | 34000 | 32600 | 95.88% | 1.96 | 0 | 11.7 |  |  |  | No | R-454B | 2.5 | Residential & Commercial | Ducted CEE Tier 1
204300152 | Central HP <5.4 tons | AIRQUEST | HRCU-A-CB (Split System: Heat Pump with Remote Outdoor Unit-Air-Source) | HVH837GKA** |  |  | EHD4X36AAL+WALLCON | *97CMN1002122A* | 32200 | 16.5 | 8.1 | 33200 | 24800 | 74.7% | 1.94 | 11.5 | 11 |  |  |  | No | R-410A | 2.6833 | Residential & Commercial | Ducted CEE Tier 1
206136187 | Central HP <5.4 tons | AIRQUEST | HRCU-A-CB (Split System: Heat Pump with Remote Outdoor Unit-Air-Source) | HVH837GKA** |  |  | EA*4X48L24A*+WALLCON | *95CSU0802120A* | 32400 | 17.5 | 8.5 | 32400 | 24800 | 76.54% | 2 | 12 | 11.5 |  |  |  | No | R-410A | 2.7 | Residential & Commercial | Ducted CEE Tier 1
211260630 | Central HP <5.4 tons | HEIL | HRCU-A-CB (Split System: Heat Pump with Remote Outdoor Unit-Air-Source) | DLCURAH18ABK |  |  | EA*4X24L17A* | *80ES(N,L)0701412A* | 17600 | 16 | 8.5 | 18400 | 19100 | 103.8% | 2.3 | 0 | 10.5 |  |  |  | No | R-410A | 1.4667 | Residential & Commercial | Ducted CEE Tier 1
211260394 | Central HP <5.4 tons | HEIL | HRCU-A-CB (Split System: Heat Pump with Remote Outdoor Unit-Air-Source) | DLCURAH18ABK |  |  | EA*4X24L17A* | *80VTL0451412A* | 17600 | 16.5 | 8.5 | 18500 | 19100 | 103.2% | 2.3 | 0 | 10.5 |  |  |  | No | R-410A | 1.4667 | Residential & Commercial | Ducted CEE Tier 1
211241208 | Central HP <5.4 tons | TEMPSTAR | HRCU-A-CB (Split System: Heat Pump with Remote Outdoor Unit-Air-Source) | DLCURAH24ABK |  |  | EA*4X25L17A* | *80ESU0601716A | 25600 | 17 | 8.5 | 26000 | 20600 | 79.23% | 1.76 | 0 | 10.5 |  |  |  | No | R-410A | 2.1333 | Residential & Commercial | Ducted CEE Tier 1
214239950 | Central HP <5.4 tons | KEEPRITE | HRCU-A-CB (Split System: Heat Pump with Remote Outdoor Unit-Air-Source) | CVH837GKA** |  |  | EN(A,D,W)4X48L21**+WALLCON | *96CTN0801714B* | 32200 | 17 | 8.1 | 32800 | 24800 | 75.61% | 1.94 | 0 | 11.5 |  |  |  | No | R-410A | 2.6833 | Residential & Commercial | Ducted CEE Tier 1
214240000 | Central HP <5.4 tons | KEEPRITE | HRCU-A-CB (Split System: Heat Pump with Remote Outdoor Unit-Air-Source) | CVH837GKA** |  |  | EN(A,D)4X48L24**+WALLCON | *97CMN1002122B* | 32400 | 17 | 8.1 | 32600 | 24600 | 75.46% | 1.96 | 0 | 11.7 |  |  |  | No | R-410A | 2.7 | Residential & Commercial | Ducted CEE Tier 1
214240050 | Central HP <5.4 tons | KEEPRITE | HRCU-A-CB (Split System: Heat Pump with Remote Outdoor Unit-Air-Source) | CVH837GKA** |  |  | EN(A,D,W)4X60L24**+WALLCON | *80CTL1102120B* | 32800 | 17.5 | 8.1 | 32200 | 24600 | 76.4% | 1.96 | 0 | 12 |  |  |  | No | R-410A | 2.7333 | Residential & Commercial | Ducted CEE Tier 1
214239930 | Central HP <5.4 tons | KEEPRITE | HRCU-A-CB (Split System: Heat Pump with Remote Outdoor Unit-Air-Source) | CVH837GKA** |  |  | EN(A,D,W)4X48L21**+WALLCON | *97CMN1002122B* | 32400 | 17 | 8.1 | 32600 | 24600 | 75.46% | 1.96 | 0 | 11.7 |  |  |  | No | R-410A | 2.7 | Residential & Commercial | Ducted CEE Tier 1
211230921 | Central HP <5.4 tons | HEIL | HRCU-A-CB (Split System: Heat Pump with Remote Outdoor Unit-Air-Source) | DLCURAH36ABK |  |  | FXM4X42**AL |  | 36000 | 16 | 8.1 | 38500 | 34800 | 90.39% | 1.94 | 0 | 10 |  |  |  | No | R-410A | 3 | Residential & Commercial | Ducted CEE Tier 1
214243172 | Central HP <5.4 tons | KEEPRITE | HRCU-A-CB (Split System: Heat Pump with Remote Outdoor Unit-Air-Source) | CVH825GKA2* |  |  | EN(A,D,W)4X48L21**+WALLCON | *96CTN0601714B* | 24000 | 16.5 | 8.1 | 21400 | 16700 | 78.04% | 2 | 0 | 11 |  |  |  | No | R-410A | 2 | Residential & Commercial | Ducted CEE Tier 1
214243142 | Central HP <5.4 tons | KEEPRITE | HRCU-A-CB (Split System: Heat Pump with Remote Outdoor Unit-Air-Source) | CVH825GKA2* |  |  | EN(A,D,W)4X48L21**+WALLCON | *97CMN0601714B* | 24000 | 16.5 | 8.1 | 21400 | 16700 | 78.04% | 2 | 0 | 11 |  |  |  | No | R-410A | 2 | Residential & Commercial | Ducted CEE Tier 1
214719683 | Central HP <5.4 tons | LUXAIRE | HRCU-A-CB (Split System: Heat Pump with Remote Outdoor Unit-Air-Source) | HH836E2S11 |  |  | CTU36B5XDS1+TXV | TM8E100B12MP11 | 33200 | 18 | 8.5 | 31200 | 25200 | 80.77% | 2 | 0 | 11 |  |  |  | No | R-454B | 2.7667 | Residential & Commercial | Ducted CEE Tier 1
214719849 | Central HP <5.4 tons | LUXAIRE | HRCU-A-CB (Split System: Heat Pump with Remote Outdoor Unit-Air-Source) | HH836E2S11 |  |  | CTU48C5XFS1+TXV | TM8E100C16MP11 | 33400 | 19 | 9 | 31400 | 25400 | 80.89% | 2 | 0 | 11 |  |  |  | No | R-454B | 2.7833 | Residential & Commercial | Ducted CEE Tier 1
214720002 | Central HP <5.4 tons | LUXAIRE | HRCU-A-CB (Split System: Heat Pump with Remote Outdoor Unit-Air-Source) | HH836E2S11 |  |  | CTU48C5XFS1+TXV | TM8E080C20MP11 | 34600 | 17 | 8.5 | 32800 | 25800 | 78.66% | 2 | 0 | 11 |  |  |  | No | R-454B | 2.8833 | Residential & Commercial | Ducted CEE Tier 1
214719869 | Central HP <5.4 tons | LUXAIRE | HRCU-A-CB (Split System: Heat Pump with Remote Outdoor Unit-Air-Source) | HH836E2S11 |  |  | CTU48C5XFS1+TXV | TL9E080C16UH11 | 33400 | 18 | 9 | 31400 | 25400 | 80.89% | 2 | 0 | 11 |  |  |  | No | R-454B | 2.7833 | Residential & Commercial | Ducted CEE Tier 1
215318832 | Central HP <5.4 tons | Weathermaker | HRCU-A-CB (Split System: Heat Pump with Remote Outdoor Unit-Air-Source) | 37MUHAQ24AA3 |  |  | 45MUAAQ24XX3 |  | 23000 | 18.4 | 10 | 24000 | 21600 | 90% | 1.87 | 0 | 11.7 |  |  |  | No | R-454B | 1.9167 | Residential & Commercial | Ducted CEE Tier 1
213080490 | Central HP <5.4 tons | CARRIER | HRCU-A-CB (Split System: Heat Pump with Remote Outdoor Unit-Air-Source) | 38MURAQ36AB3* |  |  | CNPV*4824AL* | 59SC6A140M24**22 | 35800 | 16.5 | 8.1 | 38500 | 35000 | 90.91% | 2 | 0 | 10 |  |  |  | No | R-410A | 2.9833 | Residential & Commercial | Ducted CEE Tier 1
211260686 | Central HP <5.4 tons | DAY & NIGHT | HRCU-A-CB (Split System: Heat Pump with Remote Outdoor Unit-Air-Source) | DLCURAH18ABK |  |  | EA*4X25L17A* | *80VSL0451412A* | 18300 | 16.5 | 8.5 | 18100 | 17500 | 96.69% | 2.12 | 0 | 11 |  |  |  | No | R-410A | 1.525 | Residential & Commercial | Ducted CEE Tier 1
212984212 | Central HP <5.4 tons | HEIL | HRCU-A-CB (Split System: Heat Pump with Remote Outdoor Unit-Air-Source) | DLCURAH18ABK |  |  | EN(A,D)4X24L17** | *92MSN0601714A* | 17500 | 16 | 8.5 | 18500 | 19200 | 103.8% | 2.3 | 0 | 10.5 |  |  |  | No | R-410A | 1.4583 | Residential & Commercial | Ducted CEE Tier 1
212987538 | Central HP <5.4 tons | HEIL | HRCU-A-CB (Split System: Heat Pump with Remote Outdoor Unit-Air-Source) | DLCURAH18ABK |  |  | EA*4X30L17A* | *96MSN0801716A* | 17300 | 16 | 8.1 | 17600 | 18300 | 104% | 2.2 | 0 | 10.5 |  |  |  | No | R-410A | 1.4417 | Residential & Commercial | Ducted CEE Tier 1
204300112 | Central HP <5.4 tons | AIRQUEST | HRCU-A-CB (Split System: Heat Pump with Remote Outdoor Unit-Air-Source) | HVH837GKA** |  |  | EHD4X36AAL+WALLCON | *96CTN1202422A* | 32200 | 16.5 | 8.1 | 33200 | 24600 | 74.1% | 1.94 | 11 | 11 |  |  |  | No | R-410A | 2.6833 | Residential & Commercial | Ducted CEE Tier 1
214573624 | Central HP <5.4 tons | DAY & NIGHT | HRCU-A-CB (Split System: Heat Pump with Remote Outdoor Unit-Air-Source) | CVH837GKA2* |  |  | EA*4X36L21A*+WALLCON | *95CSU0802120B* | 31400 | 17 | 8.1 | 33000 | 24200 | 73.33% | 1.86 | 0 | 11 |  |  |  | No | R-410A | 2.6167 | Residential & Commercial | Ducted CEE Tier 1
213076950 | Central HP <5.4 tons | DAY & NIGHT | HRCU-A-CB (Split System: Heat Pump with Remote Outdoor Unit-Air-Source) | DLCURAH36ABK |  |  | EA*4X37L17A* | *96VSN0801716B* | 36000 | 15.5 | 8.5 | 38500 | 35200 | 91.43% | 2 | 0 | 10 |  |  |  | No | R-410A | 3 | Residential & Commercial | Ducted CEE Tier 1
213077030 | Central HP <5.4 tons | DAY & NIGHT | HRCU-A-CB (Split System: Heat Pump with Remote Outdoor Unit-Air-Source) | DLCURAH36ABK |  |  | EN(A,D,W)4X48L21** | *96VSN0801716B* | 35600 | 16 | 8.1 | 38500 | 35000 | 90.91% | 1.98 | 0 | 10 |  |  |  | No | R-410A | 2.9667 | Residential & Commercial | Ducted CEE Tier 1
215318840 | Central HP <5.4 tons | Weathermaker | HRCU-A-CB (Split System: Heat Pump with Remote Outdoor Unit-Air-Source) | 37MURAQ24AA3 |  |  | 45MUAAQ24XX3 |  | 24000 | 18.2 | 9.7 | 26000 | 21600 | 83.08% | 1.87 | 0 | 11 |  |  |  | No | R-454B | 2 | Residential & Commercial | Ducted CEE Tier 1
214861591 | Central HP <5.4 tons | MDV | HRCU-A-CB (Split System: Heat Pump with Remote Outdoor Unit-Air-Source) | MOD30-36HFN10-M3X |  |  | MVBDM-36HWFN10-WB3-D |  | 36000 | 17.7 | 10 | 36000 | 32600 | 90.56% | 2.06 | 0 | 12 |  |  |  | No | R-454B | 3 | Residential & Commercial | Ducted CEE Tier 1
216057000 | Central HP <5.4 tons | TRANE | HRCU-A-CB (Split System: Heat Pump with Remote Outdoor Unit-Air-Source) | 5TWV8X36A1 |  |  | 5TAMXC03AV31 |  | 32200 | 18.1 | 8.5 | 33600 | 25600 | 76.19% | 2 | 0 | 10.5 |  |  |  | No | R-454B | 2.6833 | Residential & Commercial | Ducted CEE Tier 1
211259650 | Central HP <5.4 tons | TEMPSTAR | HRCU-A-CB (Split System: Heat Pump with Remote Outdoor Unit-Air-Source) | DLCURAH18ABK |  |  | EA*4X19L17A* | *96VSN0601412A* | 18400 | 16 | 8.5 | 18400 | 17600 | 95.65% | 2.12 | 0 | 11 |  |  |  | No | R-410A | 1.5333 | Residential & Commercial | Ducted CEE Tier 1
204299398 | Central HP <5.4 tons | AIRQUEST | HRCU-A-CB (Split System: Heat Pump with Remote Outdoor Unit-Air-Source) | HVH837GKA** |  |  | EA*4X48L24A*+WALLCON | *97CMN1002122A* | 32400 | 17.5 | 8.5 | 32600 | 24800 | 76.07% | 2 | 12 | 11.7 |  |  |  | No | R-410A | 2.7 | Residential & Commercial | Ducted CEE Tier 1
204299448 | Central HP <5.4 tons | AIRQUEST | HRCU-A-CB (Split System: Heat Pump with Remote Outdoor Unit-Air-Source) | HVH837GKA** |  |  | EA*4X48L24A*+WALLCON | *97CMN0602120A* | 32200 | 17 | 8.1 | 32800 | 25200 | 76.83% | 1.96 | 11.5 | 11 |  |  |  | No | R-410A | 2.6833 | Residential & Commercial | Ducted CEE Tier 1
204299748 | Central HP <5.4 tons | AIRQUEST | HRCU-A-CB (Split System: Heat Pump with Remote Outdoor Unit-Air-Source) | HVH837GKA** |  |  | EN(A,D,W)4X48L21**+WALLCON | *80CTL0902120A* | 32400 | 17.5 | 8.1 | 33000 | 24800 | 75.15% | 1.96 | 12 | 11.7 |  |  |  | No | R-410A | 2.7 | Residential & Commercial | Ducted CEE Tier 1
204299948 | Central HP <5.4 tons | AIRQUEST | HRCU-A-CB (Split System: Heat Pump with Remote Outdoor Unit-Air-Source) | HVH837GKA** |  |  | EN(A,D)4X48L24**+WALLCON | *96CTN1002122A* | 32400 | 17.5 | 8.1 | 33000 | 24800 | 75.15% | 1.96 | 12 | 11.7 |  |  |  | No | R-410A | 2.7 | Residential & Commercial | Ducted CEE Tier 1
215681891 | Central HP <5.4 tons | KENMORE | HRCU-A-CB (Split System: Heat Pump with Remote Outdoor Unit-Air-Source) | (C,H,T)5H0V48*K*AAA* |  |  | EVM5X49M21A*+WALLCON | *97CTN1002122A* | 48000 | 19 | 9 | 50000 | 36800 | 73.6% | 2 | 0 | 10.5 |  |  |  | No | R-454B | 4 | Residential & Commercial | Ducted CEE Tier 1
215932035 | Central HP <5.4 tons | BRYANT HEATING AND COOLING SYSTEMS | HRCU-A-CB (Split System: Heat Pump with Remote Outdoor Unit-Air-Source) | 293VAN036**AA* |  |  | CAA**3617AM*+UI | 83*CA36040C17*** | 32200 | 19.5 | 9.5 | 35200 | 27200 | 77.27% | 1.98 | 0 | 11 |  |  |  | No | R-454B | 2.6833 | Residential & Commercial | Ducted CEE Tier 1
215932185 | Central HP <5.4 tons | BRYANT HEATING AND COOLING SYSTEMS | HRCU-A-CB (Split System: Heat Pump with Remote Outdoor Unit-Air-Source) | 293VAN036**AA* |  |  | CAA**4221AM*+UI | 83*CA36040C17*** | 32600 | 20 | 9.5 | 35000 | 26800 | 76.57% | 2 | 0 | 11 |  |  |  | No | R-454B | 2.7167 | Residential & Commercial | Ducted CEE Tier 1
215932285 | Central HP <5.4 tons | BRYANT HEATING AND COOLING SYSTEMS | HRCU-A-CB (Split System: Heat Pump with Remote Outdoor Unit-Air-Source) | 293VAN036**AA* |  |  | CAA**4221AM*+UI | 987MC42060C17*** | 32400 | 19 | 9.5 | 34400 | 26400 | 76.74% | 2.04 | 0 | 10.5 |  |  |  | No | R-454B | 2.7 | Residential & Commercial | Ducted CEE Tier 1
211260063 | Central HP <5.4 tons | HEIL | HRCU-A-CB (Split System: Heat Pump with Remote Outdoor Unit-Air-Source) | DLCURAH18ABK |  |  | EA*4X19L17A* | OMV112K14A | 18600 | 15.5 | 8.5 | 18700 | 17500 | 93.58% | 2.12 | 0 | 10.5 |  |  |  | No | R-410A | 1.55 | Residential & Commercial | Ducted CEE Tier 1
211260090 | Central HP <5.4 tons | HEIL | HRCU-A-CB (Split System: Heat Pump with Remote Outdoor Unit-Air-Source) | DLCURAH18ABK |  |  | EA*4X24L14A* | *96VSN0401410A* | 17300 | 16 | 8.5 | 18300 | 19200 | 104.9% | 2.3 | 0 | 10.5 |  |  |  | No | R-410A | 1.4417 | Residential & Commercial | Ducted CEE Tier 1
211260290 | Central HP <5.4 tons | HEIL | HRCU-A-CB (Split System: Heat Pump with Remote Outdoor Unit-Air-Source) | DLCURAH18ABK |  |  | EA*4X24L17A* | *96VSN0401712A* | 17700 | 15.5 | 8.5 | 18700 | 19100 | 102.1% | 2.28 | 0 | 10.5 |  |  |  | No | R-410A | 1.475 | Residential & Commercial | Ducted CEE Tier 1
211260358 | Central HP <5.4 tons | HEIL | HRCU-A-CB (Split System: Heat Pump with Remote Outdoor Unit-Air-Source) | DLCURAH18ABK |  |  | EA*4X24L17A* | *80VSL0451716A* | 17600 | 16 | 8.5 | 18500 | 19100 | 103.2% | 2.3 | 0 | 10.5 |  |  |  | No | R-410A | 1.4667 | Residential & Commercial | Ducted CEE Tier 1
211259884 | Central HP <5.4 tons | TEMPSTAR | HRCU-A-CB (Split System: Heat Pump with Remote Outdoor Unit-Air-Source) | DLCURAH18ABK |  |  | EA*4X19L17A* | *96VTN0601714A* | 18200 | 16 | 8.5 | 18200 | 17700 | 97.25% | 2.14 | 0 | 10.5 |  |  |  | No | R-410A | 1.5167 | Residential & Commercial | Ducted CEE Tier 1
211260068 | Central HP <5.4 tons | TEMPSTAR | HRCU-A-CB (Split System: Heat Pump with Remote Outdoor Unit-Air-Source) | DLCURAH18ABK |  |  | EA*4X19L17A* | OMV112K14A | 18600 | 15.5 | 8.5 | 18700 | 17500 | 93.58% | 2.12 | 0 | 10.5 |  |  |  | No | R-410A | 1.55 | Residential & Commercial | Ducted CEE Tier 1
215931681 | Central HP <5.4 tons | KEEPRITE | HRCU-A-CB (Split System: Heat Pump with Remote Outdoor Unit-Air-Source) | C5H3V60*K*AAA* |  |  | EA*5X61M24A*+WALLCON | *80CSU1002120A* | 57000 | 19 | 8.5 | 60500 | 46500 | 76.86% | 2.02 | 0 | 11 |  |  |  | No | R-454B | 4.75 | Residential & Commercial | Ducted CEE Tier 1
215931731 | Central HP <5.4 tons | KEEPRITE | HRCU-A-CB (Split System: Heat Pump with Remote Outdoor Unit-Air-Source) | C5H3V60*K*AAA* |  |  | EA*5X61M24A*+WALLCON | *95CSU0802120B* | 56500 | 18.5 | 8.5 | 60500 | 46500 | 76.86% | 2.02 | 0 | 11 |  |  |  | No | R-454B | 4.7083 | Residential & Commercial | Ducted CEE Tier 1
214242145 | Central HP <5.4 tons | CARRIER | HRCU-A-CB (Split System: Heat Pump with Remote Outdoor Unit-Air-Source) | 25VNA825A*032* |  |  | CNPV*4221AL*+UI | 59MN7C060C17**14 | 23600 | 16 | 8.1 | 21600 | 16700 | 77.31% | 1.94 | 0 | 10.5 |  |  |  | No | R-410A | 1.9667 | Residential & Commercial | Ducted CEE Tier 1
214242245 | Central HP <5.4 tons | CARRIER | HRCU-A-CB (Split System: Heat Pump with Remote Outdoor Unit-Air-Source) | 25VNA825A*032* |  |  | CNPV*4821AL*+UI | 58TN*B110C21**20 | 24200 | 17 | 8.1 | 21200 | 16500 | 77.83% | 2 | 0 | 11 |  |  |  | No | R-410A | 2.0167 | Residential & Commercial | Ducted CEE Tier 1
204456636 | Central HP <5.4 tons | AIRQUEST | HRCU-A-CB (Split System: Heat Pump with Remote Outdoor Unit-Air-Source) | HVH825GKA2* |  |  | EA*4X36L17A*+WALLCON | *97CMN0801714A* | 23400 | 16.5 | 8.1 | 21600 | 16700 | 77.31% | 1.92 | 11 | 10.5 |  |  |  | No | R-410A | 1.95 | Residential & Commercial | Ducted CEE Tier 1
204456600 | Central HP <5.4 tons | AIRQUEST | HRCU-A-CB (Split System: Heat Pump with Remote Outdoor Unit-Air-Source) | HVH825GKA2* |  |  | EA*4X36L17A*+WALLCON | *80CTL0701716A* | 23600 | 16.5 | 8.1 | 21400 | 16700 | 78.04% | 1.94 | 11.5 | 11 |  |  |  | No | R-410A | 1.9667 | Residential & Commercial | Ducted CEE Tier 1
204456699 | Central HP <5.4 tons | AIRQUEST | HRCU-A-CB (Split System: Heat Pump with Remote Outdoor Unit-Air-Source) | HVH825GKA2* |  |  | EA*4X36L21A*+WALLCON | *96CTN0601714A* | 23400 | 16.5 | 8.1 | 21600 | 16700 | 77.31% | 1.92 | 11 | 10.5 |  |  |  | No | R-410A | 1.95 | Residential & Commercial | Ducted CEE Tier 1
204456717 | Central HP <5.4 tons | AIRQUEST | HRCU-A-CB (Split System: Heat Pump with Remote Outdoor Unit-Air-Source) | HVH825GKA2* |  |  | EA*4X36L21A*+WALLCON | *97CMN0601714A* | 23400 | 16 | 8.1 | 21600 | 16800 | 77.78% | 1.92 | 11 | 10.5 |  |  |  | No | R-410A | 1.95 | Residential & Commercial | Ducted CEE Tier 1
215679651 | Central HP <5.4 tons | KENMORE | HRCU-A-CB (Split System: Heat Pump with Remote Outdoor Unit-Air-Source) | (C,H,T)5H0V36*K*AAA* |  |  | EA*5X61M21A*+WALLCON | *97CTN0802120A* | 34800 | 18 | 9 | 34400 | 24800 | 72.09% | 1.92 | 0 | 10.5 |  |  |  | No | R-454B | 2.9 | Residential & Commercial | Ducted CEE Tier 1
211240668 | Central HP <5.4 tons | HEIL | HRCU-A-CB (Split System: Heat Pump with Remote Outdoor Unit-Air-Source) | DLCURAH24ABK |  |  | EA*4X24L17A* | *80ES(N,L)0901714A* | 24200 | 16.5 | 8.5 | 27000 | 23400 | 86.67% | 1.94 | 0 | 10 |  |  |  | No | R-410A | 2.0167 | Residential & Commercial | Ducted CEE Tier 1
211240851 | Central HP <5.4 tons | HEIL | HRCU-A-CB (Split System: Heat Pump with Remote Outdoor Unit-Air-Source) | DLCURAH24ABK |  |  | EA*4X25L17A* | *96VSN0601412A* | 24000 | 16.5 | 8.1 | 25200 | 21600 | 85.71% | 1.82 | 0 | 10 |  |  |  | No | R-410A | 2 | Residential & Commercial | Ducted CEE Tier 1
211240918 | Central HP <5.4 tons | HEIL | HRCU-A-CB (Split System: Heat Pump with Remote Outdoor Unit-Air-Source) | DLCURAH24ABK |  |  | EA*4X25L17A* | *80VSL0701716A* | 24400 | 17 | 8.5 | 25400 | 21400 | 84.25% | 1.8 | 0 | 10 |  |  |  | No | R-410A | 2.0333 | Residential & Commercial | Ducted CEE Tier 1
211887782 | Central HP <5.4 tons | ECOER | HRCU-A-CB (Split System: Heat Pump with Remote Outdoor Unit-Air-Source) | EODA18H-4860 |  |  | EAHATN-60B |  | 54000 | 16 | 8.5 | 54000 | 38500 | 71.3% | 1.9 | 0 | 10 |  |  |  | No | R-410A | 4.5 | Residential & Commercial | Ducted CEE Tier 1
214584552 | Central HP <5.4 tons | LUXAIRE | HRCU-A-CB (Split System: Heat Pump with Remote Outdoor Unit-Air-Source) | HH860E2S11 |  |  | CTM60C5CHS1 | Z8ES100C20SMPS1 | 53500 | 19 | 9 | 53500 | 38500 | 71.96% | 2 | 0 | 12 |  |  |  | No | R-454B | 4.4583 | Residential & Commercial | Ducted CEE Tier 1
215853460 | Central HP <5.4 tons | COLEMAN | HRCU-A-CB (Split System: Heat Pump with Remote Outdoor Unit-Air-Source) | HH860E2S11 |  |  | CTM60D5CJS1 | TP9C120D20MP13 | 53500 | 19 | 9 | 55500 | 40000 | 72.07% | 2 | 0 | 11 |  |  |  | No | R-454B | 4.4583 | Residential & Commercial | Ducted CEE Tier 1
214584611 | Central HP <5.4 tons | COLEMAN | HRCU-A-CB (Split System: Heat Pump with Remote Outdoor Unit-Air-Source) | HH860E2S11 |  |  | CTF60C5CGS1 | Z8ES080C16SMPS1 | 44500 | 18 | 9 | 44500 | 33400 | 75.06% | 2 | 0 | 12 |  |  |  | No | R-454B | 3.7083 | Residential & Commercial | Ducted CEE Tier 1
214584666 | Central HP <5.4 tons | COLEMAN | HRCU-A-CB (Split System: Heat Pump with Remote Outdoor Unit-Air-Source) | HH860E2S11 |  |  | CTF60C5CHS1 | Z8ES100C20SMPS1 | 53500 | 19 | 9 | 53500 | 38000 | 71.03% | 2 | 0 | 12 |  |  |  | No | R-454B | 4.4583 | Residential & Commercial | Ducted CEE Tier 1
214584607 | Central HP <5.4 tons | LUXAIRE | HRCU-A-CB (Split System: Heat Pump with Remote Outdoor Unit-Air-Source) | HH860E2S11 |  |  | CTF60C5CGS1 | Z8ES100C16SMPS1 | 44000 | 18 | 9 | 44000 | 33200 | 75.45% | 2 | 0 | 12 |  |  |  | No | R-454B | 3.6667 | Residential & Commercial | Ducted CEE Tier 1
214809138 | Central HP <5.4 tons | LUXAIRE | HRCU-A-CB (Split System: Heat Pump with Remote Outdoor Unit-Air-Source) | HH860E2S11 |  |  | CTU60C5XGS1+TXV | Z8ES080C20SMPS1 | 44000 | 18 | 9 | 44500 | 33400 | 75.06% | 2 | 0 | 12 |  |  |  | No | R-454B | 3.6667 | Residential & Commercial | Ducted CEE Tier 1
214809222 | Central HP <5.4 tons | LUXAIRE | HRCU-A-CB (Split System: Heat Pump with Remote Outdoor Unit-Air-Source) | HH860E2S11 |  |  | CTU60C5XGS1+TXV | Z8ES100C16SMPS1 | 44000 | 18 | 9 | 44000 | 33200 | 75.45% | 2 | 0 | 12 |  |  |  | No | R-454B | 3.6667 | Residential & Commercial | Ducted CEE Tier 1
213087997 | Central HP <5.4 tons | Invertercool | HRCU-A-CB (Split System: Heat Pump with Remote Outdoor Unit-Air-Source) | COH16S-60AA |  |  | GNC4248CPT | MGH96M100C5A | 44000 | 16 | 8.5 | 45000 | 33000 | 73.33% | 1.9 | 0 | 10.5 |  |  |  | No | R-410A | 3.6667 | Residential & Commercial | Ducted CEE Tier 1
214242682 | Central HP <5.4 tons | KEEPRITE | HRCU-A-CB (Split System: Heat Pump with Remote Outdoor Unit-Air-Source) | CVH825GKA2* |  |  | EN(A,D,W)4X36L17**+WALLCON | *95CSU0601716B* | 23400 | 16.5 | 8.1 | 21600 | 16700 | 77.31% | 1.92 | 0 | 10.5 |  |  |  | No | R-410A | 1.95 | Residential & Commercial | Ducted CEE Tier 1
214242952 | Central HP <5.4 tons | KEEPRITE | HRCU-A-CB (Split System: Heat Pump with Remote Outdoor Unit-Air-Source) | CVH825GKA2* |  |  | END4X42L17**+WALLCON | *96CTN0801714B* | 24000 | 16.5 | 8.1 | 21400 | 16700 | 78.04% | 1.98 | 0 | 11 |  |  |  | No | R-410A | 2 | Residential & Commercial | Ducted CEE Tier 1
215932385 | Central HP <5.4 tons | BRYANT HEATING AND COOLING SYSTEMS | HRCU-A-CB (Split System: Heat Pump with Remote Outdoor Unit-Air-Source) | 293VAN036**AA* |  |  | CAA**4821AM*+UI | 83*CA36040C17*** | 33400 | 20.5 | 9.5 | 34600 | 26400 | 76.3% | 2.04 | 0 | 11.5 |  |  |  | No | R-454B | 2.7833 | Residential & Commercial | Ducted CEE Tier 1
207196960 | Central HP <5.4 tons | WABBAN | HRCU-A-CB (Split System: Heat Pump with Remote Outdoor Unit-Air-Source) | BB60-48WADU |  |  | BBD60-24AH2ADU |  | 54000 | 16 | 9 | 54000 | 41000 | 75.93% | 1.8 | 10.5 | 10 |  |  |  | No | R-410A | 4.5 | Residential & Commercial | Ducted CEE Tier 1
214866736 | Central HP <5.4 tons | ECOER | HRCU-A-CB (Split System: Heat Pump with Remote Outdoor Unit-Air-Source) | EODA18H-4860BAA |  |  | GNC4248CPT | FG7TE-100D-V35C* | 45000 | 17.5 | 8.5 | 46000 | 32400 | 70.43% | 1.95 | 0 | 11 |  |  |  | No | R-410A | 3.75 | Residential & Commercial | Ducted CEE Tier 1
215828271 | Central HP <5.4 tons | KINGHOME | HRCU-A-CB (Split System: Heat Pump with Remote Outdoor Unit-Air-Source) | KU36UHO |  |  | KCA24*I | GMVC960603BNB | 22400 | 15.2 | 8.5 | 24000 | 16800 | 70% | 1.75 | 0 | 11 |  |  |  | No | R-410A | 1.8667 | Residential & Commercial | Ducted CEE Tier 1
213194324 | Central HP <5.4 tons | LENNOX | HRCU-A-CB (Split System: Heat Pump with Remote Outdoor Unit-Air-Source) | SL25XPV-048-230A** |  |  | CX35-60C+TDR | EL297UH110XV60C* | 46000 | 20 | 9.5 | 44000 | 36200 | 82.27% | 1.92 | 0 | 12.5 |  |  |  | No | R-410A | 3.8333 | Residential & Commercial | Ducted CEE Tier 1
207825914 | Central HP <5.4 tons | MDV | HRCU-A-CB (Split System: Heat Pump with Remote Outdoor Unit-Air-Source) | MOX430U-24HFN1-MR0 |  |  | MVC-24HWFN1-M |  | 24000 | 17 | 9.2 | 26000 | 19400 | 74.62% | 2.1 | 11.3 | 10.5 |  |  |  | No | R-410A | 2 | Residential & Commercial | Ducted CEE Tier 1
216581401 | Central HP <5.4 tons | BRYANT HEATING AND COOLING SYSTEMS | HRCU-A-CB (Split System: Heat Pump with Remote Outdoor Unit-Air-Source) | 284ANV036*0**B* |  |  | CAP**4221AL*+UI | 987TA42060C17*** | 32400 | 18 | 9 | 35600 | 26400 | 74.16% | 1.88 | 0 | 10.5 |  |  |  | No | R-410A | 2.7 | Residential & Commercial | Ducted CEE Tier 1
214243035 | Central HP <5.4 tons | CARRIER | HRCU-A-CB (Split System: Heat Pump with Remote Outdoor Unit-Air-Source) | 25VNA825A*031* |  |  | CNPV*4221AL*+UI | 59MN7C100C21**22 | 23800 | 16.5 | 8.1 | 21400 | 16600 | 77.57% | 1.96 | 0 | 11 |  |  |  | No | R-410A | 1.9833 | Residential & Commercial | Ducted CEE Tier 1
215318851 | Central HP <5.4 tons | Weathermaker | HRCU-A-CB (Split System: Heat Pump with Remote Outdoor Unit-Air-Source) | 37MARAQ18AA3 |  |  | 45MBAAQ18XB3 |  | 18000 | 18.5 | 9.8 | 18000 | 13000 | 72.22% | 2.3 | 0 | 12.2 |  |  |  | No | R-454B | 1.5 | Residential & Commercial | Ducted CEE Tier 1
214720160 | Central HP <5.4 tons | LUXAIRE | HRCU-A-CB (Split System: Heat Pump with Remote Outdoor Unit-Air-Source) | HH860E2S11 |  |  | CTU60C5XGS1+TXV | TM8E100C16MP11 | 44500 | 18 | 9 | 45500 | 34200 | 75.16% | 2 | 0 | 11 |  |  |  | No | R-454B | 3.7083 | Residential & Commercial | Ducted CEE Tier 1
214720175 | Central HP <5.4 tons | LUXAIRE | HRCU-A-CB (Split System: Heat Pump with Remote Outdoor Unit-Air-Source) | HH860E2S11 |  |  | CTU60C5XGS1+TXV | TM8E120C16MP11 | 44500 | 18 | 9 | 45500 | 34200 | 75.16% | 2 | 0 | 11 |  |  |  | No | R-454B | 3.7083 | Residential & Commercial | Ducted CEE Tier 1
214649819 | Central HP <5.4 tons | LUXAIRE | HRCU-A-CB (Split System: Heat Pump with Remote Outdoor Unit-Air-Source) | HH860E2S11 |  |  | CTU60D5XGS1+TXV | TM8E130D20MP11 | 46000 | 18 | 9 | 47500 | 35200 | 74.11% | 2 | 0 | 11 |  |  |  | No | R-454B | 3.8333 | Residential & Commercial | Ducted CEE Tier 1
214720027 | Central HP <5.4 tons | LUXAIRE | HRCU-A-CB (Split System: Heat Pump with Remote Outdoor Unit-Air-Source) | HH860E2S11 |  |  | CTU60C5XGS1+TXV | TL9E080C16UH11 | 44500 | 18 | 9 | 45500 | 33800 | 74.29% | 2 | 0 | 11 |  |  |  | No | R-454B | 3.7083 | Residential & Commercial | Ducted CEE Tier 1
214584756 | Central HP <5.4 tons | COLEMAN | HRCU-A-CB (Split System: Heat Pump with Remote Outdoor Unit-Air-Source) | HH860E2S11 |  |  | CTF60C5CGS1 | Z8ES120C16SMPS1 | 44000 | 18 | 9 | 43500 | 33000 | 75.86% | 2 | 0 | 12 |  |  |  | No | R-454B | 3.6667 | Residential & Commercial | Ducted CEE Tier 1
208447911 | Central HP <5.4 tons | Weathermaker | HRCU-A-CB (Split System: Heat Pump with Remote Outdoor Unit-Air-Source) | 38MURAQ30AB3 |  |  | 40MUAAQ30XA3 |  | 30000 | 16.2 | 8.9 | 33000 | 24000 | 72.73% | 1.8 | 11 | 10 |  |  |  | No | R-410A | 2.5 | Residential & Commercial | Ducted CEE Tier 1
214584562 | Central HP <5.4 tons | LUXAIRE | HRCU-A-CB (Split System: Heat Pump with Remote Outdoor Unit-Air-Source) | HH860E2S11 |  |  | CTM60C5CGS1 | Z8ES100C16SMPS1 | 44000 | 18 | 9 | 44000 | 33200 | 75.45% | 2 | 0 | 12 |  |  |  | No | R-454B | 3.6667 | Residential & Commercial | Ducted CEE Tier 1
214584632 | Central HP <5.4 tons | LUXAIRE | HRCU-A-CB (Split System: Heat Pump with Remote Outdoor Unit-Air-Source) | HH860E2S11 |  |  | CTF60C5CHS1 | Z8ES120C20SMPS1 | 53500 | 19 | 9 | 53500 | 38000 | 71.03% | 2 | 0 | 11.7 |  |  |  | No | R-454B | 4.4583 | Residential & Commercial | Ducted CEE Tier 1
211260238 | Central HP <5.4 tons | TEMPSTAR | HRCU-A-CB (Split System: Heat Pump with Remote Outdoor Unit-Air-Source) | DLCURAH18ABK |  |  | EA*4X24L14A* | *80ES(N,L)0701412A* | 17600 | 16 | 8.5 | 18400 | 19100 | 103.8% | 2.3 | 0 | 10.5 |  |  |  | No | R-410A | 1.4667 | Residential & Commercial | Ducted CEE Tier 1
211260305 | Central HP <5.4 tons | TEMPSTAR | HRCU-A-CB (Split System: Heat Pump with Remote Outdoor Unit-Air-Source) | DLCURAH18ABK |  |  | EA*4X24L17A* | *96VSN0601412A* | 17900 | 16 | 8.5 | 18800 | 19000 | 101.1% | 2.28 | 0 | 10.5 |  |  |  | No | R-410A | 1.4917 | Residential & Commercial | Ducted CEE Tier 1
211260621 | Central HP <5.4 tons | TEMPSTAR | HRCU-A-CB (Split System: Heat Pump with Remote Outdoor Unit-Air-Source) | DLCURAH18ABK |  |  | EA*4X24L17A* | *92ESN0401712A* | 17800 | 15.5 | 8.5 | 18800 | 19000 | 101.1% | 2.28 | 0 | 10.5 |  |  |  | No | R-410A | 1.4833 | Residential & Commercial | Ducted CEE Tier 1
211260855 | Central HP <5.4 tons | TEMPSTAR | HRCU-A-CB (Split System: Heat Pump with Remote Outdoor Unit-Air-Source) | DLCURAH18ABK |  |  | EA*4X25L17A* | *96VTN0401712A* | 18200 | 15.5 | 8.5 | 18200 | 17500 | 96.15% | 2.12 | 0 | 10.5 |  |  |  | No | R-410A | 1.5167 | Residential & Commercial | Ducted CEE Tier 1
211261906 | Central HP <5.4 tons | TEMPSTAR | HRCU-A-CB (Split System: Heat Pump with Remote Outdoor Unit-Air-Source) | DLCURAH18ABK |  |  | EA*4X30L17A* | *95ESN0601412A* | 18000 | 16 | 8.5 | 18500 | 18500 | 100% | 2.22 | 0 | 10.5 |  |  |  | No | R-410A | 1.5 | Residential & Commercial | Ducted CEE Tier 1
214807733 | Central HP <5.4 tons | LUXAIRE | HRCU-A-CB (Split System: Heat Pump with Remote Outdoor Unit-Air-Source) | HH824E2S11 |  |  | CTM36B5ADS1 | LP9C060B12MP13 | 23000 | 17 | 9 | 23000 | 17600 | 76.52% | 2 | 0 | 12 |  |  |  | No | R-454B | 1.9167 | Residential & Commercial | Ducted CEE Tier 1
204456357 | Central HP <5.4 tons | AIRQUEST | HRCU-A-CB (Split System: Heat Pump with Remote Outdoor Unit-Air-Source) | HVH825GKA2* |  |  | EA*4X24L14A*+WALLCON | *80CTL0701412A* | 23400 | 17 | 8.1 | 22000 | 16800 | 76.36% | 1.9 | 11 | 10.5 |  |  |  | No | R-410A | 1.95 | Residential & Commercial | Ducted CEE Tier 1
204456456 | Central HP <5.4 tons | AIRQUEST | HRCU-A-CB (Split System: Heat Pump with Remote Outdoor Unit-Air-Source) | HVH825GKA2* |  |  | EA*4X25L17A*+WALLCON | *96CTN0601714A* | 24200 | 16.5 | 8.1 | 21400 | 16700 | 78.04% | 2 | 11 | 11 |  |  |  | No | R-410A | 2.0167 | Residential & Commercial | Ducted CEE Tier 1
204456609 | Central HP <5.4 tons | AIRQUEST | HRCU-A-CB (Split System: Heat Pump with Remote Outdoor Unit-Air-Source) | HVH825GKA2* |  |  | EA*4X36L17A*+WALLCON | *96CTN0601714A* | 23400 | 16 | 8.1 | 21600 | 16800 | 77.78% | 1.92 | 11 | 10.5 |  |  |  | No | R-410A | 1.95 | Residential & Commercial | Ducted CEE Tier 1
204456790 | Central HP <5.4 tons | AIRQUEST | HRCU-A-CB (Split System: Heat Pump with Remote Outdoor Unit-Air-Source) | HVH825GKA2* |  |  | EA*4X36L21A*+WALLCON | *80CTL0901716A* | 23600 | 17.5 | 8.1 | 21400 | 16600 | 77.57% | 1.96 | 11 | 11 |  |  |  | No | R-410A | 1.9667 | Residential & Commercial | Ducted CEE Tier 1
206133649 | Central HP <5.4 tons | AIRQUEST | HRCU-A-CB (Split System: Heat Pump with Remote Outdoor Unit-Air-Source) | HVH825GKA2* |  |  | EHD4X30AAL+WALLCON | *80CSU0401712A* | 23800 | 16 | 8.1 | 21800 | 16800 | 77.06% | 1.98 | 11 | 10.5 |  |  |  | No | R-410A | 1.9833 | Residential & Commercial | Ducted CEE Tier 1
216010735 | Central HP <5.4 tons | COLEMAN | HRCU-A-CB (Split System: Heat Pump with Remote Outdoor Unit-Air-Source) | HH824E2S11 |  |  | CTM36B5ADS1 | TL9E060B12UH11 | 23000 | 18 | 9 | 23000 | 18900 | 82.17% | 2 | 0 | 12 |  |  |  | No | R-454B | 1.9167 | Residential & Commercial | Ducted CEE Tier 1
213077250 | Central HP <5.4 tons | DAY & NIGHT | HRCU-A-CB (Split System: Heat Pump with Remote Outdoor Unit-Air-Source) | DLCURAH36ABK |  |  | EA*4X48L24A* | *96VSN1202422B* | 36000 | 16.5 | 8.5 | 38000 | 34800 | 91.58% | 2.04 | 0 | 10 |  |  |  | No | R-410A | 3 | Residential & Commercial | Ducted CEE Tier 1
213077468 | Central HP <5.4 tons | DAY & NIGHT | HRCU-A-CB (Split System: Heat Pump with Remote Outdoor Unit-Air-Source) | DLCURAH36ABK |  |  | EN(A,D,W)4X48L21** | *96VTN0801716B* | 35600 | 16 | 8.1 | 38500 | 35000 | 90.91% | 1.98 | 0 | 10 |  |  |  | No | R-410A | 2.9667 | Residential & Commercial | Ducted CEE Tier 1
211227360 | Central HP <5.4 tons | HEIL | HRCU-A-CB (Split System: Heat Pump with Remote Outdoor Unit-Air-Source) | DLCURAH36ABK |  |  | EA*4X42L21A* | *80ES(N,L)0902120A* | 36000 | 16 | 8.1 | 39500 | 35000 | 88.61% | 1.9 | 0 | 10 |  |  |  | No | R-410A | 3 | Residential & Commercial | Ducted CEE Tier 1
211227442 | Central HP <5.4 tons | HEIL | HRCU-A-CB (Split System: Heat Pump with Remote Outdoor Unit-Air-Source) | DLCURAH36ABK |  |  | EA*4X42L21A* | *80ESU0802120A | 36800 | 15.5 | 8.5 | 40000 | 35200 | 88% | 1.96 | 0 | 10 |  |  |  | No | R-410A | 3.0667 | Residential & Commercial | Ducted CEE Tier 1
211227578 | Central HP <5.4 tons | HEIL | HRCU-A-CB (Split System: Heat Pump with Remote Outdoor Unit-Air-Source) | DLCURAH36ABK |  |  | EA*4X42L21A* | *95ESN0802120A* | 36000 | 15.5 | 8.1 | 39500 | 35200 | 89.11% | 1.92 | 0 | 10 |  |  |  | No | R-410A | 3 | Residential & Commercial | Ducted CEE Tier 1
214584591 | Central HP <5.4 tons | COLEMAN | HRCU-A-CB (Split System: Heat Pump with Remote Outdoor Unit-Air-Source) | HH836E2S11 |  |  | CTF36B5CDS1 | Z8ES080B12SMPS1 | 33200 | 18 | 8.5 | 30400 | 24800 | 81.58% | 2 | 0 | 11.7 |  |  |  | No | R-454B | 2.7667 | Residential & Commercial | Ducted CEE Tier 1
215853351 | Central HP <5.4 tons | COLEMAN | HRCU-A-CB (Split System: Heat Pump with Remote Outdoor Unit-Air-Source) | HH836E2S11 |  |  | CTM36C5CDS1+JME12C2SN1 |  | 33400 | 19 | 9 | 30400 | 24800 | 81.58% | 2 | 0 | 12 |  |  |  | No | R-454B | 2.7833 | Residential & Commercial | Ducted CEE Tier 1
215853360 | Central HP <5.4 tons | COLEMAN | HRCU-A-CB (Split System: Heat Pump with Remote Outdoor Unit-Air-Source) | HH836E2S11 |  |  | CTF36B5CDS1 | Z9ES080B12SMPS1 | 33600 | 18 | 8.5 | 31400 | 25600 | 81.53% | 2 | 0 | 11 |  |  |  | No | R-454B | 2.8 | Residential & Commercial | Ducted CEE Tier 1
216581419 | Central HP <5.4 tons | BRYANT HEATING AND COOLING SYSTEMS | HRCU-A-CB (Split System: Heat Pump with Remote Outdoor Unit-Air-Source) | 284ANV036*0**B* |  |  | CAP**6024AL*+UI | 987TA66100C21*** | 34000 | 19.5 | 9 | 34000 | 25000 | 73.53% | 1.85 | 0 | 12 |  |  |  | No | R-410A | 2.8333 | Residential & Commercial | Ducted CEE Tier 1
216581435 | Central HP <5.4 tons | BRYANT HEATING AND COOLING SYSTEMS | HRCU-A-CB (Split System: Heat Pump with Remote Outdoor Unit-Air-Source) | 284ANV036*0**B* |  |  | CAP**6124AL*+UI | 987TA66120C24*** | 34400 | 19.5 | 9 | 34200 | 24800 | 72.51% | 1.9 | 0 | 12 |  |  |  | No | R-410A | 2.8667 | Residential & Commercial | Ducted CEE Tier 1
213770267 | Central HP <5.4 tons | CARRIER | HRCU-A-CB (Split System: Heat Pump with Remote Outdoor Unit-Air-Source) | 25VNA448A*031* |  |  | CAP**4821AL*+UI | 59TN6C100C21**22 | 43500 | 20.5 | 9 | 46500 | 36400 | 78.28% | 2.26 | 0 | 11.5 |  |  |  | No | R-410A | 3.625 | Residential & Commercial | Ducted CEE Tier 1
213770299 | Central HP <5.4 tons | CARRIER | HRCU-A-CB (Split System: Heat Pump with Remote Outdoor Unit-Air-Source) | 25VNA448A*031* |  |  | CAP**6121AL*+UI | 58TN*B070C17**16 | 45000 | 20.5 | 9 | 46500 | 36800 | 79.14% | 2.3 | 0 | 11 |  |  |  | No | R-410A | 3.75 | Residential & Commercial | Ducted CEE Tier 1
213770333 | Central HP <5.4 tons | CARRIER | HRCU-A-CB (Split System: Heat Pump with Remote Outdoor Unit-Air-Source) | 25VNA448A*031* |  |  | CSPH*4812AL*+UI | 59MN7C100C21**22 | 44500 | 20 | 8.5 | 46500 | 36400 | 78.28% | 2.2 | 0 | 11 |  |  |  | No | R-410A | 3.7083 | Residential & Commercial | Ducted CEE Tier 1
214389752 | Central HP <5.4 tons | Liberty Heating & Air Conditioning | HRCU-A-CB (Split System: Heat Pump with Remote Outdoor Unit-Air-Source) | ASZS60361EA* |  |  | CA*EA4830*4A* | G*VC801005C*A* | 34200 | 17.5 | 8.6 | 34200 | 29000 | 84.8% | 2 | 0 | 10 |  |  |  | No | R-410A | 2.85 | Residential & Commercial | Ducted CEE Tier 1
214389766 | Central HP <5.4 tons | Liberty Heating & Air Conditioning | HRCU-A-CB (Split System: Heat Pump with Remote Outdoor Unit-Air-Source) | ASZS60361EA* |  |  | AHVE42CP1400A* |  | 34200 | 17.5 | 8.6 | 34200 | 29000 | 84.8% | 2 | 0 | 10 |  |  |  | No | R-410A | 2.85 | Residential & Commercial | Ducted CEE Tier 1
214389761 | Central HP <5.4 tons | Liberty Heating & Air Conditioning | HRCU-A-CB (Split System: Heat Pump with Remote Outdoor Unit-Air-Source) | ASZS60421EA* |  |  | CA*EA6030*4A* | G*VC961205DNB* | 40000 | 17 | 8.6 | 40000 | 30600 | 76.5% | 2 | 0 | 10 |  |  |  | No | R-410A | 3.3333 | Residential & Commercial | Ducted CEE Tier 1
211228144 | Central HP <5.4 tons | HEIL | HRCU-A-CB (Split System: Heat Pump with Remote Outdoor Unit-Air-Source) | DLCURAH36ABK |  |  | EA*4X42L24A* | *96VTN1202422A* | 35600 | 16 | 8.1 | 38500 | 35000 | 90.91% | 1.88 | 0 | 10 |  |  |  | No | R-410A | 2.9667 | Residential & Commercial | Ducted CEE Tier 1
211228844 | Central HP <5.4 tons | HEIL | HRCU-A-CB (Split System: Heat Pump with Remote Outdoor Unit-Air-Source) | DLCURAH36ABK |  |  | EA*4X48L21A* | *80VSL0702120A* | 35800 | 16 | 8.5 | 38500 | 34600 | 89.87% | 2.04 | 0 | 10 |  |  |  | No | R-410A | 2.9833 | Residential & Commercial | Ducted CEE Tier 1
211228929 | Central HP <5.4 tons | HEIL | HRCU-A-CB (Split System: Heat Pump with Remote Outdoor Unit-Air-Source) | DLCURAH36ABK |  |  | EA*4X48L21A* | *80VTL1102122A* | 36800 | 16 | 8.5 | 38500 | 34800 | 90.39% | 2.1 | 0 | 10 |  |  |  | No | R-410A | 3.0667 | Residential & Commercial | Ducted CEE Tier 1
211230210 | Central HP <5.4 tons | HEIL | HRCU-A-CB (Split System: Heat Pump with Remote Outdoor Unit-Air-Source) | DLCURAH36ABK |  |  | EN(A,D,W)4X48L21** | *95ESN1002122A* | 37600 | 15.5 | 8.5 | 39500 | 35000 | 88.61% | 2.08 | 0 | 10.5 |  |  |  | No | R-410A | 3.1333 | Residential & Commercial | Ducted CEE Tier 1
207027465 | Central HP <5.4 tons | DIAL | HRCU-A-CB (Split System: Heat Pump with Remote Outdoor Unit-Air-Source) | 24000-CHP-O |  |  | 24000-CHP-AHU |  | 22000 | 16.5 | 9 | 23000 | 16900 | 73.48% | 2.05 | 10.9 | 10.1 |  |  |  | No | R-410A | 1.8333 | Residential & Commercial | Ducted CEE Tier 1
214807767 | Central HP <5.4 tons | LUXAIRE | HRCU-A-CB (Split System: Heat Pump with Remote Outdoor Unit-Air-Source) | HH836E2S11 |  |  | CTU36B5XDS1+JME12B2SN1+TXV |  | 33400 | 19 | 9 | 30400 | 24800 | 81.58% | 2 | 0 | 12 |  |  |  | No | R-454B | 2.7833 | Residential & Commercial | Ducted CEE Tier 1
214720095 | Central HP <5.4 tons | LUXAIRE | HRCU-A-CB (Split System: Heat Pump with Remote Outdoor Unit-Air-Source) | HH836E2S11 |  |  | CTU48C5XFS1+TXV | TL8E080C16UH11 | 33200 | 18 | 9 | 31400 | 25400 | 80.89% | 2 | 0 | 11 |  |  |  | No | R-454B | 2.7667 | Residential & Commercial | Ducted CEE Tier 1
214720145 | Central HP <5.4 tons | LUXAIRE | HRCU-A-CB (Split System: Heat Pump with Remote Outdoor Unit-Air-Source) | HH836E2S11 |  |  | CTU48C5XFS1+TXV | Z9ES080C16SMPS1 | 34000 | 19 | 9 | 32600 | 25800 | 79.14% | 2 | 0 | 11 |  |  |  | No | R-454B | 2.8333 | Residential & Commercial | Ducted CEE Tier 1
214720212 | Central HP <5.4 tons | LUXAIRE | HRCU-A-CB (Split System: Heat Pump with Remote Outdoor Unit-Air-Source) | HH836E2S11 |  |  | CTU48C5XFS1+TXV | TM9Y100C16MP11 | 33200 | 19 | 9 | 31400 | 25400 | 80.89% | 2 | 0 | 11 |  |  |  | No | R-454B | 2.7667 | Residential & Commercial | Ducted CEE Tier 1
214719926 | Central HP <5.4 tons | LUXAIRE | HRCU-A-CB (Split System: Heat Pump with Remote Outdoor Unit-Air-Source) | HH836E2S11 |  |  | CTU48C5XFS1+TXV | Z8ES080C20SMPS1 | 34200 | 19 | 9 | 32000 | 25400 | 79.38% | 2 | 0 | 11 |  |  |  | No | R-454B | 2.85 | Residential & Commercial | Ducted CEE Tier 1
214720059 | Central HP <5.4 tons | LUXAIRE | HRCU-A-CB (Split System: Heat Pump with Remote Outdoor Unit-Air-Source) | HH836E2S11 |  |  | CTU48C5XFS1+TXV | TM8V080C16MP12 | 33400 | 18 | 9 | 31600 | 25400 | 80.38% | 2 | 0 | 11 |  |  |  | No | R-454B | 2.7833 | Residential & Commercial | Ducted CEE Tier 1
214720093 | Central HP <5.4 tons | LUXAIRE | HRCU-A-CB (Split System: Heat Pump with Remote Outdoor Unit-Air-Source) | HH836E2S11 |  |  | CTU48C5XFS1+TXV | LP9C100C20MP13 | 34200 | 18 | 9 | 32600 | 25800 | 79.14% | 2 | 0 | 11 |  |  |  | No | R-454B | 2.85 | Residential & Commercial | Ducted CEE Tier 1
211230012 | Central HP <5.4 tons | HEIL | HRCU-A-CB (Split System: Heat Pump with Remote Outdoor Unit-Air-Source) | DLCURAH36ABK |  |  | EN(A,D,W)4X48L21** | *80VSL0902120A* | 35800 | 16.5 | 8.1 | 38500 | 34800 | 90.39% | 2 | 0 | 10 |  |  |  | No | R-410A | 2.9833 | Residential & Commercial | Ducted CEE Tier 1
211230246 | Central HP <5.4 tons | HEIL | HRCU-A-CB (Split System: Heat Pump with Remote Outdoor Unit-Air-Source) | DLCURAH36ABK |  |  | EN(A,D,W)4X48L21** | *96VSN0802120A* | 36200 | 16 | 8.1 | 38500 | 34800 | 90.39% | 2.02 | 0 | 10 |  |  |  | No | R-410A | 3.0167 | Residential & Commercial | Ducted CEE Tier 1
215853347 | Central HP <5.4 tons | COLEMAN | HRCU-A-CB (Split System: Heat Pump with Remote Outdoor Unit-Air-Source) | HH836E2S11 |  |  | CTU48C5XFS1+JMC16C2SN1+TXV |  | 34400 | 19 | 9 | 32000 | 25200 | 78.75% | 2 | 0 | 11.7 |  |  |  | No | R-454B | 2.8667 | Residential & Commercial | Ducted CEE Tier 1
215853350 | Central HP <5.4 tons | COLEMAN | HRCU-A-CB (Split System: Heat Pump with Remote Outdoor Unit-Air-Source) | HH836E2S11 |  |  | JHE36B5CD2SS1 |  | 34200 | 19 | 9 | 31800 | 26000 | 81.76% | 2 | 0 | 11 |  |  |  | No | R-454B | 2.85 | Residential & Commercial | Ducted CEE Tier 1
215853373 | Central HP <5.4 tons | LUXAIRE | HRCU-A-CB (Split System: Heat Pump with Remote Outdoor Unit-Air-Source) | HH836E2S11 |  |  | CTM36C5CDS1+JMET16CS2N1 |  | 34200 | 19 | 9 | 31400 | 25600 | 81.53% | 2 | 0 | 11.7 |  |  |  | No | R-454B | 2.85 | Residential & Commercial | Ducted CEE Tier 1
215853392 | Central HP <5.4 tons | LUXAIRE | HRCU-A-CB (Split System: Heat Pump with Remote Outdoor Unit-Air-Source) | HH836E2S11 |  |  | CTF36B5CDS1 | Z9ES080B12SMPS1 | 33600 | 18 | 8.5 | 31400 | 25600 | 81.53% | 2 | 0 | 11 |  |  |  | No | R-454B | 2.8 | Residential & Commercial | Ducted CEE Tier 1
211389558 | Central HP <5.4 tons | FRASER-JOHNSTON | HRCU-A-CB (Split System: Heat Pump with Remote Outdoor Unit-Air-Source) | HMH72B341 |  |  | XAFC36DBCN1 | TM8Y100C16MP11 | 34000 | 18.5 | 8.5 | 34000 | 24000 | 70.59% | 2.1 | 0 | 10 |  |  |  | No | R-410A | 2.8333 | Residential & Commercial | Ducted CEE Tier 1
211389724 | Central HP <5.4 tons | FRASER-JOHNSTON | HRCU-A-CB (Split System: Heat Pump with Remote Outdoor Unit-Air-Source) | HMH72B341 |  |  | XAFC30CXXN1+TXV | TM8Y080B12MP11 | 32800 | 17.5 | 8.1 | 33000 | 23200 | 70.3% | 2.02 | 0 | 10 |  |  |  | No | R-410A | 2.7333 | Residential & Commercial | Ducted CEE Tier 1
214809163 | Central HP <5.4 tons | LUXAIRE | HRCU-A-CB (Split System: Heat Pump with Remote Outdoor Unit-Air-Source) | HH860E2S11 |  |  | CTU60D5XGS1+JME18D2SN1+TXV |  | 46000 | 19 | 9.5 | 45500 | 33800 | 74.29% | 2 | 0 | 12 |  |  |  | No | R-454B | 3.8333 | Residential & Commercial | Ducted CEE Tier 1
216599683 | Central HP <5.4 tons | TRANE | HRCU-A-CB (Split System: Heat Pump with Remote Outdoor Unit-Air-Source) | 5TWV8X24A1 |  |  | 5TXCB003AS3 | S9V2B080U4PSC+LRP | 21400 | 18.1 | 8.5 | 24400 | 18900 | 77.46% | 2.2 | 0 | 11.2 |  |  |  | No | R-454B | 1.7833 | Residential & Commercial | Ducted CEE Tier 1
213372231 | Central HP <5.4 tons | Weathermaker | HRCU-A-C (Split System: Heat Pump with Remote Outdoor Unit with No Indoor Fan --Air Source) | 38MURAQ30AB3 |  |  | 40MULAQ36XCX + CI |  | 30000 | 15.5 | 9.7 | 33000 | 27000 | 81.82% | 1.85 | 10.7 | 10.5 |  |  |  | No | R-410A | 2.5 | Residential & Commercial | Ducted CEE Tier 1
214809256 | Central HP <5.4 tons | LUXAIRE | HRCU-A-CB (Split System: Heat Pump with Remote Outdoor Unit-Air-Source) | HH860E2S11 |  |  | CTU60C5XGS1+TXV | TL9E100C20UH11 | 44000 | 17 | 9 | 44500 | 33400 | 75.06% | 2 | 0 | 11.7 |  |  |  | No | R-454B | 3.6667 | Residential & Commercial | Ducted CEE Tier 1
214719961 | Central HP <5.4 tons | LUXAIRE | HRCU-A-CB (Split System: Heat Pump with Remote Outdoor Unit-Air-Source) | HH860E2S11 |  |  | CTU60C5XGS1+TXV | TPLC100C20MP13 | 44500 | 18 | 9 | 45000 | 33800 | 75.11% | 2 | 0 | 11 |  |  |  | No | R-454B | 3.7083 | Residential & Commercial | Ducted CEE Tier 1
211240415 | Central HP <5.4 tons | HEIL | HRCU-A-CB (Split System: Heat Pump with Remote Outdoor Unit-Air-Source) | DLCURAH24ABK |  |  | EA*4X24L17A* | *96VSN0601412A* | 23200 | 16.5 | 8.5 | 26400 | 25600 | 96.97% | 2.14 | 0 | 10 |  |  |  | No | R-410A | 1.9333 | Residential & Commercial | Ducted CEE Tier 1
211240514 | Central HP <5.4 tons | HEIL | HRCU-A-CB (Split System: Heat Pump with Remote Outdoor Unit-Air-Source) | DLCURAH24ABK |  |  | EA*4X24L17A* | *80VTL0451412A* | 24000 | 16.5 | 8.5 | 26800 | 24000 | 89.55% | 1.98 | 0 | 10 |  |  |  | No | R-410A | 2 | Residential & Commercial | Ducted CEE Tier 1
211391747 | Central HP <5.4 tons | LUXAIRE | HRCU-A-CB (Split System: Heat Pump with Remote Outdoor Unit-Air-Source) | HMH72B341 |  |  | XAFC36DXXN1+TXV | TMLE100B12MP11 | 34000 | 18 | 8.1 | 33800 | 23800 | 70.41% | 2.06 | 0 | 10 |  |  |  | No | R-410A | 2.8333 | Residential & Commercial | Ducted CEE Tier 1
214728372 | Central HP <5.4 tons | LUXAIRE | HRCU-A-CB (Split System: Heat Pump with Remote Outdoor Unit-Air-Source) | HH836E2S11 |  |  | CTU36B5XDS1+TXV | TM8V080B12MP12 | 33000 | 17 | 8.5 | 31000 | 25200 | 81.29% | 2 | 0 | 11 |  |  |  | No | R-454B | 2.75 | Residential & Commercial | Ducted CEE Tier 1
213077535 | Central HP <5.4 tons | DAY & NIGHT | HRCU-A-CB (Split System: Heat Pump with Remote Outdoor Unit-Air-Source) | DLCURAH36ABK |  |  | EA*4X48L21A* | *96VTN0802120B* | 36200 | 16 | 8.5 | 38000 | 34800 | 91.58% | 2.04 | 0 | 10 |  |  |  | No | R-410A | 3.0167 | Residential & Commercial | Ducted CEE Tier 1
213078135 | Central HP <5.4 tons | DAY & NIGHT | HRCU-A-CB (Split System: Heat Pump with Remote Outdoor Unit-Air-Source) | DLCURAH36ABK |  |  | END4X42L17** | *80MS(N,L)0701716A* | 35800 | 15.5 | 8.1 | 38500 | 35200 | 91.43% | 1.96 | 0 | 10 |  |  |  | No | R-410A | 2.9833 | Residential & Commercial | Ducted CEE Tier 1
213078201 | Central HP <5.4 tons | DAY & NIGHT | HRCU-A-CB (Split System: Heat Pump with Remote Outdoor Unit-Air-Source) | DLCURAH36ABK |  |  | EA*4X42L24A* | *80MS(N,L)0702116A* | 35200 | 16.5 | 8.1 | 38500 | 35000 | 90.91% | 1.88 | 0 | 10 |  |  |  | No | R-410A | 2.9333 | Residential & Commercial | Ducted CEE Tier 1
215934554 | Central HP <5.4 tons | CARRIER | HRCU-A-CB (Split System: Heat Pump with Remote Outdoor Unit-Air-Source) | 27VNA348A*030* |  |  | CSAH*6012AM*+UI | 58TN*B070C14**12 | 43500 | 19.5 | 9 | 49500 | 35600 | 71.92% | 1.9 | 0 | 11 |  |  |  | No | R-454B | 3.625 | Residential & Commercial | Ducted CEE Tier 1
216440186 | Central HP <5.4 tons | TRANE | HRCU-A-CB (Split System: Heat Pump with Remote Outdoor Unit-Air-Source) | 5TWV0X36A1 |  |  | 5TXCC005AS3+P0V0C000M50SD+LRP |  | 33200 | 18.8 | 9.7 | 32000 | 24000 | 75% | 2.1 | 0 | 12 |  |  |  | No | R-454B | 2.7667 | Residential & Commercial | Ducted CEE Tier 1
216440202 | Central HP <5.4 tons | TRANE | HRCU-A-CB (Split System: Heat Pump with Remote Outdoor Unit-Air-Source) | 5TWV0X36A1 |  |  | 5TXCC007AS3+P0V0C000M50SD+LRP |  | 34200 | 20 | 9.4 | 32600 | 24200 | 74.23% | 2.1 | 0 | 12.7 |  |  |  | No | R-454B | 2.85 | Residential & Commercial | Ducted CEE Tier 1
216440218 | Central HP <5.4 tons | TRANE | HRCU-A-CB (Split System: Heat Pump with Remote Outdoor Unit-Air-Source) | 5TWV0X36A1 |  |  | 5TXCC009AS3 | S9V2C080U5VSB+LRP | 34800 | 20 | 9.4 | 32400 | 23800 | 73.46% | 2.1 | 0 | 12.7 |  |  |  | No | R-454B | 2.9 | Residential & Commercial | Ducted CEE Tier 1
216571352 | Central HP <5.4 tons | KINGHOME | HRCU-A-CB (Split System: Heat Pump with Remote Outdoor Unit-Air-Source) | KU36UHO |  |  | KCA24*I | A952V060BD3S*** | 23000 | 15.2 | 8.5 | 23000 | 20000 | 86.96% | 1.75 | 0 | 11.5 |  |  |  | No | R-410A | 1.9167 | Residential & Commercial | Ducted CEE Tier 1
211391864 | Central HP <5.4 tons | FRASER-JOHNSTON | HRCU-A-CB (Split System: Heat Pump with Remote Outdoor Unit-Air-Source) | HMH72B341 |  |  | XAUB36DXXN1+TXV | TM8E100B12MP11 | 34000 | 18 | 8.1 | 33800 | 23800 | 70.41% | 2.06 | 0 | 10 |  |  |  | No | R-410A | 2.8333 | Residential & Commercial | Ducted CEE Tier 1
211391999 | Central HP <5.4 tons | FRASER-JOHNSTON | HRCU-A-CB (Split System: Heat Pump with Remote Outdoor Unit-Air-Source) | HMH72B341 |  |  | XAHC36DBCN1 | TM8E080C16MP11 | 33600 | 17.5 | 8.1 | 32800 | 23200 | 70.73% | 2.04 | 0 | 10 |  |  |  | No | R-410A | 2.8 | Residential & Commercial | Ducted CEE Tier 1
211392899 | Central HP <5.4 tons | FRASER-JOHNSTON | HRCU-A-CB (Split System: Heat Pump with Remote Outdoor Unit-Air-Source) | HMH72B341 |  |  | XAUB36DXXN1+TXV | TMLE040A12MP11 | 34000 | 18 | 8.1 | 33600 | 23800 | 70.83% | 2.06 | 0 | 10 |  |  |  | No | R-410A | 2.8333 | Residential & Commercial | Ducted CEE Tier 1
214570714 | Central HP <5.4 tons | DAY & NIGHT | HRCU-A-CB (Split System: Heat Pump with Remote Outdoor Unit-Air-Source) | CVH825GKA3* |  |  | EA*4X48L21A*+WALLCON | *97CMN0802120B* | 24000 | 16.5 | 8.5 | 21000 | 16500 | 78.57% | 2.02 | 0 | 11 |  |  |  | No | R-410A | 2 | Residential & Commercial | Ducted CEE Tier 1
214571264 | Central HP <5.4 tons | DAY & NIGHT | HRCU-A-CB (Split System: Heat Pump with Remote Outdoor Unit-Air-Source) | CVH825GKA3* |  |  | EN(A,D,W)4X48L21**+WALLCON | *96CTN0802120B* | 24200 | 17 | 8.1 | 21200 | 16600 | 78.3% | 2.02 | 0 | 11.5 |  |  |  | No | R-410A | 2.0167 | Residential & Commercial | Ducted CEE Tier 1
211393753 | Central HP <5.4 tons | FRASER-JOHNSTON | HRCU-A-CB (Split System: Heat Pump with Remote Outdoor Unit-Air-Source) | HMH72B341 |  |  | XAFA30DXXN1+TXV | TM8E040A12MP11 | 33800 | 18 | 8.1 | 33600 | 23600 | 70.24% | 2.04 | 0 | 10 |  |  |  | No | R-410A | 2.8167 | Residential & Commercial | Ducted CEE Tier 1
211393384 | Central HP <5.4 tons | LUXAIRE | HRCU-A-CB (Split System: Heat Pump with Remote Outdoor Unit-Air-Source) | HMH72B341 |  |  | XAFC30CXXN1+TXV | TL8E100C20UH11 | 33400 | 17.5 | 8.5 | 33000 | 23200 | 70.3% | 2.06 | 0 | 10 |  |  |  | No | R-410A | 2.7833 | Residential & Commercial | Ducted CEE Tier 1
215853357 | Central HP <5.4 tons | COLEMAN | HRCU-A-CB (Split System: Heat Pump with Remote Outdoor Unit-Air-Source) | HH836E2S11 |  |  | CTM36C5CDS1+JMVT16CC2N1 |  | 34400 | 19 | 9 | 31600 | 25800 | 81.65% | 2 | 0 | 11.7 |  |  |  | No | R-454B | 2.8667 | Residential & Commercial | Ducted CEE Tier 1
207104304 | Central HP <5.4 tons | Multi MFG | HRCU-A-CB (Split System: Heat Pump with Remote Outdoor Unit-Air-Source) | MSU-24HD-B-H |  |  | 24MPHP0-M-B-H |  | 22000 | 16.5 | 9 | 23000 | 16900 | 73.48% | 2.05 | 10.9 | 10.1 |  |  |  | No | R-410A | 1.8333 | Residential & Commercial | Ducted CEE Tier 1
213077710 | Central HP <5.4 tons | TEMPSTAR | HRCU-A-CB (Split System: Heat Pump with Remote Outdoor Unit-Air-Source) | DLCURAH36ABK |  |  | EA*4X36L21A* | *96VTN1002122B* | 35000 | 16.5 | 8.1 | 38500 | 34800 | 90.39% | 2.08 | 0 | 10 |  |  |  | No | R-410A | 2.9167 | Residential & Commercial | Ducted CEE Tier 1
213076723 | Central HP <5.4 tons | HEIL | HRCU-A-CB (Split System: Heat Pump with Remote Outdoor Unit-Air-Source) | DLCURAH36ABK |  |  | EN(A,D)4X48L24** | *80VTL0902120B* | 36000 | 16.5 | 8.1 | 38500 | 35000 | 90.91% | 2 | 0 | 10 |  |  |  | No | R-410A | 3 | Residential & Commercial | Ducted CEE Tier 1
213372232 | Central HP <5.4 tons | Weathermaker | HRCU-A-C (Split System: Heat Pump with Remote Outdoor Unit with No Indoor Fan --Air Source) | 38MURAQ36AB3 |  |  | 40MULAQ36XBX + CI |  | 35000 | 15.5 | 8.6 | 38000 | 31600 | 83.16% | 1.85 | 0 | 10 |  |  |  | No | R-410A | 2.9167 | Residential & Commercial | Ducted CEE Tier 1
211390242 | Central HP <5.4 tons | FRASER-JOHNSTON | HRCU-A-CB (Split System: Heat Pump with Remote Outdoor Unit-Air-Source) | HMH72B341 |  |  | XAFC36DBCN1 | TM8V100C16MP12 | 34000 | 17.5 | 8.5 | 33800 | 23800 | 70.41% | 2.08 | 0 | 10 |  |  |  | No | R-410A | 2.8333 | Residential & Commercial | Ducted CEE Tier 1
214720222 | Central HP <5.4 tons | LUXAIRE | HRCU-A-CB (Split System: Heat Pump with Remote Outdoor Unit-Air-Source) | HH836E2S11 |  |  | CTU48C5XFS1+TXV | TM9E080C20MP12 | 34000 | 17 | 9 | 32000 | 25400 | 79.38% | 2 | 0 | 11 |  |  |  | No | R-454B | 2.8333 | Residential & Commercial | Ducted CEE Tier 1
214720074 | Central HP <5.4 tons | LUXAIRE | HRCU-A-CB (Split System: Heat Pump with Remote Outdoor Unit-Air-Source) | HH836E2S11 |  |  | CTU48C5XFS1+TXV | TPLC100C16MP13 | 33400 | 18 | 9 | 31600 | 25400 | 80.38% | 2 | 0 | 11 |  |  |  | No | R-454B | 2.7833 | Residential & Commercial | Ducted CEE Tier 1
214720079 | Central HP <5.4 tons | LUXAIRE | HRCU-A-CB (Split System: Heat Pump with Remote Outdoor Unit-Air-Source) | HH836E2S11 |  |  | CTU48C5XFS1+TXV | LPLC100C16MP13 | 33400 | 18 | 9 | 31600 | 25400 | 80.38% | 2 | 0 | 11 |  |  |  | No | R-454B | 2.7833 | Residential & Commercial | Ducted CEE Tier 1
214608224 | Central HP <5.4 tons | ECOER | HRCU-A-CB (Split System: Heat Pump with Remote Outdoor Unit-Air-Source) | EODA18H-2436BAA |  |  | EAHATN-36BAA |  | 34200 | 18 | 9 | 36000 | 25200 | 70% | 2 | 11.5 | 11.2 |  |  |  | No | R-410A | 2.85 | Residential & Commercial | Ducted CEE Tier 1
214243002 | Central HP <5.4 tons | KEEPRITE | HRCU-A-CB (Split System: Heat Pump with Remote Outdoor Unit-Air-Source) | CVH825GKA2* |  |  | EN(A,D,W)4X42L21**+WALLCON | *80CTL1102120B* | 23800 | 16.5 | 8.1 | 21400 | 16600 | 77.57% | 1.96 | 0 | 11 |  |  |  | No | R-410A | 1.9833 | Residential & Commercial | Ducted CEE Tier 1
214243252 | Central HP <5.4 tons | KEEPRITE | HRCU-A-CB (Split System: Heat Pump with Remote Outdoor Unit-Air-Source) | CVH825GKA2* |  |  | EN(A,D)4X48L24**+WALLCON | *96CTN1002122B* | 24200 | 17 | 8.1 | 21200 | 16600 | 78.3% | 2.02 | 0 | 11.5 |  |  |  | No | R-410A | 2.0167 | Residential & Commercial | Ducted CEE Tier 1
214243152 | Central HP <5.4 tons | KEEPRITE | HRCU-A-CB (Split System: Heat Pump with Remote Outdoor Unit-Air-Source) | CVH825GKA2* |  |  | EN(A,D,W)4X48L21**+WALLCON | *97CMN0801714B* | 24000 | 16.5 | 8.1 | 21400 | 16600 | 77.57% | 2 | 0 | 11 |  |  |  | No | R-410A | 2 | Residential & Commercial | Ducted CEE Tier 1
214242902 | Central HP <5.4 tons | KEEPRITE | HRCU-A-CB (Split System: Heat Pump with Remote Outdoor Unit-Air-Source) | CVH825GKA2* |  |  | END4X42L17**+WALLCON | *95CSU0601716B* | 23800 | 16.5 | 8.1 | 21400 | 16700 | 78.04% | 1.98 | 0 | 11 |  |  |  | No | R-410A | 1.9833 | Residential & Commercial | Ducted CEE Tier 1
214720054 | Central HP <5.4 tons | LUXAIRE | HRCU-A-CB (Split System: Heat Pump with Remote Outdoor Unit-Air-Source) | HH836E2S11 |  |  | CTU48C5XFS1+TXV | TM8V100C16MP12 | 33400 | 18 | 9 | 31600 | 25400 | 80.38% | 2 | 0 | 11 |  |  |  | No | R-454B | 2.7833 | Residential & Commercial | Ducted CEE Tier 1
211260835 | Central HP <5.4 tons | HEIL | HRCU-A-CB (Split System: Heat Pump with Remote Outdoor Unit-Air-Source) | DLCURAH18ABK |  |  | EA*4X25L17A* | *80VTL0451412A* | 18200 | 16.5 | 8.5 | 18000 | 17500 | 97.22% | 2.12 | 0 | 11 |  |  |  | No | R-410A | 1.5167 | Residential & Commercial | Ducted CEE Tier 1
212969565 | Central HP <5.4 tons | TEMPSTAR | HRCU-A-CB (Split System: Heat Pump with Remote Outdoor Unit-Air-Source) | DLCURAH18ABK |  |  | EN(A,D)4X18L14** | *80VSL0451412B* | 17400 | 16 | 8.5 | 18600 | 19100 | 102.7% | 2.3 | 0 | 10.5 |  |  |  | No | R-410A | 1.45 | Residential & Commercial | Ducted CEE Tier 1
206135655 | Central HP <5.4 tons | AIRQUEST | HRCU-A-CB (Split System: Heat Pump with Remote Outdoor Unit-Air-Source) | HVH837GKA** |  |  | EA*4X37L21A*+WALLCON | *80CSU0401712A* | 32800 | 17.5 | 8.5 | 33000 | 25200 | 76.36% | 1.98 | 12 | 11 |  |  |  | No | R-410A | 2.7333 | Residential & Commercial | Ducted CEE Tier 1
206136007 | Central HP <5.4 tons | AIRQUEST | HRCU-A-CB (Split System: Heat Pump with Remote Outdoor Unit-Air-Source) | HVH837GKA** |  |  | EHD4X48AAL+WALLCON | *80CSU0401712A* | 32600 | 16.5 | 8.1 | 33000 | 24800 | 75.15% | 1.96 | 11.5 | 11 |  |  |  | No | R-410A | 2.7167 | Residential & Commercial | Ducted CEE Tier 1
211230136 | Central HP <5.4 tons | HEIL | HRCU-A-CB (Split System: Heat Pump with Remote Outdoor Unit-Air-Source) | DLCURAH36ABK |  |  | EN(A,D,W)4X48L21** | *92ESN0802120A* | 35800 | 16.5 | 8.1 | 38500 | 34800 | 90.39% | 2.02 | 0 | 10.5 |  |  |  | No | R-410A | 2.9833 | Residential & Commercial | Ducted CEE Tier 1
211229300 | Central HP <5.4 tons | HEIL | HRCU-A-CB (Split System: Heat Pump with Remote Outdoor Unit-Air-Source) | DLCURAH36ABK |  |  | EA*4X48L24A* | *80ES(N,L)1102120A* | 36000 | 16.5 | 8.5 | 38500 | 34600 | 89.87% | 2.06 | 0 | 10 |  |  |  | No | R-410A | 3 | Residential & Commercial | Ducted CEE Tier 1
213078009 | Central HP <5.4 tons | TEMPSTAR | HRCU-A-CB (Split System: Heat Pump with Remote Outdoor Unit-Air-Source) | DLCURAH36ABK |  |  | END4X42L17** | *80MS(N,L)0701712A* | 35600 | 16 | 8.1 | 38500 | 35000 | 90.91% | 1.94 | 0 | 10 |  |  |  | No | R-410A | 2.9667 | Residential & Commercial | Ducted CEE Tier 1
213078613 | Central HP <5.4 tons | TEMPSTAR | HRCU-A-CB (Split System: Heat Pump with Remote Outdoor Unit-Air-Source) | DLCURAH36ABK |  |  | EA*4X36L21A* | *80MS(N,L)1102120A* | 35400 | 16.5 | 8.1 | 38500 | 35200 | 91.43% | 1.84 | 0 | 10 |  |  |  | No | R-410A | 2.95 | Residential & Commercial | Ducted CEE Tier 1
212384793 | Central HP <5.4 tons | HEIL | HRCU-A-CB (Split System: Heat Pump with Remote Outdoor Unit-Air-Source) | DLCURAH36ABK |  |  | EN(A,D,W)4X48L21** | *92ESN0801716A* | 36200 | 16.5 | 8.1 | 39000 | 34800 | 89.23% | 2.02 | 0 | 10.5 |  |  |  | No | R-410A | 3.0167 | Residential & Commercial | Ducted CEE Tier 1
214719693 | Central HP <5.4 tons | LUXAIRE | HRCU-A-CB (Split System: Heat Pump with Remote Outdoor Unit-Air-Source) | HH836E2S11 |  |  | CTU36B5XDS1+TXV | TM9Y080B12MP11 | 33400 | 18 | 8.5 | 31400 | 25600 | 81.53% | 2 | 0 | 11 |  |  |  | No | R-454B | 2.7833 | Residential & Commercial | Ducted CEE Tier 1
211391554 | Central HP <5.4 tons | CHAMPION HEATING AND COOLING | HRCU-A-CB (Split System: Heat Pump with Remote Outdoor Unit-Air-Source) | HMH72B341 |  |  | XAFC30CXXN1+TXV | TM8E100C16MP11 | 33000 | 18 | 8.5 | 33000 | 23200 | 70.3% | 2.04 | 0 | 10 |  |  |  | No | R-410A | 2.75 | Residential & Commercial | Ducted CEE Tier 1
214242352 | Central HP <5.4 tons | KEEPRITE | HRCU-A-CB (Split System: Heat Pump with Remote Outdoor Unit-Air-Source) | CVH825GKA3* |  |  | EN(A,D)4X48L24**+WALLCON | *80CTL1352422B* | 24200 | 17 | 8.1 | 21200 | 16600 | 78.3% | 2 | 0 | 11 |  |  |  | No | R-410A | 2.0167 | Residential & Commercial | Ducted CEE Tier 1
214242312 | Central HP <5.4 tons | KEEPRITE | HRCU-A-CB (Split System: Heat Pump with Remote Outdoor Unit-Air-Source) | CVH825GKA3* |  |  | EN(A,D,W)4X48L21**+WALLCON | *96CTN0801714B* | 24000 | 17 | 8.1 | 21400 | 16600 | 77.57% | 2 | 0 | 11 |  |  |  | No | R-410A | 2 | Residential & Commercial | Ducted CEE Tier 1
213078031 | Central HP <5.4 tons | TEMPSTAR | HRCU-A-CB (Split System: Heat Pump with Remote Outdoor Unit-Air-Source) | DLCURAH36ABK |  |  | EN(A,D,W)4X48L21** | *80MS(N,L)0701712A* | 35600 | 16.5 | 8.1 | 38500 | 34800 | 90.39% | 1.98 | 0 | 10 |  |  |  | No | R-410A | 2.9667 | Residential & Commercial | Ducted CEE Tier 1
213078313 | Central HP <5.4 tons | TEMPSTAR | HRCU-A-CB (Split System: Heat Pump with Remote Outdoor Unit-Air-Source) | DLCURAH36ABK |  |  | EA*4X42L21A* | *80MS(N,L)0901714A* | 35400 | 16.5 | 8.1 | 38500 | 35000 | 90.91% | 1.88 | 0 | 10 |  |  |  | No | R-410A | 2.95 | Residential & Commercial | Ducted CEE Tier 1
213078774 | Central HP <5.4 tons | TEMPSTAR | HRCU-A-CB (Split System: Heat Pump with Remote Outdoor Unit-Air-Source) | DLCURAH36ABK |  |  | EA*4X42L24A* | *80MS(N,L)1352420A* | 35400 | 16.5 | 8.1 | 38500 | 35000 | 90.91% | 1.88 | 0 | 10 |  |  |  | No | R-410A | 2.95 | Residential & Commercial | Ducted CEE Tier 1
213079151 | Central HP <5.4 tons | TEMPSTAR | HRCU-A-CB (Split System: Heat Pump with Remote Outdoor Unit-Air-Source) | DLCURAH36ABK |  |  | EA*4X48L21A* | *80MSU0601716A* | 35600 | 16.5 | 8.5 | 37800 | 34600 | 91.53% | 2.06 | 0 | 10 |  |  |  | No | R-410A | 2.9667 | Residential & Commercial | Ducted CEE Tier 1
211391223 | Central HP <5.4 tons | FRASER-JOHNSTON | HRCU-A-CB (Split System: Heat Pump with Remote Outdoor Unit-Air-Source) | HMH72B341 |  |  | XAHC36DXXN1+TXV | TM8E120C16MP11 | 33600 | 17.5 | 8.1 | 33000 | 23200 | 70.3% | 2.04 | 0 | 10 |  |  |  | No | R-410A | 2.8 | Residential & Commercial | Ducted CEE Tier 1
211391491 | Central HP <5.4 tons | FRASER-JOHNSTON | HRCU-A-CB (Split System: Heat Pump with Remote Outdoor Unit-Air-Source) | HMH72B341 |  |  | XAFC36DXXN1+TXV | TM8E100C16MP11 | 34000 | 17.5 | 8.1 | 33600 | 23800 | 70.83% | 2.08 | 0 | 10 |  |  |  | No | R-410A | 2.8333 | Residential & Commercial | Ducted CEE Tier 1
214573544 | Central HP <5.4 tons | DAY & NIGHT | HRCU-A-CB (Split System: Heat Pump with Remote Outdoor Unit-Air-Source) | CVH837GKA** |  |  | EN(A,D)4X48L24**+WALLCON | *96CTN0802120B* | 32400 | 17.5 | 8.5 | 32600 | 24800 | 76.07% | 1.98 | 0 | 11.5 |  |  |  | No | R-410A | 2.7 | Residential & Commercial | Ducted CEE Tier 1
211244824 | Central HP <5.4 tons | DAY & NIGHT | HRCU-A-CB (Split System: Heat Pump with Remote Outdoor Unit-Air-Source) | DLCURAH24ABK |  |  | EN(A,D)4X30L17** | OMV098J12* | 23600 | 16.5 | 8.1 | 26000 | 23600 | 90.77% | 1.96 | 0 | 10 |  |  |  | No | R-410A | 1.9667 | Residential & Commercial | Ducted CEE Tier 1
211390219 | Central HP <5.4 tons | CHAMPION HEATING AND COOLING | HRCU-A-CB (Split System: Heat Pump with Remote Outdoor Unit-Air-Source) | HMH72B341 |  |  | XAFC36DXXN1+TXV | TPLC100C16MP13 | 34000 | 17.5 | 8.5 | 33800 | 23800 | 70.41% | 2.08 | 0 | 10 |  |  |  | No | R-410A | 2.8333 | Residential & Commercial | Ducted CEE Tier 1
214719911 | Central HP <5.4 tons | LUXAIRE | HRCU-A-CB (Split System: Heat Pump with Remote Outdoor Unit-Air-Source) | HH836E2S11 |  |  | CTU48C5XFS1+TXV | TM8Y120C20MP11 | 34400 | 19 | 9 | 32600 | 25800 | 79.14% | 2 | 0 | 11 |  |  |  | No | R-454B | 2.8667 | Residential & Commercial | Ducted CEE Tier 1
214719992 | Central HP <5.4 tons | LUXAIRE | HRCU-A-CB (Split System: Heat Pump with Remote Outdoor Unit-Air-Source) | HH836E2S11 |  |  | CTU48C5XFS1+TXV | TM8E100C20MP11 | 34400 | 17 | 8.5 | 32600 | 25800 | 79.14% | 2 | 0 | 11 |  |  |  | No | R-454B | 2.8667 | Residential & Commercial | Ducted CEE Tier 1
214719874 | Central HP <5.4 tons | LUXAIRE | HRCU-A-CB (Split System: Heat Pump with Remote Outdoor Unit-Air-Source) | HH836E2S11 |  |  | CTU48C5XFS1+TXV | TM9E100C20MP12 | 34400 | 17 | 9 | 32400 | 25800 | 79.63% | 2 | 0 | 11 |  |  |  | No | R-454B | 2.8667 | Residential & Commercial | Ducted CEE Tier 1
211229994 | Central HP <5.4 tons | HEIL | HRCU-A-CB (Split System: Heat Pump with Remote Outdoor Unit-Air-Source) | DLCURAH36ABK |  |  | EN(A,D,W)4X48L21** | *80VSL0701716A* | 35800 | 16 | 8.1 | 38500 | 34800 | 90.39% | 2 | 0 | 10 |  |  |  | No | R-410A | 2.9833 | Residential & Commercial | Ducted CEE Tier 1
211230125 | Central HP <5.4 tons | HEIL | HRCU-A-CB (Split System: Heat Pump with Remote Outdoor Unit-Air-Source) | DLCURAH36ABK |  |  | EN(A,D,W)4X48L21** | *92ESN0601714A* | 36200 | 16 | 8.1 | 38500 | 34800 | 90.39% | 2.02 | 0 | 10 |  |  |  | No | R-410A | 3.0167 | Residential & Commercial | Ducted CEE Tier 1
214719894 | Central HP <5.4 tons | LUXAIRE | HRCU-A-CB (Split System: Heat Pump with Remote Outdoor Unit-Air-Source) | HH836E2S11 |  |  | CTU48C5XFS1+TXV | TM9V080C16MP12 | 33200 | 18 | 9 | 31600 | 25400 | 80.38% | 2 | 0 | 11 |  |  |  | No | R-454B | 2.7667 | Residential & Commercial | Ducted CEE Tier 1
211391750 | Central HP <5.4 tons | FRASER-JOHNSTON | HRCU-A-CB (Split System: Heat Pump with Remote Outdoor Unit-Air-Source) | HMH72B341 |  |  | XAFC36DXXN1+TXV | TMLE100B12MP11 | 34000 | 18 | 8.1 | 33800 | 23800 | 70.41% | 2.06 | 0 | 10 |  |  |  | No | R-410A | 2.8333 | Residential & Commercial | Ducted CEE Tier 1
214242965 | Central HP <5.4 tons | CARRIER | HRCU-A-CB (Split System: Heat Pump with Remote Outdoor Unit-Air-Source) | 25VNA825A*031* |  |  | CNPV*4221AL*+UI | 58TN*B070C17**16 | 23600 | 16.5 | 8.1 | 21400 | 16700 | 78.04% | 1.96 | 0 | 11 |  |  |  | No | R-410A | 1.9667 | Residential & Commercial | Ducted CEE Tier 1
214243065 | Central HP <5.4 tons | CARRIER | HRCU-A-CB (Split System: Heat Pump with Remote Outdoor Unit-Air-Source) | 25VNA825A*031* |  |  | CNPV*4221AL*+UI | 59TN6C100C21**22 | 23800 | 16.5 | 8.1 | 21400 | 16600 | 77.57% | 1.96 | 0 | 11 |  |  |  | No | R-410A | 1.9833 | Residential & Commercial | Ducted CEE Tier 1
215289205 | Central HP <5.4 tons | LENNOX | HRCU-A-CB (Split System: Heat Pump with Remote Outdoor Unit-Air-Source) | SL25XPV-024-230A** |  |  | CK40CT-36A-0*+TDR | SL280UH070V36A* | 22200 | 21.8 | 9.2 | 21600 | 20400 | 94.44% | 1.84 | 0 | 14.3 |  |  |  | No | R-410A | 1.85 | Residential & Commercial | Ducted CEE Tier 1
214243242 | Central HP <5.4 tons | KEEPRITE | HRCU-A-CB (Split System: Heat Pump with Remote Outdoor Unit-Air-Source) | CVH825GKA2* |  |  | EN(A,D)4X48L24**+WALLCON | *97CMN1202422B* | 24200 | 17 | 8.1 | 21200 | 16600 | 78.3% | 2 | 0 | 11 |  |  |  | No | R-410A | 2.0167 | Residential & Commercial | Ducted CEE Tier 1
214720044 | Central HP <5.4 tons | LUXAIRE | HRCU-A-CB (Split System: Heat Pump with Remote Outdoor Unit-Air-Source) | HH836E2S11 |  |  | CTU48C5XFS1+JMET12CS2N1+TXV |  | 34000 | 19 | 9 | 31800 | 25200 | 79.25% | 2 | 0 | 11.7 |  |  |  | No | R-454B | 2.8333 | Residential & Commercial | Ducted CEE Tier 1
214720227 | Central HP <5.4 tons | LUXAIRE | HRCU-A-CB (Split System: Heat Pump with Remote Outdoor Unit-Air-Source) | HH836E2S11 |  |  | CTU48C5XFS1+TXV | Z8ES100C16SMPS1 | 34000 | 19 | 9 | 31600 | 25200 | 79.75% | 2 | 0 | 11 |  |  |  | No | R-454B | 2.8333 | Residential & Commercial | Ducted CEE Tier 1
211389380 | Central HP <5.4 tons | CHAMPION HEATING AND COOLING | HRCU-A-CB (Split System: Heat Pump with Remote Outdoor Unit-Air-Source) | HMH72B341 |  |  | XAFC36DXXN1+TXV | TM8Y100C20MP11 | 34000 | 17.5 | 8.5 | 33800 | 23800 | 70.41% | 2.1 | 0 | 10 |  |  |  | No | R-410A | 2.8333 | Residential & Commercial | Ducted CEE Tier 1
214242475 | Central HP <5.4 tons | CARRIER | HRCU-A-CB (Split System: Heat Pump with Remote Outdoor Unit-Air-Source) | 25VNA825A*031* |  |  | CNPV*2417AL*+UI | 59MN7C080C17**14 | 23200 | 16 | 8.1 | 22000 | 16900 | 76.82% | 1.92 | 0 | 10.5 |  |  |  | No | R-410A | 1.9333 | Residential & Commercial | Ducted CEE Tier 1
214242695 | Central HP <5.4 tons | CARRIER | HRCU-A-CB (Split System: Heat Pump with Remote Outdoor Unit-Air-Source) | 25VNA825A*031* |  |  | CNPV*3617AL*+UI | 59MN7C080C17**14 | 23400 | 16.5 | 8.1 | 21600 | 16700 | 77.31% | 1.92 | 0 | 10.5 |  |  |  | No | R-410A | 1.95 | Residential & Commercial | Ducted CEE Tier 1
214243195 | Central HP <5.4 tons | CARRIER | HRCU-A-CB (Split System: Heat Pump with Remote Outdoor Unit-Air-Source) | 25VNA825A*031* |  |  | CNPV*4824AL*+UI | 58TN*B090C21**20 | 24200 | 17 | 8.1 | 21200 | 16600 | 78.3% | 2.02 | 0 | 11.5 |  |  |  | No | R-410A | 2.0167 | Residential & Commercial | Ducted CEE Tier 1
215318855 | Central HP <5.4 tons | Weathermaker | HRCU-A-CB (Split System: Heat Pump with Remote Outdoor Unit-Air-Source) | 37MBHAQ58AA3 |  |  | 45MBAAQ60XA3 |  | 54000 | 15.4 | 9.2 | 59000 | 53000 | 89.83% | 2 | 0 | 10 |  |  |  | No | R-454B | 4.5 | Residential & Commercial | Ducted CEE Tier 1
211230686 | Central HP <5.4 tons | HEIL | HRCU-A-CB (Split System: Heat Pump with Remote Outdoor Unit-Air-Source) | DLCURAH36ABK |  |  | EN(A,D)4X48L24** | *95ESN1402422A* | 37400 | 15.2 | 8.1 | 40000 | 35200 | 88% | 2.08 | 0 | 10 |  |  |  | No | R-410A | 3.1167 | Residential & Commercial | Ducted CEE Tier 1
211230745 | Central HP <5.4 tons | HEIL | HRCU-A-CB (Split System: Heat Pump with Remote Outdoor Unit-Air-Source) | DLCURAH36ABK |  |  | EN(A,D)4X48L24** | *95ESU1002122A* | 37400 | 15.5 | 8.5 | 39500 | 35000 | 88.61% | 2.08 | 0 | 10.5 |  |  |  | No | R-410A | 3.1167 | Residential & Commercial | Ducted CEE Tier 1
213079927 | Central HP <5.4 tons | TEMPSTAR | HRCU-A-CB (Split System: Heat Pump with Remote Outdoor Unit-Air-Source) | DLCURAH36ABK |  |  | EA*4X42L24A* | *92MSN1202420A* | 35800 | 16 | 8.1 | 38500 | 35200 | 91.43% | 1.9 | 0 | 10 |  |  |  | No | R-410A | 2.9833 | Residential & Commercial | Ducted CEE Tier 1
213080061 | Central HP <5.4 tons | TEMPSTAR | HRCU-A-CB (Split System: Heat Pump with Remote Outdoor Unit-Air-Source) | DLCURAH36ABK |  |  | EA*4X43L21A* | *96MSN0801716A* | 36400 | 15.5 | 8.5 | 38500 | 35000 | 90.91% | 2.06 | 0 | 10 |  |  |  | No | R-410A | 3.0333 | Residential & Commercial | Ducted CEE Tier 1
211229465 | Central HP <5.4 tons | HEIL | HRCU-A-CB (Split System: Heat Pump with Remote Outdoor Unit-Air-Source) | DLCURAH36ABK |  |  | EA*4X48L24A* | *92ESN1002122A* | 37400 | 15.5 | 8.5 | 38500 | 35000 | 90.91% | 2.12 | 0 | 10 |  |  |  | No | R-410A | 3.1167 | Residential & Commercial | Ducted CEE Tier 1
211230644 | Central HP <5.4 tons | HEIL | HRCU-A-CB (Split System: Heat Pump with Remote Outdoor Unit-Air-Source) | DLCURAH36ABK |  |  | EN(A,D)4X48L24** | *95ESN0802120A* | 36800 | 15.5 | 8.1 | 39500 | 35000 | 88.61% | 2.06 | 0 | 10.5 |  |  |  | No | R-410A | 3.0667 | Residential & Commercial | Ducted CEE Tier 1
207252608 | Central HP <5.4 tons | ECOER | HRCU-A-CB (Split System: Heat Pump with Remote Outdoor Unit-Air-Source) | EODA18H-2436 |  |  | GNC2430APT | MGH96M080B3A | 22800 | 16 | 8.5 | 23200 | 16400 | 70.69% | 1.95 | 12.5 | 11.7 |  |  |  | No | R-410A | 1.9 | Residential & Commercial | Ducted CEE Tier 1
215318857 | Central HP <5.4 tons | Weathermaker | HRCU-A-CB (Split System: Heat Pump with Remote Outdoor Unit-Air-Source) | 37MBRAQ48AA3 |  |  | 45MBAAQ48XA3 |  | 48000 | 17.8 | 10 | 50000 | 35200 | 70.4% | 1.9 | 0 | 10 |  |  |  | No | R-454B | 4 | Residential & Commercial | Ducted CEE Tier 1
214389727 | Central HP <5.4 tons | Liberty Heating & Air Conditioning | HRCU-A-CB (Split System: Heat Pump with Remote Outdoor Unit-Air-Source) | ASZS60241EA* |  |  | CA*EA3026*4A* | G*VC800805C*A* | 23000 | 17 | 8.6 | 23000 | 16100 | 70% | 2 | 0 | 10 |  |  |  | No | R-410A | 1.9167 | Residential & Commercial | Ducted CEE Tier 1
212969765 | Central HP <5.4 tons | TEMPSTAR | HRCU-A-CB (Split System: Heat Pump with Remote Outdoor Unit-Air-Source) | DLCURAH24ABK |  |  | EA*4X30L14A* | *80VSL0451412B* | 23400 | 17 | 8.5 | 26200 | 24800 | 94.66% | 2.08 | 0 | 10 |  |  |  | No | R-410A | 1.95 | Residential & Commercial | Ducted CEE Tier 1
212971180 | Central HP <5.4 tons | TEMPSTAR | HRCU-A-CB (Split System: Heat Pump with Remote Outdoor Unit-Air-Source) | DLCURAH24ABK |  |  | EA*4X36L17A* | *80VTL0451412B* | 23600 | 17 | 8.5 | 26000 | 24200 | 93.08% | 2 | 0 | 10 |  |  |  | No | R-410A | 1.9667 | Residential & Commercial | Ducted CEE Tier 1
212971228 | Central HP <5.4 tons | TEMPSTAR | HRCU-A-CB (Split System: Heat Pump with Remote Outdoor Unit-Air-Source) | DLCURAH24ABK |  |  | EN(A,D)4X30L14** | *80VTL0451412B* | 23400 | 17 | 8.1 | 25800 | 24400 | 94.57% | 2.04 | 0 | 10 |  |  |  | No | R-410A | 1.95 | Residential & Commercial | Ducted CEE Tier 1
206771912 | Central HP <5.4 tons | AIRQUEST | HRCU-A-CB (Split System: Heat Pump with Remote Outdoor Unit-Air-Source) | HVH837GKA2* |  |  | EA*4X48L24A*+WALLCON | *96CTN1202422A* | 32400 | 17.5 | 8.5 | 32400 | 24800 | 76.54% | 2 | 12 | 11.7 |  |  |  | No | R-410A | 2.7 | Residential & Commercial | Ducted CEE Tier 1
206772380 | Central HP <5.4 tons | AIRQUEST | HRCU-A-CB (Split System: Heat Pump with Remote Outdoor Unit-Air-Source) | HVH837GKA2* |  |  | EN(A,D)4X48L24**+WALLCON | *96CTN1202422A* | 32400 | 17.5 | 8.1 | 32800 | 24800 | 75.61% | 1.96 | 12 | 11.7 |  |  |  | No | R-410A | 2.7 | Residential & Commercial | Ducted CEE Tier 1
214573474 | Central HP <5.4 tons | DAY & NIGHT | HRCU-A-CB (Split System: Heat Pump with Remote Outdoor Unit-Air-Source) | CVH837GKA** |  |  | EN(A,D,W)4X48L21**+WALLCON | *97CMN0802120B* | 32400 | 17.5 | 8.5 | 32800 | 24800 | 75.61% | 1.96 | 0 | 11.5 |  |  |  | No | R-410A | 2.7 | Residential & Commercial | Ducted CEE Tier 1
211389750 | Central HP <5.4 tons | CHAMPION HEATING AND COOLING | HRCU-A-CB (Split System: Heat Pump with Remote Outdoor Unit-Air-Source) | HMH72B341 |  |  | XAFB36DBCN1 | TM8Y080B12MP11 | 34000 | 18 | 8.1 | 33400 | 23600 | 70.66% | 2.04 | 0 | 10 |  |  |  | No | R-410A | 2.8333 | Residential & Commercial | Ducted CEE Tier 1
211388880 | Central HP <5.4 tons | CHAMPION HEATING AND COOLING | HRCU-A-CB (Split System: Heat Pump with Remote Outdoor Unit-Air-Source) | HMH72B341 |  |  | XAFB36DXXN1+TXV | TM9E080B12MP12 | 34000 | 17.5 | 8.1 | 33800 | 24000 | 71.01% | 2.06 | 0 | 10 |  |  |  | No | R-410A | 2.8333 | Residential & Commercial | Ducted CEE Tier 1
213296788 | Central HP <5.4 tons | COLEMAN | HRCU-A-CB (Split System: Heat Pump with Remote Outdoor Unit-Air-Source) | HMH72B341 |  |  | XAHC36DBCN1 | Z9ET100C16SMPS1 | 33600 | 18 | 8.5 | 33000 | 23200 | 70.3% | 2.04 | 0 | 10 |  |  |  | No | R-410A | 2.8 | Residential & Commercial | Ducted CEE Tier 1
207027469 | Central HP <5.4 tons | DIAL | HRCU-A-CB (Split System: Heat Pump with Remote Outdoor Unit-Air-Source) | 48000-CHP-O |  |  | 48000-CHP-AHU |  | 48000 | 17.5 | 8.5 | 47000 | 33000 | 70.21% | 1.9 | 10.2 | 10.1 |  |  |  | No | R-410A | 4 | Residential & Commercial | Ducted CEE Tier 1
215323723 | Central HP <5.4 tons | Weathermaker | HRCU-A-CB (Split System: Heat Pump with Remote Outdoor Unit-Air-Source) | 37MUHAQ36AA3 |  |  | 45MUHAQ36XX3 |  | 36000 | 18 | 10 | 37000 | 37400 | 101.1% | 1.9 | 0 | 12 |  |  |  | No | R-454B | 3 | Residential & Commercial | Ducted CEE Tier 1
214239204 | Central HP <5.4 tons | BRYANT HEATING AND COOLING SYSTEMS | HRCU-A-CB (Split System: Heat Pump with Remote Outdoor Unit-Air-Source) | 288BNV037*0**B* |  |  | CNPV*4821AL*+UI | 88*TB60110C21*** | 32400 | 17 | 8.1 | 32600 | 24600 | 75.46% | 1.96 | 0 | 11.5 |  |  |  | No | R-410A | 2.7 | Residential & Commercial | Ducted CEE Tier 1
207861756 | Central HP <5.4 tons | ECOER | HRCU-A-CB (Split System: Heat Pump with Remote Outdoor Unit-Air-Source) | EODA18H-2436B |  |  | EAHATN-24B |  | 24000 | 20 | 9.2 | 24000 | 19600 | 81.67% | 2.1 | 13.5 | 13 |  |  |  | No | R-410A | 2 | Residential & Commercial | Ducted CEE Tier 1
206767107 | Central HP <5.4 tons | AIRQUEST | HRCU-A-CB (Split System: Heat Pump with Remote Outdoor Unit-Air-Source) | HVH825GKA3* |  |  | EA*4X30L17A*+WALLCON | *80CSU0401712A* | 23400 | 16.5 | 8.1 | 21600 | 16700 | 77.31% | 1.9 | 11 | 10.5 |  |  |  | No | R-410A | 1.95 | Residential & Commercial | Ducted CEE Tier 1
206767526 | Central HP <5.4 tons | AIRQUEST | HRCU-A-CB (Split System: Heat Pump with Remote Outdoor Unit-Air-Source) | HVH825GKA3* |  |  | EA*4X37L17A*+WALLCON | *95CSU0601716A* | 24200 | 16.5 | 8.1 | 21400 | 16800 | 78.5% | 1.98 | 11 | 10.5 |  |  |  | No | R-410A | 2.0167 | Residential & Commercial | Ducted CEE Tier 1
212969555 | Central HP <5.4 tons | TEMPSTAR | HRCU-A-CB (Split System: Heat Pump with Remote Outdoor Unit-Air-Source) | DLCURAH18ABK |  |  | EA*4X30L14A* | *80VSL0451412B* | 17800 | 16.5 | 8.5 | 18400 | 19700 | 107.1% | 2.38 | 0 | 10.5 |  |  |  | No | R-410A | 1.4833 | Residential & Commercial | Ducted CEE Tier 1
206135725 | Central HP <5.4 tons | AIRQUEST | HRCU-A-CB (Split System: Heat Pump with Remote Outdoor Unit-Air-Source) | HVH837GKA** |  |  | EA*4X43L21A*+WALLCON | *80CSU0401712A* | 33000 | 17.5 | 8.5 | 33000 | 25000 | 75.76% | 1.98 | 12 | 11 |  |  |  | No | R-410A | 2.75 | Residential & Commercial | Ducted CEE Tier 1
206136277 | Central HP <5.4 tons | AIRQUEST | HRCU-A-CB (Split System: Heat Pump with Remote Outdoor Unit-Air-Source) | HVH837GKA** |  |  | EN(A,D,W)4X48L21**+WALLCON | *95CSU0802120A* | 32400 | 17.5 | 8.1 | 32800 | 24800 | 75.61% | 1.96 | 12 | 11.7 |  |  |  | No | R-410A | 2.7 | Residential & Commercial | Ducted CEE Tier 1
212972681 | Central HP <5.4 tons | TEMPSTAR | HRCU-A-CB (Split System: Heat Pump with Remote Outdoor Unit-Air-Source) | DLCURAH18ABK |  |  | EA*4X24L14A* | *96VSN0401410B* | 17200 | 16 | 8.5 | 18200 | 19400 | 106.6% | 2.34 | 0 | 10 |  |  |  | No | R-410A | 1.4333 | Residential & Commercial | Ducted CEE Tier 1
212972731 | Central HP <5.4 tons | TEMPSTAR | HRCU-A-CB (Split System: Heat Pump with Remote Outdoor Unit-Air-Source) | DLCURAH18ABK |  |  | EN(A,D)4X18L14** | *96VSN0401410B* | 17200 | 15.5 | 8.5 | 18500 | 19200 | 103.8% | 2.3 | 0 | 10.5 |  |  |  | No | R-410A | 1.4333 | Residential & Commercial | Ducted CEE Tier 1
211230867 | Central HP <5.4 tons | HEIL | HRCU-A-CB (Split System: Heat Pump with Remote Outdoor Unit-Air-Source) | DLCURAH36ABK |  |  | FM(C,U)4Z36**AL* |  | 36000 | 16.5 | 8.1 | 40000 | 35400 | 88.5% | 1.82 | 0 | 10 |  |  |  | No | R-410A | 3 | Residential & Commercial | Ducted CEE Tier 1
211227911 | Central HP <5.4 tons | HEIL | HRCU-A-CB (Split System: Heat Pump with Remote Outdoor Unit-Air-Source) | DLCURAH36ABK |  |  | EA*4X42L24A* | *80ESU1002120A* | 35600 | 16 | 8.1 | 38500 | 35000 | 90.91% | 1.88 | 0 | 10 |  |  |  | No | R-410A | 2.9667 | Residential & Commercial | Ducted CEE Tier 1
208447910 | Central HP <5.4 tons | Weathermaker | HRCU-A-CB (Split System: Heat Pump with Remote Outdoor Unit-Air-Source) | 38MURAQ36AB3 |  |  | 40MUAAQ36XA3 |  | 36000 | 16 | 9.5 | 40000 | 34400 | 86% | 1.97 | 10.5 | 10 |  |  |  | No | R-410A | 3 | Residential & Commercial | Ducted CEE Tier 1
213077446 | Central HP <5.4 tons | TEMPSTAR | HRCU-A-CB (Split System: Heat Pump with Remote Outdoor Unit-Air-Source) | DLCURAH36ABK |  |  | END4X42L17** | *96VTN0801716B* | 35800 | 15.5 | 8.1 | 39000 | 35200 | 90.26% | 1.96 | 0 | 10 |  |  |  | No | R-410A | 2.9833 | Residential & Commercial | Ducted CEE Tier 1
213077621 | Central HP <5.4 tons | TEMPSTAR | HRCU-A-CB (Split System: Heat Pump with Remote Outdoor Unit-Air-Source) | DLCURAH36ABK |  |  | EA*4X42L21A* | *96VTN1002120B* | 35400 | 16 | 8.1 | 38500 | 35000 | 90.91% | 1.88 | 0 | 10 |  |  |  | No | R-410A | 2.95 | Residential & Commercial | Ducted CEE Tier 1
213372230 | Central HP <5.4 tons | Weathermaker | HRCU-A-C (Split System: Heat Pump with Remote Outdoor Unit with No Indoor Fan --Air Source) | 38MURAQ24AB3 |  |  | 40MULAQ24XBX + CI |  | 24000 | 16.5 | 9.5 | 25000 | 20000 | 80% | 1.95 | 11 | 10.7 |  |  |  | No | R-410A | 2 | Residential & Commercial | Ducted CEE Tier 1
213770259 | Central HP <5.4 tons | CARRIER | HRCU-A-CB (Split System: Heat Pump with Remote Outdoor Unit-Air-Source) | 25VNA448A*031* |  |  | CAP**4821AL*+UI | 58TN*B070C17**16 | 43000 | 20.5 | 9 | 46500 | 37000 | 79.57% | 2.22 | 0 | 10.5 |  |  |  | No | R-410A | 3.5833 | Residential & Commercial | Ducted CEE Tier 1
213770277 | Central HP <5.4 tons | CARRIER | HRCU-A-CB (Split System: Heat Pump with Remote Outdoor Unit-Air-Source) | 25VNA448A*031* |  |  | CAP**4824AL*+UI | 59MN7C120C24**22 | 43500 | 20.5 | 9 | 46500 | 36400 | 78.28% | 2.26 | 0 | 11.5 |  |  |  | No | R-410A | 3.625 | Residential & Commercial | Ducted CEE Tier 1
213077730 | Central HP <5.4 tons | TEMPSTAR | HRCU-A-CB (Split System: Heat Pump with Remote Outdoor Unit-Air-Source) | DLCURAH36ABK |  |  | EA*4X42L21A* | *96VTN1002122B* | 35400 | 16.5 | 8.1 | 38500 | 35000 | 90.91% | 1.88 | 0 | 10 |  |  |  | No | R-410A | 2.95 | Residential & Commercial | Ducted CEE Tier 1
213077780 | Central HP <5.4 tons | TEMPSTAR | HRCU-A-CB (Split System: Heat Pump with Remote Outdoor Unit-Air-Source) | DLCURAH36ABK |  |  | EN(A,D,W)4X48L21** | *96VTN1002122B* | 36000 | 17 | 8.1 | 38500 | 34800 | 90.39% | 2 | 0 | 10.5 |  |  |  | No | R-410A | 3 | Residential & Commercial | Ducted CEE Tier 1
211229619 | Central HP <5.4 tons | TEMPSTAR | HRCU-A-CB (Split System: Heat Pump with Remote Outdoor Unit-Air-Source) | DLCURAH36ABK |  |  | EA*4X48L24A* | *96VTN1002122A* | 36000 | 16.5 | 8.5 | 37800 | 34600 | 91.53% | 2.06 | 0 | 10 |  |  |  | No | R-410A | 3 | Residential & Commercial | Ducted CEE Tier 1
211229468 | Central HP <5.4 tons | TEMPSTAR | HRCU-A-CB (Split System: Heat Pump with Remote Outdoor Unit-Air-Source) | DLCURAH36ABK |  |  | EA*4X48L24A* | *92ESN1002122A* | 37400 | 15.5 | 8.5 | 38500 | 35000 | 90.91% | 2.12 | 0 | 10 |  |  |  | No | R-410A | 3.1167 | Residential & Commercial | Ducted CEE Tier 1
212974061 | Central HP <5.4 tons | TEMPSTAR | HRCU-A-CB (Split System: Heat Pump with Remote Outdoor Unit-Air-Source) | DLCURAH36ABK |  |  | EA*4X48L21A* | *96VSN0801716B* | 35400 | 16 | 8.1 | 37800 | 35400 | 93.65% | 1.78 | 0 | 10 |  |  |  | No | R-410A | 2.95 | Residential & Commercial | Ducted CEE Tier 1
208141148 | Central HP <5.4 tons | ECOER | HRCU-A-CB (Split System: Heat Pump with Remote Outdoor Unit-Air-Source) | EODA18H-2436B |  |  | GNC3036BPT | MGH96M080B3A | 32000 | 17 | 8.8 | 34600 | 24400 | 70.52% | 1.95 | 10.8 | 10.4 |  |  |  | No | R-410A | 2.6667 | Residential & Commercial | Ducted CEE Tier 1
214866730 | Central HP <5.4 tons | ECOER | HRCU-A-CB (Split System: Heat Pump with Remote Outdoor Unit-Air-Source) | EODA18H-2436BAA |  |  | GNC2430APT | FG7TE-060D-V24B* | 22800 | 18 | 8.8 | 24000 | 19200 | 80% | 2 | 0 | 12.5 |  |  |  | No | R-410A | 1.9 | Residential & Commercial | Ducted CEE Tier 1
211391551 | Central HP <5.4 tons | FRASER-JOHNSTON | HRCU-A-CB (Split System: Heat Pump with Remote Outdoor Unit-Air-Source) | HMH72B341 |  |  | XAFC30CXXN1+TXV | TM8E100C16MP11 | 33000 | 18 | 8.5 | 33000 | 23200 | 70.3% | 2.04 | 0 | 10 |  |  |  | No | R-410A | 2.75 | Residential & Commercial | Ducted CEE Tier 1
213297458 | Central HP <5.4 tons | COLEMAN | HRCU-A-CB (Split System: Heat Pump with Remote Outdoor Unit-Air-Source) | HMH72B341 |  |  | XAFC36DBCN1 | Z9ES080C20SMPS1 | 33800 | 17 | 8.5 | 32800 | 23000 | 70.12% | 1.8 | 0 | 10 |  |  |  | No | R-410A | 2.8167 | Residential & Commercial | Ducted CEE Tier 1
215853371 | Central HP <5.4 tons | LUXAIRE | HRCU-A-CB (Split System: Heat Pump with Remote Outdoor Unit-Air-Source) | HH836E2S11 |  |  | CTM36C5CDS1+JMVT16CC2N1 |  | 34400 | 19 | 9 | 31600 | 25800 | 81.65% | 2 | 0 | 11.7 |  |  |  | No | R-454B | 2.8667 | Residential & Commercial | Ducted CEE Tier 1
216440318 | Central HP <5.4 tons | TRANE | HRCU-A-CB (Split System: Heat Pump with Remote Outdoor Unit-Air-Source) | 5TWV0X48A1 |  |  | 5PX*DD10AS3 | *DHMD120CCV5+LRP | 44500 | 20 | 9.7 | 46500 | 33600 | 72.26% | 2.1 | 0 | 11.7 |  |  |  | No | R-454B | 3.7083 | Residential & Commercial | Ducted CEE Tier 1
216440320 | Central HP <5.4 tons | TRANE | HRCU-A-CB (Split System: Heat Pump with Remote Outdoor Unit-Air-Source) | 5TWV0X48A1 |  |  | 5PX*DD10AS3 | S9V2C100D5VSB+LRP | 43500 | 20 | 9.4 | 46000 | 32800 | 71.3% | 2.1 | 0 | 12 |  |  |  | No | R-454B | 3.625 | Residential & Commercial | Ducted CEE Tier 1
216440336 | Central HP <5.4 tons | TRANE | HRCU-A-CB (Split System: Heat Pump with Remote Outdoor Unit-Air-Source) | 5TWV0X48A1 |  |  | 5TEMCD07AV51+TDR |  | 46000 | 20.6 | 10 | 47000 | 33400 | 71.06% | 2.2 | 0 | 12 |  |  |  | No | R-454B | 3.8333 | Residential & Commercial | Ducted CEE Tier 1
216440354 | Central HP <5.4 tons | TRANE | HRCU-A-CB (Split System: Heat Pump with Remote Outdoor Unit-Air-Source) | 5TWV0X48A1 |  |  | 5TXCC007AS3 | S9V2C080U5VSB+LRP | 44000 | 20 | 9.7 | 46500 | 33400 | 71.83% | 2.1 | 0 | 12 |  |  |  | No | R-454B | 3.6667 | Residential & Commercial | Ducted CEE Tier 1
211227486 | Central HP <5.4 tons | HEIL | HRCU-A-CB (Split System: Heat Pump with Remote Outdoor Unit-Air-Source) | DLCURAH36ABK |  |  | EA*4X42L21A* | *80VTL1102122A* | 36200 | 15.5 | 8.1 | 39500 | 35200 | 89.11% | 1.92 | 0 | 10 |  |  |  | No | R-410A | 3.0167 | Residential & Commercial | Ducted CEE Tier 1
211227666 | Central HP <5.4 tons | HEIL | HRCU-A-CB (Split System: Heat Pump with Remote Outdoor Unit-Air-Source) | DLCURAH36ABK |  |  | EA*4X42L21A* | *95ESU1002122A* | 36600 | 15.2 | 8.1 | 40000 | 35200 | 88% | 1.94 | 0 | 10 |  |  |  | No | R-410A | 3.05 | Residential & Commercial | Ducted CEE Tier 1
211227818 | Central HP <5.4 tons | HEIL | HRCU-A-CB (Split System: Heat Pump with Remote Outdoor Unit-Air-Source) | DLCURAH36ABK |  |  | EA*4X42L24A* | *80ES(N,L)1102120A* | 35400 | 16 | 8.1 | 38500 | 35000 | 90.91% | 1.88 | 0 | 10 |  |  |  | No | R-410A | 2.95 | Residential & Commercial | Ducted CEE Tier 1
214719941 | Central HP <5.4 tons | LUXAIRE | HRCU-A-CB (Split System: Heat Pump with Remote Outdoor Unit-Air-Source) | HH860E2S11 |  |  | CTU60C5XGS1+TXV | TM9Y080C16MP11 | 43500 | 17 | 9 | 44500 | 33800 | 75.96% | 2 | 0 | 11 |  |  |  | No | R-454B | 3.625 | Residential & Commercial | Ducted CEE Tier 1
214809195 | Central HP <5.4 tons | LUXAIRE | HRCU-A-CB (Split System: Heat Pump with Remote Outdoor Unit-Air-Source) | HH860E2S11 |  |  | CTU60C5XGS1+TXV | LPLC100C16MP13 | 43500 | 18 | 9 | 44000 | 33400 | 75.91% | 2 | 0 | 11.7 |  |  |  | No | R-454B | 3.625 | Residential & Commercial | Ducted CEE Tier 1
214809227 | Central HP <5.4 tons | LUXAIRE | HRCU-A-CB (Split System: Heat Pump with Remote Outdoor Unit-Air-Source) | HH860E2S11 |  |  | CTU60C5XGS1+TXV | TM8Y100C16MP11 | 44000 | 18 | 9 | 44000 | 33400 | 75.91% | 2 | 0 | 11.7 |  |  |  | No | R-454B | 3.6667 | Residential & Commercial | Ducted CEE Tier 1
207742359 | Central HP <5.4 tons | Invertercool | HRCU-A-CB (Split System: Heat Pump with Remote Outdoor Unit-Air-Source) | COH16S-36AA |  |  | CVTAN-24A |  | 23600 | 17 | 8.5 | 24000 | 17600 | 73.33% | 2.1 | 12.5 | 11.7 |  |  |  | No | R-410A | 1.9667 | Residential & Commercial | Ducted CEE Tier 1
206133297 | Central HP <5.4 tons | AIRQUEST | HRCU-A-CB (Split System: Heat Pump with Remote Outdoor Unit-Air-Source) | HVH825GKA2* |  |  | EA*4X24L17A*+WALLCON | *80CSU0401712A* | 23200 | 16.5 | 8.1 | 22000 | 16800 | 76.36% | 1.9 | 11 | 10.5 |  |  |  | No | R-410A | 1.9333 | Residential & Commercial | Ducted CEE Tier 1
216010740 | Central HP <5.4 tons | COLEMAN | HRCU-A-CB (Split System: Heat Pump with Remote Outdoor Unit-Air-Source) | HH824E2S11 |  |  | CTM36B5ADS1 | Z8ET080B12LMPS1 | 23000 | 19 | 9.5 | 23000 | 18600 | 80.87% | 2 | 0 | 12 |  |  |  | No | R-454B | 1.9167 | Residential & Commercial | Ducted CEE Tier 1
206414278 | Central HP <5.4 tons | KINGHOME | HRCU-A-CB (Split System: Heat Pump with Remote Outdoor Unit-Air-Source) | KU60UHO |  |  | KU60UH2I |  | 54000 | 16 | 9 | 54000 | 41000 | 75.93% | 1.8 | 10.5 | 10 |  |  |  | No | R-410A | 4.5 | Residential & Commercial | Ducted CEE Tier 1
211389379 | Central HP <5.4 tons | FRASER-JOHNSTON | HRCU-A-CB (Split System: Heat Pump with Remote Outdoor Unit-Air-Source) | HMH72B341 |  |  | XAFC36DXXN1+TXV | TM8Y100C20MP11 | 34000 | 17.5 | 8.5 | 33800 | 23800 | 70.41% | 2.1 | 0 | 10 |  |  |  | No | R-410A | 2.8333 | Residential & Commercial | Ducted CEE Tier 1
215853378 | Central HP <5.4 tons | LUXAIRE | HRCU-A-CB (Split System: Heat Pump with Remote Outdoor Unit-Air-Source) | HH836E2S11 |  |  | CTM36C5CDS1+JMVT17CC2N1 |  | 34400 | 19 | 9 | 31600 | 25800 | 81.65% | 2 | 0 | 11.7 |  |  |  | No | R-454B | 2.8667 | Residential & Commercial | Ducted CEE Tier 1
215853387 | Central HP <5.4 tons | LUXAIRE | HRCU-A-CB (Split System: Heat Pump with Remote Outdoor Unit-Air-Source) | HH836E2S11 |  |  | CTM36C5CDS1 | Z9ES100C16SMPS1 | 34400 | 17 | 8.5 | 32600 | 26800 | 82.21% | 2 | 0 | 11 |  |  |  | No | R-454B | 2.8667 | Residential & Commercial | Ducted CEE Tier 1
215853394 | Central HP <5.4 tons | LUXAIRE | HRCU-A-CB (Split System: Heat Pump with Remote Outdoor Unit-Air-Source) | HH836E2S11 |  |  | CTM36B5CDS1 | Z9ES060B12SMPS1 | 33200 | 17 | 8.5 | 31000 | 25400 | 81.94% | 2 | 0 | 11 |  |  |  | No | R-454B | 2.7667 | Residential & Commercial | Ducted CEE Tier 1
212973331 | Central HP <5.4 tons | TEMPSTAR | HRCU-A-CB (Split System: Heat Pump with Remote Outdoor Unit-Air-Source) | DLCURAH18ABK |  |  | EA*4X25L17A* | *96VSN0601412B* | 17800 | 16.5 | 8.1 | 17600 | 18900 | 107.4% | 2.28 | 0 | 10.5 |  |  |  | No | R-410A | 1.4833 | Residential & Commercial | Ducted CEE Tier 1
204300452 | Central HP <5.4 tons | AIRQUEST | HRCU-A-CB (Split System: Heat Pump with Remote Outdoor Unit-Air-Source) | HVH837GKA** |  |  | EHD4X48AAL+WALLCON | *80CTL0902120A* | 32600 | 17 | 8.1 | 33000 | 25000 | 75.76% | 1.98 | 12 | 11 |  |  |  | No | R-410A | 2.7167 | Residential & Commercial | Ducted CEE Tier 1
204300602 | Central HP <5.4 tons | AIRQUEST | HRCU-A-CB (Split System: Heat Pump with Remote Outdoor Unit-Air-Source) | HVH837GKA** |  |  | EHD4X48AAL+WALLCON | *97CMN0602120A* | 32400 | 16.5 | 8.1 | 33200 | 25200 | 75.9% | 1.94 | 11.5 | 11 |  |  |  | No | R-410A | 2.7 | Residential & Commercial | Ducted CEE Tier 1
211260974 | Central HP <5.4 tons | TEMPSTAR | HRCU-A-CB (Split System: Heat Pump with Remote Outdoor Unit-Air-Source) | DLCURAH18ABK |  |  | EA*4X25L17A* | *96VTN0601714A* | 18200 | 16 | 8.5 | 18100 | 17500 | 96.69% | 2.12 | 0 | 10.5 |  |  |  | No | R-410A | 1.5167 | Residential & Commercial | Ducted CEE Tier 1
211261135 | Central HP <5.4 tons | TEMPSTAR | HRCU-A-CB (Split System: Heat Pump with Remote Outdoor Unit-Air-Source) | DLCURAH18ABK |  |  | EA*4X25L17A* | *80ES(N,L)0701412A* | 18200 | 16.5 | 8.5 | 17900 | 17500 | 97.77% | 2.12 | 0 | 11 |  |  |  | No | R-410A | 1.5167 | Residential & Commercial | Ducted CEE Tier 1
211262194 | Central HP <5.4 tons | TEMPSTAR | HRCU-A-CB (Split System: Heat Pump with Remote Outdoor Unit-Air-Source) | DLCURAH18ABK |  |  | EA*4X30L17A* | OMV098J12* | 18300 | 16 | 8.5 | 18900 | 18400 | 97.35% | 2.22 | 0 | 10.5 |  |  |  | No | R-410A | 1.525 | Residential & Commercial | Ducted CEE Tier 1
211260301 | Central HP <5.4 tons | HEIL | HRCU-A-CB (Split System: Heat Pump with Remote Outdoor Unit-Air-Source) | DLCURAH18ABK |  |  | EA*4X24L17A* | *96VSN0601412A* | 17900 | 16 | 8.5 | 18800 | 19000 | 101.1% | 2.28 | 0 | 10.5 |  |  |  | No | R-410A | 1.4917 | Residential & Commercial | Ducted CEE Tier 1
215318837 | Central HP <5.4 tons | Weathermaker | HRCU-A-CB (Split System: Heat Pump with Remote Outdoor Unit-Air-Source) | 37MUHAQ60AA3 |  |  | 45MUAAQ60XX3 |  | 54000 | 16 | 9 | 56000 | 52000 | 92.86% | 1.8 | 0 | 10 |  |  |  | No | R-454B | 4.5 | Residential & Commercial | Ducted CEE Tier 1
216440368 | Central HP <5.4 tons | TRANE | HRCU-A-CB (Split System: Heat Pump with Remote Outdoor Unit-Air-Source) | 5TWV0X48A1 |  |  | 5TXCC009AS3 | L8V1C100U5VSB+LRP | 45500 | 20.2 | 9.7 | 47000 | 33600 | 71.49% | 2.1 | 0 | 12 |  |  |  | No | R-454B | 3.7917 | Residential & Commercial | Ducted CEE Tier 1
216440404 | Central HP <5.4 tons | TRANE | HRCU-A-CB (Split System: Heat Pump with Remote Outdoor Unit-Air-Source) | 5TWV0X48A1 |  |  | 5TXCD010AS3 | S9V2C080U5VSB+LRP | 44500 | 20 | 9.7 | 46000 | 33000 | 71.74% | 2.1 | 0 | 12 |  |  |  | No | R-454B | 3.7083 | Residential & Commercial | Ducted CEE Tier 1
213080870 | Central HP <5.4 tons | TEMPSTAR | HRCU-A-CB (Split System: Heat Pump with Remote Outdoor Unit-Air-Source) | DLCURAH36ABK |  |  | EN(A,D,W)4X48L21** | *95MSU0802120A* | 35800 | 16.5 | 8.1 | 38500 | 35000 | 90.91% | 2 | 0 | 10 |  |  |  | No | R-410A | 2.9833 | Residential & Commercial | Ducted CEE Tier 1
213079352 | Central HP <5.4 tons | TEMPSTAR | HRCU-A-CB (Split System: Heat Pump with Remote Outdoor Unit-Air-Source) | DLCURAH36ABK |  |  | EA*4X37L17A* | *92MSN0601412A* | 36200 | 15.2 | 8.5 | 38500 | 35400 | 91.95% | 1.78 | 0 | 10 |  |  |  | No | R-410A | 3.0167 | Residential & Commercial | Ducted CEE Tier 1
211228835 | Central HP <5.4 tons | HEIL | HRCU-A-CB (Split System: Heat Pump with Remote Outdoor Unit-Air-Source) | DLCURAH36ABK |  |  | EA*4X48L21A* | *80VSL0701716A* | 35600 | 16 | 8.1 | 37800 | 34600 | 91.53% | 2.04 | 0 | 10 |  |  |  | No | R-410A | 2.9667 | Residential & Commercial | Ducted CEE Tier 1
212521243 | Central HP <5.4 tons | WABBAN | HRCU-A-C (Split System: Heat Pump with Remote Outdoor Unit with No Indoor Fan --Air Source) | BB36-24WADU |  |  | TCAT24F/NAA |  | 23000 | 15.2 | 8.5 | 24000 | 21600 | 90% | 1.8 | 0 | 11 |  |  |  | No | R-410A | 1.9167 | Residential & Commercial | Ducted CEE Tier 1
211392878 | Central HP <5.4 tons | FRASER-JOHNSTON | HRCU-A-CB (Split System: Heat Pump with Remote Outdoor Unit-Air-Source) | HMH72B341 |  |  | XAUB36DXXN1+TXV | TM8E040A12MP11 | 34000 | 18 | 8.1 | 33600 | 23800 | 70.83% | 2.06 | 0 | 10 |  |  |  | No | R-410A | 2.8333 | Residential & Commercial | Ducted CEE Tier 1
214574094 | Central HP <5.4 tons | DAY & NIGHT | HRCU-A-CB (Split System: Heat Pump with Remote Outdoor Unit-Air-Source) | CVH837GKA2* |  |  | EA*4X61L21A*+WALLCON | *80CTL0702120B* | 33200 | 17.5 | 8.5 | 32000 | 25000 | 78.12% | 2 | 0 | 11.5 |  |  |  | No | R-410A | 2.7667 | Residential & Commercial | Ducted CEE Tier 1
211230932 | Central HP <5.4 tons | HEIL | HRCU-A-CB (Split System: Heat Pump with Remote Outdoor Unit-Air-Source) | DLCURAH36ABK |  |  | FXM4X48**AL |  | 36800 | 16 | 8.5 | 38500 | 34600 | 89.87% | 2.08 | 0 | 10 |  |  |  | No | R-410A | 3.0667 | Residential & Commercial | Ducted CEE Tier 1
213079403 | Central HP <5.4 tons | DAY & NIGHT | HRCU-A-CB (Split System: Heat Pump with Remote Outdoor Unit-Air-Source) | DLCURAH36ABK |  |  | EA*4X37L17A* | *92MSN0601714A* | 36000 | 15.5 | 8.5 | 38500 | 35000 | 90.91% | 2 | 0 | 10 |  |  |  | No | R-410A | 3 | Residential & Commercial | Ducted CEE Tier 1
214243072 | Central HP <5.4 tons | KEEPRITE | HRCU-A-CB (Split System: Heat Pump with Remote Outdoor Unit-Air-Source) | CVH825GKA2* |  |  | EN(A,D,W)4X42L21**+WALLCON | *96CTN1002122B* | 23800 | 16.5 | 8.1 | 21400 | 16600 | 77.57% | 1.96 | 0 | 11 |  |  |  | No | R-410A | 1.9833 | Residential & Commercial | Ducted CEE Tier 1
214242722 | Central HP <5.4 tons | KEEPRITE | HRCU-A-CB (Split System: Heat Pump with Remote Outdoor Unit-Air-Source) | CVH825GKA2* |  |  | EN(A,D,W)4X36L17**+WALLCON | *96CTN0601714B* | 23400 | 16 | 8.1 | 21600 | 16800 | 77.78% | 1.9 | 0 | 10.5 |  |  |  | No | R-410A | 1.95 | Residential & Commercial | Ducted CEE Tier 1
214242912 | Central HP <5.4 tons | KEEPRITE | HRCU-A-CB (Split System: Heat Pump with Remote Outdoor Unit-Air-Source) | CVH825GKA2* |  |  | END4X42L17**+WALLCON | *97CMN0601714B* | 23800 | 16 | 8.1 | 21400 | 16700 | 78.04% | 1.98 | 0 | 11 |  |  |  | No | R-410A | 1.9833 | Residential & Commercial | Ducted CEE Tier 1
214243245 | Central HP <5.4 tons | CARRIER | HRCU-A-CB (Split System: Heat Pump with Remote Outdoor Unit-Air-Source) | 25VNA825A*031* |  |  | CNPV*4824AL*+UI | 59TN6C100C21**22 | 24200 | 17 | 8.1 | 21200 | 16600 | 78.3% | 2.02 | 0 | 11.5 |  |  |  | No | R-410A | 2.0167 | Residential & Commercial | Ducted CEE Tier 1
216599663 | Central HP <5.4 tons | TRANE | HRCU-A-CB (Split System: Heat Pump with Remote Outdoor Unit-Air-Source) | 5TWV8X36A1 |  |  | 5PX*B004AS3+P0V0B000M40SD+LRP |  | 32000 | 18.1 | 8.5 | 32600 | 25400 | 77.91% | 2.1 | 0 | 10 |  |  |  | No | R-454B | 2.6667 | Residential & Commercial | Ducted CEE Tier 1
214240022 | Central HP <5.4 tons | TEMPSTAR | HRCU-A-CB (Split System: Heat Pump with Remote Outdoor Unit-Air-Source) | TVH837GKA** |  |  | EN(A,D)4X48L24**+WALLCON | *96CTN1002122B* | 32400 | 17 | 8.1 | 32600 | 24600 | 75.46% | 1.96 | 0 | 11.7 |  |  |  | No | R-410A | 2.7 | Residential & Commercial | Ducted CEE Tier 1
214240092 | Central HP <5.4 tons | TEMPSTAR | HRCU-A-CB (Split System: Heat Pump with Remote Outdoor Unit-Air-Source) | TVH837GKA** |  |  | EN(A,D,W)4X60L24**+WALLCON | *96CTN1002122B* | 32800 | 17.5 | 8.1 | 32200 | 24600 | 76.4% | 1.96 | 0 | 12 |  |  |  | No | R-410A | 2.7333 | Residential & Commercial | Ducted CEE Tier 1
206772831 | Central HP <5.4 tons | AIRQUEST | HRCU-A-CB (Split System: Heat Pump with Remote Outdoor Unit-Air-Source) | HVH837GKA2* |  |  | EHD4X42AAL+WALLCON | *80CTL0901716A* | 32600 | 17 | 8.1 | 33000 | 24800 | 75.15% | 1.96 | 12 | 11 |  |  |  | No | R-410A | 2.7167 | Residential & Commercial | Ducted CEE Tier 1
212973531 | Central HP <5.4 tons | TEMPSTAR | HRCU-A-CB (Split System: Heat Pump with Remote Outdoor Unit-Air-Source) | DLCURAH24ABK |  |  | EA*4X24L14A* | *96VSN0601412B* | 23200 | 16.5 | 8.5 | 26800 | 26800 | 100% | 2.28 | 0 | 10 |  |  |  | No | R-410A | 1.9333 | Residential & Commercial | Ducted CEE Tier 1
212973851 | Central HP <5.4 tons | TEMPSTAR | HRCU-A-CB (Split System: Heat Pump with Remote Outdoor Unit-Air-Source) | DLCURAH24ABK |  |  | EA*4X30L17A* | *96VSN0801716B* | 23400 | 17 | 8.5 | 26200 | 24200 | 92.37% | 2.02 | 0 | 10 |  |  |  | No | R-410A | 1.95 | Residential & Commercial | Ducted CEE Tier 1
214239183 | Central HP <5.4 tons | CARRIER | HRCU-A-CB (Split System: Heat Pump with Remote Outdoor Unit-Air-Source) | 25VNA837A*031* |  |  | CNPV*4821AL*+UI | 58TN*B090C17**16 | 32400 | 17 | 8.1 | 32800 | 24800 | 75.61% | 1.94 | 0 | 11.7 |  |  |  | No | R-410A | 2.7 | Residential & Commercial | Ducted CEE Tier 1
214239283 | Central HP <5.4 tons | CARRIER | HRCU-A-CB (Split System: Heat Pump with Remote Outdoor Unit-Air-Source) | 25VNA837A*031* |  |  | CNPV*4824AL*+UI | 58TN*B090C21**20 | 32400 | 17 | 8.1 | 32600 | 24600 | 75.46% | 1.96 | 0 | 11.7 |  |  |  | No | R-410A | 2.7 | Residential & Commercial | Ducted CEE Tier 1
214239383 | Central HP <5.4 tons | CARRIER | HRCU-A-CB (Split System: Heat Pump with Remote Outdoor Unit-Air-Source) | 25VNA837A*031* |  |  | CNPV*6024AL*+UI | 59MN7C100C21**22 | 32800 | 17.5 | 8.1 | 32200 | 24600 | 76.4% | 1.96 | 0 | 12 |  |  |  | No | R-410A | 2.7333 | Residential & Commercial | Ducted CEE Tier 1
215932390 | Central HP <5.4 tons | DAY & NIGHT | HRCU-A-CB (Split System: Heat Pump with Remote Outdoor Unit-Air-Source) | C5H3V36*K*AAA* |  |  | EA*5X48M21A*+WALLCON | *80CSU0401712A* | 33400 | 20.5 | 9.5 | 34600 | 26400 | 76.3% | 2.04 | 0 | 11.5 |  |  |  | No | R-454B | 2.7833 | Residential & Commercial | Ducted CEE Tier 1
214242514 | Central HP <5.4 tons | TEMPSTAR | HRCU-A-CB (Split System: Heat Pump with Remote Outdoor Unit-Air-Source) | TVH825GKA2* |  |  | EN(A,D)4X24L17**+WALLCON | *96CTN0801714B* | 23200 | 16 | 8.1 | 22000 | 16900 | 76.82% | 1.92 | 0 | 10.5 |  |  |  | No | R-410A | 1.9333 | Residential & Commercial | Ducted CEE Tier 1
215318843 | Central HP <5.4 tons | Weathermaker | HRCU-A-CB (Split System: Heat Pump with Remote Outdoor Unit-Air-Source) | 37MURAQ48AA3 |  |  | 45MUAAQ48XX3 |  | 48000 | 16 | 8.5 | 48000 | 38000 | 79.17% | 1.85 | 0 | 10 |  |  |  | No | R-454B | 4 | Residential & Commercial | Ducted CEE Tier 1
206133387 | Central HP <5.4 tons | AIRQUEST | HRCU-A-CB (Split System: Heat Pump with Remote Outdoor Unit-Air-Source) | HVH825GKA2* |  |  | EA*4X36L21A*+WALLCON | *80CSU0601716A* | 23600 | 16.5 | 8.1 | 21400 | 16600 | 77.57% | 1.94 | 11.5 | 10.5 |  |  |  | No | R-410A | 1.9667 | Residential & Commercial | Ducted CEE Tier 1
206133437 | Central HP <5.4 tons | AIRQUEST | HRCU-A-CB (Split System: Heat Pump with Remote Outdoor Unit-Air-Source) | HVH825GKA2* |  |  | EA*4X37L21A*+WALLCON | *80CSU0401712A* | 24400 | 17 | 8.5 | 21200 | 16600 | 78.3% | 2.04 | 11.5 | 11 |  |  |  | No | R-410A | 2.0333 | Residential & Commercial | Ducted CEE Tier 1
204456654 | Central HP <5.4 tons | AIRQUEST | HRCU-A-CB (Split System: Heat Pump with Remote Outdoor Unit-Air-Source) | HVH825GKA2* |  |  | EA*4X36L17A*+WALLCON | *80CTL0901716A* | 23600 | 17 | 8.1 | 21400 | 16600 | 77.57% | 1.94 | 11.5 | 11 |  |  |  | No | R-410A | 1.9667 | Residential & Commercial | Ducted CEE Tier 1
214651442 | Central HP <5.4 tons | COLEMAN | HRCU-A-CB (Split System: Heat Pump with Remote Outdoor Unit-Air-Source) | HH824E2S11 |  |  | CTU36B5XDS1+TXV | TMLE100B12MP11 | 23000 | 18 | 9.5 | 23000 | 18900 | 82.17% | 2 | 0 | 12 |  |  |  | No | R-454B | 1.9167 | Residential & Commercial | Ducted CEE Tier 1
214239984 | Central HP <5.4 tons | BRYANT HEATING AND COOLING SYSTEMS | HRCU-A-CB (Split System: Heat Pump with Remote Outdoor Unit-Air-Source) | 288BNV037*0**A* |  |  | CNPV*4824AL*+UI | 88*TB66135C24*** | 32400 | 17 | 8.1 | 32600 | 24600 | 75.46% | 1.96 | 0 | 11.7 |  |  |  | No | R-410A | 2.7 | Residential & Commercial | Ducted CEE Tier 1
214720150 | Central HP <5.4 tons | LUXAIRE | HRCU-A-CB (Split System: Heat Pump with Remote Outdoor Unit-Air-Source) | HH836E2S11 |  |  | CTU48C5XFS1+TXV | TL9E100C20UH11 | 34000 | 18 | 9 | 32000 | 25600 | 80% | 2 | 0 | 11 |  |  |  | No | R-454B | 2.8333 | Residential & Commercial | Ducted CEE Tier 1
211393387 | Central HP <5.4 tons | FRASER-JOHNSTON | HRCU-A-CB (Split System: Heat Pump with Remote Outdoor Unit-Air-Source) | HMH72B341 |  |  | XAFC30CXXN1+TXV | TL8E100C20UH11 | 33400 | 17.5 | 8.5 | 33000 | 23200 | 70.3% | 2.06 | 0 | 10 |  |  |  | No | R-410A | 2.7833 | Residential & Commercial | Ducted CEE Tier 1
215674654 | Central HP <5.4 tons | KENMORE | HRCU-A-CB (Split System: Heat Pump with Remote Outdoor Unit-Air-Source) | (C,H,T)5H0V48*K*AAA* |  |  | EA*5X61M24A*+WALLCON | *96CTN1002122B* | 46000 | 18.5 | 9 | 47500 | 33600 | 70.74% | 2.06 | 0 | 10 |  |  |  | No | R-454B | 3.8333 | Residential & Commercial | Ducted CEE Tier 1
215682301 | Central HP <5.4 tons | KENMORE | HRCU-A-CB (Split System: Heat Pump with Remote Outdoor Unit-Air-Source) | (C,H,T)5H0V48*K*AAA* |  |  | EVD5X60M21A*+WALLCON | *96CTN0802120B* | 48000 | 19 | 9 | 50000 | 36800 | 73.6% | 2 | 0 | 10 |  |  |  | No | R-454B | 4 | Residential & Commercial | Ducted CEE Tier 1
215682451 | Central HP <5.4 tons | KENMORE | HRCU-A-CB (Split System: Heat Pump with Remote Outdoor Unit-Air-Source) | (C,H,T)5H0V48*K*AAA* |  |  | EVD5X61M21A*+WALLCON | *80CSU0401712B* | 48500 | 19 | 9 | 50000 | 36800 | 73.6% | 2.12 | 0 | 10 |  |  |  | No | R-454B | 4.0417 | Residential & Commercial | Ducted CEE Tier 1
215682001 | Central HP <5.4 tons | KENMORE | HRCU-A-CB (Split System: Heat Pump with Remote Outdoor Unit-Air-Source) | (C,H,T)5H0V48*K*AAA* |  |  | EVM5X60M24A*+WALLCON | *80CSU1002120B* | 48000 | 18.5 | 9 | 50000 | 36600 | 73.2% | 2 | 0 | 10 |  |  |  | No | R-454B | 4 | Residential & Commercial | Ducted CEE Tier 1
213079573 | Central HP <5.4 tons | DAY & NIGHT | HRCU-A-CB (Split System: Heat Pump with Remote Outdoor Unit-Air-Source) | DLCURAH36ABK |  |  | EA*4X43L21A* | *92MSN0801716A* | 36200 | 16.5 | 8.5 | 38000 | 34800 | 91.58% | 2.04 | 0 | 10 |  |  |  | No | R-410A | 3.0167 | Residential & Commercial | Ducted CEE Tier 1
213080057 | Central HP <5.4 tons | DAY & NIGHT | HRCU-A-CB (Split System: Heat Pump with Remote Outdoor Unit-Air-Source) | DLCURAH36ABK |  |  | EA*4X43L21A* | *96MSN0801716A* | 36400 | 15.5 | 8.5 | 38500 | 35000 | 90.91% | 2.06 | 0 | 10 |  |  |  | No | R-410A | 3.0333 | Residential & Commercial | Ducted CEE Tier 1
214280274 | Central HP <5.4 tons | DAY & NIGHT | HRCU-A-CB (Split System: Heat Pump with Remote Outdoor Unit-Air-Source) | DLCURAH36ABK |  |  | EA*4X37L21A* | *96MSN0601716A* | 36000 | 15.5 | 8.5 | 38000 | 35000 | 92.11% | 2.06 | 0 | 10 |  |  |  | No | R-410A | 3 | Residential & Commercial | Ducted CEE Tier 1
214238980 | Central HP <5.4 tons | KEEPRITE | HRCU-A-CB (Split System: Heat Pump with Remote Outdoor Unit-Air-Source) | CVH837GKA2* |  |  | END4X42L17**+WALLCON | *80CTL0701716B* | 32000 | 16.5 | 8.1 | 33000 | 24800 | 75.15% | 1.9 | 0 | 11 |  |  |  | No | R-410A | 2.6667 | Residential & Commercial | Ducted CEE Tier 1
213076267 | Central HP <5.4 tons | HEIL | HRCU-A-CB (Split System: Heat Pump with Remote Outdoor Unit-Air-Source) | DLCURAH36ABK |  |  | EA*4X42L21A* | *95MSU1002122A* | 35600 | 16.5 | 8.1 | 38500 | 35000 | 90.91% | 1.9 | 0 | 10 |  |  |  | No | R-410A | 2.9667 | Residential & Commercial | Ducted CEE Tier 1
213076294 | Central HP <5.4 tons | HEIL | HRCU-A-CB (Split System: Heat Pump with Remote Outdoor Unit-Air-Source) | DLCURAH36ABK |  |  | EA*4X48L21A* | *95MSU1002122A* | 36000 | 16.5 | 8.5 | 38000 | 34800 | 91.58% | 2.04 | 0 | 10 |  |  |  | No | R-410A | 3 | Residential & Commercial | Ducted CEE Tier 1
213079541 | Central HP <5.4 tons | TEMPSTAR | HRCU-A-CB (Split System: Heat Pump with Remote Outdoor Unit-Air-Source) | DLCURAH36ABK |  |  | EA*4X37L17A* | *92MSN0801716A* | 36400 | 15.5 | 8.5 | 38500 | 35000 | 90.91% | 2.02 | 0 | 10 |  |  |  | No | R-410A | 3.0333 | Residential & Commercial | Ducted CEE Tier 1
213076503 | Central HP <5.4 tons | HEIL | HRCU-A-CB (Split System: Heat Pump with Remote Outdoor Unit-Air-Source) | DLCURAH36ABK |  |  | EA*4X37L21A* | *80VTL0701716B* | 36200 | 16 | 8.5 | 38000 | 34800 | 91.58% | 2.04 | 0 | 10 |  |  |  | No | R-410A | 3.0167 | Residential & Commercial | Ducted CEE Tier 1
208141273 | Central HP <5.4 tons | American Standard | HRCU-A-CB (Split System: Heat Pump with Remote Outdoor Unit-Air-Source) | 4TXD2036A10NU** |  |  | 4MXA2036A10NU** |  | 34000 | 16 | 9 | 35000 | 28000 | 80% | 1.8 | 10 | 10 |  |  |  | No | R-410A | 2.8333 | Residential & Commercial | Ducted CEE Tier 1
211229252 | Central HP <5.4 tons | HEIL | HRCU-A-CB (Split System: Heat Pump with Remote Outdoor Unit-Air-Source) | DLCURAH36ABK |  |  | EA*4X48L24A* | *80ES(N,L)0702116A* | 35800 | 16.5 | 8.5 | 37800 | 34600 | 91.53% | 2.04 | 0 | 10 |  |  |  | No | R-410A | 2.9833 | Residential & Commercial | Ducted CEE Tier 1
215935325 | Central HP <5.4 tons | BRYANT HEATING AND COOLING SYSTEMS | HRCU-A-CB (Split System: Heat Pump with Remote Outdoor Unit-Air-Source) | 293VAN036**AA* |  |  | CVAMA6024XMA*+UI | 83*CA60100C21*** | 35400 | 21.5 | 8.5 | 38000 | 28600 | 75.26% | 2.02 | 0 | 12 |  |  |  | No | R-454B | 2.95 | Residential & Commercial | Ducted CEE Tier 1
208141275 | Central HP <5.4 tons | American Standard | HRCU-A-CB (Split System: Heat Pump with Remote Outdoor Unit-Air-Source) | 4TXD2060A10NU** |  |  | 4MXA2060A10NU** |  | 54000 | 16 | 9 | 54000 | 41000 | 75.93% | 1.8 | 10.5 | 10 |  |  |  | No | R-410A | 4.5 | Residential & Commercial | Ducted CEE Tier 1
213607723 | Central HP <5.4 tons | BRYANT HEATING AND COOLING SYSTEMS | HRCU-A-CB (Split System: Heat Pump with Remote Outdoor Unit-Air-Source) | 38MURAQ36AB3* |  |  | PF4TNXC36L* |  | 35400 | 16.5 | 8.5 | 38000 | 35200 | 92.63% | 1.86 | 0 | 10 |  |  |  | No | R-410A | 2.95 | Residential & Commercial | Ducted CEE Tier 1
215932535 | Central HP <5.4 tons | BRYANT HEATING AND COOLING SYSTEMS | HRCU-A-CB (Split System: Heat Pump with Remote Outdoor Unit-Air-Source) | 293VAN036**AA* |  |  | CAA**6024AM*+UI | 88*TB60070C21*** | 34000 | 20.5 | 9.5 | 34200 | 26000 | 76.02% | 2.04 | 0 | 11.7 |  |  |  | No | R-454B | 2.8333 | Residential & Commercial | Ducted CEE Tier 1
215933305 | Central HP <5.4 tons | BRYANT HEATING AND COOLING SYSTEMS | HRCU-A-CB (Split System: Heat Pump with Remote Outdoor Unit-Air-Source) | 293VAN036**AA* |  |  | CSAH*4212AM*+UI | 88*TB36070C14*** | 33400 | 19 | 9 | 35200 | 27000 | 76.7% | 1.92 | 0 | 11 |  |  |  | No | R-454B | 2.7833 | Residential & Commercial | Ducted CEE Tier 1
215931584 | Central HP <5.4 tons | CARRIER | HRCU-A-CB (Split System: Heat Pump with Remote Outdoor Unit-Air-Source) | 27VNA360A*030* |  |  | CAA**6024AM*+UI | 59CU5B100C21**22 | 56000 | 18.5 | 8.5 | 60500 | 45500 | 75.21% | 2.08 | 0 | 11.5 |  |  |  | No | R-454B | 4.6667 | Residential & Commercial | Ducted CEE Tier 1
216581425 | Central HP <5.4 tons | BRYANT HEATING AND COOLING SYSTEMS | HRCU-A-CB (Split System: Heat Pump with Remote Outdoor Unit-Air-Source) | 284ANV036*0**B* |  |  | CAP**6121AL*+UI | 987TA42080C17*** | 34200 | 19 | 9 | 34800 | 25000 | 71.84% | 1.8 | 0 | 11.5 |  |  |  | No | R-410A | 2.85 | Residential & Commercial | Ducted CEE Tier 1
213770271 | Central HP <5.4 tons | CARRIER | HRCU-A-CB (Split System: Heat Pump with Remote Outdoor Unit-Air-Source) | 25VNA448A*031* |  |  | CAP**4824AL*+UI | 58TN*B110C21**20 | 44000 | 21 | 9 | 46000 | 36200 | 78.7% | 2.28 | 0 | 11.5 |  |  |  | No | R-410A | 3.6667 | Residential & Commercial | Ducted CEE Tier 1
215933405 | Central HP <5.4 tons | BRYANT HEATING AND COOLING SYSTEMS | HRCU-A-CB (Split System: Heat Pump with Remote Outdoor Unit-Air-Source) | 293VAN036**AA* |  |  | CSAH*4212AM*+UI | 987MC60060C21*** | 33400 | 18.5 | 9 | 35200 | 27000 | 76.7% | 1.92 | 0 | 11 |  |  |  | No | R-454B | 2.7833 | Residential & Commercial | Ducted CEE Tier 1
215933755 | Central HP <5.4 tons | BRYANT HEATING AND COOLING SYSTEMS | HRCU-A-CB (Split System: Heat Pump with Remote Outdoor Unit-Air-Source) | 293VAN036**AA* |  |  | CSAH*6012AM*+UI | 88*TB36070C14*** | 34000 | 19.5 | 9 | 34800 | 26400 | 75.86% | 1.92 | 0 | 11 |  |  |  | No | R-454B | 2.8333 | Residential & Commercial | Ducted CEE Tier 1
215933805 | Central HP <5.4 tons | BRYANT HEATING AND COOLING SYSTEMS | HRCU-A-CB (Split System: Heat Pump with Remote Outdoor Unit-Air-Source) | 293VAN036**AA* |  |  | CSAH*6012AM*+UI | 88*TB60110C21*** | 34200 | 19.5 | 9 | 34400 | 26000 | 75.58% | 1.96 | 0 | 11.7 |  |  |  | No | R-454B | 2.85 | Residential & Commercial | Ducted CEE Tier 1
215933955 | Central HP <5.4 tons | BRYANT HEATING AND COOLING SYSTEMS | HRCU-A-CB (Split System: Heat Pump with Remote Outdoor Unit-Air-Source) | 293VAN036**AA* |  |  | FE5BN(B,X)C36L*+UI |  | 33000 | 20.5 | 9.5 | 34800 | 26800 | 77.01% | 2 | 0 | 11.7 |  |  |  | No | R-454B | 2.75 | Residential & Commercial | Ducted CEE Tier 1
215934945 | Central HP <5.4 tons | BRYANT HEATING AND COOLING SYSTEMS | HRCU-A-CB (Split System: Heat Pump with Remote Outdoor Unit-Air-Source) | 293VAN036**AA* |  |  | CVAMA4421XMA*+UI | 986TD66100C21*** | 35600 | 22 | 8.5 | 38000 | 28600 | 75.26% | 2.02 | 0 | 12.5 |  |  |  | No | R-454B | 2.9667 | Residential & Commercial | Ducted CEE Tier 1
215935095 | Central HP <5.4 tons | BRYANT HEATING AND COOLING SYSTEMS | HRCU-A-CB (Split System: Heat Pump with Remote Outdoor Unit-Air-Source) | 293VAN036**AA* |  |  | CVAMA4921XMA*+UI | 987MC42080C17*** | 35400 | 21.5 | 8.5 | 38500 | 29000 | 75.32% | 2.02 | 0 | 12 |  |  |  | No | R-454B | 2.95 | Residential & Commercial | Ducted CEE Tier 1
215931515 | Central HP <5.4 tons | BRYANT HEATING AND COOLING SYSTEMS | HRCU-A-CB (Split System: Heat Pump with Remote Outdoor Unit-Air-Source) | 293VAN060**AA* |  |  | CAA**6024AM*+UI | 83*CA60080C21*** | 56000 | 19 | 8.5 | 60500 | 45500 | 75.21% | 2.06 | 0 | 11.5 |  |  |  | No | R-454B | 4.6667 | Residential & Commercial | Ducted CEE Tier 1
215931835 | Central HP <5.4 tons | BRYANT HEATING AND COOLING SYSTEMS | HRCU-A-CB (Split System: Heat Pump with Remote Outdoor Unit-Air-Source) | 293VAN060**AA* |  |  | CSAH*6012AM*+UI | 88*TB60110C21*** | 56500 | 18 | 8.1 | 61000 | 46000 | 75.41% | 2 | 0 | 11.5 |  |  |  | No | R-454B | 4.7083 | Residential & Commercial | Ducted CEE Tier 1
211230139 | Central HP <5.4 tons | TEMPSTAR | HRCU-A-CB (Split System: Heat Pump with Remote Outdoor Unit-Air-Source) | DLCURAH36ABK |  |  | EN(A,D,W)4X48L21** | *92ESN0802120A* | 35800 | 16.5 | 8.1 | 38500 | 34800 | 90.39% | 2.02 | 0 | 10.5 |  |  |  | No | R-410A | 2.9833 | Residential & Commercial | Ducted CEE Tier 1
211230805 | Central HP <5.4 tons | TEMPSTAR | HRCU-A-CB (Split System: Heat Pump with Remote Outdoor Unit-Air-Source) | DLCURAH36ABK |  |  | EN(A,D)4X48L24** | OLV154F20A | 37400 | 15.2 | 8.5 | 39500 | 35200 | 89.11% | 2.1 | 0 | 10.5 |  |  |  | No | R-410A | 3.1167 | Residential & Commercial | Ducted CEE Tier 1
214242992 | Central HP <5.4 tons | KEEPRITE | HRCU-A-CB (Split System: Heat Pump with Remote Outdoor Unit-Air-Source) | CVH825GKA2* |  |  | EN(A,D,W)4X42L21**+WALLCON | *80CTL0902120B* | 23800 | 16.5 | 8.1 | 21400 | 16700 | 78.04% | 1.96 | 0 | 11 |  |  |  | No | R-410A | 1.9833 | Residential & Commercial | Ducted CEE Tier 1
213076842 | Central HP <5.4 tons | HEIL | HRCU-A-CB (Split System: Heat Pump with Remote Outdoor Unit-Air-Source) | DLCURAH36ABK |  |  | EN(A,D,W)4X48L21** | *80VTL1102122B* | 36400 | 16.5 | 8.1 | 38500 | 35000 | 90.91% | 2.02 | 0 | 10.5 |  |  |  | No | R-410A | 3.0333 | Residential & Commercial | Ducted CEE Tier 1
213080678 | Central HP <5.4 tons | TEMPSTAR | HRCU-A-CB (Split System: Heat Pump with Remote Outdoor Unit-Air-Source) | DLCURAH36ABK |  |  | EA*4X37L17A* | *95MSU0601716A* | 36000 | 15.5 | 8.5 | 38500 | 35000 | 90.91% | 2 | 0 | 10 |  |  |  | No | R-410A | 3 | Residential & Commercial | Ducted CEE Tier 1
211229547 | Central HP <5.4 tons | HEIL | HRCU-A-CB (Split System: Heat Pump with Remote Outdoor Unit-Air-Source) | DLCURAH36ABK |  |  | EA*4X48L24A* | *96VSN1002120A* | 36000 | 16 | 8.5 | 38500 | 34600 | 89.87% | 2.06 | 0 | 10 |  |  |  | No | R-410A | 3 | Residential & Commercial | Ducted CEE Tier 1
213079283 | Central HP <5.4 tons | TEMPSTAR | HRCU-A-CB (Split System: Heat Pump with Remote Outdoor Unit-Air-Source) | DLCURAH36ABK |  |  | EA*4X48L24A* | *80MSU0802120A* | 35600 | 16.5 | 8.5 | 37800 | 34600 | 91.53% | 2.06 | 0 | 10 |  |  |  | No | R-410A | 2.9667 | Residential & Commercial | Ducted CEE Tier 1
213080037 | Central HP <5.4 tons | TEMPSTAR | HRCU-A-CB (Split System: Heat Pump with Remote Outdoor Unit-Air-Source) | DLCURAH36ABK |  |  | EA*4X37L21A* | *96MSN0801716A* | 36400 | 15.5 | 8.5 | 38000 | 35000 | 92.11% | 2.06 | 0 | 10 |  |  |  | No | R-410A | 3.0333 | Residential & Commercial | Ducted CEE Tier 1
212970425 | Central HP <5.4 tons | TEMPSTAR | HRCU-A-CB (Split System: Heat Pump with Remote Outdoor Unit-Air-Source) | DLCURAH36ABK |  |  | EA*4X43L21A* | *80VSL0701716B* | 36400 | 16 | 8.5 | 39000 | 34800 | 89.23% | 2.02 | 0 | 10 |  |  |  | No | R-410A | 3.0333 | Residential & Commercial | Ducted CEE Tier 1
213080774 | Central HP <5.4 tons | TEMPSTAR | HRCU-A-CB (Split System: Heat Pump with Remote Outdoor Unit-Air-Source) | DLCURAH36ABK |  |  | EN(A,D,W)4X48L21** | *95MSU0601716A* | 35600 | 16 | 8.1 | 38500 | 35000 | 90.91% | 1.98 | 0 | 10 |  |  |  | No | R-410A | 2.9667 | Residential & Commercial | Ducted CEE Tier 1
214573194 | Central HP <5.4 tons | DAY & NIGHT | HRCU-A-CB (Split System: Heat Pump with Remote Outdoor Unit-Air-Source) | CVH837GKA** |  |  | EHD4X48AAL+WALLCON | *80CTL0702120B* | 32600 | 17.5 | 8.5 | 32800 | 25000 | 76.22% | 1.98 | 0 | 11 |  |  |  | No | R-410A | 2.7167 | Residential & Commercial | Ducted CEE Tier 1
214573514 | Central HP <5.4 tons | DAY & NIGHT | HRCU-A-CB (Split System: Heat Pump with Remote Outdoor Unit-Air-Source) | CVH837GKA** |  |  | EN(A,D)4X48L24**+WALLCON | *95CSU1002122B* | 32400 | 17.5 | 8.5 | 32600 | 24800 | 76.07% | 1.98 | 0 | 11.5 |  |  |  | No | R-410A | 2.7 | Residential & Commercial | Ducted CEE Tier 1
211393621 | Central HP <5.4 tons | FRASER-JOHNSTON | HRCU-A-CB (Split System: Heat Pump with Remote Outdoor Unit-Air-Source) | HMH72B341 |  |  | JHVTB36DBCC2N1 |  | 34000 | 18.5 | 8.5 | 33800 | 23800 | 70.41% | 2.1 | 0 | 10 |  |  |  | No | R-410A | 2.8333 | Residential & Commercial | Ducted CEE Tier 1
215560592 | Central HP <5.4 tons | ECOER | HRCU-A-CB (Split System: Heat Pump with Remote Outdoor Unit-Air-Source) | EODA18H-2436BAA |  |  | GNC3036BPT | FG7TC-060D-V24B* | 32000 | 17 | 8.8 | 34600 | 24400 | 70.52% | 1.95 | 0 | 10.4 |  |  |  | No | R-410A | 2.6667 | Residential & Commercial | Ducted CEE Tier 1
214608219 | Central HP <5.4 tons | ECOER | HRCU-A-C (Split System: Heat Pump with Remote Outdoor Unit with No Indoor Fan --Air Source) | EODA18H-2436BAA |  |  | GNC2430APT+DK |  | 22800 | 15.2 | 8.2 | 23000 | 18600 | 80.87% | 1.9 | 0 | 11 |  |  |  | No | R-410A | 1.9 | Residential & Commercial | Ducted CEE Tier 1
215932584 | Central HP <5.4 tons | CARRIER | HRCU-A-CB (Split System: Heat Pump with Remote Outdoor Unit-Air-Source) | 27VNA336A*030* |  |  | CAA**6024AM*+UI | 59CU5B100C21**22 | 34000 | 20.5 | 9.5 | 34000 | 25800 | 75.88% | 2.04 | 0 | 12 |  |  |  | No | R-454B | 2.8333 | Residential & Commercial | Ducted CEE Tier 1
215932614 | Central HP <5.4 tons | CARRIER | HRCU-A-CB (Split System: Heat Pump with Remote Outdoor Unit-Air-Source) | 27VNA336A*030* |  |  | CAA**6024AM*+UI | 59MN7C100C21**22 | 34000 | 20.5 | 9.5 | 34000 | 25800 | 75.88% | 2.06 | 0 | 12 |  |  |  | No | R-454B | 2.8333 | Residential & Commercial | Ducted CEE Tier 1
214243064 | Central HP <5.4 tons | TEMPSTAR | HRCU-A-CB (Split System: Heat Pump with Remote Outdoor Unit-Air-Source) | TVH825GKA2* |  |  | EN(A,D,W)4X42L21**+WALLCON | *96CTN0801714B* | 23800 | 16.5 | 8.1 | 21400 | 16700 | 78.04% | 1.96 | 0 | 11 |  |  |  | No | R-410A | 1.9833 | Residential & Commercial | Ducted CEE Tier 1
213770624 | Central HP <5.4 tons | TEMPSTAR | HRCU-A-CB (Split System: Heat Pump with Remote Outdoor Unit-Air-Source) | TVH825GKA2* |  |  | EA*4X25L17A*+WALLCON | *80CTL0901716B* | 24400 | 16.5 | 8.5 | 21200 | 16700 | 78.77% | 2.02 | 0 | 11 |  |  |  | No | R-410A | 2.0333 | Residential & Commercial | Ducted CEE Tier 1
213771224 | Central HP <5.4 tons | TEMPSTAR | HRCU-A-CB (Split System: Heat Pump with Remote Outdoor Unit-Air-Source) | TVH825GKA2* |  |  | EA*4X37L21A*+WALLCON | *96CTN0601714B* | 24400 | 16.5 | 8.1 | 21200 | 16700 | 78.77% | 2.02 | 0 | 11 |  |  |  | No | R-410A | 2.0333 | Residential & Commercial | Ducted CEE Tier 1
213771244 | Central HP <5.4 tons | TEMPSTAR | HRCU-A-CB (Split System: Heat Pump with Remote Outdoor Unit-Air-Source) | TVH825GKA2* |  |  | EA*4X37L21A*+WALLCON | *96CTN1002122B* | 24400 | 16.5 | 8.5 | 21200 | 16600 | 78.3% | 2.04 | 0 | 11 |  |  |  | No | R-410A | 2.0333 | Residential & Commercial | Ducted CEE Tier 1
213771394 | Central HP <5.4 tons | TEMPSTAR | HRCU-A-CB (Split System: Heat Pump with Remote Outdoor Unit-Air-Source) | TVH825GKA2* |  |  | EA*4X42L24A*+WALLCON | *80CTL1352422B* | 23800 | 16.5 | 8.1 | 21400 | 16600 | 77.57% | 1.96 | 0 | 11 |  |  |  | No | R-410A | 1.9833 | Residential & Commercial | Ducted CEE Tier 1
213771744 | Central HP <5.4 tons | TEMPSTAR | HRCU-A-CB (Split System: Heat Pump with Remote Outdoor Unit-Air-Source) | TVH825GKA2* |  |  | EA*4X48L24A*+WALLCON | *96CTN1202422B* | 24200 | 17 | 8.1 | 21000 | 16500 | 78.57% | 2.02 | 0 | 11 |  |  |  | No | R-410A | 2.0167 | Residential & Commercial | Ducted CEE Tier 1
214242362 | Central HP <5.4 tons | KEEPRITE | HRCU-A-CB (Split System: Heat Pump with Remote Outdoor Unit-Air-Source) | CVH825GKA3* |  |  | EN(A,D)4X48L24**+WALLCON | *97CMN1002122B* | 24200 | 17 | 8.1 | 21200 | 16500 | 77.83% | 2 | 0 | 11.5 |  |  |  | No | R-410A | 2.0167 | Residential & Commercial | Ducted CEE Tier 1
214241612 | Central HP <5.4 tons | KEEPRITE | HRCU-A-CB (Split System: Heat Pump with Remote Outdoor Unit-Air-Source) | CVH825GKA3* |  |  | EN(A,D)4X24L17**+WALLCON | *97CMN0801714B* | 23200 | 16 | 8.1 | 22000 | 16900 | 76.82% | 1.92 | 0 | 10.5 |  |  |  | No | R-410A | 1.9333 | Residential & Commercial | Ducted CEE Tier 1
214242172 | Central HP <5.4 tons | KEEPRITE | HRCU-A-CB (Split System: Heat Pump with Remote Outdoor Unit-Air-Source) | CVH825GKA3* |  |  | EN(A,D,W)4X42L21**+WALLCON | *97CMN1002122B* | 23800 | 16.5 | 8.1 | 21400 | 16600 | 77.57% | 1.96 | 0 | 11 |  |  |  | No | R-410A | 1.9833 | Residential & Commercial | Ducted CEE Tier 1
214241752 | Central HP <5.4 tons | KEEPRITE | HRCU-A-CB (Split System: Heat Pump with Remote Outdoor Unit-Air-Source) | CVH825GKA3* |  |  | EN(A,D)4X30L17**+WALLCON | *96CTN0601714B* | 23400 | 16 | 8.1 | 21600 | 16800 | 77.78% | 1.9 | 0 | 10.5 |  |  |  | No | R-410A | 1.95 | Residential & Commercial | Ducted CEE Tier 1
214241952 | Central HP <5.4 tons | KEEPRITE | HRCU-A-CB (Split System: Heat Pump with Remote Outdoor Unit-Air-Source) | CVH825GKA3* |  |  | EN(A,D)4X36L21**+WALLCON | *97CMN1002122B* | 23600 | 16.5 | 8.1 | 21400 | 16700 | 78.04% | 1.92 | 0 | 11 |  |  |  | No | R-410A | 1.9667 | Residential & Commercial | Ducted CEE Tier 1
211230551 | Central HP <5.4 tons | HEIL | HRCU-A-CB (Split System: Heat Pump with Remote Outdoor Unit-Air-Source) | DLCURAH36ABK |  |  | EN(A,D)4X48L24** | *80ESU1002120A* | 36200 | 16 | 8.1 | 38500 | 34800 | 90.39% | 2.02 | 0 | 10 |  |  |  | No | R-410A | 3.0167 | Residential & Commercial | Ducted CEE Tier 1
211230735 | Central HP <5.4 tons | HEIL | HRCU-A-CB (Split System: Heat Pump with Remote Outdoor Unit-Air-Source) | DLCURAH36ABK |  |  | EN(A,D)4X48L24** | *95ESU1002120A* | 36400 | 16 | 8.1 | 38500 | 34800 | 90.39% | 2.04 | 0 | 10.5 |  |  |  | No | R-410A | 3.0333 | Residential & Commercial | Ducted CEE Tier 1
211230910 | Central HP <5.4 tons | HEIL | HRCU-A-CB (Split System: Heat Pump with Remote Outdoor Unit-Air-Source) | DLCURAH36ABK |  |  | FXM4X36**AL |  | 35800 | 16.5 | 8.1 | 38500 | 34600 | 89.87% | 1.94 | 0 | 10 |  |  |  | No | R-410A | 2.9833 | Residential & Commercial | Ducted CEE Tier 1
211228988 | Central HP <5.4 tons | HEIL | HRCU-A-CB (Split System: Heat Pump with Remote Outdoor Unit-Air-Source) | DLCURAH36ABK |  |  | EA*4X48L21A* | *92ESN0802120A* | 35600 | 16.5 | 8.5 | 37800 | 34600 | 91.53% | 2.04 | 0 | 10 |  |  |  | No | R-410A | 2.9667 | Residential & Commercial | Ducted CEE Tier 1
204459234 | Central HP <5.4 tons | AIRQUEST | HRCU-A-CB (Split System: Heat Pump with Remote Outdoor Unit-Air-Source) | HVH825GKA2* |  |  | EHD4X30AAL+WALLCON | *80CTL0701412A* | 23800 | 16 | 8.1 | 21800 | 16700 | 76.61% | 1.98 | 11 | 10.5 |  |  |  | No | R-410A | 1.9833 | Residential & Commercial | Ducted CEE Tier 1
204459243 | Central HP <5.4 tons | AIRQUEST | HRCU-A-CB (Split System: Heat Pump with Remote Outdoor Unit-Air-Source) | HVH825GKA2* |  |  | EHD4X30AAL+WALLCON | *80CTL0901716A* | 23800 | 16 | 8.1 | 21800 | 16700 | 76.61% | 1.98 | 11 | 10.5 |  |  |  | No | R-410A | 1.9833 | Residential & Commercial | Ducted CEE Tier 1
214242355 | Central HP <5.4 tons | CARRIER | HRCU-A-CB (Split System: Heat Pump with Remote Outdoor Unit-Air-Source) | 25VNA825A*032* |  |  | CNPV*4824AL*+UI | 59MN7C100C21**22 | 24200 | 17 | 8.1 | 21200 | 16500 | 77.83% | 2 | 0 | 11.5 |  |  |  | No | R-410A | 2.0167 | Residential & Commercial | Ducted CEE Tier 1
213087998 | Central HP <5.4 tons | Invertercool | HRCU-A-CB (Split System: Heat Pump with Remote Outdoor Unit-Air-Source) | COH16S-36AA |  |  | GNC2430BPT | MGH96M080B3A | 22800 | 16 | 8.5 | 23200 | 16400 | 70.69% | 1.95 | 0 | 11.7 |  |  |  | No | R-410A | 1.9 | Residential & Commercial | Ducted CEE Tier 1
211229179 | Central HP <5.4 tons | HEIL | HRCU-A-CB (Split System: Heat Pump with Remote Outdoor Unit-Air-Source) | DLCURAH36ABK |  |  | EA*4X48L21A* | *96VTN1002120A* | 36200 | 15.5 | 8.5 | 38500 | 34800 | 90.39% | 2.08 | 0 | 10 |  |  |  | No | R-410A | 3.0167 | Residential & Commercial | Ducted CEE Tier 1
211229188 | Central HP <5.4 tons | HEIL | HRCU-A-CB (Split System: Heat Pump with Remote Outdoor Unit-Air-Source) | DLCURAH36ABK |  |  | EA*4X48L21A* | *96VTN1002122A* | 35800 | 16.5 | 8.5 | 37800 | 34600 | 91.53% | 2.04 | 0 | 10 |  |  |  | No | R-410A | 2.9833 | Residential & Commercial | Ducted CEE Tier 1
211228095 | Central HP <5.4 tons | HEIL | HRCU-A-CB (Split System: Heat Pump with Remote Outdoor Unit-Air-Source) | DLCURAH36ABK |  |  | EA*4X42L24A* | *95ESU1002120A* | 35800 | 16 | 8.1 | 38500 | 35000 | 90.91% | 1.9 | 0 | 10 |  |  |  | No | R-410A | 2.9833 | Residential & Commercial | Ducted CEE Tier 1
215935125 | Central HP <5.4 tons | BRYANT HEATING AND COOLING SYSTEMS | HRCU-A-CB (Split System: Heat Pump with Remote Outdoor Unit-Air-Source) | 293VAN036**AA* |  |  | CVAMA4921XMA*+UI | 986TD42080C17*** | 35400 | 21.5 | 8.5 | 38500 | 28800 | 74.81% | 2.02 | 0 | 12 |  |  |  | No | R-454B | 2.95 | Residential & Commercial | Ducted CEE Tier 1
211228552 | Central HP <5.4 tons | HEIL | HRCU-A-CB (Split System: Heat Pump with Remote Outdoor Unit-Air-Source) | DLCURAH36ABK |  |  | EA*4X43L21A* | *96VSN0801716A* | 36800 | 15.5 | 8.5 | 38500 | 35000 | 90.91% | 2.1 | 0 | 10 |  |  |  | No | R-410A | 3.0667 | Residential & Commercial | Ducted CEE Tier 1
211227514 | Central HP <5.4 tons | HEIL | HRCU-A-CB (Split System: Heat Pump with Remote Outdoor Unit-Air-Source) | DLCURAH36ABK |  |  | EA*4X42L21A* | *92ESN0601714A* | 35400 | 16 | 8.1 | 38500 | 35000 | 90.91% | 1.88 | 0 | 10 |  |  |  | No | R-410A | 2.95 | Residential & Commercial | Ducted CEE Tier 1
211227932 | Central HP <5.4 tons | HEIL | HRCU-A-CB (Split System: Heat Pump with Remote Outdoor Unit-Air-Source) | DLCURAH36ABK |  |  | EA*4X42L24A* | *80VTL1102122A* | 36200 | 15.5 | 8.1 | 39500 | 35200 | 89.11% | 1.92 | 0 | 10 |  |  |  | No | R-410A | 3.0167 | Residential & Commercial | Ducted CEE Tier 1
211228381 | Central HP <5.4 tons | HEIL | HRCU-A-CB (Split System: Heat Pump with Remote Outdoor Unit-Air-Source) | DLCURAH36ABK |  |  | EA*4X43L21A* | *80VTL0701716A* | 36200 | 16 | 8.5 | 38500 | 34800 | 90.39% | 2.08 | 0 | 10 |  |  |  | No | R-410A | 3.0167 | Residential & Commercial | Ducted CEE Tier 1
215931496 | Central HP <5.4 tons | BRYANT HEATING AND COOLING SYSTEMS | HRCU-A-CB (Split System: Heat Pump with Remote Outdoor Unit-Air-Source) | 293VAN036**AA* |  |  | FE5BN(B,X)C48L*+UI |  | 34400 | 21.5 | 9.5 | 34200 | 25800 | 75.44% | 2.06 | 0 | 12.5 |  |  |  | No | R-454B | 2.8667 | Residential & Commercial | Ducted CEE Tier 1
216581441 | Central HP <5.4 tons | BRYANT HEATING AND COOLING SYSTEMS | HRCU-A-CB (Split System: Heat Pump with Remote Outdoor Unit-Air-Source) | 284ANV048*0**B* |  |  | CAP**4821AL*+UI | 987TA66100C21*** | 43500 | 21 | 9 | 46500 | 36000 | 77.42% | 2.1 | 0 | 10.5 |  |  |  | No | R-410A | 3.625 | Residential & Commercial | Ducted CEE Tier 1
214573674 | Central HP <5.4 tons | DAY & NIGHT | HRCU-A-CB (Split System: Heat Pump with Remote Outdoor Unit-Air-Source) | CVH837GKA2* |  |  | EA*4X37L21A*+WALLCON | *80CTL0702120B* | 32800 | 17.5 | 8.5 | 32800 | 25200 | 76.83% | 2 | 0 | 11 |  |  |  | No | R-410A | 2.7333 | Residential & Commercial | Ducted CEE Tier 1
214573874 | Central HP <5.4 tons | DAY & NIGHT | HRCU-A-CB (Split System: Heat Pump with Remote Outdoor Unit-Air-Source) | CVH837GKA2* |  |  | EA*4X43L21A*+WALLCON | *95CSU1002122B* | 33000 | 17.5 | 8.5 | 32600 | 25000 | 76.69% | 2 | 0 | 11.5 |  |  |  | No | R-410A | 2.75 | Residential & Commercial | Ducted CEE Tier 1
215931595 | Central HP <5.4 tons | BRYANT HEATING AND COOLING SYSTEMS | HRCU-A-CB (Split System: Heat Pump with Remote Outdoor Unit-Air-Source) | 293VAN060**AA* |  |  | CAA**6024AM*+UI | 987MC60060C21*** | 55000 | 17.5 | 8.1 | 61000 | 47000 | 77.05% | 1.95 | 0 | 10.5 |  |  |  | No | R-454B | 4.5833 | Residential & Commercial | Ducted CEE Tier 1
213078515 | Central HP <5.4 tons | HEIL | HRCU-A-CB (Split System: Heat Pump with Remote Outdoor Unit-Air-Source) | DLCURAH36ABK |  |  | EA*4X42L21A* | *80MS(N,L)0902120A* | 35400 | 16.5 | 8.1 | 38500 | 35000 | 90.91% | 1.88 | 0 | 10 |  |  |  | No | R-410A | 2.95 | Residential & Commercial | Ducted CEE Tier 1
213077161 | Central HP <5.4 tons | HEIL | HRCU-A-CB (Split System: Heat Pump with Remote Outdoor Unit-Air-Source) | DLCURAH36ABK |  |  | EA*4X42L21A* | *96VSN1002120B* | 35400 | 16 | 8.1 | 38500 | 35200 | 91.43% | 1.88 | 0 | 10 |  |  |  | No | R-410A | 2.95 | Residential & Commercial | Ducted CEE Tier 1
213078783 | Central HP <5.4 tons | HEIL | HRCU-A-CB (Split System: Heat Pump with Remote Outdoor Unit-Air-Source) | DLCURAH36ABK |  |  | EN(A,D)4X48L24** | *80MS(N,L)1352420A* | 36000 | 16.5 | 8.1 | 38500 | 35000 | 90.91% | 2 | 0 | 10.5 |  |  |  | No | R-410A | 3 | Residential & Commercial | Ducted CEE Tier 1
213076450 | Central HP <5.4 tons | HEIL | HRCU-A-CB (Split System: Heat Pump with Remote Outdoor Unit-Air-Source) | DLCURAH36ABK |  |  | END4X42L17** | *80VTL0451412B* | 35400 | 16 | 8.1 | 38500 | 35000 | 90.91% | 1.94 | 0 | 10 |  |  |  | No | R-410A | 2.95 | Residential & Commercial | Ducted CEE Tier 1
213076668 | Central HP <5.4 tons | HEIL | HRCU-A-CB (Split System: Heat Pump with Remote Outdoor Unit-Air-Source) | DLCURAH36ABK |  |  | EA*4X42L24A* | *80VTL0902120B* | 35200 | 16 | 8.1 | 38500 | 35000 | 90.91% | 1.88 | 0 | 10 |  |  |  | No | R-410A | 2.9333 | Residential & Commercial | Ducted CEE Tier 1
211229926 | Central HP <5.4 tons | HEIL | HRCU-A-CB (Split System: Heat Pump with Remote Outdoor Unit-Air-Source) | DLCURAH36ABK |  |  | EN(A,D,W)4X48L21** | *80ES(N,L)0702116A* | 35800 | 16.5 | 8.1 | 38500 | 34800 | 90.39% | 2 | 0 | 10 |  |  |  | No | R-410A | 2.9833 | Residential & Commercial | Ducted CEE Tier 1
211230167 | Central HP <5.4 tons | HEIL | HRCU-A-CB (Split System: Heat Pump with Remote Outdoor Unit-Air-Source) | DLCURAH36ABK |  |  | EN(A,D,W)4X48L21** | *95ESN0601714A* | 35600 | 15.5 | 8.1 | 38500 | 35000 | 90.91% | 2 | 0 | 10 |  |  |  | No | R-410A | 2.9667 | Residential & Commercial | Ducted CEE Tier 1
215931665 | Central HP <5.4 tons | BRYANT HEATING AND COOLING SYSTEMS | HRCU-A-CB (Split System: Heat Pump with Remote Outdoor Unit-Air-Source) | 293VAN060**AA* |  |  | CAA**6124AM*+UI | 83*CA60080C21*** | 57000 | 19 | 8.5 | 60500 | 46000 | 76.03% | 2.04 | 0 | 11.5 |  |  |  | No | R-454B | 4.75 | Residential & Commercial | Ducted CEE Tier 1
215931865 | Central HP <5.4 tons | BRYANT HEATING AND COOLING SYSTEMS | HRCU-A-CB (Split System: Heat Pump with Remote Outdoor Unit-Air-Source) | 293VAN060**AA* |  |  | CSAH*6012AM*+UI | 987MC60060C21*** | 55500 | 17 | 8.1 | 61500 | 47000 | 76.42% | 1.95 | 0 | 10.5 |  |  |  | No | R-454B | 4.625 | Residential & Commercial | Ducted CEE Tier 1
207196961 | Central HP <5.4 tons | WABBAN | HRCU-A-CB (Split System: Heat Pump with Remote Outdoor Unit-Air-Source) | BB36-24WADU |  |  | BBD24-24AH2ADU |  | 24000 | 17 | 9 | 24000 | 22000 | 91.67% | 1.8 | 12.5 | 12 |  |  |  | No | R-410A | 2 | Residential & Commercial | Ducted CEE Tier 1
213079748 | Central HP <5.4 tons | HEIL | HRCU-A-CB (Split System: Heat Pump with Remote Outdoor Unit-Air-Source) | DLCURAH36ABK |  |  | EA*4X37L21A* | *92MSN1002120A* | 36600 | 16.5 | 8.5 | 38000 | 34800 | 91.58% | 2.06 | 0 | 10 |  |  |  | No | R-410A | 3.05 | Residential & Commercial | Ducted CEE Tier 1
213080298 | Central HP <5.4 tons | HEIL | HRCU-A-CB (Split System: Heat Pump with Remote Outdoor Unit-Air-Source) | DLCURAH36ABK |  |  | EA*4X42L21A* | *96MSN1002120A* | 35400 | 16 | 8.1 | 38500 | 35000 | 90.91% | 1.88 | 0 | 10 |  |  |  | No | R-410A | 2.95 | Residential & Commercial | Ducted CEE Tier 1
215934054 | Central HP <5.4 tons | CARRIER | HRCU-A-CB (Split System: Heat Pump with Remote Outdoor Unit-Air-Source) | 27VNA348A*030* |  |  | CAA**4821AM*+UI | 59MN7C080C17**14 | 42500 | 20 | 9.5 | 48500 | 36400 | 75.05% | 2 | 0 | 10.5 |  |  |  | No | R-454B | 3.5417 | Residential & Commercial | Ducted CEE Tier 1
213079280 | Central HP <5.4 tons | HEIL | HRCU-A-CB (Split System: Heat Pump with Remote Outdoor Unit-Air-Source) | DLCURAH36ABK |  |  | EA*4X48L24A* | *80MSU0802120A* | 35600 | 16.5 | 8.5 | 37800 | 34600 | 91.53% | 2.06 | 0 | 10 |  |  |  | No | R-410A | 2.9667 | Residential & Commercial | Ducted CEE Tier 1
213079562 | Central HP <5.4 tons | HEIL | HRCU-A-CB (Split System: Heat Pump with Remote Outdoor Unit-Air-Source) | DLCURAH36ABK |  |  | EA*4X42L21A* | *92MSN0801716A* | 35400 | 16 | 8.1 | 38500 | 35000 | 90.91% | 1.88 | 0 | 10 |  |  |  | No | R-410A | 2.95 | Residential & Commercial | Ducted CEE Tier 1
215934504 | Central HP <5.4 tons | CARRIER | HRCU-A-CB (Split System: Heat Pump with Remote Outdoor Unit-Air-Source) | 27VNA348A*030* |  |  | CSAH*4812AM*+UI | 59MN7C120C24**22 | 44000 | 20 | 9 | 48500 | 36600 | 75.46% | 1.82 | 0 | 10.5 |  |  |  | No | R-454B | 3.6667 | Residential & Commercial | Ducted CEE Tier 1
214501065 | Central HP <5.4 tons | Liberty Heating & Air Conditioning | HRCU-A-CB (Split System: Heat Pump with Remote Outdoor Unit-Air-Source) | ASZS60241EA* |  |  | CA*EA2422*4B* | G*VS960603BUA* | 23000 | 17 | 8.6 | 23000 | 16100 | 70% | 2 | 0 | 10 |  |  |  | No | R-410A | 1.9167 | Residential & Commercial | Ducted CEE Tier 1
214389737 | Central HP <5.4 tons | Liberty Heating & Air Conditioning | HRCU-A-CB (Split System: Heat Pump with Remote Outdoor Unit-Air-Source) | ASZS60241EA* |  |  | CA*EA3026*4A* | G*VM970603BNB* | 23000 | 17 | 8.6 | 23000 | 16100 | 70% | 2 | 0 | 10 |  |  |  | No | R-410A | 1.9167 | Residential & Commercial | Ducted CEE Tier 1
214389738 | Central HP <5.4 tons | Liberty Heating & Air Conditioning | HRCU-A-CB (Split System: Heat Pump with Remote Outdoor Unit-Air-Source) | ASZS60241EA* |  |  | CA*EA3026*4A* | G*VM970803BNB* | 23000 | 17 | 8.6 | 23000 | 16100 | 70% | 2 | 0 | 10 |  |  |  | No | R-410A | 1.9167 | Residential & Commercial | Ducted CEE Tier 1
211260424 | Central HP <5.4 tons | HEIL | HRCU-A-CB (Split System: Heat Pump with Remote Outdoor Unit-Air-Source) | DLCURAH18ABK |  |  | EA*4X24L17A* | *96VTN0801716A* | 17400 | 16 | 8.5 | 18300 | 19200 | 104.9% | 2.3 | 0 | 10.5 |  |  |  | No | R-410A | 1.45 | Residential & Commercial | Ducted CEE Tier 1
211260474 | Central HP <5.4 tons | HEIL | HRCU-A-CB (Split System: Heat Pump with Remote Outdoor Unit-Air-Source) | DLCURAH18ABK |  |  | EA*4X24L17A* | *95ESN0601412A* | 17800 | 16 | 8.5 | 18700 | 19000 | 101.6% | 2.28 | 0 | 10.5 |  |  |  | No | R-410A | 1.4833 | Residential & Commercial | Ducted CEE Tier 1
214215182 | Central HP <5.4 tons | KINGHOME | HRCU-A-C (Split System: Heat Pump with Remote Outdoor Unit with No Indoor Fan --Air Source) | KU24UHO |  |  | KCA24*I |  | 23000 | 15.2 | 8.5 | 24000 | 19500 | 81.25% | 1.8 | 0 | 11 |  |  |  | No | R-410A | 1.9167 | Residential & Commercial | Ducted CEE Tier 1
206766025 | Central HP <5.4 tons | AIRQUEST | HRCU-A-CB (Split System: Heat Pump with Remote Outdoor Unit-Air-Source) | HVH825GKA3* |  |  | EA*4X37L21A*+WALLCON | *96CTN1002122A* | 24400 | 16.5 | 8.5 | 21200 | 16600 | 78.3% | 2.04 | 11 | 11 |  |  |  | No | R-410A | 2.0333 | Residential & Commercial | Ducted CEE Tier 1
206767695 | Central HP <5.4 tons | AIRQUEST | HRCU-A-CB (Split System: Heat Pump with Remote Outdoor Unit-Air-Source) | HVH825GKA3* |  |  | EHD4X36AAL+WALLCON | *95CSU0802120A* | 24000 | 16 | 8.1 | 21400 | 16600 | 77.57% | 1.98 | 11 | 10.5 |  |  |  | No | R-410A | 2 | Residential & Commercial | Ducted CEE Tier 1
214719968 | Central HP <5.4 tons | LUXAIRE | HRCU-A-CB (Split System: Heat Pump with Remote Outdoor Unit-Air-Source) | HH860E2S11 |  |  | CTU60C5XGS1+TXV | TPLC120C20MP13 | 44500 | 18 | 9 | 45000 | 33800 | 75.11% | 2 | 0 | 11 |  |  |  | No | R-454B | 3.7083 | Residential & Commercial | Ducted CEE Tier 1
214720202 | Central HP <5.4 tons | LUXAIRE | HRCU-A-CB (Split System: Heat Pump with Remote Outdoor Unit-Air-Source) | HH860E2S11 |  |  | CTU60C5XGS1+TXV | TP9C100C20MP13 | 44000 | 18 | 9 | 45000 | 33800 | 75.11% | 2 | 0 | 11 |  |  |  | No | R-454B | 3.6667 | Residential & Commercial | Ducted CEE Tier 1
214241644 | Central HP <5.4 tons | TEMPSTAR | HRCU-A-CB (Split System: Heat Pump with Remote Outdoor Unit-Air-Source) | TVH825GKA3* |  |  | EN(A,D)4X24L17**+WALLCON | *96CTN0801714B* | 23200 | 16 | 8.1 | 22000 | 16900 | 76.82% | 1.92 | 0 | 10.5 |  |  |  | No | R-410A | 1.9333 | Residential & Commercial | Ducted CEE Tier 1
214242194 | Central HP <5.4 tons | TEMPSTAR | HRCU-A-CB (Split System: Heat Pump with Remote Outdoor Unit-Air-Source) | TVH825GKA3* |  |  | EN(A,D,W)4X42L21**+WALLCON | *96CTN0801714B* | 23800 | 16.5 | 8.1 | 21400 | 16700 | 78.04% | 1.94 | 0 | 11 |  |  |  | No | R-410A | 1.9833 | Residential & Commercial | Ducted CEE Tier 1
207252617 | Central HP <5.4 tons | ECOER | HRCU-A-CB (Split System: Heat Pump with Remote Outdoor Unit-Air-Source) | EODA18H-4860 |  |  | GNC3036BPT | MGH96M060B3A | 33000 | 17 | 8.5 | 34000 | 25000 | 73.53% | 1.9 | 12.5 | 11.7 |  |  |  | No | R-410A | 2.75 | Residential & Commercial | Ducted CEE Tier 1
213214820 | Central HP <5.4 tons | MDV | HRCU-A-CB (Split System: Heat Pump with Remote Outdoor Unit-Air-Source) | MOD30U-36HFN1-MR0 |  |  | MVC-30HWFN1-M |  | 30000 | 17.3 | 8.5 | 30000 | 21000 | 70% | 1.86 | 0 | 11 |  |  |  | No | R-410A | 2.5 | Residential & Commercial | Ducted CEE Tier 1
215932684 | Central HP <5.4 tons | CARRIER | HRCU-A-CB (Split System: Heat Pump with Remote Outdoor Unit-Air-Source) | 27VNA336A*030* |  |  | CAA**6121AM*+UI | 58TN*B045C17**12 | 34000 | 19.5 | 9 | 35200 | 26800 | 76.14% | 1.92 | 0 | 11 |  |  |  | No | R-454B | 2.8333 | Residential & Commercial | Ducted CEE Tier 1
215932834 | Central HP <5.4 tons | CARRIER | HRCU-A-CB (Split System: Heat Pump with Remote Outdoor Unit-Air-Source) | 27VNA336A*030* |  |  | CAA**6121AM*+UI | 59TN6C100C21**22 | 34400 | 20.5 | 9.5 | 34200 | 26000 | 76.02% | 2.06 | 0 | 12 |  |  |  | No | R-454B | 2.8667 | Residential & Commercial | Ducted CEE Tier 1
215933034 | Central HP <5.4 tons | CARRIER | HRCU-A-CB (Split System: Heat Pump with Remote Outdoor Unit-Air-Source) | 27VNA336A*030* |  |  | CSAH*3612AM*+UI | 58CU*A060C17**16 | 33200 | 19 | 9 | 34800 | 26800 | 77.01% | 1.92 | 0 | 11 |  |  |  | No | R-454B | 2.7667 | Residential & Commercial | Ducted CEE Tier 1
215933654 | Central HP <5.4 tons | CARRIER | HRCU-A-CB (Split System: Heat Pump with Remote Outdoor Unit-Air-Source) | 27VNA336A*030* |  |  | CSAH*4812AM*+UI | 59MN7C080C17**14 | 33400 | 19 | 9 | 35200 | 27000 | 76.7% | 1.92 | 0 | 11 |  |  |  | No | R-454B | 2.7833 | Residential & Commercial | Ducted CEE Tier 1
215933704 | Central HP <5.4 tons | CARRIER | HRCU-A-CB (Split System: Heat Pump with Remote Outdoor Unit-Air-Source) | 27VNA336A*030* |  |  | CSAH*4812AM*+UI | 59TN6C120C24**22 | 33800 | 19.5 | 9 | 34600 | 26400 | 76.3% | 1.92 | 0 | 11.7 |  |  |  | No | R-454B | 2.8167 | Residential & Commercial | Ducted CEE Tier 1
215931675 | Central HP <5.4 tons | BRYANT HEATING AND COOLING SYSTEMS | HRCU-A-CB (Split System: Heat Pump with Remote Outdoor Unit-Air-Source) | 293VAN060**AA* |  |  | CAA**6124AM*+UI | 83*CA60100C21*** | 57000 | 19 | 8.5 | 60500 | 46500 | 76.86% | 2.02 | 0 | 11 |  |  |  | No | R-454B | 4.75 | Residential & Commercial | Ducted CEE Tier 1
215931725 | Central HP <5.4 tons | BRYANT HEATING AND COOLING SYSTEMS | HRCU-A-CB (Split System: Heat Pump with Remote Outdoor Unit-Air-Source) | 293VAN060**AA* |  |  | CAA**6124AM*+UI | 935CB60080C21*** | 56500 | 18.5 | 8.5 | 60500 | 46500 | 76.86% | 2.02 | 0 | 11 |  |  |  | No | R-454B | 4.7083 | Residential & Commercial | Ducted CEE Tier 1
215680001 | Central HP <5.4 tons | KENMORE | HRCU-A-CB (Split System: Heat Pump with Remote Outdoor Unit-Air-Source) | (C,H,T)5H0V36*K*AAA* |  |  | ESH5X60M12A*+WALLCON | *97CTN1002122A* | 34600 | 17 | 8.5 | 34600 | 24800 | 71.68% | 1.82 | 0 | 10 |  |  |  | No | R-454B | 2.8833 | Residential & Commercial | Ducted CEE Tier 1
211245149 | Central HP <5.4 tons | DAY & NIGHT | HRCU-A-CB (Split System: Heat Pump with Remote Outdoor Unit-Air-Source) | DLCURAH24ABK |  |  | EN(A,D,W)4X36L17** | *80ES(N,L)0901714A* | 24600 | 16.5 | 8.1 | 26400 | 22600 | 85.61% | 1.86 | 0 | 10.5 |  |  |  | No | R-410A | 2.05 | Residential & Commercial | Ducted CEE Tier 1
206771489 | Central HP <5.4 tons | AIRQUEST | HRCU-A-CB (Split System: Heat Pump with Remote Outdoor Unit-Air-Source) | HVH837GKA2* |  |  | EA*4X42L21A*+WALLCON | *80CTL0901716A* | 31800 | 17.5 | 8.5 | 33000 | 24400 | 73.94% | 1.9 | 12 | 11.7 |  |  |  | No | R-410A | 2.65 | Residential & Commercial | Ducted CEE Tier 1
206772552 | Central HP <5.4 tons | AIRQUEST | HRCU-A-CB (Split System: Heat Pump with Remote Outdoor Unit-Air-Source) | HVH837GKA2* |  |  | EHD4X36AAL+WALLCON | *80CTL1352422A* | 32200 | 16.5 | 8.1 | 33200 | 24600 | 74.1% | 1.94 | 11 | 11 |  |  |  | No | R-410A | 2.6833 | Residential & Commercial | Ducted CEE Tier 1
213297008 | Central HP <5.4 tons | COLEMAN | HRCU-A-CB (Split System: Heat Pump with Remote Outdoor Unit-Air-Source) | HMH72B341 |  |  | XAFA30DXXN1+TXV | Z8ES040A12LMPS1 | 33800 | 17.5 | 8.1 | 33400 | 23400 | 70.06% | 2.04 | 0 | 10 |  |  |  | No | R-410A | 2.8167 | Residential & Commercial | Ducted CEE Tier 1
215935903 | Central HP <5.4 tons | TEMPSTAR | HRCU-A-CB (Split System: Heat Pump with Remote Outdoor Unit-Air-Source) | T5H3V36*K*AAA* |  |  | EVD5X38M17A*+WALLCON | *96CTN0601714B* | 35200 | 21 | 8.5 | 38000 | 28000 | 73.68% | 2 | 0 | 11.7 |  |  |  | No | R-454B | 2.9333 | Residential & Commercial | Ducted CEE Tier 1
215935953 | Central HP <5.4 tons | TEMPSTAR | HRCU-A-CB (Split System: Heat Pump with Remote Outdoor Unit-Air-Source) | T5H3V36*K*AAA* |  |  | EVD5X42M21A*+WALLCON | *80CSU0401712A* | 34400 | 21 | 8.5 | 38500 | 28400 | 73.77% | 2.04 | 0 | 11.7 |  |  |  | No | R-454B | 2.8667 | Residential & Commercial | Ducted CEE Tier 1
213297178 | Central HP <5.4 tons | COLEMAN | HRCU-A-CB (Split System: Heat Pump with Remote Outdoor Unit-Air-Source) | HMH72B341 |  |  | XAFC30CXXN1+TXV | Z8ES080B12SMPS1 | 33200 | 18 | 8.5 | 33000 | 23400 | 70.91% | 2.04 | 0 | 10 |  |  |  | No | R-410A | 2.7667 | Residential & Commercial | Ducted CEE Tier 1
213297193 | Central HP <5.4 tons | COLEMAN | HRCU-A-CB (Split System: Heat Pump with Remote Outdoor Unit-Air-Source) | HMH72B341 |  |  | XAFB30CXXN1+TXV | Z8ES040A12LMPS1 | 33200 | 18 | 8.5 | 33000 | 23400 | 70.91% | 2.06 | 0 | 10 |  |  |  | No | R-410A | 2.7667 | Residential & Commercial | Ducted CEE Tier 1
214501091 | Central HP <5.4 tons | Liberty Heating & Air Conditioning | HRCU-A-CB (Split System: Heat Pump with Remote Outdoor Unit-Air-Source) | ASZS60241EA* |  |  | CA*EA3026*4B* | G*VM970603BNB* | 23000 | 17 | 8.6 | 23000 | 16100 | 70% | 2 | 0 | 10 |  |  |  | No | R-410A | 1.9167 | Residential & Commercial | Ducted CEE Tier 1
213815264 | Central HP <5.4 tons | Liberty Heating & Air Conditioning | HRCU-A-CB (Split System: Heat Pump with Remote Outdoor Unit-Air-Source) | ASZS601810A* |  |  | CA*EA2422*4A*+MBVK12BP1X00A* |  | 16600 | 17.5 | 8.5 | 17400 | 13000 | 74.71% | 2.1 | 0 | 10.9 |  |  |  | No | R-410A | 1.3833 | Residential & Commercial | Ducted CEE Tier 1
214861536 | Central HP <5.4 tons | MDV | HRCU-A-CB (Split System: Heat Pump with Remote Outdoor Unit-Air-Source) | MOD30-24HFN10-M1 |  |  | MVBC-24HWFN10-MB1 |  | 24000 | 19.8 | 9 | 25000 | 18000 | 72% | 2.2 | 0 | 11.7 |  |  |  | No | R-454B | 2 | Residential & Commercial | Ducted CEE Tier 1
214242456 | Central HP <5.4 tons | BRYANT HEATING AND COOLING SYSTEMS | HRCU-A-CB (Split System: Heat Pump with Remote Outdoor Unit-Air-Source) | 288BNV025*0**B* |  |  | CNPV*2417AL*+UI | 935CB48060C17*** | 23200 | 15.5 | 8.1 | 22000 | 16900 | 76.82% | 1.92 | 0 | 10.5 |  |  |  | No | R-410A | 1.9333 | Residential & Commercial | Ducted CEE Tier 1
214242806 | Central HP <5.4 tons | BRYANT HEATING AND COOLING SYSTEMS | HRCU-A-CB (Split System: Heat Pump with Remote Outdoor Unit-Air-Source) | 288BNV025*0**B* |  |  | CNPV*3621AL*+UI | 987MC42080C17*** | 23400 | 16.5 | 8.1 | 21600 | 16700 | 77.31% | 1.92 | 0 | 10.5 |  |  |  | No | R-410A | 1.95 | Residential & Commercial | Ducted CEE Tier 1
213771074 | Central HP <5.4 tons | TEMPSTAR | HRCU-A-CB (Split System: Heat Pump with Remote Outdoor Unit-Air-Source) | TVH825GKA2* |  |  | EA*4X37L17A*+WALLCON | *95CSU0601716B* | 24200 | 16.5 | 8.1 | 21400 | 16700 | 78.04% | 2 | 0 | 10.5 |  |  |  | No | R-410A | 2.0167 | Residential & Commercial | Ducted CEE Tier 1
213771124 | Central HP <5.4 tons | TEMPSTAR | HRCU-A-CB (Split System: Heat Pump with Remote Outdoor Unit-Air-Source) | TVH825GKA2* |  |  | EA*4X37L17A*+WALLCON | *96CTN0801714B* | 24200 | 16.5 | 8.1 | 21400 | 16700 | 78.04% | 2 | 0 | 11 |  |  |  | No | R-410A | 2.0167 | Residential & Commercial | Ducted CEE Tier 1
213815731 | Central HP <5.4 tons | DAIKIN | HRCU-A-CB (Split System: Heat Pump with Remote Outdoor Unit-Air-Source) | DZ6VSA361EA* |  |  | CA*EA4830*4A*+MBVK16CP1X00A* |  | 34200 | 17.5 | 8.6 | 34200 | 29000 | 84.8% | 2 | 0 | 10 |  |  |  | No | R-410A | 2.85 | Residential & Commercial | Ducted CEE Tier 1
215934991 | Central HP <5.4 tons | KEEPRITE | HRCU-A-CB (Split System: Heat Pump with Remote Outdoor Unit-Air-Source) | C5H3V36*K*AAA* |  |  | EVM5X49M21A*+WALLCON | *80CSU1002120A* | 35600 | 21.5 | 8.5 | 38000 | 28800 | 75.79% | 2.02 | 0 | 12 |  |  |  | No | R-454B | 2.9667 | Residential & Commercial | Ducted CEE Tier 1
211390301 | Central HP <5.4 tons | CHAMPION HEATING AND COOLING | HRCU-A-CB (Split System: Heat Pump with Remote Outdoor Unit-Air-Source) | HMH72B341 |  |  | XAFC36DBCN1 | TPLC100C16MP13 | 34000 | 17.5 | 8.5 | 33800 | 23800 | 70.41% | 2.08 | 0 | 10 |  |  |  | No | R-410A | 2.8333 | Residential & Commercial | Ducted CEE Tier 1
211391255 | Central HP <5.4 tons | CHAMPION HEATING AND COOLING | HRCU-A-CB (Split System: Heat Pump with Remote Outdoor Unit-Air-Source) | HMH72B341 |  |  | XAHC36DBCN1 | TM8E120C16MP11 | 33600 | 17.5 | 8.1 | 33000 | 23200 | 70.3% | 2.04 | 0 | 10 |  |  |  | No | R-410A | 2.8 | Residential & Commercial | Ducted CEE Tier 1
211391270 | Central HP <5.4 tons | CHAMPION HEATING AND COOLING | HRCU-A-CB (Split System: Heat Pump with Remote Outdoor Unit-Air-Source) | HMH72B341 |  |  | XAHC36DBCN1 | TMLE120C16MP11 | 33600 | 17.5 | 8.1 | 33000 | 23200 | 70.3% | 2.04 | 0 | 10 |  |  |  | No | R-410A | 2.8 | Residential & Commercial | Ducted CEE Tier 1
211391404 | Central HP <5.4 tons | CHAMPION HEATING AND COOLING | HRCU-A-CB (Split System: Heat Pump with Remote Outdoor Unit-Air-Source) | HMH72B341 |  |  | XAHC36DXXN1+TXV | TM8E100C16MP11 | 33600 | 17.5 | 8.1 | 33000 | 23200 | 70.3% | 2.04 | 0 | 10 |  |  |  | No | R-410A | 2.8 | Residential & Commercial | Ducted CEE Tier 1
211391419 | Central HP <5.4 tons | CHAMPION HEATING AND COOLING | HRCU-A-CB (Split System: Heat Pump with Remote Outdoor Unit-Air-Source) | HMH72B341 |  |  | XAHC36DXXN1+TXV | TMLE100C16MP11 | 33600 | 17.5 | 8.1 | 33000 | 23200 | 70.3% | 2.04 | 0 | 10 |  |  |  | No | R-410A | 2.8 | Residential & Commercial | Ducted CEE Tier 1
211391539 | Central HP <5.4 tons | CHAMPION HEATING AND COOLING | HRCU-A-CB (Split System: Heat Pump with Remote Outdoor Unit-Air-Source) | HMH72B341 |  |  | XAFC36DBCN1 | TMLE100C16MP11 | 34000 | 17.5 | 8.1 | 33600 | 23800 | 70.83% | 2.08 | 0 | 10 |  |  |  | No | R-410A | 2.8333 | Residential & Commercial | Ducted CEE Tier 1
211391753 | Central HP <5.4 tons | CHAMPION HEATING AND COOLING | HRCU-A-CB (Split System: Heat Pump with Remote Outdoor Unit-Air-Source) | HMH72B341 |  |  | XAFC36DXXN1+TXV | TMLE100B12MP11 | 34000 | 18 | 8.1 | 33800 | 23800 | 70.41% | 2.06 | 0 | 10 |  |  |  | No | R-410A | 2.8333 | Residential & Commercial | Ducted CEE Tier 1
214239272 | Central HP <5.4 tons | TEMPSTAR | HRCU-A-CB (Split System: Heat Pump with Remote Outdoor Unit-Air-Source) | TVH837GKA2* |  |  | EN(A,D,W)4X48L21**+WALLCON | *96CTN0801714B* | 32200 | 17 | 8.1 | 32800 | 24800 | 75.61% | 1.94 | 0 | 11.5 |  |  |  | No | R-410A | 2.6833 | Residential & Commercial | Ducted CEE Tier 1
211226997 | Central HP <5.4 tons | HEIL | HRCU-A-CB (Split System: Heat Pump with Remote Outdoor Unit-Air-Source) | DLCURAH36ABK |  |  | EA*4X37L21A* | *92ESN0601714A* | 36400 | 16 | 8.5 | 38500 | 34800 | 90.39% | 2.08 | 0 | 10 |  |  |  | No | R-410A | 3.0333 | Residential & Commercial | Ducted CEE Tier 1
211227061 | Central HP <5.4 tons | HEIL | HRCU-A-CB (Split System: Heat Pump with Remote Outdoor Unit-Air-Source) | DLCURAH36ABK |  |  | EA*4X37L21A* | *95ESN0802120A* | 37200 | 15.5 | 8.5 | 38500 | 35000 | 90.91% | 2.12 | 0 | 10 |  |  |  | No | R-410A | 3.1 | Residential & Commercial | Ducted CEE Tier 1
211392625 | Central HP <5.4 tons | CHAMPION HEATING AND COOLING | HRCU-A-CB (Split System: Heat Pump with Remote Outdoor Unit-Air-Source) | HMH72B341 |  |  | XAFB36DXXN1+TXV | TMLE060A12MP11 | 34000 | 18 | 8.1 | 33800 | 23800 | 70.41% | 2.06 | 0 | 10 |  |  |  | No | R-410A | 2.8333 | Residential & Commercial | Ducted CEE Tier 1
213771015 | Central HP <5.4 tons | CARRIER | HRCU-A-CB (Split System: Heat Pump with Remote Outdoor Unit-Air-Source) | 25VNA825A*031* |  |  | CAP**3621AL*+UI | 59TN6C100C21**22 | 23600 | 16.5 | 8.1 | 21400 | 16600 | 77.57% | 1.94 | 0 | 11 |  |  |  | No | R-410A | 1.9667 | Residential & Commercial | Ducted CEE Tier 1
216581447 | Central HP <5.4 tons | BRYANT HEATING AND COOLING SYSTEMS | HRCU-A-CB (Split System: Heat Pump with Remote Outdoor Unit-Air-Source) | 284ANV048*0**B* |  |  | CAP**6024AL*+UI | 987TA66120C24*** | 44500 | 21 | 9.5 | 45500 | 35800 | 78.68% | 2 | 0 | 11 |  |  |  | No | R-410A | 3.7083 | Residential & Commercial | Ducted CEE Tier 1
215936023 | Central HP <5.4 tons | TEMPSTAR | HRCU-A-CB (Split System: Heat Pump with Remote Outdoor Unit-Air-Source) | T5H3V36*K*AAA* |  |  | EVD5X42M21A*+WALLCON | *80CTL0902120B* | 34400 | 21 | 8.5 | 38500 | 28000 | 72.73% | 2.04 | 0 | 12 |  |  |  | No | R-454B | 2.8667 | Residential & Commercial | Ducted CEE Tier 1
215936123 | Central HP <5.4 tons | TEMPSTAR | HRCU-A-CB (Split System: Heat Pump with Remote Outdoor Unit-Air-Source) | T5H3V36*K*AAA* |  |  | EVD5X42M21A*+WALLCON | *96CTN0601714B* | 34200 | 20.5 | 8.1 | 38000 | 27000 | 71.05% | 2 | 0 | 11 |  |  |  | No | R-454B | 2.85 | Residential & Commercial | Ducted CEE Tier 1
215936173 | Central HP <5.4 tons | TEMPSTAR | HRCU-A-CB (Split System: Heat Pump with Remote Outdoor Unit-Air-Source) | T5H3V36*K*AAA* |  |  | EVD5X42M24A*+WALLCON | *80CTL0902120B* | 35600 | 22 | 8.5 | 38000 | 28400 | 74.74% | 2.04 | 0 | 12.5 |  |  |  | No | R-454B | 2.9667 | Residential & Commercial | Ducted CEE Tier 1
215936223 | Central HP <5.4 tons | TEMPSTAR | HRCU-A-CB (Split System: Heat Pump with Remote Outdoor Unit-Air-Source) | T5H3V36*K*AAA* |  |  | EVD5X42M24A*+WALLCON | *97CMN0602120B* | 35200 | 21 | 8.5 | 38500 | 28800 | 74.81% | 2.02 | 0 | 12 |  |  |  | No | R-454B | 2.9333 | Residential & Commercial | Ducted CEE Tier 1
215935091 | Central HP <5.4 tons | KEEPRITE | HRCU-A-CB (Split System: Heat Pump with Remote Outdoor Unit-Air-Source) | C5H3V36*K*AAA* |  |  | EVM5X49M21A*+WALLCON | *97CMN0602120B* | 35400 | 21 | 8.5 | 38500 | 29000 | 75.32% | 2.02 | 0 | 12 |  |  |  | No | R-454B | 2.95 | Residential & Commercial | Ducted CEE Tier 1
215935241 | Central HP <5.4 tons | KEEPRITE | HRCU-A-CB (Split System: Heat Pump with Remote Outdoor Unit-Air-Source) | C5H3V36*K*AAA* |  |  | EVM5X60M21A*+WALLCON | *95CSU0601716B* | 35400 | 21.5 | 8.5 | 38500 | 29000 | 75.32% | 2.02 | 0 | 12 |  |  |  | No | R-454B | 2.95 | Residential & Commercial | Ducted CEE Tier 1
212974101 | Central HP <5.4 tons | TEMPSTAR | HRCU-A-CB (Split System: Heat Pump with Remote Outdoor Unit-Air-Source) | DLCURAH24ABK |  |  | EA*4X36L21A* | *96VSN0802120B* | 24000 | 17 | 8.5 | 26400 | 21400 | 81.06% | 1.8 | 0 | 10 |  |  |  | No | R-410A | 2 | Residential & Commercial | Ducted CEE Tier 1
214244069 | Central HP <5.4 tons | CARRIER | HRCU-A-CB (Split System: Heat Pump with Remote Outdoor Unit-Air-Source) | 25VNA424A*031* |  |  | CNPV*4221AL*+UI | 58TN*B090C21**20 | 23400 | 20 | 10 | 26600 | 19800 | 74.44% | 2.44 | 0 | 13 |  |  |  | No | R-410A | 1.95 | Residential & Commercial | Ducted CEE Tier 1
216599671 | Central HP <5.4 tons | TRANE | HRCU-A-CB (Split System: Heat Pump with Remote Outdoor Unit-Air-Source) | 5TWV0X24A1 |  |  | 5PX*B006AS3 | S9V2B080U4PSC+LRP | 22200 | 21 | 10 | 22600 | 18000 | 79.65% | 2.2 | 0 | 11.5 |  |  |  | No | R-454B | 1.85 | Residential & Commercial | Ducted CEE Tier 1
202110529 | Central HP <5.4 tons | ECOER | HRCU-A-CB (Split System: Heat Pump with Remote Outdoor Unit-Air-Source) | EODA18H-4860 |  |  | EAHATN-36 |  | 36000 | 17.5 | 8.5 | 36000 | 28000 | 77.78% | 2.1 | 13 | 12 |  |  |  | No | R-410A | 3 | Residential & Commercial | Ducted CEE Tier 1
214719884 | Central HP <5.4 tons | LUXAIRE | HRCU-A-CB (Split System: Heat Pump with Remote Outdoor Unit-Air-Source) | HH860E2S11 |  |  | CTU60C5XGS1+TXV | TMLE080C20MP11 | 44500 | 17 | 9 | 45000 | 33800 | 75.11% | 2 | 0 | 11.7 |  |  |  | No | R-454B | 3.7083 | Residential & Commercial | Ducted CEE Tier 1
214719951 | Central HP <5.4 tons | LUXAIRE | HRCU-A-CB (Split System: Heat Pump with Remote Outdoor Unit-Air-Source) | HH860E2S11 |  |  | CTU60C5XGS1+TXV | TM8V100C20MP12 | 44500 | 18 | 9 | 45000 | 33800 | 75.11% | 2 | 0 | 11 |  |  |  | No | R-454B | 3.7083 | Residential & Commercial | Ducted CEE Tier 1
211392947 | Central HP <5.4 tons | CHAMPION HEATING AND COOLING | HRCU-A-CB (Split System: Heat Pump with Remote Outdoor Unit-Air-Source) | HMH72B341 |  |  | XAUB30CXXN1+TXV | TM8E040A12MP11 | 32800 | 18 | 8.1 | 33400 | 23400 | 70.06% | 2.04 | 0 | 10 |  |  |  | No | R-410A | 2.7333 | Residential & Commercial | Ducted CEE Tier 1
215318849 | Central HP <5.4 tons | Weathermaker | HRCU-A-CB (Split System: Heat Pump with Remote Outdoor Unit-Air-Source) | 37MAHAQ24AA3 |  |  | 45MBAAQ24XB3 |  | 23000 | 18.8 | 10 | 26000 | 23600 | 90.77% | 2.16 | 0 | 12 |  |  |  | No | R-454B | 1.9167 | Residential & Commercial | Ducted CEE Tier 1
215682051 | Central HP <5.4 tons | KENMORE | HRCU-A-CB (Split System: Heat Pump with Remote Outdoor Unit-Air-Source) | (C,H,T)5H0V48*K*AAA* |  |  | EVM5X61M24A*+WALLCON | *80CSU0802120B* | 49000 | 19 | 9 | 50000 | 36400 | 72.8% | 2.12 | 0 | 10.5 |  |  |  | No | R-454B | 4.0833 | Residential & Commercial | Ducted CEE Tier 1
215681931 | Central HP <5.4 tons | KENMORE | HRCU-A-CB (Split System: Heat Pump with Remote Outdoor Unit-Air-Source) | (C,H,T)5H0V48*K*AAA* |  |  | EVM5X60M21A*+WALLCON | *80CSU0802120B* | 48500 | 19 | 9 | 50000 | 36400 | 72.8% | 2.12 | 0 | 10 |  |  |  | No | R-454B | 4.0417 | Residential & Commercial | Ducted CEE Tier 1
215681951 | Central HP <5.4 tons | KENMORE | HRCU-A-CB (Split System: Heat Pump with Remote Outdoor Unit-Air-Source) | (C,H,T)5H0V48*K*AAA* |  |  | EVM5X60M21A*+WALLCON | *97CTN0801716A* | 47500 | 18.5 | 9 | 50000 | 37200 | 74.4% | 1.98 | 0 | 10 |  |  |  | No | R-454B | 3.9583 | Residential & Commercial | Ducted CEE Tier 1
215681881 | Central HP <5.4 tons | KENMORE | HRCU-A-CB (Split System: Heat Pump with Remote Outdoor Unit-Air-Source) | (C,H,T)5H0V48*K*AAA* |  |  | EVM5X49M21A*+WALLCON | *97CTN0802120A* | 48000 | 19 | 9 | 50000 | 36800 | 73.6% | 2 | 0 | 10 |  |  |  | No | R-454B | 4 | Residential & Commercial | Ducted CEE Tier 1
213770291 | Central HP <5.4 tons | CARRIER | HRCU-A-CB (Split System: Heat Pump with Remote Outdoor Unit-Air-Source) | 25VNA448A*031* |  |  | CAP**6024AL*+UI | 59MN7C120C24**22 | 44500 | 21 | 9 | 46000 | 36200 | 78.7% | 2.32 | 0 | 11.7 |  |  |  | No | R-410A | 3.7083 | Residential & Commercial | Ducted CEE Tier 1
214389757 | Central HP <5.4 tons | Liberty Heating & Air Conditioning | HRCU-A-CB (Split System: Heat Pump with Remote Outdoor Unit-Air-Source) | ASZS60361EA* |  |  | CA*EA4830*4A* | G*VS960805CUA* | 34200 | 17.5 | 8.6 | 34200 | 29000 | 84.8% | 2 | 0 | 10 |  |  |  | No | R-410A | 2.85 | Residential & Commercial | Ducted CEE Tier 1
214389741 | Central HP <5.4 tons | Liberty Heating & Air Conditioning | HRCU-A-CB (Split System: Heat Pump with Remote Outdoor Unit-Air-Source) | ASZS60361EA* |  |  | AHVE60DP1400A* |  | 34200 | 17.5 | 8.6 | 34200 | 30000 | 87.72% | 2 | 0 | 10 |  |  |  | No | R-410A | 2.85 | Residential & Commercial | Ducted CEE Tier 1
213770329 | Central HP <5.4 tons | CARRIER | HRCU-A-CB (Split System: Heat Pump with Remote Outdoor Unit-Air-Source) | 25VNA448A*031* |  |  | CSPH*4812AL*+UI | 58TN*B110C21**20 | 44500 | 20 | 8.5 | 46500 | 36400 | 78.28% | 2.22 | 0 | 11.5 |  |  |  | No | R-410A | 3.7083 | Residential & Commercial | Ducted CEE Tier 1
213770345 | Central HP <5.4 tons | CARRIER | HRCU-A-CB (Split System: Heat Pump with Remote Outdoor Unit-Air-Source) | 25VNA448A*031* |  |  | CSPH*6012AL*+UI | 58TN*B090C21**20 | 45000 | 20.5 | 9 | 46000 | 36000 | 78.26% | 2.36 | 0 | 11.7 |  |  |  | No | R-410A | 3.75 | Residential & Commercial | Ducted CEE Tier 1
215560597 | Central HP <5.4 tons | ECOER | HRCU-A-CB (Split System: Heat Pump with Remote Outdoor Unit-Air-Source) | EODA18H-4860BAA |  |  | GNC4248CPT | FG7TC-080D-V35C* | 45000 | 17 | 8.5 | 46000 | 32400 | 70.43% | 1.95 | 0 | 11 |  |  |  | No | R-410A | 3.75 | Residential & Commercial | Ducted CEE Tier 1
215560598 | Central HP <5.4 tons | ECOER | HRCU-A-CB (Split System: Heat Pump with Remote Outdoor Unit-Air-Source) | EODA18H-4860BAA |  |  | GNC4860CPT | FG7TC-100D-V35C* | 52000 | 16.5 | 8.5 | 54000 | 37800 | 70% | 1.9 | 0 | 10 |  |  |  | No | R-410A | 4.3333 | Residential & Commercial | Ducted CEE Tier 1
215932265 | Central HP <5.4 tons | BRYANT HEATING AND COOLING SYSTEMS | HRCU-A-CB (Split System: Heat Pump with Remote Outdoor Unit-Air-Source) | 293VAN036**AA* |  |  | CAA**4221AM*+UI | 935CB48060C17*** | 32400 | 19.5 | 9.5 | 35400 | 27200 | 76.84% | 2 | 0 | 11 |  |  |  | No | R-454B | 2.7 | Residential & Commercial | Ducted CEE Tier 1
207196959 | Central HP <5.4 tons | WABBAN | HRCU-A-CB (Split System: Heat Pump with Remote Outdoor Unit-Air-Source) | BB60-48WADU |  |  | BBD48-24AH2ADU |  | 48000 | 17 | 9 | 48000 | 39000 | 81.25% | 1.8 | 11.5 | 11 |  |  |  | No | R-410A | 4 | Residential & Commercial | Ducted CEE Tier 1
214651427 | Central HP <5.4 tons | COLEMAN | HRCU-A-CB (Split System: Heat Pump with Remote Outdoor Unit-Air-Source) | HH824E2S11 |  |  | CTU36B5XDS1+TXV | TM8E100B12MP11 | 23000 | 18 | 9.5 | 23000 | 18900 | 82.17% | 2 | 0 | 12 |  |  |  | No | R-454B | 1.9167 | Residential & Commercial | Ducted CEE Tier 1
213194269 | Central HP <5.4 tons | LENNOX | HRCU-A-CB (Split System: Heat Pump with Remote Outdoor Unit-Air-Source) | SL25XPV-036-230A** |  |  | C35-48C+TDR+TXV | EL297UH110XV48C* | 34000 | 21.8 | 8.8 | 35400 | 27600 | 77.97% | 1.82 | 0 | 13.4 |  |  |  | No | R-410A | 2.8333 | Residential & Commercial | Ducted CEE Tier 1
206133789 | Central HP <5.4 tons | AIRQUEST | HRCU-A-CB (Split System: Heat Pump with Remote Outdoor Unit-Air-Source) | HVH825GKA2* |  |  | EA*4X36L21A*+WALLCON | *95CSU1002122A* | 23600 | 16.5 | 8.1 | 21400 | 16600 | 77.57% | 1.94 | 11.5 | 10.5 |  |  |  | No | R-410A | 1.9667 | Residential & Commercial | Ducted CEE Tier 1
216010730 | Central HP <5.4 tons | COLEMAN | HRCU-A-CB (Split System: Heat Pump with Remote Outdoor Unit-Air-Source) | HH824E2S11 |  |  | CTM36B5ADS1+JME08B2SN1 |  | 23000 | 19 | 9.5 | 23000 | 18000 | 78.26% | 2 | 0 | 12 |  |  |  | No | R-454B | 1.9167 | Residential & Commercial | Ducted CEE Tier 1
213772115 | Central HP <5.4 tons | CARRIER | HRCU-A-CB (Split System: Heat Pump with Remote Outdoor Unit-Air-Source) | 25VNA825A*031* |  |  | CSPH*3612AL*+UI | 58TN*B090C17**16 | 24200 | 16.5 | 8.1 | 21400 | 16700 | 78.04% | 1.98 | 0 | 10.5 |  |  |  | No | R-410A | 2.0167 | Residential & Commercial | Ducted CEE Tier 1
213772265 | Central HP <5.4 tons | CARRIER | HRCU-A-CB (Split System: Heat Pump with Remote Outdoor Unit-Air-Source) | 25VNA825A*031* |  |  | CSPH*4212AL*+UI | 58TN*B070C14**12 | 24200 | 16.5 | 8.1 | 21200 | 16600 | 78.3% | 2 | 0 | 10.5 |  |  |  | No | R-410A | 2.0167 | Residential & Commercial | Ducted CEE Tier 1
215933871 | Central HP <5.4 tons | KEEPRITE | HRCU-A-CB (Split System: Heat Pump with Remote Outdoor Unit-Air-Source) | C5H3V36*K*AAA* |  |  | ESH5X60M12A*+WALLCON | *97CMN0602120B* | 34000 | 19 | 9 | 34800 | 26400 | 75.86% | 1.92 | 0 | 11.5 |  |  |  | No | R-454B | 2.8333 | Residential & Commercial | Ducted CEE Tier 1
215933901 | Central HP <5.4 tons | KEEPRITE | HRCU-A-CB (Split System: Heat Pump with Remote Outdoor Unit-Air-Source) | C5H3V36*K*AAA* |  |  | ESH5X60M12A*+WALLCON | *97CMN1002122B* | 34200 | 19.5 | 9 | 34200 | 26000 | 76.02% | 1.94 | 0 | 11.7 |  |  |  | No | R-454B | 2.85 | Residential & Commercial | Ducted CEE Tier 1
215933921 | Central HP <5.4 tons | KEEPRITE | HRCU-A-CB (Split System: Heat Pump with Remote Outdoor Unit-Air-Source) | C5H3V36*K*AAA* |  |  | ESH5X60M12A*+WALLCON | *96CTN0601714B* | 33800 | 19 | 9 | 33800 | 25600 | 75.74% | 1.94 | 0 | 11 |  |  |  | No | R-454B | 2.8167 | Residential & Commercial | Ducted CEE Tier 1
215932051 | Central HP <5.4 tons | KEEPRITE | HRCU-A-CB (Split System: Heat Pump with Remote Outdoor Unit-Air-Source) | C5H3V36*K*AAA* |  |  | EA*5X36M17A*+WALLCON | *80CSU0601716A* | 32200 | 19.5 | 9.5 | 35000 | 27000 | 77.14% | 2 | 0 | 11 |  |  |  | No | R-454B | 2.6833 | Residential & Commercial | Ducted CEE Tier 1
216057006 | Central HP <5.4 tons | TRANE | HRCU-A-CB (Split System: Heat Pump with Remote Outdoor Unit-Air-Source) | 5TWV8X36A1 |  |  | 5TAMXD06AV41 |  | 33200 | 17.5 | 8.5 | 33400 | 25400 | 76.05% | 2.1 | 0 | 10.5 |  |  |  | No | R-454B | 2.7667 | Residential & Commercial | Ducted CEE Tier 1
216057008 | Central HP <5.4 tons | TRANE | HRCU-A-CB (Split System: Heat Pump with Remote Outdoor Unit-Air-Source) | 5TWV8X36A1 |  |  | 5TAMXD07AV51 |  | 32800 | 17.5 | 8.5 | 32200 | 24800 | 77.02% | 2.1 | 0 | 10.5 |  |  |  | No | R-454B | 2.7333 | Residential & Commercial | Ducted CEE Tier 1
213867317 | Central HP <5.4 tons | AMERICAN STANDARD | HRCU-A-CB (Split System: Heat Pump with Remote Outdoor Unit-Air-Source) | 4A6C7048A3 |  |  | 4TXCD010DS3+P0V0C000M50SC |  | 46500 | 17 | 8.1 | 46500 | 47000 | 101.1% | 3.6 | 0 | 12.5 |  |  |  | No | R-410A | 3.875 | Residential & Commercial | Ducted CEE Tier 1
215934571 | Central HP <5.4 tons | KEEPRITE | HRCU-A-CB (Split System: Heat Pump with Remote Outdoor Unit-Air-Source) | C5H3V48*K*AAA* |  |  | ESH5X60M12A*+WALLCON | *80CTL0901716B* | 44000 | 20.5 | 9 | 49000 | 35800 | 73.06% | 1.86 | 0 | 11.5 |  |  |  | No | R-454B | 3.6667 | Residential & Commercial | Ducted CEE Tier 1
214719834 | Central HP <5.4 tons | LUXAIRE | HRCU-A-CB (Split System: Heat Pump with Remote Outdoor Unit-Air-Source) | HH836E2S11 |  |  | CTU48C5XFS1+TXV | TMLE080C16MP11 | 33200 | 19 | 9 | 31200 | 25400 | 81.41% | 2 | 0 | 11 |  |  |  | No | R-454B | 2.7667 | Residential & Commercial | Ducted CEE Tier 1
214719936 | Central HP <5.4 tons | LUXAIRE | HRCU-A-CB (Split System: Heat Pump with Remote Outdoor Unit-Air-Source) | HH836E2S11 |  |  | CTU48C5XFS1+TXV | TP9C100C16MP13 | 33200 | 18 | 9 | 31200 | 25200 | 80.77% | 2 | 0 | 11 |  |  |  | No | R-454B | 2.7667 | Residential & Commercial | Ducted CEE Tier 1
214720135 | Central HP <5.4 tons | LUXAIRE | HRCU-A-CB (Split System: Heat Pump with Remote Outdoor Unit-Air-Source) | HH836E2S11 |  |  | CTU48C5XFS1+TXV | TM9E100C16MP12 | 33400 | 19 | 9 | 31400 | 25400 | 80.89% | 2 | 0 | 11 |  |  |  | No | R-454B | 2.7833 | Residential & Commercial | Ducted CEE Tier 1
214720069 | Central HP <5.4 tons | LUXAIRE | HRCU-A-CB (Split System: Heat Pump with Remote Outdoor Unit-Air-Source) | HH836E2S11 |  |  | CTU48C5XFS1+TXV | TPLC080C16MP13 | 33400 | 18 | 9 | 31600 | 25400 | 80.38% | 2 | 0 | 11 |  |  |  | No | R-454B | 2.7833 | Residential & Commercial | Ducted CEE Tier 1
213892611 | Central HP <5.4 tons | BRYANT HEATING AND COOLING SYSTEMS | HRCU-A-CB (Split System: Heat Pump with Remote Outdoor Unit-Air-Source) | 284ANV024*0**B* |  |  | CAP**2414AL*+UI | 986TD30040C14*** | 22600 | 17.5 | 9.5 | 27400 | 20800 | 75.91% | 2.2 | 0 | 11.5 |  |  |  | No | R-410A | 1.8833 | Residential & Commercial | Ducted CEE Tier 1
212971664 | Central HP <5.4 tons | TEMPSTAR | HRCU-A-CB (Split System: Heat Pump with Remote Outdoor Unit-Air-Source) | DLCURAH24ABK |  |  | EA*4X36L17A* | *80VTL0701716B* | 23800 | 17 | 8.5 | 26200 | 23600 | 90.08% | 1.96 | 0 | 10 |  |  |  | No | R-410A | 1.9833 | Residential & Commercial | Ducted CEE Tier 1
212973211 | Central HP <5.4 tons | TEMPSTAR | HRCU-A-CB (Split System: Heat Pump with Remote Outdoor Unit-Air-Source) | DLCURAH24ABK |  |  | EA*4X30L17A* | *96VSN0401712B* | 23200 | 16 | 8.5 | 26400 | 24400 | 92.42% | 2.02 | 0 | 10 |  |  |  | No | R-410A | 1.9333 | Residential & Commercial | Ducted CEE Tier 1
214389637 | Central HP <5.4 tons | Liberty Heating & Air Conditioning | HRCU-A-CB (Split System: Heat Pump with Remote Outdoor Unit-Air-Source) | ASZS60361EA* |  |  | AHVE60DP1400B* |  | 34200 | 17.5 | 8.6 | 34200 | 30000 | 87.72% | 2 | 0 | 10 |  |  |  | No | R-410A | 2.85 | Residential & Commercial | Ducted CEE Tier 1
215934185 | Central HP <5.4 tons | BRYANT HEATING AND COOLING SYSTEMS | HRCU-A-CB (Split System: Heat Pump with Remote Outdoor Unit-Air-Source) | 293VAN048**AA* |  |  | CAA**6121AM*+UI | 88*TB60090C21*** | 45500 | 21.5 | 9.5 | 48500 | 36600 | 75.46% | 2 | 0 | 11.5 |  |  |  | No | R-454B | 3.7917 | Residential & Commercial | Ducted CEE Tier 1
213770289 | Central HP <5.4 tons | CARRIER | HRCU-A-CB (Split System: Heat Pump with Remote Outdoor Unit-Air-Source) | 25VNA448A*031* |  |  | CAP**6024AL*+UI | 59MN7C100C21**22 | 44500 | 21 | 9 | 46000 | 36200 | 78.7% | 2.34 | 0 | 11.7 |  |  |  | No | R-410A | 3.7083 | Residential & Commercial | Ducted CEE Tier 1
213214822 | Central HP <5.4 tons | MDV | HRCU-A-CB (Split System: Heat Pump with Remote Outdoor Unit-Air-Source) | MOX430U-24HFN1-MR0 |  |  | MVC-18HWFN1-M |  | 18200 | 18.4 | 9.8 | 22200 | 16600 | 74.77% | 1.9 | 0 | 12.5 |  |  |  | No | R-410A | 1.5167 | Residential & Commercial | Ducted CEE Tier 1
213770303 | Central HP <5.4 tons | CARRIER | HRCU-A-CB (Split System: Heat Pump with Remote Outdoor Unit-Air-Source) | 25VNA448A*031* |  |  | CAP**6121AL*+UI | 58TN*B110C21**20 | 45500 | 21.5 | 9.5 | 46000 | 36200 | 78.7% | 2.36 | 0 | 12 |  |  |  | No | R-410A | 3.7917 | Residential & Commercial | Ducted CEE Tier 1
213770321 | Central HP <5.4 tons | CARRIER | HRCU-A-CB (Split System: Heat Pump with Remote Outdoor Unit-Air-Source) | 25VNA448A*031* |  |  | CAP**6124AL*+UI | 59TN6C120C24**22 | 45500 | 21.5 | 9.5 | 46000 | 36200 | 78.7% | 2.36 | 0 | 12 |  |  |  | No | R-410A | 3.7917 | Residential & Commercial | Ducted CEE Tier 1
214239220 | Central HP <5.4 tons | KEEPRITE | HRCU-A-CB (Split System: Heat Pump with Remote Outdoor Unit-Air-Source) | CVH837GKA2* |  |  | EN(A,D,W)4X48L21**+WALLCON | *95CSU0601716B* | 32200 | 17 | 8.1 | 33000 | 24800 | 75.15% | 1.92 | 0 | 11.5 |  |  |  | No | R-410A | 2.6833 | Residential & Commercial | Ducted CEE Tier 1
214239320 | Central HP <5.4 tons | KEEPRITE | HRCU-A-CB (Split System: Heat Pump with Remote Outdoor Unit-Air-Source) | CVH837GKA2* |  |  | EN(A,D)4X48L24**+WALLCON | *97CMN1002122B* | 32400 | 17 | 8.1 | 32600 | 24600 | 75.46% | 1.96 | 0 | 11.7 |  |  |  | No | R-410A | 2.7 | Residential & Commercial | Ducted CEE Tier 1
213194252 | Central HP <5.4 tons | LENNOX | HRCU-A-CB (Split System: Heat Pump with Remote Outdoor Unit-Air-Source) | SL25XPV-024-230A** |  |  | C35-48B+TDR+TXV | EL297UH070XV36B* | 22000 | 21.6 | 9.3 | 21600 | 20600 | 95.37% | 1.86 | 0 | 13.5 |  |  |  | No | R-410A | 1.8333 | Residential & Commercial | Ducted CEE Tier 1
213194254 | Central HP <5.4 tons | LENNOX | HRCU-A-CB (Split System: Heat Pump with Remote Outdoor Unit-Air-Source) | SL25XPV-024-230A** |  |  | CHX35-42B-**-*+TDR | EL297UH070XV36B* | 22800 | 23.2 | 9.5 | 21200 | 20000 | 94.34% | 1.96 | 0 | 14.5 |  |  |  | No | R-410A | 1.9 | Residential & Commercial | Ducted CEE Tier 1
214243062 | Central HP <5.4 tons | KEEPRITE | HRCU-A-CB (Split System: Heat Pump with Remote Outdoor Unit-Air-Source) | CVH825GKA2* |  |  | EN(A,D,W)4X42L21**+WALLCON | *96CTN0801714B* | 23800 | 16.5 | 8.1 | 21400 | 16700 | 78.04% | 1.96 | 0 | 11 |  |  |  | No | R-410A | 1.9833 | Residential & Commercial | Ducted CEE Tier 1
214242982 | Central HP <5.4 tons | KEEPRITE | HRCU-A-CB (Split System: Heat Pump with Remote Outdoor Unit-Air-Source) | CVH825GKA2* |  |  | EN(A,D,W)4X42L21**+WALLCON | *80CTL0901716B* | 23800 | 16.5 | 8.1 | 21400 | 16700 | 78.04% | 1.96 | 0 | 11 |  |  |  | No | R-410A | 1.9833 | Residential & Commercial | Ducted CEE Tier 1
213892613 | Central HP <5.4 tons | BRYANT HEATING AND COOLING SYSTEMS | HRCU-A-CB (Split System: Heat Pump with Remote Outdoor Unit-Air-Source) | 284ANV024*0**B* |  |  | CAP**2517AL*+UI | 986TD30040C14*** | 23600 | 18 | 10 | 26800 | 20400 | 76.12% | 2.4 | 0 | 12 |  |  |  | No | R-410A | 1.9667 | Residential & Commercial | Ducted CEE Tier 1
211393538 | Central HP <5.4 tons | CHAMPION HEATING AND COOLING | HRCU-A-CB (Split System: Heat Pump with Remote Outdoor Unit-Air-Source) | HMH72B341 |  |  | XAFB36DXXN1+TXV | TL8E060A12UH11 | 34000 | 18 | 8.1 | 33800 | 23800 | 70.41% | 2.06 | 0 | 10 |  |  |  | No | R-410A | 2.8333 | Residential & Commercial | Ducted CEE Tier 1
211393638 | Central HP <5.4 tons | CHAMPION HEATING AND COOLING | HRCU-A-CB (Split System: Heat Pump with Remote Outdoor Unit-Air-Source) | HMH72B341 |  |  | JHETB36DBCS2N1 |  | 34000 | 18.5 | 8.5 | 33800 | 23800 | 70.41% | 2.12 | 0 | 10 |  |  |  | No | R-410A | 2.8333 | Residential & Commercial | Ducted CEE Tier 1
214242472 | Central HP <5.4 tons | KEEPRITE | HRCU-A-CB (Split System: Heat Pump with Remote Outdoor Unit-Air-Source) | CVH825GKA2* |  |  | EN(A,D)4X24L17**+WALLCON | *97CMN0601714B* | 23200 | 15.5 | 8.1 | 22200 | 16900 | 76.13% | 1.92 | 0 | 10.5 |  |  |  | No | R-410A | 1.9333 | Residential & Commercial | Ducted CEE Tier 1
211389580 | Central HP <5.4 tons | CHAMPION HEATING AND COOLING | HRCU-A-CB (Split System: Heat Pump with Remote Outdoor Unit-Air-Source) | HMH72B341 |  |  | XAFC30CXXN1+TXV | TM8Y100C16MP11 | 33200 | 18 | 8.5 | 33400 | 23400 | 70.06% | 2.06 | 0 | 10 |  |  |  | No | R-410A | 2.7667 | Residential & Commercial | Ducted CEE Tier 1
211389780 | Central HP <5.4 tons | CHAMPION HEATING AND COOLING | HRCU-A-CB (Split System: Heat Pump with Remote Outdoor Unit-Air-Source) | HMH72B341 |  |  | XAFB30CXXN1+TXV | TM8Y080B12MP11 | 32800 | 17.5 | 8.1 | 33000 | 23200 | 70.3% | 2.02 | 0 | 10 |  |  |  | No | R-410A | 2.7333 | Residential & Commercial | Ducted CEE Tier 1
214720105 | Central HP <5.4 tons | LUXAIRE | HRCU-A-CB (Split System: Heat Pump with Remote Outdoor Unit-Air-Source) | HH836E2S11 |  |  | CTU48C5XFS1+TXV | TM8Y080C16MP11 | 33200 | 19 | 9 | 31400 | 25000 | 79.62% | 2 | 0 | 11 |  |  |  | No | R-454B | 2.7667 | Residential & Commercial | Ducted CEE Tier 1
213770495 | Central HP <5.4 tons | CARRIER | HRCU-A-CB (Split System: Heat Pump with Remote Outdoor Unit-Air-Source) | 25VNA825A*031* |  |  | CAP**2417AL*+UI | 58TN*B070C14**12 | 23400 | 16.5 | 8.1 | 22000 | 16800 | 76.36% | 1.9 | 0 | 10.5 |  |  |  | No | R-410A | 1.95 | Residential & Commercial | Ducted CEE Tier 1
213607588 | Central HP <5.4 tons | BRYANT HEATING AND COOLING SYSTEMS | HRCU-A-CB (Split System: Heat Pump with Remote Outdoor Unit-Air-Source) | 38MURAQ18AB3* |  |  | PF4TNXB24L* |  | 18100 | 16.5 | 8.5 | 18200 | 18200 | 100% | 2.2 | 0 | 11 |  |  |  | No | R-410A | 1.5083 | Residential & Commercial | Ducted CEE Tier 1
215933101 | Central HP <5.4 tons | KEEPRITE | HRCU-A-CB (Split System: Heat Pump with Remote Outdoor Unit-Air-Source) | C5H3V36*K*AAA* |  |  | ESH5X36M12A*+WALLCON | *80CTL0901716B* | 33200 | 19 | 9 | 35000 | 26800 | 76.57% | 1.92 | 0 | 11 |  |  |  | No | R-454B | 2.7667 | Residential & Commercial | Ducted CEE Tier 1
215933601 | Central HP <5.4 tons | KEEPRITE | HRCU-A-CB (Split System: Heat Pump with Remote Outdoor Unit-Air-Source) | C5H3V36*K*AAA* |  |  | ESH5X48M12A*+WALLCON | *80CTL1352422B* | 33800 | 19.5 | 9 | 34600 | 26400 | 76.3% | 1.94 | 0 | 11.7 |  |  |  | No | R-454B | 2.8167 | Residential & Commercial | Ducted CEE Tier 1
215933751 | Central HP <5.4 tons | KEEPRITE | HRCU-A-CB (Split System: Heat Pump with Remote Outdoor Unit-Air-Source) | C5H3V36*K*AAA* |  |  | ESH5X60M12A*+WALLCON | *80CTL0451712B* | 33800 | 19 | 9 | 35200 | 26800 | 76.14% | 1.92 | 0 | 11 |  |  |  | No | R-454B | 2.8167 | Residential & Commercial | Ducted CEE Tier 1
215933771 | Central HP <5.4 tons | KEEPRITE | HRCU-A-CB (Split System: Heat Pump with Remote Outdoor Unit-Air-Source) | C5H3V36*K*AAA* |  |  | ESH5X60M12A*+WALLCON | *80CTL0701716B* | 34000 | 19.5 | 9 | 34600 | 26400 | 76.3% | 1.94 | 0 | 11.5 |  |  |  | No | R-454B | 2.8333 | Residential & Commercial | Ducted CEE Tier 1
215933801 | Central HP <5.4 tons | KEEPRITE | HRCU-A-CB (Split System: Heat Pump with Remote Outdoor Unit-Air-Source) | C5H3V36*K*AAA* |  |  | ESH5X60M12A*+WALLCON | *80CTL0902120B* | 34200 | 19.5 | 9 | 34200 | 25800 | 75.44% | 1.96 | 0 | 12 |  |  |  | No | R-454B | 2.85 | Residential & Commercial | Ducted CEE Tier 1
215932551 | Central HP <5.4 tons | KEEPRITE | HRCU-A-CB (Split System: Heat Pump with Remote Outdoor Unit-Air-Source) | C5H3V36*K*AAA* |  |  | EA*5X60M24A*+WALLCON | *80CTL0902120B* | 34000 | 20.5 | 9.5 | 34000 | 25800 | 75.88% | 2.06 | 0 | 12 |  |  |  | No | R-454B | 2.8333 | Residential & Commercial | Ducted CEE Tier 1
215932631 | Central HP <5.4 tons | KEEPRITE | HRCU-A-CB (Split System: Heat Pump with Remote Outdoor Unit-Air-Source) | C5H3V36*K*AAA* |  |  | EA*5X60M24A*+WALLCON | *97CMN1202422B* | 34000 | 20.5 | 9.5 | 34200 | 26000 | 76.02% | 2.06 | 0 | 11.7 |  |  |  | No | R-454B | 2.8333 | Residential & Commercial | Ducted CEE Tier 1
215932651 | Central HP <5.4 tons | KEEPRITE | HRCU-A-CB (Split System: Heat Pump with Remote Outdoor Unit-Air-Source) | C5H3V36*K*AAA* |  |  | EA*5X60M24A*+WALLCON | *96CTN1202422B* | 34000 | 20.5 | 9.5 | 34000 | 26000 | 76.47% | 2.06 | 0 | 12 |  |  |  | No | R-454B | 2.8333 | Residential & Commercial | Ducted CEE Tier 1
215932431 | Central HP <5.4 tons | KEEPRITE | HRCU-A-CB (Split System: Heat Pump with Remote Outdoor Unit-Air-Source) | C5H3V36*K*AAA* |  |  | EA*5X48M21A*+WALLCON | *80CTL0901716B* | 33400 | 20 | 9.5 | 34600 | 26400 | 76.3% | 2.04 | 0 | 11.5 |  |  |  | No | R-454B | 2.7833 | Residential & Commercial | Ducted CEE Tier 1
214242935 | Central HP <5.4 tons | CARRIER | HRCU-A-CB (Split System: Heat Pump with Remote Outdoor Unit-Air-Source) | 25VNA825A*031* |  |  | CNPV*4217AL*+UI | 59TN6C060C17**14 | 23800 | 16.5 | 8.1 | 21400 | 16700 | 78.04% | 1.98 | 0 | 11 |  |  |  | No | R-410A | 1.9833 | Residential & Commercial | Ducted CEE Tier 1
214243085 | Central HP <5.4 tons | CARRIER | HRCU-A-CB (Split System: Heat Pump with Remote Outdoor Unit-Air-Source) | 25VNA825A*031* |  |  | CNPV*4821AL*+UI | 58TN*B070C17**16 | 24000 | 17 | 8.1 | 21400 | 16600 | 77.57% | 2 | 0 | 11 |  |  |  | No | R-410A | 2 | Residential & Commercial | Ducted CEE Tier 1
213770675 | Central HP <5.4 tons | CARRIER | HRCU-A-CB (Split System: Heat Pump with Remote Outdoor Unit-Air-Source) | 25VNA825A*031* |  |  | CAP**2517AL*+UI | 59TN6C080C17**14 | 24200 | 16.5 | 8.1 | 21400 | 16700 | 78.04% | 2.02 | 0 | 11 |  |  |  | No | R-410A | 2.0167 | Residential & Commercial | Ducted CEE Tier 1
213770975 | Central HP <5.4 tons | CARRIER | HRCU-A-CB (Split System: Heat Pump with Remote Outdoor Unit-Air-Source) | 25VNA825A*031* |  |  | CAP**3621AL*+UI | 59MN7C080C17**14 | 23600 | 16.5 | 8.1 | 21600 | 16700 | 77.31% | 1.94 | 0 | 10.5 |  |  |  | No | R-410A | 1.9667 | Residential & Commercial | Ducted CEE Tier 1
214280300 | Central HP <5.4 tons | DAY & NIGHT | HRCU-A-CB (Split System: Heat Pump with Remote Outdoor Unit-Air-Source) | DLCURAH36ABK |  |  | EA*4X43L21A* | *96MSN0601716A* | 36000 | 15.5 | 8.5 | 38000 | 34800 | 91.58% | 2.06 | 0 | 10 |  |  |  | No | R-410A | 3 | Residential & Commercial | Ducted CEE Tier 1
214808999 | Central HP <5.4 tons | LUXAIRE | HRCU-A-CB (Split System: Heat Pump with Remote Outdoor Unit-Air-Source) | HH860E2S11 |  |  | CTU60C5XGS1+JMVT17CC2N1+TXV |  | 44500 | 18 | 9 | 44000 | 33000 | 75% | 2 | 0 | 12 |  |  |  | No | R-454B | 3.7083 | Residential & Commercial | Ducted CEE Tier 1
214809026 | Central HP <5.4 tons | LUXAIRE | HRCU-A-CB (Split System: Heat Pump with Remote Outdoor Unit-Air-Source) | HH860E2S11 |  |  | CTU60C5XGS1+JMC16C2SN1+TXV |  | 45000 | 19 | 9 | 45000 | 33600 | 74.67% | 2 | 0 | 12 |  |  |  | No | R-454B | 3.75 | Residential & Commercial | Ducted CEE Tier 1
214719889 | Central HP <5.4 tons | LUXAIRE | HRCU-A-CB (Split System: Heat Pump with Remote Outdoor Unit-Air-Source) | HH860E2S11 |  |  | CTU60C5XGS1+TXV | TM8E080C20MP11 | 44500 | 17 | 9 | 45000 | 33800 | 75.11% | 2 | 0 | 11.7 |  |  |  | No | R-454B | 3.7083 | Residential & Commercial | Ducted CEE Tier 1
214720180 | Central HP <5.4 tons | LUXAIRE | HRCU-A-CB (Split System: Heat Pump with Remote Outdoor Unit-Air-Source) | HH860E2S11 |  |  | CTU60C5XGS1+TXV | TMLE120C16MP11 | 44500 | 18 | 9 | 45500 | 34200 | 75.16% | 2 | 0 | 11 |  |  |  | No | R-454B | 3.7083 | Residential & Commercial | Ducted CEE Tier 1
214720037 | Central HP <5.4 tons | LUXAIRE | HRCU-A-CB (Split System: Heat Pump with Remote Outdoor Unit-Air-Source) | HH860E2S11 |  |  | CTU60C5XGS1+TXV | LP9C080C16MP13 | 43500 | 17 | 9 | 44000 | 33600 | 76.36% | 2 | 0 | 11 |  |  |  | No | R-454B | 3.625 | Residential & Commercial | Ducted CEE Tier 1
213771545 | Central HP <5.4 tons | CARRIER | HRCU-A-CB (Split System: Heat Pump with Remote Outdoor Unit-Air-Source) | 25VNA825A*031* |  |  | CAP**4321AL*+UI | 59TN6C100C21**22 | 24400 | 16.5 | 8.5 | 21200 | 16600 | 78.3% | 2.04 | 0 | 11 |  |  |  | No | R-410A | 2.0333 | Residential & Commercial | Ducted CEE Tier 1
213771645 | Central HP <5.4 tons | CARRIER | HRCU-A-CB (Split System: Heat Pump with Remote Outdoor Unit-Air-Source) | 25VNA825A*031* |  |  | CAP**4821AL*+UI | 59TN6C060C17**14 | 24000 | 16.5 | 8.1 | 21000 | 16600 | 79.05% | 2 | 0 | 10.5 |  |  |  | No | R-410A | 2 | Residential & Commercial | Ducted CEE Tier 1
214719703 | Central HP <5.4 tons | LUXAIRE | HRCU-A-CB (Split System: Heat Pump with Remote Outdoor Unit-Air-Source) | HH836E2S11 |  |  | CTU36B5XDS1+TXV | TMLE080B12MP11 | 33600 | 18 | 8.5 | 31800 | 26000 | 81.76% | 2 | 0 | 11 |  |  |  | No | R-454B | 2.8 | Residential & Commercial | Ducted CEE Tier 1
215853365 | Central HP <5.4 tons | COLEMAN | HRCU-A-CB (Split System: Heat Pump with Remote Outdoor Unit-Air-Source) | HH836E2S11 |  |  | CTM36B5CDS1 | Z9ES060B12SMPS1 | 33200 | 17 | 8.5 | 31000 | 25400 | 81.94% | 2 | 0 | 11 |  |  |  | No | R-454B | 2.7667 | Residential & Commercial | Ducted CEE Tier 1
215931511 | Central HP <5.4 tons | KEEPRITE | HRCU-A-CB (Split System: Heat Pump with Remote Outdoor Unit-Air-Source) | C5H3V48*K*AAA* |  |  | FCMA5B60L0D*+WALLCON |  | 46500 | 23 | 9.5 | 48000 | 35600 | 74.17% | 1.98 | 0 | 12.5 |  |  |  | No | R-454B | 3.875 | Residential & Commercial | Ducted CEE Tier 1
211389707 | Central HP <5.4 tons | LUXAIRE | HRCU-A-CB (Split System: Heat Pump with Remote Outdoor Unit-Air-Source) | HMH72B341 |  |  | XAFC36DBCN1 | TM8Y080B12MP11 | 34000 | 18 | 8.1 | 33600 | 23600 | 70.24% | 2.06 | 0 | 10 |  |  |  | No | R-410A | 2.8333 | Residential & Commercial | Ducted CEE Tier 1
215931951 | Central HP <5.4 tons | KEEPRITE | HRCU-A-CB (Split System: Heat Pump with Remote Outdoor Unit-Air-Source) | C5H3V36*K*AAA* |  |  | EA*5X24M17A*+WALLCON | *96CTN0401410B* | 30600 | 17 | 9 | 34800 | 26800 | 77.01% | 1.9 | 0 | 10 |  |  |  | No | R-454B | 2.55 | Residential & Commercial | Ducted CEE Tier 1
216440538 | Central HP <5.4 tons | TRANE | HRCU-A-CB (Split System: Heat Pump with Remote Outdoor Unit-Air-Source) | 5TWV0X60A1 |  |  | 5TXCD008AS3 | S9V2C100U5VSB+LRP | 52000 | 18.6 | 9 | 54500 | 38500 | 70.64% | 2 | 0 | 10 |  |  |  | No | R-454B | 4.3333 | Residential & Commercial | Ducted CEE Tier 1
215932251 | Central HP <5.4 tons | KEEPRITE | HRCU-A-CB (Split System: Heat Pump with Remote Outdoor Unit-Air-Source) | C5H3V36*K*AAA* |  |  | EA*5X42M21A*+WALLCON | *80CTL0901716B* | 32600 | 20 | 9.5 | 35000 | 26800 | 76.57% | 2.02 | 0 | 11 |  |  |  | No | R-454B | 2.7167 | Residential & Commercial | Ducted CEE Tier 1
215932231 | Central HP <5.4 tons | KEEPRITE | HRCU-A-CB (Split System: Heat Pump with Remote Outdoor Unit-Air-Source) | C5H3V36*K*AAA* |  |  | EA*5X42M21A*+WALLCON | *80CTL0701716B* | 32600 | 19.5 | 9.5 | 35200 | 27000 | 76.7% | 2 | 0 | 11 |  |  |  | No | R-454B | 2.7167 | Residential & Commercial | Ducted CEE Tier 1
215932281 | Central HP <5.4 tons | KEEPRITE | HRCU-A-CB (Split System: Heat Pump with Remote Outdoor Unit-Air-Source) | C5H3V36*K*AAA* |  |  | EA*5X42M21A*+WALLCON | *95CSU1002122B* | 32800 | 20 | 9.5 | 34600 | 26600 | 76.88% | 2.02 | 0 | 11.5 |  |  |  | No | R-454B | 2.7333 | Residential & Commercial | Ducted CEE Tier 1
214242986 | Central HP <5.4 tons | BRYANT HEATING AND COOLING SYSTEMS | HRCU-A-CB (Split System: Heat Pump with Remote Outdoor Unit-Air-Source) | 288BNV025*0**B* |  |  | CNPV*4221AL*+UI | 88*TB60090C21*** | 23800 | 16.5 | 8.1 | 21400 | 16700 | 78.04% | 1.96 | 0 | 11 |  |  |  | No | R-410A | 1.9833 | Residential & Commercial | Ducted CEE Tier 1
214861614 | Central HP <5.4 tons | MDV | HRCU-A-CB (Split System: Heat Pump with Remote Outdoor Unit-Air-Source) | MOX630-48HFN10-M3X |  |  | MVBDM-48HWFN10-WC3-D |  | 48000 | 17.5 | 9.5 | 48000 | 48000 | 100% | 2 | 0 | 12 |  |  |  | No | R-454B | 4 | Residential & Commercial | Ducted CEE Tier 1
211389759 | Central HP <5.4 tons | LUXAIRE | HRCU-A-CB (Split System: Heat Pump with Remote Outdoor Unit-Air-Source) | HMH72B341 |  |  | XAUB36DXXN1+TXV | TM8Y080B12MP11 | 34000 | 18 | 8.1 | 33400 | 23600 | 70.66% | 2.04 | 0 | 10 |  |  |  | No | R-410A | 2.8333 | Residential & Commercial | Ducted CEE Tier 1
215681781 | Central HP <5.4 tons | KENMORE | HRCU-A-CB (Split System: Heat Pump with Remote Outdoor Unit-Air-Source) | (C,H,T)5H0V48*K*AAA* |  |  | EVM5X48M21A*+WALLCON | *80CSU0802120B* | 47000 | 18.5 | 9 | 50000 | 36200 | 72.4% | 2 | 0 | 10 |  |  |  | No | R-454B | 3.9167 | Residential & Commercial | Ducted CEE Tier 1
215682481 | Central HP <5.4 tons | KENMORE | HRCU-A-CB (Split System: Heat Pump with Remote Outdoor Unit-Air-Source) | (C,H,T)5H0V48*K*AAA* |  |  | EVD5X61M21A*+WALLCON | *80CSU1002120B* | 48500 | 19 | 9 | 50000 | 36800 | 73.6% | 2.12 | 0 | 10 |  |  |  | No | R-454B | 4.0417 | Residential & Commercial | Ducted CEE Tier 1
213771185 | Central HP <5.4 tons | CARRIER | HRCU-A-CB (Split System: Heat Pump with Remote Outdoor Unit-Air-Source) | 25VNA825A*031* |  |  | CAP**3721AL*+UI | 59MN7C060C17**14 | 24200 | 16 | 8.1 | 21200 | 16700 | 78.77% | 2.02 | 0 | 10.5 |  |  |  | No | R-410A | 2.0167 | Residential & Commercial | Ducted CEE Tier 1
213771235 | Central HP <5.4 tons | CARRIER | HRCU-A-CB (Split System: Heat Pump with Remote Outdoor Unit-Air-Source) | 25VNA825A*031* |  |  | CAP**3721AL*+UI | 59TN6C100C21**22 | 24400 | 16.5 | 8.5 | 21200 | 16600 | 78.3% | 2.04 | 0 | 11 |  |  |  | No | R-410A | 2.0333 | Residential & Commercial | Ducted CEE Tier 1
213771485 | Central HP <5.4 tons | CARRIER | HRCU-A-CB (Split System: Heat Pump with Remote Outdoor Unit-Air-Source) | 25VNA825A*031* |  |  | CAP**4321AL*+UI | 59CU5B060C17**16 | 24400 | 16.5 | 8.1 | 21200 | 16600 | 78.3% | 2.02 | 0 | 10.5 |  |  |  | No | R-410A | 2.0333 | Residential & Commercial | Ducted CEE Tier 1
213770461 | Central HP <5.4 tons | CARRIER | HRCU-A-CB (Split System: Heat Pump with Remote Outdoor Unit-Air-Source) | 25VNA813A*030* |  |  | CAP**2517AL*+UI | 59TN6C040C14**10 | 13000 | 15.5 | 8.1 | 11700 | 8800 | 75.21% | 2 | 0 | 12 |  |  |  | No | R-410A | 1.0833 | Residential & Commercial | Ducted CEE Tier 1
215931851 | Central HP <5.4 tons | KEEPRITE | HRCU-A-CB (Split System: Heat Pump with Remote Outdoor Unit-Air-Source) | C5H3V60*K*AAA* |  |  | ESH5X60M12A*+WALLCON | *95CSU0802120B* | 56000 | 17.5 | 8.1 | 61000 | 46000 | 75.41% | 1.95 | 0 | 11 |  |  |  | No | R-454B | 4.6667 | Residential & Commercial | Ducted CEE Tier 1
214239174 | Central HP <5.4 tons | BRYANT HEATING AND COOLING SYSTEMS | HRCU-A-CB (Split System: Heat Pump with Remote Outdoor Unit-Air-Source) | 288BNV037*0**B* |  |  | CNPV*4821AL*+UI | 88*TB48070C17*** | 32200 | 17 | 8.1 | 32800 | 24800 | 75.61% | 1.94 | 0 | 11.5 |  |  |  | No | R-410A | 2.6833 | Residential & Commercial | Ducted CEE Tier 1
206772984 | Central HP <5.4 tons | AIRQUEST | HRCU-A-CB (Split System: Heat Pump with Remote Outdoor Unit-Air-Source) | HVH837GKA2* |  |  | EHD4X48AAL+WALLCON | *96CTN1002122A* | 32600 | 17 | 8.1 | 33000 | 24800 | 75.15% | 1.98 | 12 | 11 |  |  |  | No | R-410A | 2.7167 | Residential & Commercial | Ducted CEE Tier 1
206772993 | Central HP <5.4 tons | AIRQUEST | HRCU-A-CB (Split System: Heat Pump with Remote Outdoor Unit-Air-Source) | HVH837GKA2* |  |  | EHD4X48AAL+WALLCON | *80CTL0701412A* | 32600 | 17 | 8.1 | 33200 | 25000 | 75.3% | 1.96 | 11.5 | 11 |  |  |  | No | R-410A | 2.7167 | Residential & Commercial | Ducted CEE Tier 1
206773502 | Central HP <5.4 tons | AIRQUEST | HRCU-A-CB (Split System: Heat Pump with Remote Outdoor Unit-Air-Source) | HVH837GKA2* |  |  | EA*4X48L21A*+WALLCON | *95CSU0802120A* | 32400 | 17.5 | 8.5 | 32600 | 25000 | 76.69% | 1.98 | 12 | 11.5 |  |  |  | No | R-410A | 2.7 | Residential & Commercial | Ducted CEE Tier 1
214389649 | Central HP <5.4 tons | Liberty Heating & Air Conditioning | HRCU-A-CB (Split System: Heat Pump with Remote Outdoor Unit-Air-Source) | ASZS60421EA* |  |  | CA*EA6030*4A* | G*VC800804C*A* | 40000 | 17 | 8.6 | 40000 | 30600 | 76.5% | 2.2 | 0 | 10 |  |  |  | No | R-410A | 3.3333 | Residential & Commercial | Ducted CEE Tier 1
214242856 | Central HP <5.4 tons | BRYANT HEATING AND COOLING SYSTEMS | HRCU-A-CB (Split System: Heat Pump with Remote Outdoor Unit-Air-Source) | 288BNV025*0**B* |  |  | CNPV*4217AL*+UI | 88*TB36045C17*** | 23800 | 16 | 8.1 | 21400 | 16700 | 78.04% | 1.96 | 0 | 11 |  |  |  | No | R-410A | 1.9833 | Residential & Commercial | Ducted CEE Tier 1
214243006 | Central HP <5.4 tons | BRYANT HEATING AND COOLING SYSTEMS | HRCU-A-CB (Split System: Heat Pump with Remote Outdoor Unit-Air-Source) | 288BNV025*0**B* |  |  | CNPV*4221AL*+UI | 935CB48060C17*** | 23600 | 16.5 | 8.1 | 21400 | 16700 | 78.04% | 1.96 | 0 | 11 |  |  |  | No | R-410A | 1.9667 | Residential & Commercial | Ducted CEE Tier 1
214243106 | Central HP <5.4 tons | BRYANT HEATING AND COOLING SYSTEMS | HRCU-A-CB (Split System: Heat Pump with Remote Outdoor Unit-Air-Source) | 288BNV025*0**B* |  |  | CNPV*4821AL*+UI | 88*TB60090C21*** | 24200 | 17 | 8.1 | 21200 | 16600 | 78.3% | 2.02 | 0 | 11.5 |  |  |  | No | R-410A | 2.0167 | Residential & Commercial | Ducted CEE Tier 1
213770465 | Central HP <5.4 tons | CARRIER | HRCU-A-CB (Split System: Heat Pump with Remote Outdoor Unit-Air-Source) | 25VNA825A*031* |  |  | CAP**2414AL*+UI | 58TN*B070C14**12 | 23400 | 16.5 | 8.1 | 22000 | 16800 | 76.36% | 1.9 | 0 | 10.5 |  |  |  | No | R-410A | 1.95 | Residential & Commercial | Ducted CEE Tier 1
213770615 | Central HP <5.4 tons | CARRIER | HRCU-A-CB (Split System: Heat Pump with Remote Outdoor Unit-Air-Source) | 25VNA825A*031* |  |  | CAP**2517AL*+UI | 58TN*B090C17**16 | 24400 | 16.5 | 8.5 | 21200 | 16700 | 78.77% | 2.02 | 0 | 11 |  |  |  | No | R-410A | 2.0333 | Residential & Commercial | Ducted CEE Tier 1
213770665 | Central HP <5.4 tons | CARRIER | HRCU-A-CB (Split System: Heat Pump with Remote Outdoor Unit-Air-Source) | 25VNA825A*031* |  |  | CAP**2517AL*+UI | 59TN6C060C17**14 | 24200 | 16.5 | 8.1 | 21400 | 16700 | 78.04% | 2 | 0 | 11 |  |  |  | No | R-410A | 2.0167 | Residential & Commercial | Ducted CEE Tier 1
213603967 | Central HP <5.4 tons | Weathermaker | HRCU-A-C (Split System: Heat Pump with Remote Outdoor Unit with No Indoor Fan --Air Source) | 38MURAQ36AB3 |  |  | 40MULAQ36XCX + CI |  | 35000 | 15.2 | 10 | 39000 | 32000 | 82.05% | 2 | 10.2 | 10 |  |  |  | No | R-410A | 2.9167 | Residential & Commercial | Ducted CEE Tier 1
214239080 | Central HP <5.4 tons | KEEPRITE | HRCU-A-CB (Split System: Heat Pump with Remote Outdoor Unit-Air-Source) | CVH837GKA2* |  |  | EN(A,D,W)4X42L21**+WALLCON | *80CTL0902120B* | 31800 | 17 | 8.1 | 33000 | 24400 | 73.94% | 1.88 | 0 | 11 |  |  |  | No | R-410A | 2.65 | Residential & Commercial | Ducted CEE Tier 1
215676571 | Central HP <5.4 tons | KENMORE | HRCU-A-CB (Split System: Heat Pump with Remote Outdoor Unit-Air-Source) | (C,H,T)5H0V48*K*AAA* |  |  | EVD5X60M21A*+WALLCON | *96CTN0801714B* | 47500 | 18.5 | 9 | 50000 | 36200 | 72.4% | 2.02 | 0 | 10 |  |  |  | No | R-454B | 3.9583 | Residential & Commercial | Ducted CEE Tier 1
214239964 | Central HP <5.4 tons | BRYANT HEATING AND COOLING SYSTEMS | HRCU-A-CB (Split System: Heat Pump with Remote Outdoor Unit-Air-Source) | 288BNV037*0**A* |  |  | CNPV*4824AL*+UI | 88*TB60090C21*** | 32400 | 17 | 8.1 | 32600 | 24600 | 75.46% | 1.96 | 0 | 11.7 |  |  |  | No | R-410A | 2.7 | Residential & Commercial | Ducted CEE Tier 1
215937023 | Central HP <5.4 tons | TEMPSTAR | HRCU-A-CB (Split System: Heat Pump with Remote Outdoor Unit-Air-Source) | T5H3V48*K*AAA* |  |  | EVM5X48M21A*+WALLCON | *80CTL0902120B* | 44500 | 20 | 8.1 | 52000 | 38000 | 73.08% | 1.9 | 0 | 11 |  |  |  | No | R-454B | 3.7083 | Residential & Commercial | Ducted CEE Tier 1
215937473 | Central HP <5.4 tons | TEMPSTAR | HRCU-A-CB (Split System: Heat Pump with Remote Outdoor Unit-Air-Source) | T5H3V48*K*AAA* |  |  | EVM5X60M24A*+WALLCON | *80CTL0902120B* | 45500 | 21 | 8.1 | 52500 | 38000 | 72.38% | 1.95 | 0 | 11.5 |  |  |  | No | R-454B | 3.7917 | Residential & Commercial | Ducted CEE Tier 1
206773511 | Central HP <5.4 tons | AIRQUEST | HRCU-A-CB (Split System: Heat Pump with Remote Outdoor Unit-Air-Source) | HVH837GKA2* |  |  | EA*4X48L21A*+WALLCON | *95CSU1002122A* | 32400 | 17.5 | 8.5 | 32600 | 24800 | 76.07% | 2 | 12 | 11.5 |  |  |  | No | R-410A | 2.7 | Residential & Commercial | Ducted CEE Tier 1
211242745 | Central HP <5.4 tons | TEMPSTAR | HRCU-A-CB (Split System: Heat Pump with Remote Outdoor Unit-Air-Source) | DLCURAH24ABK |  |  | EA*4X36L21A* | OMV112K14A | 24200 | 16.5 | 8.5 | 26200 | 22600 | 86.26% | 1.86 | 0 | 10 |  |  |  | No | R-410A | 2.0167 | Residential & Commercial | Ducted CEE Tier 1
211243015 | Central HP <5.4 tons | TEMPSTAR | HRCU-A-CB (Split System: Heat Pump with Remote Outdoor Unit-Air-Source) | DLCURAH24ABK |  |  | EA*4X37L17A* | *96VTN0601714A* | 24400 | 16.5 | 8.5 | 25600 | 21600 | 84.38% | 1.8 | 0 | 10 |  |  |  | No | R-410A | 2.0333 | Residential & Commercial | Ducted CEE Tier 1
211243347 | Central HP <5.4 tons | TEMPSTAR | HRCU-A-CB (Split System: Heat Pump with Remote Outdoor Unit-Air-Source) | DLCURAH24ABK |  |  | EA*4X37L21A* | *80VSL0701716A* | 24600 | 17 | 8.5 | 25400 | 21200 | 83.46% | 1.78 | 0 | 10.5 |  |  |  | No | R-410A | 2.05 | Residential & Commercial | Ducted CEE Tier 1
206773529 | Central HP <5.4 tons | AIRQUEST | HRCU-A-CB (Split System: Heat Pump with Remote Outdoor Unit-Air-Source) | HVH837GKA2* |  |  | EA*4X48L24A*+WALLCON | *95CSU1002122A* | 32400 | 17.5 | 8.5 | 32400 | 24800 | 76.54% | 2 | 12 | 11.5 |  |  |  | No | R-410A | 2.7 | Residential & Commercial | Ducted CEE Tier 1
214719899 | Central HP <5.4 tons | LUXAIRE | HRCU-A-CB (Split System: Heat Pump with Remote Outdoor Unit-Air-Source) | HH836E2S11 |  |  | CTU48C5XFS1+TXV | TP9C080C16MP13 | 33200 | 18 | 9 | 31600 | 25400 | 80.38% | 2 | 0 | 11 |  |  |  | No | R-454B | 2.7667 | Residential & Commercial | Ducted CEE Tier 1
215931995 | Central HP <5.4 tons | BRYANT HEATING AND COOLING SYSTEMS | HRCU-A-CB (Split System: Heat Pump with Remote Outdoor Unit-Air-Source) | 293VAN036**AA* |  |  | CAA**3014AM*+UI | 986TD30040C14*** | 30800 | 17 | 9 | 34400 | 26600 | 77.33% | 1.9 | 0 | 10 |  |  |  | No | R-454B | 2.5667 | Residential & Commercial | Ducted CEE Tier 1
215932075 | Central HP <5.4 tons | BRYANT HEATING AND COOLING SYSTEMS | HRCU-A-CB (Split System: Heat Pump with Remote Outdoor Unit-Air-Source) | 293VAN036**AA* |  |  | CAA**3617AM*+UI | 88*TB48090C17*** | 32200 | 19.5 | 9.5 | 35200 | 27000 | 76.7% | 2 | 0 | 11 |  |  |  | No | R-454B | 2.6833 | Residential & Commercial | Ducted CEE Tier 1
212361359 | Central HP <5.4 tons | American Standard | HRCU-A-C (Split System: Heat Pump with Remote Outdoor Unit with No Indoor Fan --Air Source) | 4TXD2060A10NU** |  |  | 4RXCD048AS3HC** |  | 47000 | 15.2 | 8.5 | 48000 | 33600 | 70% | 1.8 | 0 | 10 |  |  |  | No | R-410A | 3.9167 | Residential & Commercial | Ducted CEE Tier 1
215931981 | Central HP <5.4 tons | KEEPRITE | HRCU-A-CB (Split System: Heat Pump with Remote Outdoor Unit-Air-Source) | C5H3V36*K*AAA* |  |  | EA*5X25M17A*+WALLCON | *96CTN0401410B* | 32400 | 18 | 9 | 33800 | 26000 | 76.92% | 1.96 | 0 | 10.5 |  |  |  | No | R-454B | 2.7 | Residential & Commercial | Ducted CEE Tier 1
214242446 | Central HP <5.4 tons | BRYANT HEATING AND COOLING SYSTEMS | HRCU-A-CB (Split System: Heat Pump with Remote Outdoor Unit-Air-Source) | 288BNV025*0**B* |  |  | CNPV*2417AL*+UI | 88*TB48090C17*** | 23200 | 16 | 8.1 | 22000 | 16900 | 76.82% | 1.92 | 0 | 10.5 |  |  |  | No | R-410A | 1.9333 | Residential & Commercial | Ducted CEE Tier 1
214242496 | Central HP <5.4 tons | BRYANT HEATING AND COOLING SYSTEMS | HRCU-A-CB (Split System: Heat Pump with Remote Outdoor Unit-Air-Source) | 288BNV025*0**B* |  |  | CNPV*2417AL*+UI | 986TD42060C17*** | 23200 | 15.5 | 8.1 | 22200 | 16900 | 76.13% | 1.92 | 0 | 10.5 |  |  |  | No | R-410A | 1.9333 | Residential & Commercial | Ducted CEE Tier 1
214242696 | Central HP <5.4 tons | BRYANT HEATING AND COOLING SYSTEMS | HRCU-A-CB (Split System: Heat Pump with Remote Outdoor Unit-Air-Source) | 288BNV025*0**B* |  |  | CNPV*3617AL*+UI | 987MC42080C17*** | 23400 | 16.5 | 8.1 | 21600 | 16700 | 77.31% | 1.92 | 0 | 10.5 |  |  |  | No | R-410A | 1.95 | Residential & Commercial | Ducted CEE Tier 1
215931775 | Central HP <5.4 tons | BRYANT HEATING AND COOLING SYSTEMS | HRCU-A-CB (Split System: Heat Pump with Remote Outdoor Unit-Air-Source) | 293VAN060**AA* |  |  | CAA**6124AM*+UI | 986TD66100C21*** | 57000 | 18.5 | 8.5 | 60500 | 46500 | 76.86% | 2.02 | 0 | 11.5 |  |  |  | No | R-454B | 4.75 | Residential & Commercial | Ducted CEE Tier 1
212970395 | Central HP <5.4 tons | TEMPSTAR | HRCU-A-CB (Split System: Heat Pump with Remote Outdoor Unit-Air-Source) | DLCURAH36ABK |  |  | EA*4X37L17A* | *80VSL0701716B* | 36000 | 15.5 | 8.1 | 38500 | 35000 | 90.91% | 2.06 | 0 | 10 |  |  |  | No | R-410A | 3 | Residential & Commercial | Ducted CEE Tier 1
215318842 | Central HP <5.4 tons | Weathermaker | HRCU-A-CB (Split System: Heat Pump with Remote Outdoor Unit-Air-Source) | 37MURAQ36AA3 |  |  | 45MUAAQ36XX3 |  | 36000 | 16.2 | 8.7 | 36000 | 27000 | 75% | 2 | 0 | 10 |  |  |  | No | R-454B | 3 | Residential & Commercial | Ducted CEE Tier 1
214243112 | Central HP <5.4 tons | KEEPRITE | HRCU-A-CB (Split System: Heat Pump with Remote Outdoor Unit-Air-Source) | CVH825GKA2* |  |  | EN(A,D,W)4X48L21**+WALLCON | *80CTL0902120B* | 24200 | 17 | 8.1 | 21200 | 16600 | 78.3% | 2.02 | 0 | 11.5 |  |  |  | No | R-410A | 2.0167 | Residential & Commercial | Ducted CEE Tier 1
214242972 | Central HP <5.4 tons | KEEPRITE | HRCU-A-CB (Split System: Heat Pump with Remote Outdoor Unit-Air-Source) | CVH825GKA2* |  |  | EN(A,D,W)4X42L21**+WALLCON | *80CTL0701716B* | 23600 | 16.5 | 8.1 | 21400 | 16700 | 78.04% | 1.96 | 0 | 11 |  |  |  | No | R-410A | 1.9667 | Residential & Commercial | Ducted CEE Tier 1
213770715 | Central HP <5.4 tons | CARRIER | HRCU-A-CB (Split System: Heat Pump with Remote Outdoor Unit-Air-Source) | 25VNA825A*031* |  |  | CAP**3017AL*+UI | 58TN*B070C14**12 | 23600 | 16.5 | 8.1 | 21600 | 16700 | 77.31% | 1.92 | 0 | 10.5 |  |  |  | No | R-410A | 1.9667 | Residential & Commercial | Ducted CEE Tier 1
213770765 | Central HP <5.4 tons | CARRIER | HRCU-A-CB (Split System: Heat Pump with Remote Outdoor Unit-Air-Source) | 25VNA825A*031* |  |  | CAP**3017AL*+UI | 59MN7C080C17**14 | 23400 | 16 | 8.1 | 21600 | 16700 | 77.31% | 1.9 | 0 | 10.5 |  |  |  | No | R-410A | 1.95 | Residential & Commercial | Ducted CEE Tier 1
213770835 | Central HP <5.4 tons | CARRIER | HRCU-A-CB (Split System: Heat Pump with Remote Outdoor Unit-Air-Source) | 25VNA825A*031* |  |  | CAP**3617AL*+UI | 58TN*B090C17**16 | 23600 | 16.5 | 8.1 | 21400 | 16700 | 78.04% | 1.94 | 0 | 11 |  |  |  | No | R-410A | 1.9667 | Residential & Commercial | Ducted CEE Tier 1
215931721 | Central HP <5.4 tons | KEEPRITE | HRCU-A-CB (Split System: Heat Pump with Remote Outdoor Unit-Air-Source) | C5H3V60*K*AAA* |  |  | EA*5X61M24A*+WALLCON | *80CTL1352422B* | 57000 | 19 | 8.5 | 60500 | 46000 | 76.03% | 2.04 | 0 | 11.7 |  |  |  | No | R-454B | 4.75 | Residential & Commercial | Ducted CEE Tier 1
215931821 | Central HP <5.4 tons | KEEPRITE | HRCU-A-CB (Split System: Heat Pump with Remote Outdoor Unit-Air-Source) | C5H3V60*K*AAA* |  |  | ESH5X60M12A*+WALLCON | *80CTL0702120B* | 56000 | 17.5 | 8.1 | 61000 | 46500 | 76.23% | 1.95 | 0 | 11 |  |  |  | No | R-454B | 4.6667 | Residential & Commercial | Ducted CEE Tier 1
214239214 | Central HP <5.4 tons | BRYANT HEATING AND COOLING SYSTEMS | HRCU-A-CB (Split System: Heat Pump with Remote Outdoor Unit-Air-Source) | 288BNV037*0**B* |  |  | CNPV*4821AL*+UI | 935CB48060C17*** | 32200 | 17 | 8.1 | 33000 | 24800 | 75.15% | 1.92 | 0 | 11.5 |  |  |  | No | R-410A | 2.6833 | Residential & Commercial | Ducted CEE Tier 1
215676771 | Central HP <5.4 tons | KENMORE | HRCU-A-CB (Split System: Heat Pump with Remote Outdoor Unit-Air-Source) | (C,H,T)5H0V48*K*AAA* |  |  | EVD5X61M21A*+WALLCON | *95CSU0601716B* | 48000 | 18.5 | 9 | 50000 | 37400 | 74.8% | 2 | 0 | 10 |  |  |  | No | R-454B | 4 | Residential & Commercial | Ducted CEE Tier 1
215676791 | Central HP <5.4 tons | KENMORE | HRCU-A-CB (Split System: Heat Pump with Remote Outdoor Unit-Air-Source) | (C,H,T)5H0V48*K*AAA* |  |  | EVD5X61M21A*+WALLCON | *95CSU1002122B* | 48500 | 19 | 9 | 50000 | 36600 | 73.2% | 2.12 | 0 | 10.5 |  |  |  | No | R-454B | 4.0417 | Residential & Commercial | Ducted CEE Tier 1
215937843 | Central HP <5.4 tons | TEMPSTAR | HRCU-A-CB (Split System: Heat Pump with Remote Outdoor Unit-Air-Source) | T5H3V48*K*AAA* |  |  | EVD5X48M21A*+WALLCON | *97CMN1002122B* | 44500 | 20 | 8.1 | 52000 | 38500 | 74.04% | 2 | 0 | 11 |  |  |  | No | R-454B | 3.7083 | Residential & Commercial | Ducted CEE Tier 1
214239894 | Central HP <5.4 tons | BRYANT HEATING AND COOLING SYSTEMS | HRCU-A-CB (Split System: Heat Pump with Remote Outdoor Unit-Air-Source) | 288BNV037*0**A* |  |  | CNPV*4821AL*+UI | 935CB48060C17*** | 32200 | 17 | 8.1 | 33000 | 24800 | 75.15% | 1.92 | 0 | 11.5 |  |  |  | No | R-410A | 2.6833 | Residential & Commercial | Ducted CEE Tier 1
213298048 | Central HP <5.4 tons | COLEMAN | HRCU-A-CB (Split System: Heat Pump with Remote Outdoor Unit-Air-Source) | HMH72B341 |  |  | XAFC36DBCN1 | Z8ES080B12SMPS1 | 34000 | 18 | 8.1 | 33400 | 24000 | 71.86% | 2.08 | 0 | 10 |  |  |  | No | R-410A | 2.8333 | Residential & Commercial | Ducted CEE Tier 1
211388619 | Central HP <5.4 tons | CHAMPION HEATING AND COOLING | HRCU-A-CB (Split System: Heat Pump with Remote Outdoor Unit-Air-Source) | HMH72B341 |  |  | XAFC36DXXN1+TXV | TM9E100C16MP12 | 34000 | 18 | 8.1 | 33600 | 23800 | 70.83% | 2.08 | 0 | 10 |  |  |  | No | R-410A | 2.8333 | Residential & Commercial | Ducted CEE Tier 1
215932141 | Central HP <5.4 tons | KEEPRITE | HRCU-A-CB (Split System: Heat Pump with Remote Outdoor Unit-Air-Source) | C5H3V36*K*AAA* |  |  | EA*5X37M17A*+WALLCON | *97CMN0601714B* | 33200 | 19 | 9.5 | 34600 | 26400 | 76.3% | 2.04 | 0 | 10.5 |  |  |  | No | R-454B | 2.7667 | Residential & Commercial | Ducted CEE Tier 1
214807802 | Central HP <5.4 tons | LUXAIRE | HRCU-A-CB (Split System: Heat Pump with Remote Outdoor Unit-Air-Source) | HH824E2S11 |  |  | CTU30B5XCS1+JME08B2SN1+TXV |  | 23000 | 19 | 9.5 | 23000 | 18500 | 80.43% | 2 | 0 | 12 |  |  |  | No | R-454B | 1.9167 | Residential & Commercial | Ducted CEE Tier 1
214649867 | Central HP <5.4 tons | LUXAIRE | HRCU-A-CB (Split System: Heat Pump with Remote Outdoor Unit-Air-Source) | HH824E2S11 |  |  | CTU30B5XCS1+TXV | TM8V080B12MP12 | 23000 | 17 | 9.5 | 23000 | 17900 | 77.83% | 2 | 0 | 12 |  |  |  | No | R-454B | 1.9167 | Residential & Commercial | Ducted CEE Tier 1
214584656 | Central HP <5.4 tons | COLEMAN | HRCU-A-CB (Split System: Heat Pump with Remote Outdoor Unit-Air-Source) | HH824E2S11 |  |  | CTM30B5ACS1 | Z8ET080B12LMPS1 | 23000 | 18 | 9.5 | 23000 | 18400 | 80% | 2 | 0 | 12 |  |  |  | No | R-454B | 1.9167 | Residential & Commercial | Ducted CEE Tier 1
211206965 | Central HP <5.4 tons | COLEMAN | HRCU-A-CB (Split System: Heat Pump with Remote Outdoor Unit-Air-Source) | HC20B4821 |  |  | XAMC48HE3N1+CC | TPLC100C20MP13 | 43500 | 19 | 9 | 44500 | 36200 | 81.35% | 2.14 | 0 | 12 |  |  |  | No | R-410A | 3.625 | Residential & Commercial | Ducted CEE Tier 1
214651632 | Central HP <5.4 tons | COLEMAN | HRCU-A-CB (Split System: Heat Pump with Remote Outdoor Unit-Air-Source) | HH824E2S11 |  |  | CTU30B5XCS1+TXV | Z8ES080B12SMPS1 | 23000 | 18 | 9.5 | 23000 | 19100 | 83.04% | 2 | 0 | 12 |  |  |  | No | R-454B | 1.9167 | Residential & Commercial | Ducted CEE Tier 1
214240030 | Central HP <5.4 tons | KEEPRITE | HRCU-A-CB (Split System: Heat Pump with Remote Outdoor Unit-Air-Source) | CVH837GKA** |  |  | EN(A,D)4X48L24**+WALLCON | *96CTN1202422B* | 32400 | 17 | 8.1 | 32600 | 24600 | 75.46% | 1.96 | 0 | 11.7 |  |  |  | No | R-410A | 2.7 | Residential & Commercial | Ducted CEE Tier 1
212976699 | Central HP <5.4 tons | TEMPSTAR | HRCU-A-CB (Split System: Heat Pump with Remote Outdoor Unit-Air-Source) | DLCURAH24ABK |  |  | EN(A,D)4X36L21** | *96VTN1002120B* | 23600 | 17 | 8.5 | 26200 | 24600 | 93.89% | 2.04 | 0 | 10.5 |  |  |  | No | R-410A | 1.9667 | Residential & Commercial | Ducted CEE Tier 1
214242422 | Central HP <5.4 tons | KEEPRITE | HRCU-A-CB (Split System: Heat Pump with Remote Outdoor Unit-Air-Source) | CVH825GKA2* |  |  | EN(A,D)4X24L17**+WALLCON | *80CTL0451712B* | 23200 | 15.5 | 8.1 | 22200 | 17000 | 76.58% | 1.92 | 0 | 10.5 |  |  |  | No | R-410A | 1.9333 | Residential & Commercial | Ducted CEE Tier 1
214242622 | Central HP <5.4 tons | KEEPRITE | HRCU-A-CB (Split System: Heat Pump with Remote Outdoor Unit-Air-Source) | CVH825GKA2* |  |  | EN(A,D)4X30L17**+WALLCON | *96CTN0601714B* | 23400 | 16 | 8.1 | 21600 | 16800 | 77.78% | 1.9 | 0 | 10.5 |  |  |  | No | R-410A | 1.95 | Residential & Commercial | Ducted CEE Tier 1
214243102 | Central HP <5.4 tons | KEEPRITE | HRCU-A-CB (Split System: Heat Pump with Remote Outdoor Unit-Air-Source) | CVH825GKA2* |  |  | EN(A,D,W)4X48L21**+WALLCON | *80CTL0901716B* | 24200 | 17 | 8.1 | 21200 | 16600 | 78.3% | 2.02 | 0 | 11 |  |  |  | No | R-410A | 2.0167 | Residential & Commercial | Ducted CEE Tier 1
214861528 | Central HP <5.4 tons | MDV | HRCU-A-CB (Split System: Heat Pump with Remote Outdoor Unit-Air-Source) | MOX430-18HFN10-M1X |  |  | MVBC-18HWFN10-MB1 |  | 18000 | 18.2 | 10.1 | 19500 | 18000 | 92.31% | 2.2 | 0 | 12 |  |  |  | No | R-454B | 1.5 | Residential & Commercial | Ducted CEE Tier 1
215318854 | Central HP <5.4 tons | Weathermaker | HRCU-A-CB (Split System: Heat Pump with Remote Outdoor Unit-Air-Source) | 37MBHAQ48AA3 |  |  | 45MBAAQ48XA3 |  | 48000 | 17 | 10.2 | 50000 | 46000 | 92% | 2 | 0 | 10.1 |  |  |  | No | R-454B | 4 | Residential & Commercial | Ducted CEE Tier 1
215936423 | Central HP <5.4 tons | TEMPSTAR | HRCU-A-CB (Split System: Heat Pump with Remote Outdoor Unit-Air-Source) | T5H3V36*K*AAA* |  |  | EVD5X48M24A*+WALLCON | *96CTN1202422B* | 35000 | 21.5 | 8.5 | 38000 | 28200 | 74.21% | 2.02 | 0 | 12 |  |  |  | No | R-454B | 2.9167 | Residential & Commercial | Ducted CEE Tier 1
215936573 | Central HP <5.4 tons | TEMPSTAR | HRCU-A-CB (Split System: Heat Pump with Remote Outdoor Unit-Air-Source) | T5H3V36*K*AAA* |  |  | EVD5X60M21A*+WALLCON | *80CSU0601716A* | 35600 | 22 | 8.5 | 38000 | 28600 | 75.26% | 2.04 | 0 | 12 |  |  |  | No | R-454B | 2.9667 | Residential & Commercial | Ducted CEE Tier 1
213770287 | Central HP <5.4 tons | CARRIER | HRCU-A-CB (Split System: Heat Pump with Remote Outdoor Unit-Air-Source) | 25VNA448A*031* |  |  | CAP**6024AL*+UI | 58TN*B135C24**22 | 45000 | 21 | 9.5 | 45500 | 36000 | 79.12% | 2.34 | 0 | 11.7 |  |  |  | No | R-410A | 3.75 | Residential & Commercial | Ducted CEE Tier 1
213770335 | Central HP <5.4 tons | CARRIER | HRCU-A-CB (Split System: Heat Pump with Remote Outdoor Unit-Air-Source) | 25VNA448A*031* |  |  | CSPH*4812AL*+UI | 59MN7C120C24**22 | 44000 | 20 | 8.5 | 46500 | 36600 | 78.71% | 2.2 | 0 | 11 |  |  |  | No | R-410A | 3.6667 | Residential & Commercial | Ducted CEE Tier 1
215681961 | Central HP <5.4 tons | KENMORE | HRCU-A-CB (Split System: Heat Pump with Remote Outdoor Unit-Air-Source) | (C,H,T)5H0V48*K*AAA* |  |  | EVM5X60M21A*+WALLCON | *97CTN0802120A* | 48000 | 19 | 9 | 50000 | 36800 | 73.6% | 2 | 0 | 10 |  |  |  | No | R-454B | 4 | Residential & Commercial | Ducted CEE Tier 1
215682331 | Central HP <5.4 tons | KENMORE | HRCU-A-CB (Split System: Heat Pump with Remote Outdoor Unit-Air-Source) | (C,H,T)5H0V48*K*AAA* |  |  | EVD5X60M21A*+WALLCON | *80CSU0802120B* | 48500 | 19 | 9 | 50000 | 36400 | 72.8% | 2.12 | 0 | 10 |  |  |  | No | R-454B | 4.0417 | Residential & Commercial | Ducted CEE Tier 1
215682231 | Central HP <5.4 tons | KENMORE | HRCU-A-CB (Split System: Heat Pump with Remote Outdoor Unit-Air-Source) | (C,H,T)5H0V48*K*AAA* |  |  | EVD5X48M24A*+WALLCON | *97CTN1202422A* | 47000 | 18.5 | 9 | 50000 | 36400 | 72.8% | 2 | 0 | 10 |  |  |  | No | R-454B | 3.9167 | Residential & Commercial | Ducted CEE Tier 1
215681981 | Central HP <5.4 tons | KENMORE | HRCU-A-CB (Split System: Heat Pump with Remote Outdoor Unit-Air-Source) | (C,H,T)5H0V48*K*AAA* |  |  | EVM5X60M24A*+WALLCON | *96CTN0802120B* | 48000 | 19 | 9 | 50000 | 36600 | 73.2% | 2 | 0 | 10 |  |  |  | No | R-454B | 4 | Residential & Commercial | Ducted CEE Tier 1
215682011 | Central HP <5.4 tons | KENMORE | HRCU-A-CB (Split System: Heat Pump with Remote Outdoor Unit-Air-Source) | (C,H,T)5H0V48*K*AAA* |  |  | EVM5X60M24A*+WALLCON | *97CTN0802120A* | 48000 | 19 | 9 | 50000 | 36600 | 73.2% | 2 | 0 | 10 |  |  |  | No | R-454B | 4 | Residential & Commercial | Ducted CEE Tier 1
204300542 | Central HP <5.4 tons | AIRQUEST | HRCU-A-CB (Split System: Heat Pump with Remote Outdoor Unit-Air-Source) | HVH837GKA** |  |  | EHD4X48AAL+WALLCON | *97CMN1202422A* | 32600 | 16.5 | 8.1 | 33000 | 25000 | 75.76% | 1.96 | 11.5 | 11 |  |  |  | No | R-410A | 2.7167 | Residential & Commercial | Ducted CEE Tier 1
206136147 | Central HP <5.4 tons | AIRQUEST | HRCU-A-CB (Split System: Heat Pump with Remote Outdoor Unit-Air-Source) | HVH837GKA** |  |  | EA*4X43L21A*+WALLCON | *95CSU1002122A* | 33000 | 17.5 | 8.5 | 32800 | 25000 | 76.22% | 2 | 12 | 11.5 |  |  |  | No | R-410A | 2.75 | Residential & Commercial | Ducted CEE Tier 1
212970964 | Central HP <5.4 tons | TEMPSTAR | HRCU-A-CB (Split System: Heat Pump with Remote Outdoor Unit-Air-Source) | DLCURAH18ABK |  |  | EN(A,D)4X30L17** | *80VTL0451412B* | 17400 | 16.5 | 8.1 | 17900 | 18600 | 103.9% | 2.24 | 0 | 11 |  |  |  | No | R-410A | 1.45 | Residential & Commercial | Ducted CEE Tier 1
214243202 | Central HP <5.4 tons | KEEPRITE | HRCU-A-CB (Split System: Heat Pump with Remote Outdoor Unit-Air-Source) | CVH825GKA2* |  |  | EN(A,D)4X48L24**+WALLCON | *80CTL0902120B* | 24200 | 17 | 8.1 | 21200 | 16600 | 78.3% | 2.02 | 0 | 11.5 |  |  |  | No | R-410A | 2.0167 | Residential & Commercial | Ducted CEE Tier 1
214242402 | Central HP <5.4 tons | KEEPRITE | HRCU-A-CB (Split System: Heat Pump with Remote Outdoor Unit-Air-Source) | CVH825GKA2* |  |  | EN(A,D)4X24L14**+WALLCON | *80CTL0701412B* | 23200 | 16 | 8.1 | 22000 | 16800 | 76.36% | 1.94 | 0 | 10.5 |  |  |  | No | R-410A | 1.9333 | Residential & Commercial | Ducted CEE Tier 1
215936673 | Central HP <5.4 tons | TEMPSTAR | HRCU-A-CB (Split System: Heat Pump with Remote Outdoor Unit-Air-Source) | T5H3V36*K*AAA* |  |  | EVD5X60M21A*+WALLCON | *95CSU1002122B* | 35600 | 22 | 9 | 38000 | 28400 | 74.74% | 2.14 | 0 | 12.5 |  |  |  | No | R-454B | 2.9667 | Residential & Commercial | Ducted CEE Tier 1
215934271 | Central HP <5.4 tons | KEEPRITE | HRCU-A-CB (Split System: Heat Pump with Remote Outdoor Unit-Air-Source) | C5H3V48*K*AAA* |  |  | EA*5X61M21A*+WALLCON | *97CMN1002122B* | 45500 | 21 | 9.5 | 48500 | 36800 | 75.88% | 2 | 0 | 11 |  |  |  | No | R-454B | 3.7917 | Residential & Commercial | Ducted CEE Tier 1
215934001 | Central HP <5.4 tons | KEEPRITE | HRCU-A-CB (Split System: Heat Pump with Remote Outdoor Unit-Air-Source) | C5H3V48*K*AAA* |  |  | EA*5X48M21A*+WALLCON | *80CTL0702120B* | 43500 | 20.5 | 9.5 | 48000 | 36600 | 76.25% | 2 | 0 | 10.5 |  |  |  | No | R-454B | 3.625 | Residential & Commercial | Ducted CEE Tier 1
214243262 | Central HP <5.4 tons | KEEPRITE | HRCU-A-CB (Split System: Heat Pump with Remote Outdoor Unit-Air-Source) | CVH825GKA2* |  |  | EN(A,D)4X48L24**+WALLCON | *96CTN1202422B* | 24200 | 17 | 8.1 | 21200 | 16600 | 78.3% | 2.02 | 0 | 11.5 |  |  |  | No | R-410A | 2.0167 | Residential & Commercial | Ducted CEE Tier 1
214242842 | Central HP <5.4 tons | KEEPRITE | HRCU-A-CB (Split System: Heat Pump with Remote Outdoor Unit-Air-Source) | CVH825GKA2* |  |  | EN(A,D)4X36L21**+WALLCON | *96CTN0801714B* | 23400 | 16.5 | 8.1 | 21600 | 16700 | 77.31% | 1.92 | 0 | 11 |  |  |  | No | R-410A | 1.95 | Residential & Commercial | Ducted CEE Tier 1
214242862 | Central HP <5.4 tons | KEEPRITE | HRCU-A-CB (Split System: Heat Pump with Remote Outdoor Unit-Air-Source) | CVH825GKA2* |  |  | END4X42L17**+WALLCON | *80CTL0451712B* | 23800 | 16 | 8.1 | 21400 | 16700 | 78.04% | 1.96 | 0 | 11 |  |  |  | No | R-410A | 1.9833 | Residential & Commercial | Ducted CEE Tier 1
211243967 | Central HP <5.4 tons | TEMPSTAR | HRCU-A-CB (Split System: Heat Pump with Remote Outdoor Unit-Air-Source) | DLCURAH24ABK |  |  | EN(A,D)4X24L17** | *95ESU0601716A* | 23800 | 16.5 | 8.5 | 26800 | 23400 | 87.31% | 1.92 | 0 | 10 |  |  |  | No | R-410A | 1.9833 | Residential & Commercial | Ducted CEE Tier 1
214240060 | Central HP <5.4 tons | KEEPRITE | HRCU-A-CB (Split System: Heat Pump with Remote Outdoor Unit-Air-Source) | CVH837GKA** |  |  | EN(A,D,W)4X60L24**+WALLCON | *80CTL1352422B* | 32800 | 17.5 | 8.1 | 32200 | 24600 | 76.4% | 1.96 | 0 | 12 |  |  |  | No | R-410A | 2.7333 | Residential & Commercial | Ducted CEE Tier 1
215932311 | Central HP <5.4 tons | KEEPRITE | HRCU-A-CB (Split System: Heat Pump with Remote Outdoor Unit-Air-Source) | C5H3V36*K*AAA* |  |  | EA*5X42M21A*+WALLCON | *97CMN0801714B* | 32400 | 19.5 | 9.5 | 35400 | 27200 | 76.84% | 2 | 0 | 11 |  |  |  | No | R-454B | 2.7 | Residential & Commercial | Ducted CEE Tier 1
215932011 | Central HP <5.4 tons | KEEPRITE | HRCU-A-CB (Split System: Heat Pump with Remote Outdoor Unit-Air-Source) | C5H3V36*K*AAA* |  |  | EA*5X30M17A*+WALLCON | *97CMN0601714B* | 31800 | 18.5 | 9 | 34600 | 26600 | 76.88% | 1.9 | 0 | 10.5 |  |  |  | No | R-454B | 2.65 | Residential & Commercial | Ducted CEE Tier 1
214650611 | Central HP <5.4 tons | COLEMAN | HRCU-A-CB (Split System: Heat Pump with Remote Outdoor Unit-Air-Source) | HH824E2S11 |  |  | CTU36B5XDS1+TXV | Z8ET080B12LMPS1 | 23000 | 19 | 9.5 | 23000 | 18600 | 80.87% | 2 | 0 | 12 |  |  |  | No | R-454B | 1.9167 | Residential & Commercial | Ducted CEE Tier 1
211719745 | Central HP <5.4 tons | COLEMAN | HRCU-A-CB (Split System: Heat Pump with Remote Outdoor Unit-Air-Source) | HC20B4821 |  |  | XAMC48HE3N1+CC | CPLC100C20MP13 | 43500 | 19 | 9 | 44500 | 36200 | 81.35% | 2.14 | 0 | 12 |  |  |  | No | R-410A | 3.625 | Residential & Commercial | Ducted CEE Tier 1
214241745 | Central HP <5.4 tons | CARRIER | HRCU-A-CB (Split System: Heat Pump with Remote Outdoor Unit-Air-Source) | 25VNA825A*032* |  |  | CNPV*3017AL*+UI | 59TN6C060C17**14 | 23400 | 16 | 8.1 | 21600 | 16800 | 77.78% | 1.9 | 0 | 10.5 |  |  |  | No | R-410A | 1.95 | Residential & Commercial | Ducted CEE Tier 1
214242195 | Central HP <5.4 tons | CARRIER | HRCU-A-CB (Split System: Heat Pump with Remote Outdoor Unit-Air-Source) | 25VNA825A*032* |  |  | CNPV*4221AL*+UI | 59TN6C100C21**22 | 23800 | 16.5 | 8.1 | 21400 | 16600 | 77.57% | 1.96 | 0 | 11 |  |  |  | No | R-410A | 1.9833 | Residential & Commercial | Ducted CEE Tier 1
214651317 | Central HP <5.4 tons | COLEMAN | HRCU-A-CB (Split System: Heat Pump with Remote Outdoor Unit-Air-Source) | HH824E2S11 |  |  | CTU30B5XCS1+TXV | TM9E060B12MP12 | 23000 | 17 | 9.5 | 23000 | 18900 | 82.17% | 2 | 0 | 11.7 |  |  |  | No | R-454B | 1.9167 | Residential & Commercial | Ducted CEE Tier 1
215676591 | Central HP <5.4 tons | KENMORE | HRCU-A-CB (Split System: Heat Pump with Remote Outdoor Unit-Air-Source) | (C,H,T)5H0V48*K*AAA* |  |  | EVD5X60M24A*+WALLCON | *80CSU0802120A* | 48000 | 19 | 9 | 50000 | 36400 | 72.8% | 2.12 | 0 | 10 |  |  |  | No | R-454B | 4 | Residential & Commercial | Ducted CEE Tier 1
215676221 | Central HP <5.4 tons | KENMORE | HRCU-A-CB (Split System: Heat Pump with Remote Outdoor Unit-Air-Source) | (C,H,T)5H0V48*K*AAA* |  |  | EVD5X48M24A*+WALLCON | *80CTL1102120B* | 47000 | 19 | 9 | 50000 | 36200 | 72.4% | 2 | 0 | 10 |  |  |  | No | R-454B | 3.9167 | Residential & Commercial | Ducted CEE Tier 1
215676071 | Central HP <5.4 tons | KENMORE | HRCU-A-CB (Split System: Heat Pump with Remote Outdoor Unit-Air-Source) | (C,H,T)5H0V48*K*AAA* |  |  | EVM5X61M24A*+WALLCON | *97CMN1202422B* | 48500 | 19.5 | 9.5 | 50000 | 36800 | 73.6% | 2.12 | 0 | 10.5 |  |  |  | No | R-454B | 4.0417 | Residential & Commercial | Ducted CEE Tier 1
215675921 | Central HP <5.4 tons | KENMORE | HRCU-A-CB (Split System: Heat Pump with Remote Outdoor Unit-Air-Source) | (C,H,T)5H0V48*K*AAA* |  |  | EVM5X60M24A*+WALLCON | *95CSU1002122B* | 48000 | 19 | 9 | 50000 | 36400 | 72.8% | 2.02 | 0 | 10 |  |  |  | No | R-454B | 4 | Residential & Commercial | Ducted CEE Tier 1
215682031 | Central HP <5.4 tons | KENMORE | HRCU-A-CB (Split System: Heat Pump with Remote Outdoor Unit-Air-Source) | (C,H,T)5H0V48*K*AAA* |  |  | EVM5X60M24A*+WALLCON | *97CTN1202422A* | 48000 | 19 | 9 | 50000 | 36600 | 73.2% | 2 | 0 | 10.5 |  |  |  | No | R-454B | 4 | Residential & Commercial | Ducted CEE Tier 1
215682211 | Central HP <5.4 tons | KENMORE | HRCU-A-CB (Split System: Heat Pump with Remote Outdoor Unit-Air-Source) | (C,H,T)5H0V48*K*AAA* |  |  | EVD5X48M24A*+WALLCON | *97CTN0802120A* | 47000 | 18.5 | 9 | 50000 | 36400 | 72.8% | 2 | 0 | 10 |  |  |  | No | R-454B | 3.9167 | Residential & Commercial | Ducted CEE Tier 1
215681911 | Central HP <5.4 tons | KENMORE | HRCU-A-CB (Split System: Heat Pump with Remote Outdoor Unit-Air-Source) | (C,H,T)5H0V48*K*AAA* |  |  | EVM5X60M21A*+WALLCON | *80CSU0401712B* | 48000 | 18.5 | 9 | 50000 | 36600 | 73.2% | 2 | 0 | 10 |  |  |  | No | R-454B | 4 | Residential & Commercial | Ducted CEE Tier 1
214242342 | Central HP <5.4 tons | KEEPRITE | HRCU-A-CB (Split System: Heat Pump with Remote Outdoor Unit-Air-Source) | CVH825GKA3* |  |  | EN(A,D)4X48L24**+WALLCON | *80CTL1102120B* | 24200 | 17 | 8.1 | 21200 | 16500 | 77.83% | 2 | 0 | 11 |  |  |  | No | R-410A | 2.0167 | Residential & Commercial | Ducted CEE Tier 1
214570384 | Central HP <5.4 tons | DAY & NIGHT | HRCU-A-CB (Split System: Heat Pump with Remote Outdoor Unit-Air-Source) | CVH825GKA3* |  |  | EA*4X36L21A*+WALLCON | *95CSU0802120B* | 23600 | 16.5 | 8.1 | 21400 | 16700 | 78.04% | 1.94 | 0 | 10.5 |  |  |  | No | R-410A | 1.9667 | Residential & Commercial | Ducted CEE Tier 1
214571134 | Central HP <5.4 tons | DAY & NIGHT | HRCU-A-CB (Split System: Heat Pump with Remote Outdoor Unit-Air-Source) | CVH825GKA3* |  |  | EN(A,D)4X36L21**+WALLCON | *97CMN0802120B* | 23400 | 16.5 | 8.1 | 21600 | 16700 | 77.31% | 1.92 | 0 | 11 |  |  |  | No | R-410A | 1.95 | Residential & Commercial | Ducted CEE Tier 1
213298068 | Central HP <5.4 tons | COLEMAN | HRCU-A-CB (Split System: Heat Pump with Remote Outdoor Unit-Air-Source) | HMH72B341 |  |  | XAFB36DBCN1 | Z8ES040A12SMPS1 | 34000 | 18 | 8.5 | 33400 | 24200 | 72.46% | 2.1 | 0 | 10 |  |  |  | No | R-410A | 2.8333 | Residential & Commercial | Ducted CEE Tier 1
213296973 | Central HP <5.4 tons | COLEMAN | HRCU-A-CB (Split System: Heat Pump with Remote Outdoor Unit-Air-Source) | HMH72B341 |  |  | XAFB36DXXN1+TXV | Z8ES080B12SMPS1 | 34000 | 18 | 8.1 | 33400 | 24000 | 71.86% | 2.08 | 0 | 10 |  |  |  | No | R-410A | 2.8333 | Residential & Commercial | Ducted CEE Tier 1
207104305 | Central HP <5.4 tons | Multi MFG | HRCU-A-CB (Split System: Heat Pump with Remote Outdoor Unit-Air-Source) | MSU-36HD-B-H |  |  | 36MPHP0-M-B-H |  | 34000 | 18 | 9.5 | 35000 | 26000 | 74.29% | 2.05 | 9.55 | 10.1 |  |  |  | No | R-410A | 2.8333 | Residential & Commercial | Ducted CEE Tier 1
212971455 | Central HP <5.4 tons | TEMPSTAR | HRCU-A-CB (Split System: Heat Pump with Remote Outdoor Unit-Air-Source) | DLCURAH18ABK |  |  | EA*4X24L17A* | *80VTL0701716B* | 17500 | 16 | 8.5 | 18500 | 17700 | 95.68% | 2.14 | 0 | 10.5 |  |  |  | No | R-410A | 1.4583 | Residential & Commercial | Ducted CEE Tier 1
212979947 | Central HP <5.4 tons | DAY & NIGHT | HRCU-A-CB (Split System: Heat Pump with Remote Outdoor Unit-Air-Source) | DLCURAH18ABK |  |  | EA*4X19L17A* | *80MS(N,L)0901714A* | 18000 | 16.5 | 8.5 | 18000 | 17800 | 98.89% | 2.14 | 0 | 10.5 |  |  |  | No | R-410A | 1.5 | Residential & Commercial | Ducted CEE Tier 1
212979995 | Central HP <5.4 tons | DAY & NIGHT | HRCU-A-CB (Split System: Heat Pump with Remote Outdoor Unit-Air-Source) | DLCURAH18ABK |  |  | EN(A,D)4X24L17** | *80MS(N,L)0901714A* | 17400 | 16 | 8.5 | 18500 | 19200 | 103.8% | 2.3 | 0 | 10.5 |  |  |  | No | R-410A | 1.45 | Residential & Commercial | Ducted CEE Tier 1
213770605 | Central HP <5.4 tons | CARRIER | HRCU-A-CB (Split System: Heat Pump with Remote Outdoor Unit-Air-Source) | 25VNA825A*031* |  |  | CAP**2517AL*+UI | 58TN*B070C17**16 | 24400 | 16.5 | 8.1 | 21200 | 16700 | 78.77% | 2.02 | 0 | 11 |  |  |  | No | R-410A | 2.0333 | Residential & Commercial | Ducted CEE Tier 1
213770905 | Central HP <5.4 tons | CARRIER | HRCU-A-CB (Split System: Heat Pump with Remote Outdoor Unit-Air-Source) | 25VNA825A*031* |  |  | CAP**3621AL*+UI | 58TN*B045C17**12 | 23400 | 16 | 8.1 | 21600 | 16800 | 77.78% | 1.92 | 0 | 10.5 |  |  |  | No | R-410A | 1.95 | Residential & Commercial | Ducted CEE Tier 1
213771355 | Central HP <5.4 tons | CARRIER | HRCU-A-CB (Split System: Heat Pump with Remote Outdoor Unit-Air-Source) | 25VNA825A*031* |  |  | CAP**4221AL*+UI | 59TN6C100C21**22 | 23800 | 16.5 | 8.1 | 21400 | 16600 | 77.57% | 1.96 | 0 | 11 |  |  |  | No | R-410A | 1.9833 | Residential & Commercial | Ducted CEE Tier 1
214243225 | Central HP <5.4 tons | CARRIER | HRCU-A-CB (Split System: Heat Pump with Remote Outdoor Unit-Air-Source) | 25VNA825A*031* |  |  | CNPV*4824AL*+UI | 59MN7C100C21**22 | 24200 | 17 | 8.1 | 21200 | 16600 | 78.3% | 2.02 | 0 | 11.5 |  |  |  | No | R-410A | 2.0167 | Residential & Commercial | Ducted CEE Tier 1
215223221 | Central HP <5.4 tons | GCHV | HRCU-A-CB (Split System: Heat Pump with Remote Outdoor Unit-Air-Source) | COT-D60HNR8-GA01(J0) |  |  | CAH-D60HNR8-FMD(J0) |  | 55500 | 17 | 8.6 | 57000 | 42500 | 74.56% | 2.1 | 0 | 10 |  |  |  | No | R-454B | 4.625 | Residential & Commercial | Ducted CEE Tier 1
215931791 | Central HP <5.4 tons | KEEPRITE | HRCU-A-CB (Split System: Heat Pump with Remote Outdoor Unit-Air-Source) | C5H3V60*K*AAA* |  |  | EA*5X61M24A*+WALLCON | *96CTN1202422B* | 57000 | 18.5 | 8.5 | 60500 | 46500 | 76.86% | 2.02 | 0 | 11.5 |  |  |  | No | R-454B | 4.75 | Residential & Commercial | Ducted CEE Tier 1
215931841 | Central HP <5.4 tons | KEEPRITE | HRCU-A-CB (Split System: Heat Pump with Remote Outdoor Unit-Air-Source) | C5H3V60*K*AAA* |  |  | ESH5X60M12A*+WALLCON | *80CTL1102120B* | 56500 | 18 | 8.1 | 61000 | 46000 | 75.41% | 2 | 0 | 11.5 |  |  |  | No | R-454B | 4.7083 | Residential & Commercial | Ducted CEE Tier 1
215931661 | Central HP <5.4 tons | KEEPRITE | HRCU-A-CB (Split System: Heat Pump with Remote Outdoor Unit-Air-Source) | C5H3V60*K*AAA* |  |  | EA*5X61M21A*+WALLCON | *80CTL0701716B* | 56000 | 18 | 8.5 | 61000 | 45500 | 74.59% | 2.1 | 0 | 11 |  |  |  | No | R-454B | 4.6667 | Residential & Commercial | Ducted CEE Tier 1
212979137 | Central HP <5.4 tons | DAY & NIGHT | HRCU-A-CB (Split System: Heat Pump with Remote Outdoor Unit-Air-Source) | DLCURAH24ABK |  |  | EA*4X25L17A* | *80MS(N,L)0701716A* | 24200 | 17.5 | 8.5 | 25200 | 21800 | 86.51% | 1.82 | 0 | 10 |  |  |  | No | R-410A | 2.0167 | Residential & Commercial | Ducted CEE Tier 1
215676911 | Central HP <5.4 tons | KENMORE | HRCU-A-CB (Split System: Heat Pump with Remote Outdoor Unit-Air-Source) | (C,H,T)5H0V48*K*AAA* |  |  | EVD5X61M24A*+WALLCON | *97CMN0602120B* | 48000 | 19 | 9 | 50000 | 37200 | 74.4% | 1.98 | 0 | 10 |  |  |  | No | R-454B | 4 | Residential & Commercial | Ducted CEE Tier 1
215681381 | Central HP <5.4 tons | KENMORE | HRCU-A-CB (Split System: Heat Pump with Remote Outdoor Unit-Air-Source) | (C,H,T)5H0V48*K*AAA* |  |  | EA*5X60M24A*+WALLCON | *96CTN0802120B* | 45000 | 18 | 9 | 47500 | 33600 | 70.74% | 2.06 | 0 | 10 |  |  |  | No | R-454B | 3.75 | Residential & Commercial | Ducted CEE Tier 1
215935345 | Central HP <5.4 tons | BRYANT HEATING AND COOLING SYSTEMS | HRCU-A-CB (Split System: Heat Pump with Remote Outdoor Unit-Air-Source) | 293VAN036**AA* |  |  | CVAMA6024XMA*+UI | 88*TB60090C21*** | 35600 | 22 | 8.5 | 38000 | 28400 | 74.74% | 2.04 | 0 | 12.5 |  |  |  | No | R-454B | 2.9667 | Residential & Commercial | Ducted CEE Tier 1
213771145 | Central HP <5.4 tons | CARRIER | HRCU-A-CB (Split System: Heat Pump with Remote Outdoor Unit-Air-Source) | 25VNA825A*031* |  |  | CAP**3721AL*+UI | 58TN*B090C17**16 | 24600 | 17 | 8.5 | 21000 | 16600 | 79.05% | 2.02 | 0 | 11 |  |  |  | No | R-410A | 2.05 | Residential & Commercial | Ducted CEE Tier 1
213771165 | Central HP <5.4 tons | CARRIER | HRCU-A-CB (Split System: Heat Pump with Remote Outdoor Unit-Air-Source) | 25VNA825A*031* |  |  | CAP**3721AL*+UI | 58TN*B110C21**20 | 24400 | 17 | 8.5 | 21200 | 16600 | 78.3% | 2.04 | 0 | 11 |  |  |  | No | R-410A | 2.0333 | Residential & Commercial | Ducted CEE Tier 1
213771725 | Central HP <5.4 tons | CARRIER | HRCU-A-CB (Split System: Heat Pump with Remote Outdoor Unit-Air-Source) | 25VNA825A*031* |  |  | CAP**4824AL*+UI | 59TN6C100C21**22 | 24200 | 16.5 | 8.1 | 21000 | 16500 | 78.57% | 2.02 | 0 | 11 |  |  |  | No | R-410A | 2.0167 | Residential & Commercial | Ducted CEE Tier 1
211388616 | Central HP <5.4 tons | FRASER-JOHNSTON | HRCU-A-CB (Split System: Heat Pump with Remote Outdoor Unit-Air-Source) | HMH72B341 |  |  | XAFC36DXXN1+TXV | TM9E100C16MP12 | 34000 | 18 | 8.1 | 33600 | 23800 | 70.83% | 2.08 | 0 | 10 |  |  |  | No | R-410A | 2.8333 | Residential & Commercial | Ducted CEE Tier 1
214719921 | Central HP <5.4 tons | LUXAIRE | HRCU-A-CB (Split System: Heat Pump with Remote Outdoor Unit-Air-Source) | HH836E2S11 |  |  | CTU48C5XFS1+TXV | Z9ES080C20SMPS1 | 34200 | 18 | 9 | 32000 | 25600 | 80% | 2 | 0 | 11 |  |  |  | No | R-454B | 2.85 | Residential & Commercial | Ducted CEE Tier 1
211389529 | Central HP <5.4 tons | FRASER-JOHNSTON | HRCU-A-CB (Split System: Heat Pump with Remote Outdoor Unit-Air-Source) | HMH72B341 |  |  | XAFC36DXXN1+TXV | TM8Y100C16MP11 | 34000 | 18.5 | 8.5 | 34000 | 24000 | 70.59% | 2.1 | 0 | 10 |  |  |  | No | R-410A | 2.8333 | Residential & Commercial | Ducted CEE Tier 1
214239380 | Central HP <5.4 tons | KEEPRITE | HRCU-A-CB (Split System: Heat Pump with Remote Outdoor Unit-Air-Source) | CVH837GKA2* |  |  | EN(A,D,W)4X60L24**+WALLCON | *80CTL1352422B* | 32800 | 17.5 | 8.1 | 32200 | 24600 | 76.4% | 1.96 | 0 | 12 |  |  |  | No | R-410A | 2.7333 | Residential & Commercial | Ducted CEE Tier 1
214239130 | Central HP <5.4 tons | KEEPRITE | HRCU-A-CB (Split System: Heat Pump with Remote Outdoor Unit-Air-Source) | CVH837GKA2* |  |  | EN(A,D,W)4X42L21**+WALLCON | *97CMN1002122B* | 31800 | 16.5 | 8.1 | 33000 | 24400 | 73.94% | 1.88 | 0 | 11 |  |  |  | No | R-410A | 2.65 | Residential & Commercial | Ducted CEE Tier 1
214239180 | Central HP <5.4 tons | KEEPRITE | HRCU-A-CB (Split System: Heat Pump with Remote Outdoor Unit-Air-Source) | CVH837GKA2* |  |  | EN(A,D,W)4X48L21**+WALLCON | *80CTL0701716B* | 32200 | 17 | 8.1 | 32800 | 24800 | 75.61% | 1.94 | 0 | 11.5 |  |  |  | No | R-410A | 2.6833 | Residential & Commercial | Ducted CEE Tier 1
213077094 | Central HP <5.4 tons | TEMPSTAR | HRCU-A-CB (Split System: Heat Pump with Remote Outdoor Unit-Air-Source) | DLCURAH36ABK |  |  | EA*4X48L21A* | *96VSN0802120B* | 36200 | 16 | 8.5 | 38000 | 34600 | 91.05% | 2 | 0 | 10 |  |  |  | No | R-410A | 3.0167 | Residential & Commercial | Ducted CEE Tier 1
211391252 | Central HP <5.4 tons | FRASER-JOHNSTON | HRCU-A-CB (Split System: Heat Pump with Remote Outdoor Unit-Air-Source) | HMH72B341 |  |  | XAHC36DBCN1 | TM8E120C16MP11 | 33600 | 17.5 | 8.1 | 33000 | 23200 | 70.3% | 2.04 | 0 | 10 |  |  |  | No | R-410A | 2.8 | Residential & Commercial | Ducted CEE Tier 1
211393632 | Central HP <5.4 tons | LUXAIRE | HRCU-A-CB (Split System: Heat Pump with Remote Outdoor Unit-Air-Source) | HMH72B341 |  |  | JHETB36DBCS2N1 |  | 34000 | 18.5 | 8.5 | 33800 | 23800 | 70.41% | 2.12 | 0 | 10 |  |  |  | No | R-410A | 2.8333 | Residential & Commercial | Ducted CEE Tier 1
215931711 | Central HP <5.4 tons | KEEPRITE | HRCU-A-CB (Split System: Heat Pump with Remote Outdoor Unit-Air-Source) | C5H3V60*K*AAA* |  |  | EA*5X61M24A*+WALLCON | *80CTL1102120B* | 57000 | 19 | 8.5 | 60500 | 46500 | 76.86% | 2.02 | 0 | 11.5 |  |  |  | No | R-454B | 4.75 | Residential & Commercial | Ducted CEE Tier 1
215931984 | Central HP <5.4 tons | CARRIER | HRCU-A-CB (Split System: Heat Pump with Remote Outdoor Unit-Air-Source) | 27VNA336A*030* |  |  | CAA**2517AM*+UI | 59TN6C060C17**14 | 33600 | 19.5 | 9.5 | 34400 | 26200 | 76.16% | 2.05 | 0 | 11 |  |  |  | No | R-454B | 2.8 | Residential & Commercial | Ducted CEE Tier 1
215679701 | Central HP <5.4 tons | KENMORE | HRCU-A-CB (Split System: Heat Pump with Remote Outdoor Unit-Air-Source) | (C,H,T)5H0V36*K*AAA* |  |  | EA*5X61M24A*+WALLCON | *97CTN1202422A* | 35000 | 18.5 | 9 | 34400 | 24800 | 72.09% | 1.92 | 0 | 10.5 |  |  |  | No | R-454B | 2.9167 | Residential & Commercial | Ducted CEE Tier 1
212979125 | Central HP <5.4 tons | DAY & NIGHT | HRCU-A-CB (Split System: Heat Pump with Remote Outdoor Unit-Air-Source) | DLCURAH24ABK |  |  | EA*4X24L17A* | *80MS(N,L)0701716A* | 23400 | 17 | 9 | 26800 | 26400 | 98.51% | 2.24 | 0 | 10 |  |  |  | No | R-410A | 1.95 | Residential & Commercial | Ducted CEE Tier 1
212979209 | Central HP <5.4 tons | DAY & NIGHT | HRCU-A-CB (Split System: Heat Pump with Remote Outdoor Unit-Air-Source) | DLCURAH24ABK |  |  | EN(A,D)4X24L17** | *80MS(N,L)0701716A* | 23200 | 16.5 | 8.5 | 26800 | 25400 | 94.78% | 2.14 | 0 | 10 |  |  |  | No | R-410A | 1.9333 | Residential & Commercial | Ducted CEE Tier 1
215679491 | Central HP <5.4 tons | KENMORE | HRCU-A-CB (Split System: Heat Pump with Remote Outdoor Unit-Air-Source) | (C,H,T)5H0V36*K*AAA* |  |  | EA*5X48M21A*+WALLCON | *96CTN0802120B* | 33800 | 18 | 9 | 35000 | 25000 | 71.43% | 1.88 | 0 | 10 |  |  |  | No | R-454B | 2.8167 | Residential & Commercial | Ducted CEE Tier 1
215679561 | Central HP <5.4 tons | KENMORE | HRCU-A-CB (Split System: Heat Pump with Remote Outdoor Unit-Air-Source) | (C,H,T)5H0V36*K*AAA* |  |  | EA*5X60M24A*+WALLCON | *96CTN0802120B* | 34400 | 18 | 9 | 34200 | 24800 | 72.51% | 1.9 | 0 | 10 |  |  |  | No | R-454B | 2.8667 | Residential & Commercial | Ducted CEE Tier 1
215679591 | Central HP <5.4 tons | KENMORE | HRCU-A-CB (Split System: Heat Pump with Remote Outdoor Unit-Air-Source) | (C,H,T)5H0V36*K*AAA* |  |  | EA*5X60M24A*+WALLCON | *97CTN1202422A* | 34400 | 18.5 | 9 | 34200 | 24800 | 72.51% | 1.9 | 0 | 10.5 |  |  |  | No | R-454B | 2.8667 | Residential & Commercial | Ducted CEE Tier 1
213078473 | Central HP <5.4 tons | TEMPSTAR | HRCU-A-CB (Split System: Heat Pump with Remote Outdoor Unit-Air-Source) | DLCURAH36ABK |  |  | EN(A,D,W)4X48L21** | *80MS(N,L)0902116A* | 35800 | 16.5 | 8.1 | 38500 | 34800 | 90.39% | 2 | 0 | 10 |  |  |  | No | R-410A | 2.9833 | Residential & Commercial | Ducted CEE Tier 1
213076660 | Central HP <5.4 tons | TEMPSTAR | HRCU-A-CB (Split System: Heat Pump with Remote Outdoor Unit-Air-Source) | DLCURAH36ABK |  |  | EA*4X42L21A* | *80VTL0902120B* | 35200 | 16 | 8.1 | 38500 | 35000 | 90.91% | 1.88 | 0 | 10 |  |  |  | No | R-410A | 2.9333 | Residential & Commercial | Ducted CEE Tier 1
211391740 | Central HP <5.4 tons | FRASER-JOHNSTON | HRCU-A-CB (Split System: Heat Pump with Remote Outdoor Unit-Air-Source) | HMH72B341 |  |  | XAFC36DXXN1+TXV | TM8E100B12MP11 | 34000 | 18 | 8.1 | 33800 | 23800 | 70.41% | 2.06 | 0 | 10 |  |  |  | No | R-410A | 2.8333 | Residential & Commercial | Ducted CEE Tier 1
216411141 | Central HP <5.4 tons | COLEMAN | HRCU-A-CB (Split System: Heat Pump with Remote Outdoor Unit-Air-Source) | HMH72B341 |  |  | XAFC36DBCN1 | Z9ET100C20SMPS1 | 34000 | 17 | 8.5 | 32400 | 22800 | 70.37% | 2.02 | 0 | 10 |  |  |  | No | R-410A | 2.8333 | Residential & Commercial | Ducted CEE Tier 1
214238960 | Central HP <5.4 tons | KEEPRITE | HRCU-A-CB (Split System: Heat Pump with Remote Outdoor Unit-Air-Source) | CVH837GKA2* |  |  | END4X42L17**+WALLCON | *80CTL0451712B* | 31800 | 16.5 | 8.1 | 33400 | 25000 | 74.85% | 1.86 | 0 | 11 |  |  |  | No | R-410A | 2.65 | Residential & Commercial | Ducted CEE Tier 1
213076737 | Central HP <5.4 tons | TEMPSTAR | HRCU-A-CB (Split System: Heat Pump with Remote Outdoor Unit-Air-Source) | DLCURAH36ABK |  |  | EA*4X36L21A* | *80VTL1102122B* | 35400 | 16 | 8.1 | 39000 | 35200 | 90.26% | 1.84 | 0 | 10 |  |  |  | No | R-410A | 2.95 | Residential & Commercial | Ducted CEE Tier 1
212384319 | Central HP <5.4 tons | HEIL | HRCU-A-CB (Split System: Heat Pump with Remote Outdoor Unit-Air-Source) | DLCURAH36ABK |  |  | END4X42L17** | *92ESN0601714A* | 35800 | 16 | 8.1 | 39000 | 35000 | 89.74% | 1.96 | 0 | 10 |  |  |  | No | R-410A | 2.9833 | Residential & Commercial | Ducted CEE Tier 1
213079259 | Central HP <5.4 tons | TEMPSTAR | HRCU-A-CB (Split System: Heat Pump with Remote Outdoor Unit-Air-Source) | DLCURAH36ABK |  |  | EA*4X43L21A* | *80MSU0802120A* | 36600 | 16.5 | 8.5 | 38000 | 34600 | 91.05% | 2.08 | 0 | 10 |  |  |  | No | R-410A | 3.05 | Residential & Commercial | Ducted CEE Tier 1
213079668 | Central HP <5.4 tons | TEMPSTAR | HRCU-A-CB (Split System: Heat Pump with Remote Outdoor Unit-Air-Source) | DLCURAH36ABK |  |  | EA*4X42L21A* | *92MSN0802120A* | 35200 | 16.5 | 8.1 | 38500 | 35000 | 90.91% | 1.88 | 0 | 10 |  |  |  | No | R-410A | 2.9333 | Residential & Commercial | Ducted CEE Tier 1
213772525 | Central HP <5.4 tons | CARRIER | HRCU-A-CB (Split System: Heat Pump with Remote Outdoor Unit-Air-Source) | 25VNA825A*031* |  |  | CSPH*4812AL*+UI | 59MN7C100C21**22 | 24200 | 16 | 8.1 | 21200 | 16600 | 78.3% | 2.02 | 0 | 11 |  |  |  | No | R-410A | 2.0167 | Residential & Commercial | Ducted CEE Tier 1
211392078 | Central HP <5.4 tons | FRASER-JOHNSTON | HRCU-A-CB (Split System: Heat Pump with Remote Outdoor Unit-Air-Source) | HMH72B341 |  |  | XAFC36DBCN1 | TM8E080C16MP11 | 34000 | 17 | 8.5 | 33600 | 23600 | 70.24% | 2.08 | 0 | 10 |  |  |  | No | R-410A | 2.8333 | Residential & Commercial | Ducted CEE Tier 1
213771175 | Central HP <5.4 tons | CARRIER | HRCU-A-CB (Split System: Heat Pump with Remote Outdoor Unit-Air-Source) | 25VNA825A*031* |  |  | CAP**3721AL*+UI | 59CU5B060C17**16 | 24400 | 16.5 | 8.1 | 21400 | 16700 | 78.04% | 2.02 | 0 | 10.5 |  |  |  | No | R-410A | 2.0333 | Residential & Commercial | Ducted CEE Tier 1
213771525 | Central HP <5.4 tons | CARRIER | HRCU-A-CB (Split System: Heat Pump with Remote Outdoor Unit-Air-Source) | 25VNA825A*031* |  |  | CAP**4321AL*+UI | 59TN6C060C17**14 | 24400 | 16.5 | 8.1 | 21200 | 16700 | 78.77% | 2.02 | 0 | 11 |  |  |  | No | R-410A | 2.0333 | Residential & Commercial | Ducted CEE Tier 1
204298918 | Central HP <5.4 tons | AIRQUEST | HRCU-A-CB (Split System: Heat Pump with Remote Outdoor Unit-Air-Source) | HVH837GKA** |  |  | EA*4X42L21A*+WALLCON | *80CTL0701716A* | 31800 | 17 | 8.1 | 33200 | 24600 | 74.1% | 1.88 | 11 | 11 |  |  |  | No | R-410A | 2.65 | Residential & Commercial | Ducted CEE Tier 1
213770805 | Central HP <5.4 tons | CARRIER | HRCU-A-CB (Split System: Heat Pump with Remote Outdoor Unit-Air-Source) | 25VNA825A*031* |  |  | CAP**3617AL*+UI | 58TN*B045C17**12 | 23400 | 16 | 8.1 | 21600 | 16800 | 77.78% | 1.92 | 0 | 10.5 |  |  |  | No | R-410A | 1.95 | Residential & Commercial | Ducted CEE Tier 1
213770585 | Central HP <5.4 tons | CARRIER | HRCU-A-CB (Split System: Heat Pump with Remote Outdoor Unit-Air-Source) | 25VNA825A*031* |  |  | CAP**2517AL*+UI | 58TN*B045C17**12 | 24200 | 16.5 | 8.1 | 21400 | 16800 | 78.5% | 2 | 0 | 11 |  |  |  | No | R-410A | 2.0167 | Residential & Commercial | Ducted CEE Tier 1
213194295 | Central HP <5.4 tons | LENNOX | HRCU-A-CB (Split System: Heat Pump with Remote Outdoor Unit-Air-Source) | SL25XPV-036-230A** |  |  | CX35-48C+TDR | EL297UH090XV48C* | 34000 | 22 | 8.8 | 35600 | 27400 | 76.97% | 1.82 | 0 | 13.4 |  |  |  | No | R-410A | 2.8333 | Residential & Commercial | Ducted CEE Tier 1
212523825 | Central HP <5.4 tons | LENNOX | HRCU-A-CB (Split System: Heat Pump with Remote Outdoor Unit-Air-Source) | SL25XPV-036-230A** |  |  | C35-48C+TDR+TXV | SLP98UH090XV60C* | 34000 | 20.8 | 8.8 | 35600 | 27400 | 76.97% | 1.82 | 0 | 13.5 |  |  |  | No | R-410A | 2.8333 | Residential & Commercial | Ducted CEE Tier 1
215942628 | Central HP <5.4 tons | KENMORE | HRCU-A-CB (Split System: Heat Pump with Remote Outdoor Unit-Air-Source) | (C,H,T)5H3V36*K*AAA* |  |  | EVD5X61M21A*+WALLCON | *96CTN0802120B* | 35800 | 22 | 8.5 | 37400 | 28400 | 75.94% | 2.04 | 0 | 12.5 |  |  |  | No | R-454B | 2.9833 | Residential & Commercial | Ducted CEE Tier 1
215942378 | Central HP <5.4 tons | KENMORE | HRCU-A-CB (Split System: Heat Pump with Remote Outdoor Unit-Air-Source) | (C,H,T)5H3V36*K*AAA* |  |  | EVM5X44M21A*+WALLCON | *96CTN0601714B* | 35200 | 21 | 8.5 | 37400 | 28000 | 74.87% | 2.06 | 0 | 11.7 |  |  |  | No | R-454B | 2.9333 | Residential & Commercial | Ducted CEE Tier 1
215942428 | Central HP <5.4 tons | KENMORE | HRCU-A-CB (Split System: Heat Pump with Remote Outdoor Unit-Air-Source) | (C,H,T)5H3V36*K*AAA* |  |  | EVM5X61M24A*+WALLCON | *80CSU1002120A* | 36000 | 22 | 8.5 | 37400 | 28200 | 75.4% | 2.04 | 0 | 12.5 |  |  |  | No | R-454B | 3 | Residential & Commercial | Ducted CEE Tier 1
215942508 | Central HP <5.4 tons | KENMORE | HRCU-A-CB (Split System: Heat Pump with Remote Outdoor Unit-Air-Source) | (C,H,T)5H3V36*K*AAA* |  |  | EVD5X61M21A*+WALLCON | *80CTL1102120B* | 36000 | 22 | 8.5 | 37400 | 28200 | 75.4% | 2.04 | 0 | 12.5 |  |  |  | No | R-454B | 3 | Residential & Commercial | Ducted CEE Tier 1
213194289 | Central HP <5.4 tons | LENNOX | HRCU-A-CB (Split System: Heat Pump with Remote Outdoor Unit-Air-Source) | SL25XPV-036-230A** |  |  | CHX35-48C-**-*+TDR | EL297UH110XV60C* | 34000 | 21.2 | 8.5 | 33800 | 26000 | 76.92% | 1.76 | 0 | 13.5 |  |  |  | No | R-410A | 2.8333 | Residential & Commercial | Ducted CEE Tier 1
213772675 | Central HP <5.4 tons | CARRIER | HRCU-A-CB (Split System: Heat Pump with Remote Outdoor Unit-Air-Source) | 25VNA825A*032* |  |  | CAP**2417AL*+UI | 59MN7C080C17**14 | 23200 | 16 | 8.1 | 22000 | 16800 | 76.36% | 1.88 | 0 | 10.5 |  |  |  | No | R-410A | 1.9333 | Residential & Commercial | Ducted CEE Tier 1
213772995 | Central HP <5.4 tons | CARRIER | HRCU-A-CB (Split System: Heat Pump with Remote Outdoor Unit-Air-Source) | 25VNA825A*032* |  |  | CAP**3617AL*+UI | 59MN7C080C17**14 | 23400 | 16.5 | 8.1 | 21600 | 16700 | 77.31% | 1.92 | 0 | 10.5 |  |  |  | No | R-410A | 1.95 | Residential & Commercial | Ducted CEE Tier 1
213773075 | Central HP <5.4 tons | CARRIER | HRCU-A-CB (Split System: Heat Pump with Remote Outdoor Unit-Air-Source) | 25VNA825A*032* |  |  | CAP**3621AL*+UI | 58TN*B110C21**20 | 23600 | 16.5 | 8.1 | 21400 | 16600 | 77.57% | 1.94 | 0 | 10.5 |  |  |  | No | R-410A | 1.9667 | Residential & Commercial | Ducted CEE Tier 1
213773095 | Central HP <5.4 tons | CARRIER | HRCU-A-CB (Split System: Heat Pump with Remote Outdoor Unit-Air-Source) | 25VNA825A*032* |  |  | CAP**3621AL*+UI | 59MN7C060C17**14 | 23400 | 16 | 8.1 | 21600 | 16700 | 77.31% | 1.92 | 0 | 10.5 |  |  |  | No | R-410A | 1.95 | Residential & Commercial | Ducted CEE Tier 1
215676751 | Central HP <5.4 tons | KENMORE | HRCU-A-CB (Split System: Heat Pump with Remote Outdoor Unit-Air-Source) | (C,H,T)5H0V48*K*AAA* |  |  | EVD5X61M21A*+WALLCON | *80CTL0902120B* | 48500 | 19.5 | 9.5 | 50000 | 36600 | 73.2% | 2.12 | 0 | 10.5 |  |  |  | No | R-454B | 4.0417 | Residential & Commercial | Ducted CEE Tier 1
215675831 | Central HP <5.4 tons | KENMORE | HRCU-A-CB (Split System: Heat Pump with Remote Outdoor Unit-Air-Source) | (C,H,T)5H0V48*K*AAA* |  |  | EVM5X60M21A*+WALLCON | *96CTN0801714B* | 47500 | 18.5 | 9 | 50000 | 36200 | 72.4% | 2.02 | 0 | 10 |  |  |  | No | R-454B | 3.9583 | Residential & Commercial | Ducted CEE Tier 1
215676361 | Central HP <5.4 tons | KENMORE | HRCU-A-CB (Split System: Heat Pump with Remote Outdoor Unit-Air-Source) | (C,H,T)5H0V48*K*AAA* |  |  | EVD5X49M24A*+WALLCON | *97CMN0802120B* | 48000 | 19 | 9 | 50000 | 36600 | 73.2% | 2 | 0 | 10 |  |  |  | No | R-454B | 4 | Residential & Commercial | Ducted CEE Tier 1
215676411 | Central HP <5.4 tons | KENMORE | HRCU-A-CB (Split System: Heat Pump with Remote Outdoor Unit-Air-Source) | (C,H,T)5H0V48*K*AAA* |  |  | EVD5X60M21A*+WALLCON | *80CSU0601716A* | 48000 | 19 | 9 | 50000 | 36800 | 73.6% | 2 | 0 | 10 |  |  |  | No | R-454B | 4 | Residential & Commercial | Ducted CEE Tier 1
215676241 | Central HP <5.4 tons | KENMORE | HRCU-A-CB (Split System: Heat Pump with Remote Outdoor Unit-Air-Source) | (C,H,T)5H0V48*K*AAA* |  |  | EVD5X48M24A*+WALLCON | *95CSU0802120B* | 47000 | 18 | 9 | 50000 | 36600 | 73.2% | 2.02 | 0 | 10 |  |  |  | No | R-454B | 3.9167 | Residential & Commercial | Ducted CEE Tier 1
215676191 | Central HP <5.4 tons | KENMORE | HRCU-A-CB (Split System: Heat Pump with Remote Outdoor Unit-Air-Source) | (C,H,T)5H0V48*K*AAA* |  |  | EVD5X48M24A*+WALLCON | *80CSU1002120A* | 47000 | 18.5 | 9 | 50000 | 36600 | 73.2% | 2.02 | 0 | 10 |  |  |  | No | R-454B | 3.9167 | Residential & Commercial | Ducted CEE Tier 1
215676041 | Central HP <5.4 tons | KENMORE | HRCU-A-CB (Split System: Heat Pump with Remote Outdoor Unit-Air-Source) | (C,H,T)5H0V48*K*AAA* |  |  | EVM5X61M24A*+WALLCON | *97CMN0602120B* | 48500 | 19 | 9 | 50000 | 37200 | 74.4% | 1.98 | 0 | 10 |  |  |  | No | R-454B | 4.0417 | Residential & Commercial | Ducted CEE Tier 1
215675591 | Central HP <5.4 tons | KENMORE | HRCU-A-CB (Split System: Heat Pump with Remote Outdoor Unit-Air-Source) | (C,H,T)5H0V48*K*AAA* |  |  | EVM5X49M21A*+WALLCON | *95CSU0601716B* | 47500 | 18 | 9 | 50000 | 37200 | 74.4% | 1.98 | 0 | 10 |  |  |  | No | R-454B | 3.9583 | Residential & Commercial | Ducted CEE Tier 1
215675641 | Central HP <5.4 tons | KENMORE | HRCU-A-CB (Split System: Heat Pump with Remote Outdoor Unit-Air-Source) | (C,H,T)5H0V48*K*AAA* |  |  | EVM5X49M21A*+WALLCON | *97CMN1002122B* | 48000 | 19 | 9 | 50000 | 36800 | 73.6% | 2 | 0 | 10.5 |  |  |  | No | R-454B | 4 | Residential & Commercial | Ducted CEE Tier 1
215675691 | Central HP <5.4 tons | KENMORE | HRCU-A-CB (Split System: Heat Pump with Remote Outdoor Unit-Air-Source) | (C,H,T)5H0V48*K*AAA* |  |  | EVM5X60M21A*+WALLCON | *80CSU1002120A* | 48000 | 18.5 | 9 | 50000 | 36800 | 73.6% | 2 | 0 | 10 |  |  |  | No | R-454B | 4 | Residential & Commercial | Ducted CEE Tier 1
215676811 | Central HP <5.4 tons | KENMORE | HRCU-A-CB (Split System: Heat Pump with Remote Outdoor Unit-Air-Source) | (C,H,T)5H0V48*K*AAA* |  |  | EVD5X61M21A*+WALLCON | *97CMN0801714B* | 48000 | 18.5 | 9 | 50000 | 37400 | 74.8% | 1.98 | 0 | 10 |  |  |  | No | R-454B | 4 | Residential & Commercial | Ducted CEE Tier 1
215676561 | Central HP <5.4 tons | KENMORE | HRCU-A-CB (Split System: Heat Pump with Remote Outdoor Unit-Air-Source) | (C,H,T)5H0V48*K*AAA* |  |  | EVD5X60M21A*+WALLCON | *97CMN1002122B* | 48000 | 19 | 9 | 50000 | 36600 | 73.2% | 2 | 0 | 10 |  |  |  | No | R-454B | 4 | Residential & Commercial | Ducted CEE Tier 1
213892582 | Central HP <5.4 tons | BRYANT HEATING AND COOLING SYSTEMS | HRCU-A-CB (Split System: Heat Pump with Remote Outdoor Unit-Air-Source) | 288BNV013*0**A* |  |  | CAP**1917AL*+UI | 986TD30040C14*** | 13000 | 15.5 | 8.1 | 11800 | 8800 | 74.58% | 1.98 | 0 | 12 |  |  |  | No | R-410A | 1.0833 | Residential & Commercial | Ducted CEE Tier 1
215676211 | Central HP <5.4 tons | KENMORE | HRCU-A-CB (Split System: Heat Pump with Remote Outdoor Unit-Air-Source) | (C,H,T)5H0V48*K*AAA* |  |  | EVD5X48M24A*+WALLCON | *80CTL0902120B* | 47000 | 19 | 9 | 50000 | 36200 | 72.4% | 2 | 0 | 10 |  |  |  | No | R-454B | 3.9167 | Residential & Commercial | Ducted CEE Tier 1
215675791 | Central HP <5.4 tons | KENMORE | HRCU-A-CB (Split System: Heat Pump with Remote Outdoor Unit-Air-Source) | (C,H,T)5H0V48*K*AAA* |  |  | EVM5X60M21A*+WALLCON | *97CMN0602120B* | 47500 | 18.5 | 9 | 50000 | 37200 | 74.4% | 1.98 | 0 | 10 |  |  |  | No | R-454B | 3.9583 | Residential & Commercial | Ducted CEE Tier 1
215674512 | Central HP <5.4 tons | KENMORE | HRCU-A-CB (Split System: Heat Pump with Remote Outdoor Unit-Air-Source) | (C,H,T)5H0V48*K*AAA* |  |  | EA*5X61M24A*+WALLCON | *80CTL1352422B* | 46000 | 18.5 | 9 | 47500 | 33600 | 70.74% | 2.08 | 0 | 10 |  |  |  | No | R-454B | 3.8333 | Residential & Commercial | Ducted CEE Tier 1
214279924 | Central HP <5.4 tons | KEEPRITE | HRCU-A-CB (Split System: Heat Pump with Remote Outdoor Unit-Air-Source) | DLCURAH24ABK |  |  | EA*4X36L21A* | *96MSN0601716A* | 23600 | 17 | 9 | 25800 | 23600 | 91.47% | 1.96 | 0 | 10 |  |  |  | No | R-410A | 1.9667 | Residential & Commercial | Ducted CEE Tier 1
215668882 | Central HP <5.4 tons | KENMORE | HRCU-A-CB (Split System: Heat Pump with Remote Outdoor Unit-Air-Source) | (C,H,T)5H0V36*K*AAA* |  |  | EA*5X42M21A*+WALLCON | *95CSU1002122B* | 33200 | 17.5 | 9 | 35800 | 25600 | 71.51% | 1.84 | 0 | 10 |  |  |  | No | R-454B | 2.7667 | Residential & Commercial | Ducted CEE Tier 1
215675851 | Central HP <5.4 tons | KENMORE | HRCU-A-CB (Split System: Heat Pump with Remote Outdoor Unit-Air-Source) | (C,H,T)5H0V48*K*AAA* |  |  | EVM5X60M24A*+WALLCON | *80CSU0802120A* | 48000 | 19 | 9 | 50000 | 36400 | 72.8% | 2.12 | 0 | 10 |  |  |  | No | R-454B | 4 | Residential & Commercial | Ducted CEE Tier 1
215675631 | Central HP <5.4 tons | KENMORE | HRCU-A-CB (Split System: Heat Pump with Remote Outdoor Unit-Air-Source) | (C,H,T)5H0V48*K*AAA* |  |  | EVM5X49M21A*+WALLCON | *97CMN0802120B* | 48000 | 19 | 9 | 50000 | 36800 | 73.6% | 2 | 0 | 10 |  |  |  | No | R-454B | 4 | Residential & Commercial | Ducted CEE Tier 1
215675431 | Central HP <5.4 tons | KENMORE | HRCU-A-CB (Split System: Heat Pump with Remote Outdoor Unit-Air-Source) | (C,H,T)5H0V48*K*AAA* |  |  | EVM5X48M21A*+WALLCON | *95CSU1002122B* | 47000 | 18 | 9 | 50000 | 36400 | 72.8% | 2.02 | 0 | 10 |  |  |  | No | R-454B | 3.9167 | Residential & Commercial | Ducted CEE Tier 1
215675451 | Central HP <5.4 tons | KENMORE | HRCU-A-CB (Split System: Heat Pump with Remote Outdoor Unit-Air-Source) | (C,H,T)5H0V48*K*AAA* |  |  | EVM5X48M21A*+WALLCON | *97CMN0802120B* | 47000 | 18.5 | 9 | 50000 | 36600 | 73.2% | 2 | 0 | 10 |  |  |  | No | R-454B | 3.9167 | Residential & Commercial | Ducted CEE Tier 1
215675401 | Central HP <5.4 tons | KENMORE | HRCU-A-CB (Split System: Heat Pump with Remote Outdoor Unit-Air-Source) | (C,H,T)5H0V48*K*AAA* |  |  | EVM5X48M21A*+WALLCON | *80CTL1102120B* | 47000 | 18.5 | 9 | 50000 | 36400 | 72.8% | 2 | 0 | 10 |  |  |  | No | R-454B | 3.9167 | Residential & Commercial | Ducted CEE Tier 1
215675391 | Central HP <5.4 tons | KENMORE | HRCU-A-CB (Split System: Heat Pump with Remote Outdoor Unit-Air-Source) | (C,H,T)5H0V48*K*AAA* |  |  | EVM5X48M21A*+WALLCON | *80CTL0902120B* | 47000 | 18.5 | 9 | 50000 | 36400 | 72.8% | 2 | 0 | 10 |  |  |  | No | R-454B | 3.9167 | Residential & Commercial | Ducted CEE Tier 1
215676321 | Central HP <5.4 tons | KENMORE | HRCU-A-CB (Split System: Heat Pump with Remote Outdoor Unit-Air-Source) | (C,H,T)5H0V48*K*AAA* |  |  | EVD5X49M24A*+WALLCON | *80CTL1102120B* | 48000 | 19 | 9 | 50000 | 36400 | 72.8% | 2 | 0 | 10.5 |  |  |  | No | R-454B | 4 | Residential & Commercial | Ducted CEE Tier 1
215931811 | Central HP <5.4 tons | KEEPRITE | HRCU-A-CB (Split System: Heat Pump with Remote Outdoor Unit-Air-Source) | C5H3V60*K*AAA* |  |  | ESH5X60M12A*+WALLCON | *80CSU1002120A* | 56000 | 18 | 8.1 | 61000 | 46000 | 75.41% | 1.95 | 0 | 11 |  |  |  | No | R-454B | 4.6667 | Residential & Commercial | Ducted CEE Tier 1
215931493 | Central HP <5.4 tons | KEEPRITE | HRCU-A-CB (Split System: Heat Pump with Remote Outdoor Unit-Air-Source) | C5H3V60*K*AAA* |  |  | FCMA5B60L0D*+WALLCON |  | 58000 | 20 | 8.5 | 60000 | 44500 | 74.17% | 2.06 | 0 | 12.5 |  |  |  | No | R-454B | 4.8333 | Residential & Commercial | Ducted CEE Tier 1
213079854 | Central HP <5.4 tons | TEMPSTAR | HRCU-A-CB (Split System: Heat Pump with Remote Outdoor Unit-Air-Source) | DLCURAH36ABK |  |  | EA*4X37L21A* | *92MSN1002122A* | 36200 | 16.5 | 8.5 | 38000 | 35000 | 92.11% | 1.88 | 0 | 10 |  |  |  | No | R-410A | 3.0167 | Residential & Commercial | Ducted CEE Tier 1
214280275 | Central HP <5.4 tons | KEEPRITE | HRCU-A-CB (Split System: Heat Pump with Remote Outdoor Unit-Air-Source) | DLCURAH36ABK |  |  | EA*4X37L21A* | *96MSN0601716A* | 36000 | 15.5 | 8.5 | 38000 | 35000 | 92.11% | 2.06 | 0 | 10 |  |  |  | No | R-410A | 3 | Residential & Commercial | Ducted CEE Tier 1
212980173 | Central HP <5.4 tons | DAY & NIGHT | HRCU-A-CB (Split System: Heat Pump with Remote Outdoor Unit-Air-Source) | DLCURAH36ABK |  |  | EA*4X48L24A* | *80MS(N,L)0902116A* | 35600 | 16.5 | 8.5 | 37800 | 34600 | 91.53% | 2.02 | 0 | 10 |  |  |  | No | R-410A | 2.9667 | Residential & Commercial | Ducted CEE Tier 1
212980693 | Central HP <5.4 tons | DAY & NIGHT | HRCU-A-CB (Split System: Heat Pump with Remote Outdoor Unit-Air-Source) | DLCURAH36ABK |  |  | EA*4X48L24A* | *80MS(N,L)0902420A* | 36000 | 16.5 | 8.5 | 37800 | 34600 | 91.53% | 2.04 | 0 | 10 |  |  |  | No | R-410A | 3 | Residential & Commercial | Ducted CEE Tier 1
211392959 | Central HP <5.4 tons | FRASER-JOHNSTON | HRCU-A-CB (Split System: Heat Pump with Remote Outdoor Unit-Air-Source) | HMH72B341 |  |  | XAUB30CXXN1+TXV | TMLE040A12MP11 | 32800 | 18 | 8.1 | 33400 | 23400 | 70.06% | 2.04 | 0 | 10 |  |  |  | No | R-410A | 2.7333 | Residential & Commercial | Ducted CEE Tier 1
212979659 | Central HP <5.4 tons | DAY & NIGHT | HRCU-A-CB (Split System: Heat Pump with Remote Outdoor Unit-Air-Source) | DLCURAH36ABK |  |  | EA*4X48L21A* | *80MS(N,L)0901714A* | 35800 | 16.5 | 8.5 | 37800 | 34600 | 91.53% | 2.02 | 0 | 10 |  |  |  | No | R-410A | 2.9833 | Residential & Commercial | Ducted CEE Tier 1
211389391 | Central HP <5.4 tons | FRASER-JOHNSTON | HRCU-A-CB (Split System: Heat Pump with Remote Outdoor Unit-Air-Source) | HMH72B341 |  |  | XAFC36DBCN1 | TM8Y120C20MP11 | 34000 | 17.5 | 8.5 | 33800 | 23800 | 70.41% | 2.1 | 0 | 10 |  |  |  | No | R-410A | 2.8333 | Residential & Commercial | Ducted CEE Tier 1
211393767 | Central HP <5.4 tons | FRASER-JOHNSTON | HRCU-A-CB (Split System: Heat Pump with Remote Outdoor Unit-Air-Source) | HMH72B341 |  |  | XAFA30DXXN1+TXV | TMLE040A12MP11 | 33800 | 18 | 8.1 | 33600 | 23600 | 70.24% | 2.04 | 0 | 10 |  |  |  | No | R-410A | 2.8167 | Residential & Commercial | Ducted CEE Tier 1
211393251 | Central HP <5.4 tons | FRASER-JOHNSTON | HRCU-A-CB (Split System: Heat Pump with Remote Outdoor Unit-Air-Source) | HMH72B341 |  |  | XAFB36DBCN1 | TL9E060B12UH11 | 33400 | 17.5 | 8.1 | 33000 | 23200 | 70.3% | 2.02 | 0 | 10 |  |  |  | No | R-410A | 2.7833 | Residential & Commercial | Ducted CEE Tier 1
211393375 | Central HP <5.4 tons | CHAMPION HEATING AND COOLING | HRCU-A-CB (Split System: Heat Pump with Remote Outdoor Unit-Air-Source) | HMH72B341 |  |  | XAFC36DBCN1 | TL8E100C20UH11 | 34000 | 17.5 | 8.5 | 34000 | 24000 | 70.59% | 2.12 | 0 | 10 |  |  |  | No | R-410A | 2.8333 | Residential & Commercial | Ducted CEE Tier 1
214389645 | Central HP <5.4 tons | Liberty Heating & Air Conditioning | HRCU-A-CB (Split System: Heat Pump with Remote Outdoor Unit-Air-Source) | ASZS60421EA* |  |  | CA*EA6030*4A*+MBVK20DP1X00A* |  | 40000 | 17 | 8.6 | 40000 | 30600 | 76.5% | 2 | 0 | 10 |  |  |  | No | R-410A | 3.3333 | Residential & Commercial | Ducted CEE Tier 1
208447912 | Central HP <5.4 tons | Weathermaker | HRCU-A-CB (Split System: Heat Pump with Remote Outdoor Unit-Air-Source) | 38MURAQ18AB3 |  |  | 40MUAAQ18XA3 |  | 18000 | 18 | 9.3 | 19000 | 16500 | 86.84% | 2.04 | 12.5 | 12.4 |  |  |  | No | R-410A | 1.5 | Residential & Commercial | Ducted CEE Tier 1
211393250 | Central HP <5.4 tons | LUXAIRE | HRCU-A-CB (Split System: Heat Pump with Remote Outdoor Unit-Air-Source) | HMH72B341 |  |  | XAFB36DBCN1 | TL9E060B12UH11 | 33400 | 17.5 | 8.1 | 33000 | 23200 | 70.3% | 2.02 | 0 | 10 |  |  |  | No | R-410A | 2.7833 | Residential & Commercial | Ducted CEE Tier 1
211392634 | Central HP <5.4 tons | LUXAIRE | HRCU-A-CB (Split System: Heat Pump with Remote Outdoor Unit-Air-Source) | HMH72B341 |  |  | XAFB36DBCN1 | TM8E060A12MP11 | 34000 | 18 | 8.1 | 33800 | 23800 | 70.41% | 2.06 | 0 | 10 |  |  |  | No | R-410A | 2.8333 | Residential & Commercial | Ducted CEE Tier 1
211227229 | Central HP <5.4 tons | BRYANT HEATING AND COOLING SYSTEMS | HRCU-A-CB (Split System: Heat Pump with Remote Outdoor Unit-Air-Source) | 38MURAQ36AB3* |  |  | CAP**3721AL* | OVMAAB036098 | 36200 | 15.2 | 8.5 | 38500 | 35000 | 90.91% | 2.06 | 0 | 10 |  |  |  | No | R-410A | 3.0167 | Residential & Commercial | Ducted CEE Tier 1
211227447 | Central HP <5.4 tons | BRYANT HEATING AND COOLING SYSTEMS | HRCU-A-CB (Split System: Heat Pump with Remote Outdoor Unit-Air-Source) | 38MURAQ36AB3* |  |  | CAP**4221AL* | 83*SA60100E21*** | 35400 | 16 | 8.1 | 38500 | 35000 | 90.91% | 1.88 | 0 | 10 |  |  |  | No | R-410A | 2.95 | Residential & Commercial | Ducted CEE Tier 1
211391444 | Central HP <5.4 tons | LUXAIRE | HRCU-A-CB (Split System: Heat Pump with Remote Outdoor Unit-Air-Source) | HMH72B341 |  |  | XAHC36DBCN1 | TMLE100C16MP11 | 33600 | 17.5 | 8.1 | 33000 | 23200 | 70.3% | 2.04 | 0 | 10 |  |  |  | No | R-410A | 2.8 | Residential & Commercial | Ducted CEE Tier 1
211391832 | Central HP <5.4 tons | LUXAIRE | HRCU-A-CB (Split System: Heat Pump with Remote Outdoor Unit-Air-Source) | HMH72B341 |  |  | XAFB36DXXN1+TXV | TMLE100B12MP11 | 34000 | 18 | 8.1 | 33800 | 23800 | 70.41% | 2.06 | 0 | 10 |  |  |  | No | R-410A | 2.8333 | Residential & Commercial | Ducted CEE Tier 1
211391966 | Central HP <5.4 tons | LUXAIRE | HRCU-A-CB (Split System: Heat Pump with Remote Outdoor Unit-Air-Source) | HMH72B341 |  |  | XAHC36DXXN1+TXV | TM8E080C16MP11 | 33600 | 17.5 | 8.1 | 32800 | 23200 | 70.73% | 2.04 | 0 | 10 |  |  |  | No | R-410A | 2.8 | Residential & Commercial | Ducted CEE Tier 1
211391996 | Central HP <5.4 tons | LUXAIRE | HRCU-A-CB (Split System: Heat Pump with Remote Outdoor Unit-Air-Source) | HMH72B341 |  |  | XAHC36DBCN1 | TM8E080C16MP11 | 33600 | 17.5 | 8.1 | 32800 | 23200 | 70.73% | 2.04 | 0 | 10 |  |  |  | No | R-410A | 2.8 | Residential & Commercial | Ducted CEE Tier 1
211392012 | Central HP <5.4 tons | LUXAIRE | HRCU-A-CB (Split System: Heat Pump with Remote Outdoor Unit-Air-Source) | HMH72B341 |  |  | XAHC36DBCN1 | TMLE080C16MP11 | 33600 | 17.5 | 8.1 | 32800 | 23200 | 70.73% | 2.04 | 0 | 10 |  |  |  | No | R-410A | 2.8 | Residential & Commercial | Ducted CEE Tier 1
211389526 | Central HP <5.4 tons | LUXAIRE | HRCU-A-CB (Split System: Heat Pump with Remote Outdoor Unit-Air-Source) | HMH72B341 |  |  | XAFC36DXXN1+TXV | TM8Y100C16MP11 | 34000 | 18.5 | 8.5 | 34000 | 24000 | 70.59% | 2.1 | 0 | 10 |  |  |  | No | R-410A | 2.8333 | Residential & Commercial | Ducted CEE Tier 1
211389556 | Central HP <5.4 tons | LUXAIRE | HRCU-A-CB (Split System: Heat Pump with Remote Outdoor Unit-Air-Source) | HMH72B341 |  |  | XAFC36DBCN1 | TM8Y100C16MP11 | 34000 | 18.5 | 8.5 | 34000 | 24000 | 70.59% | 2.1 | 0 | 10 |  |  |  | No | R-410A | 2.8333 | Residential & Commercial | Ducted CEE Tier 1
213298054 | Central HP <5.4 tons | LUXAIRE | HRCU-A-CB (Split System: Heat Pump with Remote Outdoor Unit-Air-Source) | HMH72B341 |  |  | XAFC36DBCN1 | Z8ES080B12LMPS1 | 34000 | 18 | 8.1 | 33400 | 24000 | 71.86% | 2.08 | 0 | 10 |  |  |  | No | R-410A | 2.8333 | Residential & Commercial | Ducted CEE Tier 1
213296834 | Central HP <5.4 tons | LUXAIRE | HRCU-A-CB (Split System: Heat Pump with Remote Outdoor Unit-Air-Source) | HMH72B341 |  |  | XAHC36DBCN1 | Z8ET120C20LMPS1 | 34400 | 18.5 | 8.5 | 34000 | 23800 | 70% | 2.08 | 0 | 10 |  |  |  | No | R-410A | 2.8667 | Residential & Commercial | Ducted CEE Tier 1
213297269 | Central HP <5.4 tons | LUXAIRE | HRCU-A-CB (Split System: Heat Pump with Remote Outdoor Unit-Air-Source) | HMH72B341 |  |  | XAFB36DBCN1 | Z9ES080B12SMPS1 | 33200 | 17 | 8.5 | 32200 | 22600 | 70.19% | 1.8 | 0 | 10 |  |  |  | No | R-410A | 2.7667 | Residential & Commercial | Ducted CEE Tier 1
211391972 | Central HP <5.4 tons | CHAMPION HEATING AND COOLING | HRCU-A-CB (Split System: Heat Pump with Remote Outdoor Unit-Air-Source) | HMH72B341 |  |  | XAHC36DXXN1+TXV | TM8E080C16MP11 | 33600 | 17.5 | 8.1 | 32800 | 23200 | 70.73% | 2.04 | 0 | 10 |  |  |  | No | R-410A | 2.8 | Residential & Commercial | Ducted CEE Tier 1
213770855 | Central HP <5.4 tons | CARRIER | HRCU-A-CB (Split System: Heat Pump with Remote Outdoor Unit-Air-Source) | 25VNA825A*031* |  |  | CAP**3617AL*+UI | 59MN7C060C17**14 | 23400 | 16 | 8.1 | 21600 | 16800 | 77.78% | 1.92 | 0 | 10.5 |  |  |  | No | R-410A | 1.95 | Residential & Commercial | Ducted CEE Tier 1
213771305 | Central HP <5.4 tons | CARRIER | HRCU-A-CB (Split System: Heat Pump with Remote Outdoor Unit-Air-Source) | 25VNA825A*031* |  |  | CAP**4221AL*+UI | 59MN7C060C17**14 | 23600 | 16 | 8.1 | 21600 | 16700 | 77.31% | 1.94 | 0 | 10.5 |  |  |  | No | R-410A | 1.9667 | Residential & Commercial | Ducted CEE Tier 1
213771405 | Central HP <5.4 tons | CARRIER | HRCU-A-CB (Split System: Heat Pump with Remote Outdoor Unit-Air-Source) | 25VNA825A*031* |  |  | CAP**4224AL*+UI | 59MN7C120C24**22 | 23800 | 16.5 | 8.1 | 21400 | 16600 | 77.57% | 1.96 | 0 | 11 |  |  |  | No | R-410A | 1.9833 | Residential & Commercial | Ducted CEE Tier 1
213770515 | Central HP <5.4 tons | CARRIER | HRCU-A-CB (Split System: Heat Pump with Remote Outdoor Unit-Air-Source) | 25VNA825A*031* |  |  | CAP**2417AL*+UI | 58TN*B090C17**16 | 23400 | 16.5 | 8.1 | 21800 | 16800 | 77.06% | 1.9 | 0 | 10.5 |  |  |  | No | R-410A | 1.95 | Residential & Commercial | Ducted CEE Tier 1
214239042 | Central HP <5.4 tons | TEMPSTAR | HRCU-A-CB (Split System: Heat Pump with Remote Outdoor Unit-Air-Source) | TVH837GKA2* |  |  | END4X42L17**+WALLCON | *96CTN0801714B* | 32000 | 16.5 | 8.1 | 33000 | 24800 | 75.15% | 1.9 | 0 | 11 |  |  |  | No | R-410A | 2.6667 | Residential & Commercial | Ducted CEE Tier 1
214239192 | Central HP <5.4 tons | TEMPSTAR | HRCU-A-CB (Split System: Heat Pump with Remote Outdoor Unit-Air-Source) | TVH837GKA2* |  |  | EN(A,D,W)4X48L21**+WALLCON | *80CTL0901716B* | 32400 | 17 | 8.1 | 32800 | 24800 | 75.61% | 1.94 | 0 | 11.7 |  |  |  | No | R-410A | 2.7 | Residential & Commercial | Ducted CEE Tier 1
214239342 | Central HP <5.4 tons | TEMPSTAR | HRCU-A-CB (Split System: Heat Pump with Remote Outdoor Unit-Air-Source) | TVH837GKA2* |  |  | EN(A,D)4X48L24**+WALLCON | *96CTN1002122B* | 32400 | 17 | 8.1 | 32600 | 24600 | 75.46% | 1.96 | 0 | 11.7 |  |  |  | No | R-410A | 2.7 | Residential & Commercial | Ducted CEE Tier 1
215318835 | Central HP <5.4 tons | Weathermaker | HRCU-A-CB (Split System: Heat Pump with Remote Outdoor Unit-Air-Source) | 37MUHAQ36AA3 |  |  | 45MUAAQ36XX3 |  | 36000 | 17.4 | 10.3 | 37000 | 39000 | 105.4% | 1.9 | 0 | 11.7 |  |  |  | No | R-454B | 3 | Residential & Commercial | Ducted CEE Tier 1
215931831 | Central HP <5.4 tons | KEEPRITE | HRCU-A-CB (Split System: Heat Pump with Remote Outdoor Unit-Air-Source) | C5H3V60*K*AAA* |  |  | ESH5X60M12A*+WALLCON | *80CTL0902120B* | 56500 | 18 | 8.1 | 61000 | 45500 | 74.59% | 2 | 0 | 11.5 |  |  |  | No | R-454B | 4.7083 | Residential & Commercial | Ducted CEE Tier 1
215932411 | Central HP <5.4 tons | KEEPRITE | HRCU-A-CB (Split System: Heat Pump with Remote Outdoor Unit-Air-Source) | C5H3V36*K*AAA* |  |  | EA*5X48M21A*+WALLCON | *80CTL0451712B* | 33000 | 19.5 | 9 | 35400 | 27200 | 76.84% | 1.9 | 0 | 10.5 |  |  |  | No | R-454B | 2.75 | Residential & Commercial | Ducted CEE Tier 1
215934641 | Central HP <5.4 tons | KEEPRITE | HRCU-A-CB (Split System: Heat Pump with Remote Outdoor Unit-Air-Source) | C5H3V36*K*AAA* |  |  | EVM5X25M17A*+WALLCON | *96CTN0601714B* | 34000 | 20 | 8.1 | 38000 | 27200 | 71.58% | 2 | 0 | 11 |  |  |  | No | R-454B | 2.8333 | Residential & Commercial | Ducted CEE Tier 1
214389755 | Central HP <5.4 tons | Liberty Heating & Air Conditioning | HRCU-A-CB (Split System: Heat Pump with Remote Outdoor Unit-Air-Source) | ASZS60361EA* |  |  | CA*EA4830*4A* | G*VC800804C*A* | 34200 | 17.5 | 8.6 | 34200 | 29000 | 84.8% | 2 | 0 | 10 |  |  |  | No | R-410A | 2.85 | Residential & Commercial | Ducted CEE Tier 1
211206849 | Central HP <5.4 tons | COLEMAN | HRCU-A-CB (Split System: Heat Pump with Remote Outdoor Unit-Air-Source) | HC20B2421 |  |  | XAMB24DE1N1+CC | TPLC080B12MP13 | 22400 | 18 | 8.5 | 23600 | 18400 | 77.97% | 1.92 | 0 | 12 |  |  |  | No | R-410A | 1.8667 | Residential & Commercial | Ducted CEE Tier 1
215934125 | Central HP <5.4 tons | BRYANT HEATING AND COOLING SYSTEMS | HRCU-A-CB (Split System: Heat Pump with Remote Outdoor Unit-Air-Source) | 293VAN048**AA* |  |  | CAA**6024AM*+UI | 935CB60080C21*** | 44500 | 21 | 9.5 | 48500 | 36600 | 75.46% | 2 | 0 | 11 |  |  |  | No | R-454B | 3.7083 | Residential & Commercial | Ducted CEE Tier 1
215934525 | Central HP <5.4 tons | BRYANT HEATING AND COOLING SYSTEMS | HRCU-A-CB (Split System: Heat Pump with Remote Outdoor Unit-Air-Source) | 293VAN048**AA* |  |  | CSAH*4812AM*+UI | 986TD66100C21*** | 44000 | 20 | 9 | 48500 | 36400 | 75.05% | 1.82 | 0 | 10.5 |  |  |  | No | R-454B | 3.6667 | Residential & Commercial | Ducted CEE Tier 1
214389650 | Central HP <5.4 tons | Liberty Heating & Air Conditioning | HRCU-A-CB (Split System: Heat Pump with Remote Outdoor Unit-Air-Source) | ASZS60421EA* |  |  | CA*EA6030*4A* | G*VM971005CNB* | 40000 | 17 | 8.6 | 40000 | 30600 | 76.5% | 2.2 | 0 | 10 |  |  |  | No | R-410A | 3.3333 | Residential & Commercial | Ducted CEE Tier 1
211388560 | Central HP <5.4 tons | FRASER-JOHNSTON | HRCU-A-CB (Split System: Heat Pump with Remote Outdoor Unit-Air-Source) | HMH72B341 |  |  | XAHC36DBCN1 | TM9E100C20MP12 | 34000 | 15.5 | 8.1 | 33200 | 23600 | 71.08% | 2.06 | 0 | 10 |  |  |  | No | R-410A | 2.8333 | Residential & Commercial | Ducted CEE Tier 1
215678421 | Central HP <5.4 tons | KENMORE | HRCU-A-CB (Split System: Heat Pump with Remote Outdoor Unit-Air-Source) | (C,H,T)5H0V24*K*AAA* |  |  | EA*5X37M21A*+WALLCON | *97CTN0801716A* | 24000 | 17 | 9 | 23400 | 16400 | 70.09% | 2 | 0 | 10.5 |  |  |  | No | R-454B | 2 | Residential & Commercial | Ducted CEE Tier 1
211388735 | Central HP <5.4 tons | FRASER-JOHNSTON | HRCU-A-CB (Split System: Heat Pump with Remote Outdoor Unit-Air-Source) | HMH72B341 |  |  | XAFC30CXXN1+TXV | TM9E080C16MP12 | 33000 | 18 | 8.1 | 33000 | 23200 | 70.3% | 2.04 | 0 | 10 |  |  |  | No | R-410A | 2.75 | Residential & Commercial | Ducted CEE Tier 1
214242846 | Central HP <5.4 tons | BRYANT HEATING AND COOLING SYSTEMS | HRCU-A-CB (Split System: Heat Pump with Remote Outdoor Unit-Air-Source) | 288BNV025*0**B* |  |  | CNPV*3621AL*+UI | 986TD66100C21*** | 23600 | 16.5 | 8.1 | 21400 | 16700 | 78.04% | 1.92 | 0 | 11 |  |  |  | No | R-410A | 1.9667 | Residential & Commercial | Ducted CEE Tier 1
214243016 | Central HP <5.4 tons | BRYANT HEATING AND COOLING SYSTEMS | HRCU-A-CB (Split System: Heat Pump with Remote Outdoor Unit-Air-Source) | 288BNV025*0**B* |  |  | CNPV*4221AL*+UI | 987MC42060C17*** | 23600 | 16 | 8.1 | 21600 | 16700 | 77.31% | 1.94 | 0 | 11 |  |  |  | No | R-410A | 1.9667 | Residential & Commercial | Ducted CEE Tier 1
214243166 | Central HP <5.4 tons | BRYANT HEATING AND COOLING SYSTEMS | HRCU-A-CB (Split System: Heat Pump with Remote Outdoor Unit-Air-Source) | 288BNV025*0**B* |  |  | CNPV*4821AL*+UI | 986TD42060C17*** | 24000 | 16.5 | 8.1 | 21400 | 16700 | 78.04% | 2 | 0 | 11 |  |  |  | No | R-410A | 2 | Residential & Commercial | Ducted CEE Tier 1
213770625 | Central HP <5.4 tons | CARRIER | HRCU-A-CB (Split System: Heat Pump with Remote Outdoor Unit-Air-Source) | 25VNA825A*031* |  |  | CAP**2517AL*+UI | 59CU5B060C17**16 | 24200 | 16.5 | 8.1 | 21400 | 16700 | 78.04% | 2.02 | 0 | 10.5 |  |  |  | No | R-410A | 2.0167 | Residential & Commercial | Ducted CEE Tier 1
213770995 | Central HP <5.4 tons | CARRIER | HRCU-A-CB (Split System: Heat Pump with Remote Outdoor Unit-Air-Source) | 25VNA825A*031* |  |  | CAP**3621AL*+UI | 59TN6C060C17**14 | 23400 | 16.5 | 8.1 | 21600 | 16700 | 77.31% | 1.94 | 0 | 10.5 |  |  |  | No | R-410A | 1.95 | Residential & Commercial | Ducted CEE Tier 1
213773195 | Central HP <5.4 tons | CARRIER | HRCU-A-CB (Split System: Heat Pump with Remote Outdoor Unit-Air-Source) | 25VNA825A*032* |  |  | CAP**3717AL*+UI | 59CU5B060C17**16 | 24200 | 16.5 | 8.1 | 21400 | 16700 | 78.04% | 1.98 | 0 | 10.5 |  |  |  | No | R-410A | 2.0167 | Residential & Commercial | Ducted CEE Tier 1
204456707 | Central HP <5.4 tons | HEIL | HRCU-A-CB (Split System: Heat Pump with Remote Outdoor Unit-Air-Source) | HVH825GKA2* |  |  | EA*4X36L21A*+WALLCON | *96CTN0801714A* | 23600 | 16.5 | 8.1 | 21400 | 16700 | 78.04% | 1.94 | 11 | 11 |  |  |  | No | R-410A | 1.9667 | Residential & Commercial | Ducted CEE Tier 1
213087995 | Central HP <5.4 tons | Invertercool | HRCU-A-CB (Split System: Heat Pump with Remote Outdoor Unit-Air-Source) | COH16S-36AA |  |  | GNC2430APT | MGH96M080B3A | 22800 | 16 | 8.5 | 23200 | 16400 | 70.69% | 1.95 | 0 | 11.7 |  |  |  | No | R-410A | 1.9 | Residential & Commercial | Ducted CEE Tier 1
215912237 | Central HP <5.4 tons | LUXAIRE | HRCU-A-CB (Split System: Heat Pump with Remote Outdoor Unit-Air-Source) | HH824E2S11 |  |  | CTM36B5ADS1 | TM9E080B12MP12 | 23000 | 17 | 9.5 | 23000 | 18800 | 81.74% | 2 | 0 | 12 |  |  |  | No | R-454B | 1.9167 | Residential & Commercial | Ducted CEE Tier 1
214650479 | Central HP <5.4 tons | FRASER-JOHNSTON | HRCU-A-CB (Split System: Heat Pump with Remote Outdoor Unit-Air-Source) | HH824E2S11 |  |  | CTU36B5XDS1+TXV | TM8Y080B12MP11 | 23000 | 18 | 9.5 | 23000 | 18300 | 79.57% | 2 | 0 | 12 |  |  |  | No | R-454B | 1.9167 | Residential & Commercial | Ducted CEE Tier 1
214279768 | Central HP <5.4 tons | KEEPRITE | HRCU-A-CB (Split System: Heat Pump with Remote Outdoor Unit-Air-Source) | DLCURAH18ABK |  |  | EA*4X30L17A* | *96MSN0601716A* | 17400 | 16 | 8.5 | 18000 | 18700 | 103.9% | 2.24 | 0 | 10.5 |  |  |  | No | R-410A | 1.45 | Residential & Commercial | Ducted CEE Tier 1
211261416 | Central HP <5.4 tons | HEIL | HRCU-A-CB (Split System: Heat Pump with Remote Outdoor Unit-Air-Source) | DLCURAH18ABK |  |  | EA*4X30L14A* | *95ESN0261410A* | 18100 | 15.5 | 8.5 | 18800 | 18500 | 98.4% | 2.22 | 0 | 10.5 |  |  |  | No | R-410A | 1.5083 | Residential & Commercial | Ducted CEE Tier 1
204299368 | Central HP <5.4 tons | AIRQUEST | HRCU-A-CB (Split System: Heat Pump with Remote Outdoor Unit-Air-Source) | HVH837GKA** |  |  | EA*4X48L24A*+WALLCON | *80CTL1352422A* | 32400 | 17.5 | 8.5 | 32400 | 24800 | 76.54% | 2 | 12 | 11.7 |  |  |  | No | R-410A | 2.7 | Residential & Commercial | Ducted CEE Tier 1
204299918 | Central HP <5.4 tons | AIRQUEST | HRCU-A-CB (Split System: Heat Pump with Remote Outdoor Unit-Air-Source) | HVH837GKA** |  |  | EN(A,D)4X48L24**+WALLCON | *97CMN1002122A* | 32400 | 17.5 | 8.1 | 33000 | 24800 | 75.15% | 1.96 | 12 | 11.7 |  |  |  | No | R-410A | 2.7 | Residential & Commercial | Ducted CEE Tier 1
206135967 | Central HP <5.4 tons | AIRQUEST | HRCU-A-CB (Split System: Heat Pump with Remote Outdoor Unit-Air-Source) | HVH837GKA** |  |  | EHD4X42AAL+WALLCON | *80CSU0401712A* | 32400 | 16.5 | 8.1 | 33200 | 24800 | 74.7% | 1.94 | 11.5 | 11 |  |  |  | No | R-410A | 2.7 | Residential & Commercial | Ducted CEE Tier 1
211389696 | Central HP <5.4 tons | FRASER-JOHNSTON | HRCU-A-CB (Split System: Heat Pump with Remote Outdoor Unit-Air-Source) | HMH72B341 |  |  | XAFC36DXXN1+TXV | TM8Y080B12MP11 | 34000 | 18 | 8.1 | 33600 | 23600 | 70.24% | 2.06 | 0 | 10 |  |  |  | No | R-410A | 2.8333 | Residential & Commercial | Ducted CEE Tier 1
211389710 | Central HP <5.4 tons | FRASER-JOHNSTON | HRCU-A-CB (Split System: Heat Pump with Remote Outdoor Unit-Air-Source) | HMH72B341 |  |  | XAFC36DBCN1 | TM8Y080B12MP11 | 34000 | 18 | 8.1 | 33600 | 23600 | 70.24% | 2.06 | 0 | 10 |  |  |  | No | R-410A | 2.8333 | Residential & Commercial | Ducted CEE Tier 1
215933621 | Central HP <5.4 tons | KEEPRITE | HRCU-A-CB (Split System: Heat Pump with Remote Outdoor Unit-Air-Source) | C5H3V36*K*AAA* |  |  | ESH5X48M12A*+WALLCON | *95CSU0802120B* | 33600 | 19 | 9 | 34800 | 26600 | 76.44% | 1.94 | 0 | 11.5 |  |  |  | No | R-454B | 2.8 | Residential & Commercial | Ducted CEE Tier 1
215933671 | Central HP <5.4 tons | KEEPRITE | HRCU-A-CB (Split System: Heat Pump with Remote Outdoor Unit-Air-Source) | C5H3V36*K*AAA* |  |  | ESH5X48M12A*+WALLCON | *97CMN0802120B* | 33800 | 19.5 | 9 | 34800 | 26600 | 76.44% | 1.94 | 0 | 11.5 |  |  |  | No | R-454B | 2.8167 | Residential & Commercial | Ducted CEE Tier 1
215933171 | Central HP <5.4 tons | KEEPRITE | HRCU-A-CB (Split System: Heat Pump with Remote Outdoor Unit-Air-Source) | C5H3V36*K*AAA* |  |  | ESH5X36M12A*+WALLCON | *97CMN0601714B* | 33000 | 18.5 | 9 | 34400 | 26200 | 76.16% | 1.92 | 0 | 10.5 |  |  |  | No | R-454B | 2.75 | Residential & Commercial | Ducted CEE Tier 1
215933071 | Central HP <5.4 tons | KEEPRITE | HRCU-A-CB (Split System: Heat Pump with Remote Outdoor Unit-Air-Source) | C5H3V36*K*AAA* |  |  | ESH5X36M12A*+WALLCON | *80CTL0701412B* | 33000 | 18.5 | 9 | 35400 | 27200 | 76.84% | 1.9 | 0 | 10.5 |  |  |  | No | R-454B | 2.75 | Residential & Commercial | Ducted CEE Tier 1
215932571 | Central HP <5.4 tons | KEEPRITE | HRCU-A-CB (Split System: Heat Pump with Remote Outdoor Unit-Air-Source) | C5H3V36*K*AAA* |  |  | EA*5X60M24A*+WALLCON | *80CTL1352422B* | 34000 | 20.5 | 9.5 | 34000 | 25800 | 75.88% | 2.06 | 0 | 12 |  |  |  | No | R-454B | 2.8333 | Residential & Commercial | Ducted CEE Tier 1
215932671 | Central HP <5.4 tons | KEEPRITE | HRCU-A-CB (Split System: Heat Pump with Remote Outdoor Unit-Air-Source) | C5H3V36*K*AAA* |  |  | EA*5X61M21A*+WALLCON | *80CSU0601716A* | 34400 | 20.5 | 9.5 | 34400 | 26000 | 75.58% | 2.06 | 0 | 11.7 |  |  |  | No | R-454B | 2.8667 | Residential & Commercial | Ducted CEE Tier 1
215932921 | Central HP <5.4 tons | KEEPRITE | HRCU-A-CB (Split System: Heat Pump with Remote Outdoor Unit-Air-Source) | C5H3V36*K*AAA* |  |  | EA*5X61M24A*+WALLCON | *97CMN0802120B* | 34400 | 20.5 | 9.5 | 34400 | 26000 | 75.58% | 2.06 | 0 | 12 |  |  |  | No | R-454B | 2.8667 | Residential & Commercial | Ducted CEE Tier 1
215678211 | Central HP <5.4 tons | KENMORE | HRCU-A-CB (Split System: Heat Pump with Remote Outdoor Unit-Air-Source) | (C,H,T)5H0V24*K*AAA* |  |  | EA*5X24M17A*+WALLCON | *97CTN0601716A* | 22800 | 16.5 | 9 | 24000 | 16900 | 70.42% | 1.94 | 0 | 10 |  |  |  | No | R-454B | 1.9 | Residential & Commercial | Ducted CEE Tier 1
213771065 | Central HP <5.4 tons | CARRIER | HRCU-A-CB (Split System: Heat Pump with Remote Outdoor Unit-Air-Source) | 25VNA825A*031* |  |  | CAP**3717AL*+UI | 59CU5B060C17**16 | 24200 | 16.5 | 8.1 | 21400 | 16700 | 78.04% | 2 | 0 | 10.5 |  |  |  | No | R-410A | 2.0167 | Residential & Commercial | Ducted CEE Tier 1
213771215 | Central HP <5.4 tons | CARRIER | HRCU-A-CB (Split System: Heat Pump with Remote Outdoor Unit-Air-Source) | 25VNA825A*031* |  |  | CAP**3721AL*+UI | 59TN6C060C17**14 | 24400 | 16.5 | 8.1 | 21200 | 16700 | 78.77% | 2.02 | 0 | 11 |  |  |  | No | R-410A | 2.0333 | Residential & Commercial | Ducted CEE Tier 1
213772415 | Central HP <5.4 tons | CARRIER | HRCU-A-CB (Split System: Heat Pump with Remote Outdoor Unit-Air-Source) | 25VNA825A*031* |  |  | CSPH*4212AL*+UI | 59TN6C120C24**22 | 24200 | 16 | 8.1 | 21400 | 16600 | 77.57% | 2 | 0 | 10.5 |  |  |  | No | R-410A | 2.0167 | Residential & Commercial | Ducted CEE Tier 1
213607631 | Central HP <5.4 tons | BRYANT HEATING AND COOLING SYSTEMS | HRCU-A-CB (Split System: Heat Pump with Remote Outdoor Unit-Air-Source) | 38MURAQ24AB3* |  |  | FT4BN(B,X)C36L* |  | 24600 | 17.5 | 9 | 25800 | 22400 | 86.82% | 1.86 | 0 | 10.5 |  |  |  | No | R-410A | 2.05 | Residential & Commercial | Ducted CEE Tier 1
213607633 | Central HP <5.4 tons | BRYANT HEATING AND COOLING SYSTEMS | HRCU-A-CB (Split System: Heat Pump with Remote Outdoor Unit-Air-Source) | 38MURAQ24AB3* |  |  | PF4TNXC36L* |  | 24600 | 17.5 | 9 | 25800 | 22400 | 86.82% | 1.86 | 0 | 10.5 |  |  |  | No | R-410A | 2.05 | Residential & Commercial | Ducted CEE Tier 1
213607797 | Central HP <5.4 tons | BRYANT HEATING AND COOLING SYSTEMS | HRCU-A-CB (Split System: Heat Pump with Remote Outdoor Unit-Air-Source) | 38MURAQ48AB3* |  |  | FG4ANBD60L* |  | 48500 | 17 | 8.5 | 48500 | 34000 | 70.1% | 2.02 | 0 | 10 |  |  |  | No | R-410A | 4.0417 | Residential & Commercial | Ducted CEE Tier 1
211260050 | Central HP <5.4 tons | HEIL | HRCU-A-CB (Split System: Heat Pump with Remote Outdoor Unit-Air-Source) | DLCURAH18ABK |  |  | EA*4X19L17A* | OLV098A12* | 18600 | 16 | 8.5 | 18600 | 17500 | 94.09% | 2.12 | 0 | 11 |  |  |  | No | R-410A | 1.55 | Residential & Commercial | Ducted CEE Tier 1
206133829 | Central HP <5.4 tons | AIRQUEST | HRCU-A-CB (Split System: Heat Pump with Remote Outdoor Unit-Air-Source) | HVH825GKA2* |  |  | EA*4X37L21A*+WALLCON | *95CSU1002122A* | 24400 | 17 | 8.5 | 21200 | 16600 | 78.3% | 2.04 | 11.5 | 11 |  |  |  | No | R-410A | 2.0333 | Residential & Commercial | Ducted CEE Tier 1
213772635 | Central HP <5.4 tons | CARRIER | HRCU-A-CB (Split System: Heat Pump with Remote Outdoor Unit-Air-Source) | 25VNA825A*032* |  |  | CAP**2417AL*+UI | 58TN*B070C17**16 | 23200 | 16.5 | 8.1 | 22000 | 16800 | 76.36% | 1.88 | 0 | 10.5 |  |  |  | No | R-410A | 1.9333 | Residential & Commercial | Ducted CEE Tier 1
213772885 | Central HP <5.4 tons | CARRIER | HRCU-A-CB (Split System: Heat Pump with Remote Outdoor Unit-Air-Source) | 25VNA825A*032* |  |  | CAP**3017AL*+UI | 59MN7C060C17**14 | 23200 | 16 | 8.1 | 21600 | 16800 | 77.78% | 1.9 | 0 | 10.5 |  |  |  | No | R-410A | 1.9333 | Residential & Commercial | Ducted CEE Tier 1
214651277 | Central HP <5.4 tons | COLEMAN | HRCU-A-CB (Split System: Heat Pump with Remote Outdoor Unit-Air-Source) | HH824E2S11 |  |  | CTU36B5XDS1+TXV | CP9C060B12MP13 | 23000 | 18 | 9.5 | 23000 | 18800 | 81.74% | 2 | 0 | 12 |  |  |  | No | R-454B | 1.9167 | Residential & Commercial | Ducted CEE Tier 1
213770293 | Central HP <5.4 tons | CARRIER | HRCU-A-CB (Split System: Heat Pump with Remote Outdoor Unit-Air-Source) | 25VNA448A*031* |  |  | CAP**6024AL*+UI | 59TN6C100C21**22 | 44500 | 21 | 9 | 46000 | 36200 | 78.7% | 2.34 | 0 | 11.7 |  |  |  | No | R-410A | 3.7083 | Residential & Commercial | Ducted CEE Tier 1
215934235 | Central HP <5.4 tons | BRYANT HEATING AND COOLING SYSTEMS | HRCU-A-CB (Split System: Heat Pump with Remote Outdoor Unit-Air-Source) | 293VAN048**AA* |  |  | CAA**6121AM*+UI | 987MC60060C21*** | 44500 | 20.5 | 9.4 | 49000 | 37400 | 76.33% | 2 | 0 | 10 |  |  |  | No | R-454B | 3.7083 | Residential & Commercial | Ducted CEE Tier 1
215934255 | Central HP <5.4 tons | BRYANT HEATING AND COOLING SYSTEMS | HRCU-A-CB (Split System: Heat Pump with Remote Outdoor Unit-Air-Source) | 293VAN048**AA* |  |  | CAA**6121AM*+UI | 987MC60080C21*** | 45000 | 21 | 9.5 | 48500 | 37000 | 76.29% | 2 | 0 | 11 |  |  |  | No | R-454B | 3.75 | Residential & Commercial | Ducted CEE Tier 1
215934605 | Central HP <5.4 tons | BRYANT HEATING AND COOLING SYSTEMS | HRCU-A-CB (Split System: Heat Pump with Remote Outdoor Unit-Air-Source) | 293VAN048**AA* |  |  | CSAH*6012AM*+UI | 986TD42080C17*** | 43500 | 19.5 | 9 | 49000 | 35600 | 72.65% | 1.92 | 0 | 11.5 |  |  |  | No | R-454B | 3.625 | Residential & Commercial | Ducted CEE Tier 1
215932365 | Central HP <5.4 tons | BRYANT HEATING AND COOLING SYSTEMS | HRCU-A-CB (Split System: Heat Pump with Remote Outdoor Unit-Air-Source) | 293VAN036**AA* |  |  | CAA**4321AM*+UI | 987MC42060C17*** | 33800 | 19.5 | 9.5 | 34200 | 26200 | 76.61% | 2.06 | 0 | 11 |  |  |  | No | R-454B | 2.8167 | Residential & Commercial | Ducted CEE Tier 1
206414279 | Central HP <5.4 tons | KINGHOME | HRCU-A-CB (Split System: Heat Pump with Remote Outdoor Unit-Air-Source) | KU60UHO |  |  | KU48UH2I |  | 48000 | 17 | 9 | 48000 | 39000 | 81.25% | 1.8 | 11.5 | 11 |  |  |  | No | R-410A | 4 | Residential & Commercial | Ducted CEE Tier 1
215675571 | Central HP <5.4 tons | KENMORE | HRCU-A-CB (Split System: Heat Pump with Remote Outdoor Unit-Air-Source) | (C,H,T)5H0V48*K*AAA* |  |  | EVM5X49M21A*+WALLCON | *80CTL0902120B* | 48000 | 19 | 9 | 50000 | 36600 | 73.2% | 2 | 0 | 10.5 |  |  |  | No | R-454B | 4 | Residential & Commercial | Ducted CEE Tier 1
215675671 | Central HP <5.4 tons | KENMORE | HRCU-A-CB (Split System: Heat Pump with Remote Outdoor Unit-Air-Source) | (C,H,T)5H0V48*K*AAA* |  |  | EVM5X60M21A*+WALLCON | *80CSU0601716A* | 48000 | 19 | 9 | 50000 | 36800 | 73.6% | 2 | 0 | 10 |  |  |  | No | R-454B | 4 | Residential & Commercial | Ducted CEE Tier 1
206773448 | Central HP <5.4 tons | AIRQUEST | HRCU-A-CB (Split System: Heat Pump with Remote Outdoor Unit-Air-Source) | HVH837GKA2* |  |  | EA*4X42L21A*+WALLCON | *95CSU1002122A* | 31800 | 17.5 | 8.1 | 33000 | 24400 | 73.94% | 1.9 | 11.5 | 11 |  |  |  | No | R-410A | 2.65 | Residential & Commercial | Ducted CEE Tier 1
206773601 | Central HP <5.4 tons | AIRQUEST | HRCU-A-CB (Split System: Heat Pump with Remote Outdoor Unit-Air-Source) | HVH837GKA2* |  |  | EN(A,D,W)4X48L21**+WALLCON | *95CSU0802120A* | 32400 | 17.5 | 8.1 | 32800 | 24800 | 75.61% | 1.96 | 12 | 11.7 |  |  |  | No | R-410A | 2.7 | Residential & Commercial | Ducted CEE Tier 1
216581449 | Central HP <5.4 tons | BRYANT HEATING AND COOLING SYSTEMS | HRCU-A-CB (Split System: Heat Pump with Remote Outdoor Unit-Air-Source) | 284ANV048*0**B* |  |  | CAP**6121AL*+UI | 987TA42080C17*** | 44500 | 20 | 9 | 46500 | 36600 | 78.71% | 2 | 0 | 11 |  |  |  | No | R-410A | 3.7083 | Residential & Commercial | Ducted CEE Tier 1
207252615 | Central HP <5.4 tons | ECOER | HRCU-A-CB (Split System: Heat Pump with Remote Outdoor Unit-Air-Source) | EODA18H-2436 |  |  | GNC2430BPT | MGH96M060B3A | 22800 | 16 | 8.5 | 23200 | 16400 | 70.69% | 1.95 | 12.5 | 11.7 |  |  |  | No | R-410A | 1.9 | Residential & Commercial | Ducted CEE Tier 1
215934091 | Central HP <5.4 tons | KEEPRITE | HRCU-A-CB (Split System: Heat Pump with Remote Outdoor Unit-Air-Source) | C5H3V48*K*AAA* |  |  | EA*5X60M24A*+WALLCON | *80CSU1002120A* | 44500 | 21 | 9.5 | 48500 | 36400 | 75.05% | 2 | 0 | 11 |  |  |  | No | R-454B | 3.7083 | Residential & Commercial | Ducted CEE Tier 1
215934441 | Central HP <5.4 tons | KEEPRITE | HRCU-A-CB (Split System: Heat Pump with Remote Outdoor Unit-Air-Source) | C5H3V48*K*AAA* |  |  | ESH5X48M12A*+WALLCON | *80CTL0701412B* | 43000 | 19.5 | 8.5 | 49000 | 35400 | 72.24% | 1.8 | 0 | 11 |  |  |  | No | R-454B | 3.5833 | Residential & Commercial | Ducted CEE Tier 1
213078610 | Central HP <5.4 tons | HEIL | HRCU-A-CB (Split System: Heat Pump with Remote Outdoor Unit-Air-Source) | DLCURAH36ABK |  |  | EA*4X36L21A* | *80MS(N,L)1102120A* | 35400 | 16.5 | 8.1 | 38500 | 35200 | 91.43% | 1.84 | 0 | 10 |  |  |  | No | R-410A | 2.95 | Residential & Commercial | Ducted CEE Tier 1
213078762 | Central HP <5.4 tons | HEIL | HRCU-A-CB (Split System: Heat Pump with Remote Outdoor Unit-Air-Source) | DLCURAH36ABK |  |  | EN(A,D)4X48L24** | *80MS(N,L)1102420A* | 36200 | 17 | 8.1 | 38500 | 34800 | 90.39% | 2.02 | 0 | 10.5 |  |  |  | No | R-410A | 3.0167 | Residential & Commercial | Ducted CEE Tier 1
215933184 | Central HP <5.4 tons | CARRIER | HRCU-A-CB (Split System: Heat Pump with Remote Outdoor Unit-Air-Source) | 27VNA336A*030* |  |  | CSAH*3612AM*+UI | 59MN7C080C17**14 | 33000 | 18.5 | 9 | 35600 | 27200 | 76.4% | 1.92 | 0 | 10.5 |  |  |  | No | R-454B | 2.75 | Residential & Commercial | Ducted CEE Tier 1
215933754 | Central HP <5.4 tons | CARRIER | HRCU-A-CB (Split System: Heat Pump with Remote Outdoor Unit-Air-Source) | 27VNA336A*030* |  |  | CSAH*6012AM*+UI | 58TN*B070C14**12 | 34000 | 19.5 | 9 | 34800 | 26400 | 75.86% | 1.92 | 0 | 11 |  |  |  | No | R-454B | 2.8333 | Residential & Commercial | Ducted CEE Tier 1
215934854 | Central HP <5.4 tons | CARRIER | HRCU-A-CB (Split System: Heat Pump with Remote Outdoor Unit-Air-Source) | 27VNA336A*030* |  |  | CVAMA4421XMA*+UI | 58TN*B110C21**20 | 35600 | 22 | 8.5 | 38000 | 28400 | 74.74% | 2.02 | 0 | 12.5 |  |  |  | No | R-454B | 2.9667 | Residential & Commercial | Ducted CEE Tier 1
215934904 | Central HP <5.4 tons | CARRIER | HRCU-A-CB (Split System: Heat Pump with Remote Outdoor Unit-Air-Source) | 27VNA336A*030* |  |  | CVAMA4421XMA*+UI | 59MN7C080C17**14 | 35400 | 21.5 | 8.5 | 38500 | 29000 | 75.32% | 2.02 | 0 | 12 |  |  |  | No | R-454B | 2.95 | Residential & Commercial | Ducted CEE Tier 1
212361357 | Central HP <5.4 tons | American Standard | HRCU-A-C (Split System: Heat Pump with Remote Outdoor Unit with No Indoor Fan --Air Source) | 4TXD2036A10NU** |  |  | 4RXCB024AS3HC** |  | 23000 | 15.2 | 8.5 | 24000 | 21600 | 90% | 1.8 | 0 | 11 |  |  |  | No | R-410A | 1.9167 | Residential & Commercial | Ducted CEE Tier 1
215931531 | Central HP <5.4 tons | KEEPRITE | HRCU-A-CB (Split System: Heat Pump with Remote Outdoor Unit-Air-Source) | C5H3V60*K*AAA* |  |  | EA*5X60M24A*+WALLCON | *80CSU1002120A* | 55500 | 18.5 | 8.5 | 60500 | 46000 | 76.03% | 2.04 | 0 | 11 |  |  |  | No | R-454B | 4.625 | Residential & Commercial | Ducted CEE Tier 1
215931561 | Central HP <5.4 tons | KEEPRITE | HRCU-A-CB (Split System: Heat Pump with Remote Outdoor Unit-Air-Source) | C5H3V60*K*AAA* |  |  | EA*5X60M24A*+WALLCON | *80CTL1102120B* | 56000 | 18.5 | 8.5 | 60500 | 45500 | 75.21% | 2.06 | 0 | 11.5 |  |  |  | No | R-454B | 4.6667 | Residential & Commercial | Ducted CEE Tier 1
215931581 | Central HP <5.4 tons | KEEPRITE | HRCU-A-CB (Split System: Heat Pump with Remote Outdoor Unit-Air-Source) | C5H3V60*K*AAA* |  |  | EA*5X60M24A*+WALLCON | *95CSU0802120B* | 55500 | 18 | 8.1 | 60500 | 46000 | 76.03% | 1.95 | 0 | 11 |  |  |  | No | R-454B | 4.625 | Residential & Commercial | Ducted CEE Tier 1
215934941 | Central HP <5.4 tons | KEEPRITE | HRCU-A-CB (Split System: Heat Pump with Remote Outdoor Unit-Air-Source) | C5H3V36*K*AAA* |  |  | EVM5X44M21A*+WALLCON | *96CTN0801714B* | 35400 | 21.5 | 8.5 | 38500 | 28800 | 74.81% | 2.02 | 0 | 12 |  |  |  | No | R-454B | 2.95 | Residential & Commercial | Ducted CEE Tier 1
215935161 | Central HP <5.4 tons | KEEPRITE | HRCU-A-CB (Split System: Heat Pump with Remote Outdoor Unit-Air-Source) | C5H3V36*K*AAA* |  |  | EVM5X60M21A*+WALLCON | *80CSU0601716A* | 35600 | 22 | 8.5 | 38000 | 28600 | 75.26% | 2.02 | 0 | 12 |  |  |  | No | R-454B | 2.9667 | Residential & Commercial | Ducted CEE Tier 1
215935311 | Central HP <5.4 tons | KEEPRITE | HRCU-A-CB (Split System: Heat Pump with Remote Outdoor Unit-Air-Source) | C5H3V36*K*AAA* |  |  | EVM5X60M21A*+WALLCON | *96CTN0801714B* | 35400 | 21.5 | 8.5 | 38000 | 28800 | 75.79% | 2.02 | 0 | 12 |  |  |  | No | R-454B | 2.95 | Residential & Commercial | Ducted CEE Tier 1
215933691 | Central HP <5.4 tons | KEEPRITE | HRCU-A-CB (Split System: Heat Pump with Remote Outdoor Unit-Air-Source) | C5H3V36*K*AAA* |  |  | ESH5X48M12A*+WALLCON | *96CTN0401410B* | 32200 | 17.5 | 9 | 33800 | 26000 | 76.92% | 1.94 | 0 | 10.5 |  |  |  | No | R-454B | 2.6833 | Residential & Commercial | Ducted CEE Tier 1
215933791 | Central HP <5.4 tons | KEEPRITE | HRCU-A-CB (Split System: Heat Pump with Remote Outdoor Unit-Air-Source) | C5H3V36*K*AAA* |  |  | ESH5X60M12A*+WALLCON | *80CTL0901716B* | 34200 | 19.5 | 9 | 34400 | 26200 | 76.16% | 1.94 | 0 | 11.7 |  |  |  | No | R-454B | 2.85 | Residential & Commercial | Ducted CEE Tier 1
215318833 | Central HP <5.4 tons | Weathermaker | HRCU-A-CB (Split System: Heat Pump with Remote Outdoor Unit-Air-Source) | 37MUHAQ24AA3 |  |  | 45MUHAQ24XX3 |  | 24000 | 18.7 | 10 | 24000 | 20600 | 85.83% | 2.14 | 0 | 12 |  |  |  | No | R-454B | 2 | Residential & Commercial | Ducted CEE Tier 1
215935141 | Central HP <5.4 tons | KEEPRITE | HRCU-A-CB (Split System: Heat Pump with Remote Outdoor Unit-Air-Source) | C5H3V36*K*AAA* |  |  | EVM5X49M21A*+WALLCON | *96CTN1002122B* | 35600 | 22 | 8.5 | 38000 | 28600 | 75.26% | 2.02 | 0 | 12.5 |  |  |  | No | R-454B | 2.9667 | Residential & Commercial | Ducted CEE Tier 1
215935171 | Central HP <5.4 tons | KEEPRITE | HRCU-A-CB (Split System: Heat Pump with Remote Outdoor Unit-Air-Source) | C5H3V36*K*AAA* |  |  | EVM5X60M21A*+WALLCON | *80CSU1002120A* | 35600 | 21.5 | 8.5 | 38000 | 28800 | 75.79% | 2.02 | 0 | 12 |  |  |  | No | R-454B | 2.9667 | Residential & Commercial | Ducted CEE Tier 1
216581459 | Central HP <5.4 tons | BRYANT HEATING AND COOLING SYSTEMS | HRCU-A-CB (Split System: Heat Pump with Remote Outdoor Unit-Air-Source) | 284ANV048*0**B* |  |  | CAP**6124AL*+UI | 987TA66120C24*** | 45000 | 21.5 | 9.5 | 46000 | 35800 | 77.83% | 2 | 0 | 11.5 |  |  |  | No | R-410A | 3.75 | Residential & Commercial | Ducted CEE Tier 1
207742357 | Central HP <5.4 tons | Invertercool | HRCU-A-CB (Split System: Heat Pump with Remote Outdoor Unit-Air-Source) | COH16S-60AA |  |  | CVTAN-48A |  | 45000 | 16 | 8.5 | 46000 | 32400 | 70.43% | 2 | 11.2 | 10.4 |  |  |  | No | R-410A | 3.75 | Residential & Commercial | Ducted CEE Tier 1
215318853 | Central HP <5.4 tons | Weathermaker | HRCU-A-CB (Split System: Heat Pump with Remote Outdoor Unit-Air-Source) | 37MBHAQ36AA3 |  |  | 45MBAAQ36XA3 |  | 36000 | 17.3 | 9.5 | 38000 | 38000 | 100% | 2.06 | 0 | 11.7 |  |  |  | No | R-454B | 3 | Residential & Commercial | Ducted CEE Tier 1
215676761 | Central HP <5.4 tons | KENMORE | HRCU-A-CB (Split System: Heat Pump with Remote Outdoor Unit-Air-Source) | (C,H,T)5H0V48*K*AAA* |  |  | EVD5X61M21A*+WALLCON | *80CTL1102120B* | 48500 | 19.5 | 9.5 | 50000 | 36600 | 73.2% | 2.12 | 0 | 10.5 |  |  |  | No | R-454B | 4.0417 | Residential & Commercial | Ducted CEE Tier 1
215676391 | Central HP <5.4 tons | KENMORE | HRCU-A-CB (Split System: Heat Pump with Remote Outdoor Unit-Air-Source) | (C,H,T)5H0V48*K*AAA* |  |  | EVD5X49M24A*+WALLCON | *96CTN1002122B* | 48000 | 19 | 9 | 50000 | 36600 | 73.2% | 2 | 0 | 10 |  |  |  | No | R-454B | 4 | Residential & Commercial | Ducted CEE Tier 1
215676931 | Central HP <5.4 tons | KENMORE | HRCU-A-CB (Split System: Heat Pump with Remote Outdoor Unit-Air-Source) | (C,H,T)5H0V48*K*AAA* |  |  | EVD5X61M24A*+WALLCON | *97CMN1002122B* | 48500 | 19.5 | 9.5 | 50000 | 36800 | 73.6% | 2.12 | 0 | 10.5 |  |  |  | No | R-454B | 4.0417 | Residential & Commercial | Ducted CEE Tier 1
215934671 | Central HP <5.4 tons | KEEPRITE | HRCU-A-CB (Split System: Heat Pump with Remote Outdoor Unit-Air-Source) | C5H3V36*K*AAA* |  |  | EVM5X31M17A*+WALLCON | *97CMN0601714B* | 34800 | 20.5 | 8.5 | 38000 | 28000 | 73.68% | 2.08 | 0 | 11.5 |  |  |  | No | R-454B | 2.9 | Residential & Commercial | Ducted CEE Tier 1
215933821 | Central HP <5.4 tons | KEEPRITE | HRCU-A-CB (Split System: Heat Pump with Remote Outdoor Unit-Air-Source) | C5H3V36*K*AAA* |  |  | ESH5X60M12A*+WALLCON | *80CTL1352422B* | 34200 | 19.5 | 9 | 34400 | 26000 | 75.58% | 1.96 | 0 | 11.7 |  |  |  | No | R-454B | 2.85 | Residential & Commercial | Ducted CEE Tier 1
215933851 | Central HP <5.4 tons | KEEPRITE | HRCU-A-CB (Split System: Heat Pump with Remote Outdoor Unit-Air-Source) | C5H3V36*K*AAA* |  |  | ESH5X60M12A*+WALLCON | *95CSU1002122B* | 34200 | 19.5 | 9 | 34200 | 25800 | 75.44% | 1.96 | 0 | 11.7 |  |  |  | No | R-454B | 2.85 | Residential & Commercial | Ducted CEE Tier 1
215932481 | Central HP <5.4 tons | KEEPRITE | HRCU-A-CB (Split System: Heat Pump with Remote Outdoor Unit-Air-Source) | C5H3V36*K*AAA* |  |  | EA*5X48M21A*+WALLCON | *97CMN0602120B* | 33200 | 19.5 | 9.5 | 35000 | 26800 | 76.57% | 2.02 | 0 | 11 |  |  |  | No | R-454B | 2.7667 | Residential & Commercial | Ducted CEE Tier 1
215932531 | Central HP <5.4 tons | KEEPRITE | HRCU-A-CB (Split System: Heat Pump with Remote Outdoor Unit-Air-Source) | C5H3V36*K*AAA* |  |  | EA*5X60M24A*+WALLCON | *80CSU1002120A* | 34000 | 20 | 9 | 34200 | 26000 | 76.02% | 1.94 | 0 | 11.7 |  |  |  | No | R-454B | 2.8333 | Residential & Commercial | Ducted CEE Tier 1
215932581 | Central HP <5.4 tons | KEEPRITE | HRCU-A-CB (Split System: Heat Pump with Remote Outdoor Unit-Air-Source) | C5H3V36*K*AAA* |  |  | EA*5X60M24A*+WALLCON | *95CSU0802120B* | 34000 | 20 | 9 | 34200 | 26000 | 76.02% | 1.94 | 0 | 11.7 |  |  |  | No | R-454B | 2.8333 | Residential & Commercial | Ducted CEE Tier 1
215932951 | Central HP <5.4 tons | KEEPRITE | HRCU-A-CB (Split System: Heat Pump with Remote Outdoor Unit-Air-Source) | C5H3V36*K*AAA* |  |  | EA*5X61M24A*+WALLCON | *96CTN1002122B* | 34400 | 20.5 | 9.5 | 34200 | 26000 | 76.02% | 2.08 | 0 | 12 |  |  |  | No | R-454B | 2.8667 | Residential & Commercial | Ducted CEE Tier 1
211391518 | Central HP <5.4 tons | LUXAIRE | HRCU-A-CB (Split System: Heat Pump with Remote Outdoor Unit-Air-Source) | HMH72B341 |  |  | XAFC36DBCN1 | TM8E100C16MP11 | 34000 | 17.5 | 8.1 | 33600 | 23800 | 70.83% | 2.08 | 0 | 10 |  |  |  | No | R-410A | 2.8333 | Residential & Commercial | Ducted CEE Tier 1
215676311 | Central HP <5.4 tons | KENMORE | HRCU-A-CB (Split System: Heat Pump with Remote Outdoor Unit-Air-Source) | (C,H,T)5H0V48*K*AAA* |  |  | EVD5X49M24A*+WALLCON | *80CTL0902120B* | 48000 | 19 | 9 | 50000 | 36400 | 72.8% | 2 | 0 | 10.5 |  |  |  | No | R-454B | 4 | Residential & Commercial | Ducted CEE Tier 1
215675841 | Central HP <5.4 tons | KENMORE | HRCU-A-CB (Split System: Heat Pump with Remote Outdoor Unit-Air-Source) | (C,H,T)5H0V48*K*AAA* |  |  | EVM5X60M21A*+WALLCON | *96CTN1002122B* | 48000 | 19 | 9 | 50000 | 36800 | 73.6% | 2 | 0 | 10 |  |  |  | No | R-454B | 4 | Residential & Commercial | Ducted CEE Tier 1
215675741 | Central HP <5.4 tons | KENMORE | HRCU-A-CB (Split System: Heat Pump with Remote Outdoor Unit-Air-Source) | (C,H,T)5H0V48*K*AAA* |  |  | EVM5X60M21A*+WALLCON | *80CTL0902120B* | 48000 | 19 | 9.5 | 50000 | 36600 | 73.2% | 2.1 | 0 | 10.5 |  |  |  | No | R-454B | 4 | Residential & Commercial | Ducted CEE Tier 1
215675491 | Central HP <5.4 tons | KENMORE | HRCU-A-CB (Split System: Heat Pump with Remote Outdoor Unit-Air-Source) | (C,H,T)5H0V48*K*AAA* |  |  | EVM5X48M21A*+WALLCON | *96CTN1002122B* | 47000 | 18.5 | 9 | 50000 | 36400 | 72.8% | 2 | 0 | 10 |  |  |  | No | R-454B | 3.9167 | Residential & Commercial | Ducted CEE Tier 1
215676531 | Central HP <5.4 tons | KENMORE | HRCU-A-CB (Split System: Heat Pump with Remote Outdoor Unit-Air-Source) | (C,H,T)5H0V48*K*AAA* |  |  | EVD5X60M21A*+WALLCON | *97CMN0602120B* | 47500 | 18.5 | 9 | 50000 | 37200 | 74.4% | 1.98 | 0 | 10 |  |  |  | No | R-454B | 3.9583 | Residential & Commercial | Ducted CEE Tier 1
215676231 | Central HP <5.4 tons | KENMORE | HRCU-A-CB (Split System: Heat Pump with Remote Outdoor Unit-Air-Source) | (C,H,T)5H0V48*K*AAA* |  |  | EVD5X48M24A*+WALLCON | *80CTL1352422B* | 47000 | 19 | 9 | 50000 | 36200 | 72.4% | 2 | 0 | 10 |  |  |  | No | R-454B | 3.9167 | Residential & Commercial | Ducted CEE Tier 1
215676131 | Central HP <5.4 tons | KENMORE | HRCU-A-CB (Split System: Heat Pump with Remote Outdoor Unit-Air-Source) | (C,H,T)5H0V48*K*AAA* |  |  | EVD5X48M21A*+WALLCON | *80CTL1102120B* | 47000 | 18.5 | 9 | 50000 | 36400 | 72.8% | 2 | 0 | 10 |  |  |  | No | R-454B | 3.9167 | Residential & Commercial | Ducted CEE Tier 1
214279936 | Central HP <5.4 tons | DAY & NIGHT | HRCU-A-CB (Split System: Heat Pump with Remote Outdoor Unit-Air-Source) | DLCURAH24ABK |  |  | EA*4X37L17A* | *96MSN0601716A* | 24200 | 16.5 | 9 | 25400 | 21800 | 85.83% | 1.82 | 0 | 10 |  |  |  | No | R-410A | 2.0167 | Residential & Commercial | Ducted CEE Tier 1
213076377 | Central HP <5.4 tons | HEIL | HRCU-A-CB (Split System: Heat Pump with Remote Outdoor Unit-Air-Source) | DLCURAH24ABK |  |  | EA*4X24L17A* | *96VTN0601716B* | 23200 | 16.5 | 8.5 | 26800 | 26600 | 99.25% | 2.26 | 0 | 10 |  |  |  | No | R-410A | 1.9333 | Residential & Commercial | Ducted CEE Tier 1
214229385 | Central HP <5.4 tons | TEMPSTAR | HRCU-A-CB (Split System: Heat Pump with Remote Outdoor Unit-Air-Source) | DLCURAH24ABK |  |  | EA*4X37L21A* | *80MSU0802120A* | 24200 | 17.5 | 8.5 | 25000 | 21400 | 85.6% | 1.8 | 0 | 10 |  |  |  | No | R-410A | 2.0167 | Residential & Commercial | Ducted CEE Tier 1
215668754 | Central HP <5.4 tons | KENMORE | HRCU-A-CB (Split System: Heat Pump with Remote Outdoor Unit-Air-Source) | (C,H,T)5H0V36*K*AAA* |  |  | EA*5X37M21A*+WALLCON | *97CMN0802120B* | 34400 | 18 | 8.1 | 35400 | 25200 | 71.19% | 1.88 | 0 | 10 |  |  |  | No | R-454B | 2.8667 | Residential & Commercial | Ducted CEE Tier 1
212980261 | Central HP <5.4 tons | DAY & NIGHT | HRCU-A-CB (Split System: Heat Pump with Remote Outdoor Unit-Air-Source) | DLCURAH24ABK |  |  | EA*4X36L21A* | *80MS(N,L)0902116A* | 23400 | 17.5 | 8.5 | 26000 | 24400 | 93.85% | 2.04 | 0 | 10 |  |  |  | No | R-410A | 1.95 | Residential & Commercial | Ducted CEE Tier 1
215934924 | Central HP <5.4 tons | CARRIER | HRCU-A-CB (Split System: Heat Pump with Remote Outdoor Unit-Air-Source) | 27VNA336A*030* |  |  | CVAMA4421XMA*+UI | 59MN7C100C21**22 | 35600 | 22 | 8.5 | 38000 | 28600 | 75.26% | 2.02 | 0 | 12.5 |  |  |  | No | R-454B | 2.9667 | Residential & Commercial | Ducted CEE Tier 1
215675981 | Central HP <5.4 tons | KENMORE | HRCU-A-CB (Split System: Heat Pump with Remote Outdoor Unit-Air-Source) | (C,H,T)5H0V48*K*AAA* |  |  | EVM5X61M24A*+WALLCON | *80CTL0702120B* | 48500 | 19 | 9.5 | 50000 | 36800 | 73.6% | 2.1 | 0 | 10.5 |  |  |  | No | R-454B | 4.0417 | Residential & Commercial | Ducted CEE Tier 1
215675911 | Central HP <5.4 tons | KENMORE | HRCU-A-CB (Split System: Heat Pump with Remote Outdoor Unit-Air-Source) | (C,H,T)5H0V48*K*AAA* |  |  | EVM5X60M24A*+WALLCON | *95CSU0802120B* | 47500 | 18.5 | 9 | 50000 | 36800 | 73.6% | 2 | 0 | 10 |  |  |  | No | R-454B | 3.9583 | Residential & Commercial | Ducted CEE Tier 1
215675561 | Central HP <5.4 tons | KENMORE | HRCU-A-CB (Split System: Heat Pump with Remote Outdoor Unit-Air-Source) | (C,H,T)5H0V48*K*AAA* |  |  | EVM5X49M21A*+WALLCON | *80CTL0901716B* | 48000 | 19 | 9 | 50000 | 37000 | 74% | 1.98 | 0 | 10 |  |  |  | No | R-454B | 4 | Residential & Commercial | Ducted CEE Tier 1
215675811 | Central HP <5.4 tons | KENMORE | HRCU-A-CB (Split System: Heat Pump with Remote Outdoor Unit-Air-Source) | (C,H,T)5H0V48*K*AAA* |  |  | EVM5X60M21A*+WALLCON | *97CMN0802120B* | 48000 | 19 | 9 | 50000 | 36800 | 73.6% | 2 | 0 | 10 |  |  |  | No | R-454B | 4 | Residential & Commercial | Ducted CEE Tier 1
215676781 | Central HP <5.4 tons | KENMORE | HRCU-A-CB (Split System: Heat Pump with Remote Outdoor Unit-Air-Source) | (C,H,T)5H0V48*K*AAA* |  |  | EVD5X61M21A*+WALLCON | *95CSU0802120B* | 48500 | 18.5 | 9 | 50000 | 37000 | 74% | 2 | 0 | 10 |  |  |  | No | R-454B | 4.0417 | Residential & Commercial | Ducted CEE Tier 1
215676381 | Central HP <5.4 tons | KENMORE | HRCU-A-CB (Split System: Heat Pump with Remote Outdoor Unit-Air-Source) | (C,H,T)5H0V48*K*AAA* |  |  | EVD5X49M24A*+WALLCON | *97CMN1202422B* | 48000 | 19 | 9 | 50000 | 36600 | 73.2% | 2 | 0 | 10 |  |  |  | No | R-454B | 4 | Residential & Commercial | Ducted CEE Tier 1
215932181 | Central HP <5.4 tons | KEEPRITE | HRCU-A-CB (Split System: Heat Pump with Remote Outdoor Unit-Air-Source) | C5H3V36*K*AAA* |  |  | EA*5X37M21A*+WALLCON | *96CTN0601714B* | 33800 | 19.5 | 9.5 | 34200 | 26000 | 76.02% | 2.06 | 0 | 11 |  |  |  | No | R-454B | 2.8167 | Residential & Commercial | Ducted CEE Tier 1
215932371 | Central HP <5.4 tons | KEEPRITE | HRCU-A-CB (Split System: Heat Pump with Remote Outdoor Unit-Air-Source) | C5H3V36*K*AAA* |  |  | EA*5X43M21A*+WALLCON | *97CMN0601714B* | 33800 | 19.5 | 9.5 | 34200 | 26200 | 76.61% | 2.06 | 0 | 11 |  |  |  | No | R-454B | 2.8167 | Residential & Commercial | Ducted CEE Tier 1
213771055 | Central HP <5.4 tons | CARRIER | HRCU-A-CB (Split System: Heat Pump with Remote Outdoor Unit-Air-Source) | 25VNA825A*031* |  |  | CAP**3717AL*+UI | 58TN*B090C17**16 | 24200 | 16.5 | 8.1 | 21400 | 16700 | 78.04% | 2 | 0 | 11 |  |  |  | No | R-410A | 2.0167 | Residential & Commercial | Ducted CEE Tier 1
213771255 | Central HP <5.4 tons | CARRIER | HRCU-A-CB (Split System: Heat Pump with Remote Outdoor Unit-Air-Source) | 25VNA825A*031* |  |  | CAP**4221AL*+UI | 58TN*B070C17**16 | 23800 | 16.5 | 8.1 | 21400 | 16700 | 78.04% | 1.96 | 0 | 10.5 |  |  |  | No | R-410A | 1.9833 | Residential & Commercial | Ducted CEE Tier 1
213771455 | Central HP <5.4 tons | CARRIER | HRCU-A-CB (Split System: Heat Pump with Remote Outdoor Unit-Air-Source) | 25VNA825A*031* |  |  | CAP**4321AL*+UI | 58TN*B090C17**16 | 24600 | 17 | 8.5 | 21000 | 16600 | 79.05% | 2.02 | 0 | 11 |  |  |  | No | R-410A | 2.05 | Residential & Commercial | Ducted CEE Tier 1
213771555 | Central HP <5.4 tons | CARRIER | HRCU-A-CB (Split System: Heat Pump with Remote Outdoor Unit-Air-Source) | 25VNA825A*031* |  |  | CAP**4821AL*+UI | 58TN*B045C17**12 | 24000 | 16.5 | 8.1 | 21000 | 16600 | 79.05% | 2 | 0 | 10.5 |  |  |  | No | R-410A | 2 | Residential & Commercial | Ducted CEE Tier 1
215668922 | Central HP <5.4 tons | KENMORE | HRCU-A-CB (Split System: Heat Pump with Remote Outdoor Unit-Air-Source) | (C,H,T)5H0V36*K*AAA* |  |  | EA*5X42M21A*+WALLCON | *97CMN1002122B* | 33200 | 17.5 | 9 | 35800 | 25600 | 71.51% | 1.84 | 0 | 10 |  |  |  | No | R-454B | 2.7667 | Residential & Commercial | Ducted CEE Tier 1
215679601 | Central HP <5.4 tons | KENMORE | HRCU-A-CB (Split System: Heat Pump with Remote Outdoor Unit-Air-Source) | (C,H,T)5H0V36*K*AAA* |  |  | EA*5X61M21A*+WALLCON | *96CTN0802120B* | 34800 | 18 | 9 | 34400 | 24800 | 72.09% | 1.92 | 0 | 10.5 |  |  |  | No | R-454B | 2.9 | Residential & Commercial | Ducted CEE Tier 1
215668914 | Central HP <5.4 tons | KENMORE | HRCU-A-CB (Split System: Heat Pump with Remote Outdoor Unit-Air-Source) | (C,H,T)5H0V36*K*AAA* |  |  | EA*5X42M21A*+WALLCON | *97CMN0802120B* | 33200 | 17.5 | 9 | 35800 | 25600 | 71.51% | 1.86 | 0 | 10 |  |  |  | No | R-454B | 2.7667 | Residential & Commercial | Ducted CEE Tier 1
215668762 | Central HP <5.4 tons | KENMORE | HRCU-A-CB (Split System: Heat Pump with Remote Outdoor Unit-Air-Source) | (C,H,T)5H0V36*K*AAA* |  |  | EA*5X37M21A*+WALLCON | *97CMN1002122B* | 34600 | 18 | 9 | 35200 | 25000 | 71.02% | 1.9 | 0 | 10 |  |  |  | No | R-454B | 2.8833 | Residential & Commercial | Ducted CEE Tier 1
216599657 | Central HP <5.4 tons | TRANE | HRCU-A-CB (Split System: Heat Pump with Remote Outdoor Unit-Air-Source) | 5TWV8X24A1 |  |  | 5PX*B003AS3 | S9V2B060D3PSC+LRP | 20000 | 18.1 | 8.5 | 23200 | 18500 | 79.74% | 2.1 | 0 | 10.5 |  |  |  | No | R-454B | 1.6667 | Residential & Commercial | Ducted CEE Tier 1
214650824 | Central HP <5.4 tons | COLEMAN | HRCU-A-CB (Split System: Heat Pump with Remote Outdoor Unit-Air-Source) | HH860E2S11 |  |  | CTU60D5XGS1+TXV | Z8ES130D20SMPS1 | 45000 | 18 | 9 | 45000 | 33200 | 73.78% | 2 | 0 | 12 |  |  |  | No | R-454B | 3.75 | Residential & Commercial | Ducted CEE Tier 1
216599681 | Central HP <5.4 tons | TRANE | HRCU-A-CB (Split System: Heat Pump with Remote Outdoor Unit-Air-Source) | 5TWV8X24A1 |  |  | 5PX*BD06AS3 | S9V2B080D4PSC+LRP | 22000 | 18.1 | 8.5 | 23600 | 18700 | 79.24% | 2.2 | 0 | 11.5 |  |  |  | No | R-454B | 1.8333 | Residential & Commercial | Ducted CEE Tier 1
214809193 | Central HP <5.4 tons | LUXAIRE | HRCU-A-CB (Split System: Heat Pump with Remote Outdoor Unit-Air-Source) | HH860E2S11 |  |  | CTU60C5XGS1+TXV | LPLC080C16MP13 | 43500 | 18 | 9 | 44000 | 33400 | 75.91% | 2 | 0 | 11.7 |  |  |  | No | R-454B | 3.625 | Residential & Commercial | Ducted CEE Tier 1
215932271 | Central HP <5.4 tons | KEEPRITE | HRCU-A-CB (Split System: Heat Pump with Remote Outdoor Unit-Air-Source) | C5H3V36*K*AAA* |  |  | EA*5X42M21A*+WALLCON | *95CSU0601716B* | 32400 | 19.5 | 9.5 | 35400 | 27200 | 76.84% | 2 | 0 | 11 |  |  |  | No | R-454B | 2.7 | Residential & Commercial | Ducted CEE Tier 1
215932101 | Central HP <5.4 tons | KEEPRITE | HRCU-A-CB (Split System: Heat Pump with Remote Outdoor Unit-Air-Source) | C5H3V36*K*AAA* |  |  | EA*5X36M17A*+WALLCON | *97CMN0801714B* | 32000 | 19 | 9.5 | 35600 | 27400 | 76.97% | 1.98 | 0 | 10.5 |  |  |  | No | R-454B | 2.6667 | Residential & Commercial | Ducted CEE Tier 1
214242732 | Central HP <5.4 tons | KEEPRITE | HRCU-A-CB (Split System: Heat Pump with Remote Outdoor Unit-Air-Source) | CVH825GKA2* |  |  | EN(A,D,W)4X36L17**+WALLCON | *96CTN0801714B* | 23400 | 16.5 | 8.1 | 21600 | 16700 | 77.31% | 1.92 | 0 | 11 |  |  |  | No | R-410A | 1.95 | Residential & Commercial | Ducted CEE Tier 1
211391984 | Central HP <5.4 tons | FRASER-JOHNSTON | HRCU-A-CB (Split System: Heat Pump with Remote Outdoor Unit-Air-Source) | HMH72B341 |  |  | XAHC36DXXN1+TXV | TMLE080C16MP11 | 33600 | 17.5 | 8.1 | 32800 | 23200 | 70.73% | 2.04 | 0 | 10 |  |  |  | No | R-410A | 2.8 | Residential & Commercial | Ducted CEE Tier 1
211392093 | Central HP <5.4 tons | FRASER-JOHNSTON | HRCU-A-CB (Split System: Heat Pump with Remote Outdoor Unit-Air-Source) | HMH72B341 |  |  | XAFC36DBCN1 | TMLE080C16MP11 | 34000 | 17 | 8.5 | 33600 | 23600 | 70.24% | 2.08 | 0 | 10 |  |  |  | No | R-410A | 2.8333 | Residential & Commercial | Ducted CEE Tier 1
211392061 | Central HP <5.4 tons | LUXAIRE | HRCU-A-CB (Split System: Heat Pump with Remote Outdoor Unit-Air-Source) | HMH72B341 |  |  | XAFC36DXXN1+TXV | TMLE080C16MP11 | 34000 | 17 | 8.5 | 33600 | 23600 | 70.24% | 2.08 | 0 | 10 |  |  |  | No | R-410A | 2.8333 | Residential & Commercial | Ducted CEE Tier 1
211389789 | Central HP <5.4 tons | LUXAIRE | HRCU-A-CB (Split System: Heat Pump with Remote Outdoor Unit-Air-Source) | HMH72B341 |  |  | XAUB30CXXN1+TXV | TM8Y080B12MP11 | 32800 | 17.5 | 8.1 | 33000 | 23200 | 70.3% | 2.02 | 0 | 10 |  |  |  | No | R-410A | 2.7333 | Residential & Commercial | Ducted CEE Tier 1
213771225 | Central HP <5.4 tons | CARRIER | HRCU-A-CB (Split System: Heat Pump with Remote Outdoor Unit-Air-Source) | 25VNA825A*031* |  |  | CAP**3721AL*+UI | 59TN6C080C17**14 | 24400 | 16.5 | 8.1 | 21200 | 16600 | 78.3% | 2.02 | 0 | 11 |  |  |  | No | R-410A | 2.0333 | Residential & Commercial | Ducted CEE Tier 1
213770565 | Central HP <5.4 tons | CARRIER | HRCU-A-CB (Split System: Heat Pump with Remote Outdoor Unit-Air-Source) | 25VNA825A*031* |  |  | CAP**2417AL*+UI | 59TN6C060C17**14 | 23200 | 16 | 8.1 | 22000 | 16900 | 76.82% | 1.88 | 0 | 10.5 |  |  |  | No | R-410A | 1.9333 | Residential & Commercial | Ducted CEE Tier 1
213770815 | Central HP <5.4 tons | CARRIER | HRCU-A-CB (Split System: Heat Pump with Remote Outdoor Unit-Air-Source) | 25VNA825A*031* |  |  | CAP**3617AL*+UI | 58TN*B070C14**12 | 23600 | 16.5 | 8.1 | 21400 | 16700 | 78.04% | 1.94 | 0 | 10.5 |  |  |  | No | R-410A | 1.9667 | Residential & Commercial | Ducted CEE Tier 1
213770865 | Central HP <5.4 tons | CARRIER | HRCU-A-CB (Split System: Heat Pump with Remote Outdoor Unit-Air-Source) | 25VNA825A*031* |  |  | CAP**3617AL*+UI | 59MN7C080C17**14 | 23400 | 16.5 | 8.1 | 21600 | 16700 | 77.31% | 1.94 | 0 | 10.5 |  |  |  | No | R-410A | 1.95 | Residential & Commercial | Ducted CEE Tier 1
213770545 | Central HP <5.4 tons | CARRIER | HRCU-A-CB (Split System: Heat Pump with Remote Outdoor Unit-Air-Source) | 25VNA825A*031* |  |  | CAP**2417AL*+UI | 59MN7C080C17**14 | 23200 | 16 | 8.1 | 22000 | 16800 | 76.36% | 1.9 | 0 | 10.5 |  |  |  | No | R-410A | 1.9333 | Residential & Commercial | Ducted CEE Tier 1
213372229 | Central HP <5.4 tons | Weathermaker | HRCU-A-C (Split System: Heat Pump with Remote Outdoor Unit with No Indoor Fan --Air Source) | 38MURAQ24AB3 |  |  | 40MULAQ24XAX + CI |  | 24000 | 16.1 | 9.8 | 25000 | 20000 | 80% | 2 | 0 | 10.7 |  |  |  | No | R-410A | 2 | Residential & Commercial | Ducted CEE Tier 1
213892612 | Central HP <5.4 tons | BRYANT HEATING AND COOLING SYSTEMS | HRCU-A-CB (Split System: Heat Pump with Remote Outdoor Unit-Air-Source) | 284ANV024*0**B* |  |  | CAP**2417AL*+UI | 986TD30040C14*** | 22600 | 17.5 | 9.5 | 27400 | 20600 | 75.18% | 2.2 | 0 | 11.5 |  |  |  | No | R-410A | 1.8833 | Residential & Commercial | Ducted CEE Tier 1
213770595 | Central HP <5.4 tons | CARRIER | HRCU-A-CB (Split System: Heat Pump with Remote Outdoor Unit-Air-Source) | 25VNA825A*031* |  |  | CAP**2517AL*+UI | 58TN*B070C14**12 | 24400 | 16.5 | 8.5 | 21200 | 16600 | 78.3% | 2.02 | 0 | 11 |  |  |  | No | R-410A | 2.0333 | Residential & Commercial | Ducted CEE Tier 1
213770895 | Central HP <5.4 tons | CARRIER | HRCU-A-CB (Split System: Heat Pump with Remote Outdoor Unit-Air-Source) | 25VNA825A*031* |  |  | CAP**3617AL*+UI | 59TN6C080C17**14 | 23600 | 16.5 | 8.1 | 21600 | 16700 | 77.31% | 1.94 | 0 | 10.5 |  |  |  | No | R-410A | 1.9667 | Residential & Commercial | Ducted CEE Tier 1
213771045 | Central HP <5.4 tons | CARRIER | HRCU-A-CB (Split System: Heat Pump with Remote Outdoor Unit-Air-Source) | 25VNA825A*031* |  |  | CAP**3717AL*+UI | 58TN*B070C17**16 | 24200 | 16.5 | 8.1 | 21400 | 16700 | 78.04% | 2 | 0 | 11 |  |  |  | No | R-410A | 2.0167 | Residential & Commercial | Ducted CEE Tier 1
213771115 | Central HP <5.4 tons | CARRIER | HRCU-A-CB (Split System: Heat Pump with Remote Outdoor Unit-Air-Source) | 25VNA825A*031* |  |  | CAP**3717AL*+UI | 59TN6C080C17**14 | 24200 | 16.5 | 8.1 | 21400 | 16700 | 78.04% | 2 | 0 | 11 |  |  |  | No | R-410A | 2.0167 | Residential & Commercial | Ducted CEE Tier 1
213770735 | Central HP <5.4 tons | CARRIER | HRCU-A-CB (Split System: Heat Pump with Remote Outdoor Unit-Air-Source) | 25VNA825A*031* |  |  | CAP**3017AL*+UI | 58TN*B090C17**16 | 23600 | 16.5 | 8.1 | 21400 | 16700 | 78.04% | 1.92 | 0 | 11 |  |  |  | No | R-410A | 1.9667 | Residential & Commercial | Ducted CEE Tier 1
211389547 | Central HP <5.4 tons | CHAMPION HEATING AND COOLING | HRCU-A-CB (Split System: Heat Pump with Remote Outdoor Unit-Air-Source) | HMH72B341 |  |  | XAFC36DXXN1+TXV | TM8Y080C16MP11 | 34000 | 18.5 | 8.5 | 34000 | 24000 | 70.59% | 2.1 | 0 | 10 |  |  |  | No | R-410A | 2.8333 | Residential & Commercial | Ducted CEE Tier 1
211391389 | Central HP <5.4 tons | CHAMPION HEATING AND COOLING | HRCU-A-CB (Split System: Heat Pump with Remote Outdoor Unit-Air-Source) | HMH72B341 |  |  | XAFC30CXXN1+TXV | TMLE120C16MP11 | 33200 | 18 | 8.5 | 33000 | 23200 | 70.3% | 2.06 | 0 | 10 |  |  |  | No | R-410A | 2.7667 | Residential & Commercial | Ducted CEE Tier 1
211392640 | Central HP <5.4 tons | CHAMPION HEATING AND COOLING | HRCU-A-CB (Split System: Heat Pump with Remote Outdoor Unit-Air-Source) | HMH72B341 |  |  | XAFB36DBCN1 | TM8E060A12MP11 | 34000 | 18 | 8.1 | 33800 | 23800 | 70.41% | 2.06 | 0 | 10 |  |  |  | No | R-410A | 2.8333 | Residential & Commercial | Ducted CEE Tier 1
211393360 | Central HP <5.4 tons | CHAMPION HEATING AND COOLING | HRCU-A-CB (Split System: Heat Pump with Remote Outdoor Unit-Air-Source) | HMH72B341 |  |  | XAFC36DXXN1+TXV | TL8E100C20UH11 | 34000 | 17.5 | 8.5 | 34000 | 24000 | 70.59% | 2.12 | 0 | 10 |  |  |  | No | R-410A | 2.8333 | Residential & Commercial | Ducted CEE Tier 1
211391838 | Central HP <5.4 tons | CHAMPION HEATING AND COOLING | HRCU-A-CB (Split System: Heat Pump with Remote Outdoor Unit-Air-Source) | HMH72B341 |  |  | XAFB36DXXN1+TXV | TMLE100B12MP11 | 34000 | 18 | 8.1 | 33800 | 23800 | 70.41% | 2.06 | 0 | 10 |  |  |  | No | R-410A | 2.8333 | Residential & Commercial | Ducted CEE Tier 1
211391987 | Central HP <5.4 tons | CHAMPION HEATING AND COOLING | HRCU-A-CB (Split System: Heat Pump with Remote Outdoor Unit-Air-Source) | HMH72B341 |  |  | XAHC36DXXN1+TXV | TMLE080C16MP11 | 33600 | 17.5 | 8.1 | 32800 | 23200 | 70.73% | 2.04 | 0 | 10 |  |  |  | No | R-410A | 2.8 | Residential & Commercial | Ducted CEE Tier 1
211388562 | Central HP <5.4 tons | CHAMPION HEATING AND COOLING | HRCU-A-CB (Split System: Heat Pump with Remote Outdoor Unit-Air-Source) | HMH72B341 |  |  | XAHC36DBCN1 | TM9E100C20MP12 | 34000 | 15.5 | 8.1 | 33200 | 23600 | 71.08% | 2.06 | 0 | 10 |  |  |  | No | R-410A | 2.8333 | Residential & Commercial | Ducted CEE Tier 1
214719907 | Central HP <5.4 tons | FRASER-JOHNSTON | HRCU-A-CB (Split System: Heat Pump with Remote Outdoor Unit-Air-Source) | HH836E2S11 |  |  | CTU48C5XFS1+TXV | TM9Y100C20MP11 | 34200 | 17 | 8.5 | 32800 | 26000 | 79.27% | 2 | 0 | 10 |  |  |  | No | R-454B | 2.85 | Residential & Commercial | Ducted CEE Tier 1
214719689 | Central HP <5.4 tons | FRASER-JOHNSTON | HRCU-A-CB (Split System: Heat Pump with Remote Outdoor Unit-Air-Source) | HH836E2S11 |  |  | CTU36B5XDS1+TXV | TMLE100B12MP11 | 33200 | 18 | 8.5 | 31200 | 25200 | 80.77% | 2 | 0 | 11 |  |  |  | No | R-454B | 2.7667 | Residential & Commercial | Ducted CEE Tier 1
213770269 | Central HP <5.4 tons | CARRIER | HRCU-A-CB (Split System: Heat Pump with Remote Outdoor Unit-Air-Source) | 25VNA448A*031* |  |  | CAP**4824AL*+UI | 58TN*B090C21**20 | 44000 | 21 | 9 | 46500 | 36200 | 77.85% | 2.28 | 0 | 11.7 |  |  |  | No | R-410A | 3.6667 | Residential & Commercial | Ducted CEE Tier 1
213770285 | Central HP <5.4 tons | CARRIER | HRCU-A-CB (Split System: Heat Pump with Remote Outdoor Unit-Air-Source) | 25VNA448A*031* |  |  | CAP**6024AL*+UI | 58TN*B110C21**20 | 45000 | 21 | 9.5 | 45500 | 36000 | 79.12% | 2.34 | 0 | 12 |  |  |  | No | R-410A | 3.75 | Residential & Commercial | Ducted CEE Tier 1
213770319 | Central HP <5.4 tons | CARRIER | HRCU-A-CB (Split System: Heat Pump with Remote Outdoor Unit-Air-Source) | 25VNA448A*031* |  |  | CAP**6124AL*+UI | 59TN6C100C21**22 | 45500 | 21 | 9.5 | 46000 | 36200 | 78.7% | 2.36 | 0 | 12 |  |  |  | No | R-410A | 3.7917 | Residential & Commercial | Ducted CEE Tier 1
213770325 | Central HP <5.4 tons | CARRIER | HRCU-A-CB (Split System: Heat Pump with Remote Outdoor Unit-Air-Source) | 25VNA448A*031* |  |  | CSPH*4812AL*+UI | 58TN*B070C17**16 | 44000 | 19.5 | 8.5 | 47000 | 37000 | 78.72% | 2.16 | 0 | 10.5 |  |  |  | No | R-410A | 3.6667 | Residential & Commercial | Ducted CEE Tier 1
211389532 | Central HP <5.4 tons | CHAMPION HEATING AND COOLING | HRCU-A-CB (Split System: Heat Pump with Remote Outdoor Unit-Air-Source) | HMH72B341 |  |  | XAFC36DXXN1+TXV | TM8Y100C16MP11 | 34000 | 18.5 | 8.5 | 34000 | 24000 | 70.59% | 2.1 | 0 | 10 |  |  |  | No | R-410A | 2.8333 | Residential & Commercial | Ducted CEE Tier 1
211389765 | Central HP <5.4 tons | CHAMPION HEATING AND COOLING | HRCU-A-CB (Split System: Heat Pump with Remote Outdoor Unit-Air-Source) | HMH72B341 |  |  | XAUB36DXXN1+TXV | TM8Y080B12MP11 | 34000 | 18 | 8.1 | 33400 | 23600 | 70.66% | 2.04 | 0 | 10 |  |  |  | No | R-410A | 2.8333 | Residential & Commercial | Ducted CEE Tier 1
211392056 | Central HP <5.4 tons | LUXAIRE | HRCU-A-CB (Split System: Heat Pump with Remote Outdoor Unit-Air-Source) | HMH72B341 |  |  | XAFC36DXXN1+TXV | TM8E080C16MP11 | 34000 | 17 | 8.5 | 33600 | 23600 | 70.24% | 2.08 | 0 | 10 |  |  |  | No | R-410A | 2.8333 | Residential & Commercial | Ducted CEE Tier 1
212974701 | Central HP <5.4 tons | TEMPSTAR | HRCU-A-CB (Split System: Heat Pump with Remote Outdoor Unit-Air-Source) | DLCURAH18ABK |  |  | EN(A,D)4X18L14** | *96VTN0401410B* | 17100 | 15.5 | 8.1 | 18400 | 19800 | 107.6% | 2.38 | 0 | 10.5 |  |  |  | No | R-410A | 1.425 | Residential & Commercial | Ducted CEE Tier 1
212983712 | Central HP <5.4 tons | DAY & NIGHT | HRCU-A-CB (Split System: Heat Pump with Remote Outdoor Unit-Air-Source) | DLCURAH18ABK |  |  | EN(A,D)4X24L17** | *92MSN0601412A* | 17500 | 16 | 8.5 | 18500 | 19200 | 103.8% | 2.3 | 0 | 11 |  |  |  | No | R-410A | 1.4583 | Residential & Commercial | Ducted CEE Tier 1
212983723 | Central HP <5.4 tons | DAY & NIGHT | HRCU-A-CB (Split System: Heat Pump with Remote Outdoor Unit-Air-Source) | DLCURAH18ABK |  |  | EN(A,D)4X30L14** | *92MSN0601412A* | 17400 | 16 | 8.1 | 17900 | 18600 | 103.9% | 2.24 | 0 | 11 |  |  |  | No | R-410A | 1.45 | Residential & Commercial | Ducted CEE Tier 1
214731835 | Central HP <5.4 tons | ECOER | HRCU-A-CB (Split System: Heat Pump with Remote Outdoor Unit-Air-Source) | EODA18H-2436BAA |  |  | GNC3036BPT | FG7SA-090C-T24B* | 32000 | 16 | 8.4 | 34600 | 24400 | 70.52% | 1.95 | 0 | 10.4 |  |  |  | No | R-410A | 2.6667 | Residential & Commercial | Ducted CEE Tier 1
214608226 | Central HP <5.4 tons | ECOER | HRCU-A-C (Split System: Heat Pump with Remote Outdoor Unit with No Indoor Fan --Air Source) | EODA18H-2436BAA |  |  | GNC2430BPT |  | 22800 | 15.2 | 8.5 | 23000 | 18600 | 80.87% | 2 | 11.5 | 11 |  |  |  | No | R-410A | 1.9 | Residential & Commercial | Ducted CEE Tier 1
211229393 | Central HP <5.4 tons | HEIL | HRCU-A-CB (Split System: Heat Pump with Remote Outdoor Unit-Air-Source) | DLCURAH36ABK |  |  | EA*4X48L24A* | *80ESU1002120A* | 36000 | 16 | 8.5 | 38500 | 34600 | 89.87% | 2.06 | 0 | 10 |  |  |  | No | R-410A | 3 | Residential & Commercial | Ducted CEE Tier 1
213772595 | Central HP <5.4 tons | CARRIER | HRCU-A-CB (Split System: Heat Pump with Remote Outdoor Unit-Air-Source) | 25VNA825A*032* |  |  | CAP**2414AL*+UI | 58TN*B070C14**12 | 23400 | 16.5 | 8.1 | 22000 | 16800 | 76.36% | 1.88 | 0 | 10.5 |  |  |  | No | R-410A | 1.95 | Residential & Commercial | Ducted CEE Tier 1
213772665 | Central HP <5.4 tons | CARRIER | HRCU-A-CB (Split System: Heat Pump with Remote Outdoor Unit-Air-Source) | 25VNA825A*032* |  |  | CAP**2417AL*+UI | 59MN7C060C17**14 | 23000 | 16 | 8.1 | 22000 | 16900 | 76.82% | 1.88 | 0 | 10 |  |  |  | No | R-410A | 1.9167 | Residential & Commercial | Ducted CEE Tier 1
213772845 | Central HP <5.4 tons | CARRIER | HRCU-A-CB (Split System: Heat Pump with Remote Outdoor Unit-Air-Source) | 25VNA825A*032* |  |  | CAP**3017AL*+UI | 58TN*B070C14**12 | 23600 | 16.5 | 8.1 | 21600 | 16700 | 77.31% | 1.9 | 0 | 10.5 |  |  |  | No | R-410A | 1.9667 | Residential & Commercial | Ducted CEE Tier 1
213773415 | Central HP <5.4 tons | CARRIER | HRCU-A-CB (Split System: Heat Pump with Remote Outdoor Unit-Air-Source) | 25VNA825A*032* |  |  | CAP**4221AL*+UI | 58TN*B110C21**20 | 23800 | 16.5 | 8.1 | 21400 | 16600 | 77.57% | 1.96 | 0 | 10.5 |  |  |  | No | R-410A | 1.9833 | Residential & Commercial | Ducted CEE Tier 1
214651063 | Central HP <5.4 tons | LUXAIRE | HRCU-A-CB (Split System: Heat Pump with Remote Outdoor Unit-Air-Source) | HH824E2S11 |  |  | CTU36B5XDS1+TXV | Z8ES080B12SMPS1 | 23000 | 19 | 9.5 | 23000 | 18600 | 80.87% | 2 | 0 | 12 |  |  |  | No | R-454B | 1.9167 | Residential & Commercial | Ducted CEE Tier 1
214651697 | Central HP <5.4 tons | LUXAIRE | HRCU-A-CB (Split System: Heat Pump with Remote Outdoor Unit-Air-Source) | HH824E2S11 |  |  | CTU30B5XCS1+TXV | TM9Y080B12MP11 | 23000 | 17 | 9.5 | 23000 | 18500 | 80.43% | 2 | 0 | 11.7 |  |  |  | No | R-454B | 1.9167 | Residential & Commercial | Ducted CEE Tier 1
213771005 | Central HP <5.4 tons | CARRIER | HRCU-A-CB (Split System: Heat Pump with Remote Outdoor Unit-Air-Source) | 25VNA825A*031* |  |  | CAP**3621AL*+UI | 59TN6C080C17**14 | 23600 | 16.5 | 8.1 | 21400 | 16700 | 78.04% | 1.94 | 0 | 10.5 |  |  |  | No | R-410A | 1.9667 | Residential & Commercial | Ducted CEE Tier 1
213772515 | Central HP <5.4 tons | CARRIER | HRCU-A-CB (Split System: Heat Pump with Remote Outdoor Unit-Air-Source) | 25VNA825A*031* |  |  | CSPH*4812AL*+UI | 59MN7C080C17**14 | 24200 | 16 | 8.1 | 21400 | 16600 | 77.57% | 2.02 | 0 | 10.5 |  |  |  | No | R-410A | 2.0167 | Residential & Commercial | Ducted CEE Tier 1
215853343 | Central HP <5.4 tons | COLEMAN | HRCU-A-CB (Split System: Heat Pump with Remote Outdoor Unit-Air-Source) | HH836E2S11 |  |  | CTU36B5XDS1+TXV | TL9E060B12UH11 | 33000 | 18 | 8.5 | 30800 | 25200 | 81.82% | 2 | 0 | 11 |  |  |  | No | R-454B | 2.75 | Residential & Commercial | Ducted CEE Tier 1
215853352 | Central HP <5.4 tons | COLEMAN | HRCU-A-CB (Split System: Heat Pump with Remote Outdoor Unit-Air-Source) | HH836E2S11 |  |  | CTM36C5CDS1+JMC16C2SN1 |  | 34400 | 19 | 9 | 31600 | 25800 | 81.65% | 2 | 0 | 11.7 |  |  |  | No | R-454B | 2.8667 | Residential & Commercial | Ducted CEE Tier 1
214719855 | Central HP <5.4 tons | FRASER-JOHNSTON | HRCU-A-CB (Split System: Heat Pump with Remote Outdoor Unit-Air-Source) | HH836E2S11 |  |  | CTU48C5XFS1+TXV | TMLE100C16MP11 | 33400 | 19 | 9 | 31400 | 25400 | 80.89% | 2 | 0 | 11 |  |  |  | No | R-454B | 2.7833 | Residential & Commercial | Ducted CEE Tier 1
214239372 | Central HP <5.4 tons | TEMPSTAR | HRCU-A-CB (Split System: Heat Pump with Remote Outdoor Unit-Air-Source) | TVH837GKA2* |  |  | EN(A,D,W)4X60L24**+WALLCON | *80CTL1102120B* | 32800 | 17.5 | 8.1 | 32200 | 24600 | 76.4% | 1.96 | 0 | 12 |  |  |  | No | R-410A | 2.7333 | Residential & Commercial | Ducted CEE Tier 1
215931631 | Central HP <5.4 tons | KEEPRITE | HRCU-A-CB (Split System: Heat Pump with Remote Outdoor Unit-Air-Source) | C5H3V60*K*AAA* |  |  | EA*5X60M24A*+WALLCON | *97CMN1202422B* | 55500 | 18.5 | 8.5 | 60500 | 46000 | 76.03% | 2.06 | 0 | 11 |  |  |  | No | R-454B | 4.625 | Residential & Commercial | Ducted CEE Tier 1
211229528 | Central HP <5.4 tons | HEIL | HRCU-A-CB (Split System: Heat Pump with Remote Outdoor Unit-Air-Source) | DLCURAH36ABK |  |  | EA*4X48L24A* | *95ESN1402422A* | 37400 | 15.2 | 8.5 | 39500 | 35000 | 88.61% | 2.12 | 0 | 10 |  |  |  | No | R-410A | 3.1167 | Residential & Commercial | Ducted CEE Tier 1
215679571 | Central HP <5.4 tons | KENMORE | HRCU-A-CB (Split System: Heat Pump with Remote Outdoor Unit-Air-Source) | (C,H,T)5H0V36*K*AAA* |  |  | EA*5X60M24A*+WALLCON | *97CTN0802120A* | 34400 | 18 | 9 | 34200 | 24800 | 72.51% | 1.9 | 0 | 10 |  |  |  | No | R-454B | 2.8667 | Residential & Commercial | Ducted CEE Tier 1
212982282 | Central HP <5.4 tons | DAY & NIGHT | HRCU-A-CB (Split System: Heat Pump with Remote Outdoor Unit-Air-Source) | DLCURAH24ABK |  |  | EA*4X36L17A* | *80MSU0401712A* | 23400 | 17 | 8.5 | 25600 | 23400 | 91.41% | 1.94 | 0 | 10 |  |  |  | No | R-410A | 1.95 | Residential & Commercial | Ducted CEE Tier 1
212982714 | Central HP <5.4 tons | DAY & NIGHT | HRCU-A-CB (Split System: Heat Pump with Remote Outdoor Unit-Air-Source) | DLCURAH24ABK |  |  | EA*4X37L21A* | *80MSU0601716A* | 24200 | 17.5 | 8.5 | 24800 | 21400 | 86.29% | 1.8 | 0 | 10.5 |  |  |  | No | R-410A | 2.0167 | Residential & Commercial | Ducted CEE Tier 1
212982270 | Central HP <5.4 tons | DAY & NIGHT | HRCU-A-CB (Split System: Heat Pump with Remote Outdoor Unit-Air-Source) | DLCURAH24ABK |  |  | EA*4X30L17A* | *80MSU0401712A* | 23800 | 16.5 | 8.5 | 25800 | 24000 | 93.02% | 2 | 0 | 10 |  |  |  | No | R-410A | 1.9833 | Residential & Commercial | Ducted CEE Tier 1
215942468 | Central HP <5.4 tons | KENMORE | HRCU-A-CB (Split System: Heat Pump with Remote Outdoor Unit-Air-Source) | (C,H,T)5H3V36*K*AAA* |  |  | EVD5X60M21A*+WALLCON | *96CTN0601714B* | 35200 | 21 | 8.5 | 37400 | 28000 | 74.87% | 2 | 0 | 11.7 |  |  |  | No | R-454B | 2.9333 | Residential & Commercial | Ducted CEE Tier 1
215940812 | Central HP <5.4 tons | KENMORE | HRCU-A-CB (Split System: Heat Pump with Remote Outdoor Unit-Air-Source) | (C,H,T)5H3V36*K*AAA* |  |  | EVD5X60M21A*+WALLCON | *96CTN0802120B* | 35600 | 21.5 | 8.5 | 38000 | 28600 | 75.26% | 2.02 | 0 | 12 |  |  |  | No | R-454B | 2.9667 | Residential & Commercial | Ducted CEE Tier 1
215940872 | Central HP <5.4 tons | KENMORE | HRCU-A-CB (Split System: Heat Pump with Remote Outdoor Unit-Air-Source) | (C,H,T)5H3V36*K*AAA* |  |  | EVD5X60M21A*+WALLCON | *97CTN1002122A* | 35600 | 22 | 8.5 | 38000 | 28600 | 75.26% | 2.02 | 0 | 12.5 |  |  |  | No | R-454B | 2.9667 | Residential & Commercial | Ducted CEE Tier 1
215940622 | Central HP <5.4 tons | KENMORE | HRCU-A-CB (Split System: Heat Pump with Remote Outdoor Unit-Air-Source) | (C,H,T)5H3V36*K*AAA* |  |  | EVD5X42M21A*+WALLCON | *96CTN0802120B* | 34400 | 20.5 | 8.5 | 38500 | 28200 | 73.25% | 2.04 | 0 | 11.7 |  |  |  | No | R-454B | 2.8667 | Residential & Commercial | Ducted CEE Tier 1
215940672 | Central HP <5.4 tons | KENMORE | HRCU-A-CB (Split System: Heat Pump with Remote Outdoor Unit-Air-Source) | (C,H,T)5H3V36*K*AAA* |  |  | EVD5X42M21A*+WALLCON | *97CTN0802120A* | 34400 | 20.5 | 8.5 | 38500 | 28200 | 73.25% | 2.04 | 0 | 11.7 |  |  |  | No | R-454B | 2.8667 | Residential & Commercial | Ducted CEE Tier 1
215940152 | Central HP <5.4 tons | KENMORE | HRCU-A-CB (Split System: Heat Pump with Remote Outdoor Unit-Air-Source) | (C,H,T)5H3V36*K*AAA* |  |  | ESH5X48M12A*+WALLCON | *97CTN0802120A* | 33800 | 19.5 | 9 | 34800 | 26600 | 76.44% | 1.94 | 0 | 11.5 |  |  |  | No | R-454B | 2.8167 | Residential & Commercial | Ducted CEE Tier 1
215940512 | Central HP <5.4 tons | KENMORE | HRCU-A-CB (Split System: Heat Pump with Remote Outdoor Unit-Air-Source) | (C,H,T)5H3V36*K*AAA* |  |  | EVD5X36M21A*+WALLCON | *96CTN0802120B* | 34400 | 20.5 | 8.5 | 38500 | 28200 | 73.25% | 2.04 | 0 | 11.7 |  |  |  | No | R-454B | 2.8667 | Residential & Commercial | Ducted CEE Tier 1
214649774 | Central HP <5.4 tons | COLEMAN | HRCU-A-CB (Split System: Heat Pump with Remote Outdoor Unit-Air-Source) | HH860E2S11 |  |  | CTU60D5XGS1+TXV | TM9V120D20MP12 | 44000 | 18 | 9 | 44500 | 33400 | 75.06% | 2 | 0 | 11.7 |  |  |  | No | R-454B | 3.6667 | Residential & Commercial | Ducted CEE Tier 1
214720120 | Central HP <5.4 tons | LUXAIRE | HRCU-A-CB (Split System: Heat Pump with Remote Outdoor Unit-Air-Source) | HH860E2S11 |  |  | CTU60C5XGS1+TXV | TM8E120C20MP11 | 44500 | 17 | 9 | 45000 | 33600 | 74.67% | 2 | 0 | 11.7 |  |  |  | No | R-454B | 3.7083 | Residential & Commercial | Ducted CEE Tier 1
215941182 | Central HP <5.4 tons | KENMORE | HRCU-A-CB (Split System: Heat Pump with Remote Outdoor Unit-Air-Source) | (C,H,T)5H3V48*K*AAA* |  |  | ESH5X48M12A*+WALLCON | *97CTN0802120A* | 44000 | 20 | 9 | 48500 | 36600 | 75.46% | 1.8 | 0 | 10.5 |  |  |  | No | R-454B | 3.6667 | Residential & Commercial | Ducted CEE Tier 1
215941332 | Central HP <5.4 tons | KENMORE | HRCU-A-CB (Split System: Heat Pump with Remote Outdoor Unit-Air-Source) | (C,H,T)5H3V48*K*AAA* |  |  | EVM5X49M21A*+WALLCON | *96CTN0802120B* | 45500 | 20.5 | 8.1 | 53000 | 38500 | 72.64% | 1.95 | 0 | 11 |  |  |  | No | R-454B | 3.7917 | Residential & Commercial | Ducted CEE Tier 1
215941482 | Central HP <5.4 tons | KENMORE | HRCU-A-CB (Split System: Heat Pump with Remote Outdoor Unit-Air-Source) | (C,H,T)5H3V48*K*AAA* |  |  | EVM5X60M24A*+WALLCON | *97CTN1202422A* | 45500 | 20.5 | 8.1 | 52500 | 38000 | 72.38% | 1.95 | 0 | 11.5 |  |  |  | No | R-454B | 3.7917 | Residential & Commercial | Ducted CEE Tier 1
215941082 | Central HP <5.4 tons | KENMORE | HRCU-A-CB (Split System: Heat Pump with Remote Outdoor Unit-Air-Source) | (C,H,T)5H3V48*K*AAA* |  |  | EA*5X61M21A*+WALLCON | *97CTN0802120A* | 45000 | 21 | 9.5 | 48500 | 37000 | 76.29% | 2 | 0 | 11 |  |  |  | No | R-454B | 3.75 | Residential & Commercial | Ducted CEE Tier 1
215318836 | Central HP <5.4 tons | Weathermaker | HRCU-A-CB (Split System: Heat Pump with Remote Outdoor Unit-Air-Source) | 37MUHAQ48AA3 |  |  | 45MUAAQ48XX3 |  | 48000 | 16.5 | 9.5 | 50000 | 46000 | 92% | 1.9 | 0 | 10.5 |  |  |  | No | R-454B | 4 | Residential & Commercial | Ducted CEE Tier 1
215678361 | Central HP <5.4 tons | KENMORE | HRCU-A-CB (Split System: Heat Pump with Remote Outdoor Unit-Air-Source) | (C,H,T)5H0V24*K*AAA* |  |  | EA*5X37M17A*+WALLCON | *80CSU0601716B* | 23800 | 17 | 9 | 23400 | 16400 | 70.09% | 2 | 0 | 10 |  |  |  | No | R-454B | 1.9833 | Residential & Commercial | Ducted CEE Tier 1
207826675 | Central HP <5.4 tons | Weathermaker | HRCU-A-CB (Split System: Heat Pump with Remote Outdoor Unit-Air-Source) | 38MARBQ24AA3 |  |  | 40MBABQ24XB3 |  | 23000 | 18.4 | 9.3 | 26000 | 21200 | 81.54% | 1.9 | 12.5 | 11.7 |  |  |  | No | R-410A | 1.9167 | Residential & Commercial | Ducted CEE Tier 1
213892614 | Central HP <5.4 tons | BRYANT HEATING AND COOLING SYSTEMS | HRCU-A-CB (Split System: Heat Pump with Remote Outdoor Unit-Air-Source) | 284ANV024*0**B* |  |  | CAP**3014AL*+UI | 986TD30040C14*** | 22800 | 17.5 | 9.5 | 27200 | 20600 | 75.74% | 2.26 | 0 | 11.5 |  |  |  | No | R-410A | 1.9 | Residential & Commercial | Ducted CEE Tier 1
212982318 | Central HP <5.4 tons | DAY & NIGHT | HRCU-A-CB (Split System: Heat Pump with Remote Outdoor Unit-Air-Source) | DLCURAH24ABK |  |  | EA*4X37L21A* | *80MSU0401712A* | 24400 | 17 | 8.5 | 25200 | 21400 | 84.92% | 1.8 | 0 | 10 |  |  |  | No | R-410A | 2.0333 | Residential & Commercial | Ducted CEE Tier 1
215679551 | Central HP <5.4 tons | KENMORE | HRCU-A-CB (Split System: Heat Pump with Remote Outdoor Unit-Air-Source) | (C,H,T)5H0V36*K*AAA* |  |  | EA*5X48M21A*+WALLCON | *97CTN1002122A* | 33800 | 18 | 9 | 35000 | 25000 | 71.43% | 1.9 | 0 | 10 |  |  |  | No | R-454B | 2.8167 | Residential & Commercial | Ducted CEE Tier 1
215679351 | Central HP <5.4 tons | KENMORE | HRCU-A-CB (Split System: Heat Pump with Remote Outdoor Unit-Air-Source) | (C,H,T)5H0V36*K*AAA* |  |  | EA*5X42M21A*+WALLCON | *96CTN0802120B* | 33200 | 17.5 | 9 | 35800 | 25600 | 71.51% | 1.86 | 0 | 10 |  |  |  | No | R-454B | 2.7667 | Residential & Commercial | Ducted CEE Tier 1
212981718 | Central HP <5.4 tons | DAY & NIGHT | HRCU-A-CB (Split System: Heat Pump with Remote Outdoor Unit-Air-Source) | DLCURAH24ABK |  |  | EA*4X30L17A* | *80MSU1002120A* | 23800 | 16.5 | 8.5 | 26200 | 23600 | 90.08% | 1.96 | 0 | 10 |  |  |  | No | R-410A | 1.9833 | Residential & Commercial | Ducted CEE Tier 1
215668786 | Central HP <5.4 tons | KENMORE | HRCU-A-CB (Split System: Heat Pump with Remote Outdoor Unit-Air-Source) | (C,H,T)5H0V36*K*AAA* |  |  | EA*5X37M21A*+WALLCON | *96CTN1002122B* | 34600 | 18 | 9 | 35200 | 25000 | 71.02% | 1.9 | 0 | 10 |  |  |  | No | R-454B | 2.8833 | Residential & Commercial | Ducted CEE Tier 1
215678331 | Central HP <5.4 tons | KENMORE | HRCU-A-CB (Split System: Heat Pump with Remote Outdoor Unit-Air-Source) | (C,H,T)5H0V24*K*AAA* |  |  | EA*5X36M17A*+WALLCON | *97CTN0601716A* | 23000 | 16.5 | 9 | 23800 | 16700 | 70.17% | 1.98 | 0 | 10 |  |  |  | No | R-454B | 1.9167 | Residential & Commercial | Ducted CEE Tier 1
215940662 | Central HP <5.4 tons | KENMORE | HRCU-A-CB (Split System: Heat Pump with Remote Outdoor Unit-Air-Source) | (C,H,T)5H3V36*K*AAA* |  |  | EVD5X42M21A*+WALLCON | *97CTN0801716A* | 34200 | 20.5 | 8.5 | 39000 | 28600 | 73.33% | 2.04 | 0 | 11.5 |  |  |  | No | R-454B | 2.85 | Residential & Commercial | Ducted CEE Tier 1
215940012 | Central HP <5.4 tons | KENMORE | HRCU-A-CB (Split System: Heat Pump with Remote Outdoor Unit-Air-Source) | (C,H,T)5H3V36*K*AAA* |  |  | ESH5X36M12A*+WALLCON | *97CTN1202422A* | 33400 | 19 | 9 | 34800 | 26600 | 76.44% | 1.92 | 0 | 11 |  |  |  | No | R-454B | 2.7833 | Residential & Commercial | Ducted CEE Tier 1
215939912 | Central HP <5.4 tons | KENMORE | HRCU-A-CB (Split System: Heat Pump with Remote Outdoor Unit-Air-Source) | (C,H,T)5H3V36*K*AAA* |  |  | EA*5X61M24A*+WALLCON | *97CTN0802120A* | 34400 | 20.5 | 9.5 | 34400 | 26000 | 75.58% | 2.06 | 0 | 12 |  |  |  | No | R-454B | 2.8667 | Residential & Commercial | Ducted CEE Tier 1
214651385 | Central HP <5.4 tons | COLEMAN | HRCU-A-CB (Split System: Heat Pump with Remote Outdoor Unit-Air-Source) | HH824E2S11 |  |  | CTU36B5XDS1+TXV | TM9Y080B12MP11 | 23000 | 18 | 9.5 | 23000 | 18600 | 80.87% | 2 | 0 | 12 |  |  |  | No | R-454B | 1.9167 | Residential & Commercial | Ducted CEE Tier 1
214649895 | Central HP <5.4 tons | COLEMAN | HRCU-A-CB (Split System: Heat Pump with Remote Outdoor Unit-Air-Source) | HH824E2S11 |  |  | CTU30B5XCS1+TXV | CPLC080B12MP13 | 23000 | 17 | 9.5 | 23000 | 17900 | 77.83% | 2 | 0 | 12 |  |  |  | No | R-454B | 1.9167 | Residential & Commercial | Ducted CEE Tier 1
214650065 | Central HP <5.4 tons | COLEMAN | HRCU-A-CB (Split System: Heat Pump with Remote Outdoor Unit-Air-Source) | HH824E2S11 |  |  | CTU36B5XDS1+TXV | TL9E060B12UH11 | 23000 | 18 | 9.5 | 23000 | 18900 | 82.17% | 2 | 0 | 12 |  |  |  | No | R-454B | 1.9167 | Residential & Commercial | Ducted CEE Tier 1
213772775 | Central HP <5.4 tons | CARRIER | HRCU-A-CB (Split System: Heat Pump with Remote Outdoor Unit-Air-Source) | 25VNA825A*032* |  |  | CAP**2517AL*+UI | 59MN7C080C17**14 | 24200 | 16.5 | 8.1 | 21400 | 16700 | 78.04% | 2 | 0 | 10.5 |  |  |  | No | R-410A | 2.0167 | Residential & Commercial | Ducted CEE Tier 1
214719718 | Central HP <5.4 tons | LUXAIRE | HRCU-A-CB (Split System: Heat Pump with Remote Outdoor Unit-Air-Source) | HH836E2S11 |  |  | CTU36B5XDS1+TXV | LP9C080B12MP13 | 33000 | 18 | 8.5 | 30800 | 25000 | 81.17% | 2 | 0 | 11 |  |  |  | No | R-454B | 2.75 | Residential & Commercial | Ducted CEE Tier 1
213892619 | Central HP <5.4 tons | BRYANT HEATING AND COOLING SYSTEMS | HRCU-A-CB (Split System: Heat Pump with Remote Outdoor Unit-Air-Source) | 284ANV024*0**B* |  |  | CSPH*4212AL*+UI | 986TD30040C14*** | 23400 | 17 | 10 | 26800 | 20200 | 75.37% | 2.4 | 0 | 11.7 |  |  |  | No | R-410A | 1.95 | Residential & Commercial | Ducted CEE Tier 1
214720084 | Central HP <5.4 tons | FRASER-JOHNSTON | HRCU-A-CB (Split System: Heat Pump with Remote Outdoor Unit-Air-Source) | HH836E2S11 |  |  | CTU48C5XFS1+TXV | TM9V100C20MP12 | 34200 | 18 | 9 | 32600 | 25800 | 79.14% | 2 | 0 | 11 |  |  |  | No | R-454B | 2.85 | Residential & Commercial | Ducted CEE Tier 1
211393666 | Central HP <5.4 tons | CHAMPION HEATING AND COOLING | HRCU-A-CB (Split System: Heat Pump with Remote Outdoor Unit-Air-Source) | HMH72B341 |  |  | XAFA30DXXN1+TXV | TM8Y060A12MP11 | 33600 | 17.5 | 8.1 | 33200 | 23400 | 70.48% | 2.02 | 0 | 10 |  |  |  | No | R-410A | 2.8 | Residential & Commercial | Ducted CEE Tier 1
214651023 | Central HP <5.4 tons | COLEMAN | HRCU-A-CB (Split System: Heat Pump with Remote Outdoor Unit-Air-Source) | HH824E2S11 |  |  | CTU36B5XDS1+TXV | CP9C080B12MP13 | 23000 | 18 | 9.5 | 23000 | 18400 | 80% | 2 | 0 | 12 |  |  |  | No | R-454B | 1.9167 | Residential & Commercial | Ducted CEE Tier 1
215940682 | Central HP <5.4 tons | KENMORE | HRCU-A-CB (Split System: Heat Pump with Remote Outdoor Unit-Air-Source) | (C,H,T)5H3V36*K*AAA* |  |  | EVD5X42M21A*+WALLCON | *97CTN1002122A* | 34400 | 21 | 8.5 | 38500 | 28000 | 72.73% | 2.06 | 0 | 12 |  |  |  | No | R-454B | 2.8667 | Residential & Commercial | Ducted CEE Tier 1
213773245 | Central HP <5.4 tons | CARRIER | HRCU-A-CB (Split System: Heat Pump with Remote Outdoor Unit-Air-Source) | 25VNA825A*032* |  |  | CAP**3717AL*+UI | 59TN6C080C17**14 | 24200 | 16.5 | 8.1 | 21400 | 16700 | 78.04% | 1.98 | 0 | 10.5 |  |  |  | No | R-410A | 2.0167 | Residential & Commercial | Ducted CEE Tier 1
213773445 | Central HP <5.4 tons | CARRIER | HRCU-A-CB (Split System: Heat Pump with Remote Outdoor Unit-Air-Source) | 25VNA825A*032* |  |  | CAP**4221AL*+UI | 59MN7C080C17**14 | 23600 | 16.5 | 8.1 | 21400 | 16700 | 78.04% | 1.94 | 0 | 10.5 |  |  |  | No | R-410A | 1.9667 | Residential & Commercial | Ducted CEE Tier 1
213773545 | Central HP <5.4 tons | CARRIER | HRCU-A-CB (Split System: Heat Pump with Remote Outdoor Unit-Air-Source) | 25VNA825A*032* |  |  | CAP**4224AL*+UI | 59TN6C100C21**22 | 23800 | 16.5 | 8.1 | 21400 | 16600 | 77.57% | 1.96 | 0 | 11 |  |  |  | No | R-410A | 1.9833 | Residential & Commercial | Ducted CEE Tier 1
213770795 | Central HP <5.4 tons | CARRIER | HRCU-A-CB (Split System: Heat Pump with Remote Outdoor Unit-Air-Source) | 25VNA825A*031* |  |  | CAP**3017AL*+UI | 59TN6C080C17**14 | 23400 | 16.5 | 8.1 | 21600 | 16700 | 77.31% | 1.92 | 0 | 10.5 |  |  |  | No | R-410A | 1.95 | Residential & Commercial | Ducted CEE Tier 1
213770845 | Central HP <5.4 tons | CARRIER | HRCU-A-CB (Split System: Heat Pump with Remote Outdoor Unit-Air-Source) | 25VNA825A*031* |  |  | CAP**3617AL*+UI | 59CU5B060C17**16 | 23400 | 16.5 | 8.1 | 21600 | 16700 | 77.31% | 1.94 | 0 | 10.5 |  |  |  | No | R-410A | 1.95 | Residential & Commercial | Ducted CEE Tier 1
213771195 | Central HP <5.4 tons | CARRIER | HRCU-A-CB (Split System: Heat Pump with Remote Outdoor Unit-Air-Source) | 25VNA825A*031* |  |  | CAP**3721AL*+UI | 59MN7C080C17**14 | 24400 | 16.5 | 8.1 | 21200 | 16700 | 78.77% | 2.02 | 0 | 11 |  |  |  | No | R-410A | 2.0333 | Residential & Commercial | Ducted CEE Tier 1
215676481 | Central HP <5.4 tons | KENMORE | HRCU-A-CB (Split System: Heat Pump with Remote Outdoor Unit-Air-Source) | (C,H,T)5H0V48*K*AAA* |  |  | EVD5X60M21A*+WALLCON | *80CTL0902120B* | 48000 | 19 | 9.5 | 50000 | 36600 | 73.2% | 2.12 | 0 | 10.5 |  |  |  | No | R-454B | 4 | Residential & Commercial | Ducted CEE Tier 1
215675881 | Central HP <5.4 tons | KENMORE | HRCU-A-CB (Split System: Heat Pump with Remote Outdoor Unit-Air-Source) | (C,H,T)5H0V48*K*AAA* |  |  | EVM5X60M24A*+WALLCON | *80CTL0902120B* | 48000 | 19 | 9 | 50000 | 36400 | 72.8% | 2 | 0 | 10.5 |  |  |  | No | R-454B | 4 | Residential & Commercial | Ducted CEE Tier 1
214572539 | Central HP <5.4 tons | BRYANT HEATING AND COOLING SYSTEMS | HRCU-A-CB (Split System: Heat Pump with Remote Outdoor Unit-Air-Source) | 288BNV037*0**A* |  |  | CAP**3721AL*+UI | 935CB60080C21*** | 32800 | 17.5 | 8.5 | 32800 | 25200 | 76.83% | 2 | 0 | 11 |  |  |  | No | R-410A | 2.7333 | Residential & Commercial | Ducted CEE Tier 1
214572939 | Central HP <5.4 tons | BRYANT HEATING AND COOLING SYSTEMS | HRCU-A-CB (Split System: Heat Pump with Remote Outdoor Unit-Air-Source) | 288BNV037*0**A* |  |  | CAP**6024AL*+UI | 986TD60080C21*** | 32800 | 18 | 8.5 | 31600 | 24600 | 77.85% | 2 | 0 | 11.5 |  |  |  | No | R-410A | 2.7333 | Residential & Commercial | Ducted CEE Tier 1
214572989 | Central HP <5.4 tons | BRYANT HEATING AND COOLING SYSTEMS | HRCU-A-CB (Split System: Heat Pump with Remote Outdoor Unit-Air-Source) | 288BNV037*0**A* |  |  | CAP**6121AL*+UI | 987MC60080C21*** | 33200 | 17.5 | 8.5 | 32000 | 24800 | 77.5% | 2 | 0 | 11.5 |  |  |  | No | R-410A | 2.7667 | Residential & Commercial | Ducted CEE Tier 1
214573189 | Central HP <5.4 tons | BRYANT HEATING AND COOLING SYSTEMS | HRCU-A-CB (Split System: Heat Pump with Remote Outdoor Unit-Air-Source) | 288BNV037*0**A* |  |  | CSPH*4812AL*+UI | 88*TB60070C21*** | 32600 | 17.5 | 8.5 | 32800 | 25000 | 76.22% | 1.98 | 0 | 11 |  |  |  | No | R-410A | 2.7167 | Residential & Commercial | Ducted CEE Tier 1
215674549 | Central HP <5.4 tons | KENMORE | HRCU-A-CB (Split System: Heat Pump with Remote Outdoor Unit-Air-Source) | (C,H,T)5H0V48*K*AAA* |  |  | EA*5X61M24A*+WALLCON | *95CSU1002122B* | 46000 | 18 | 9 | 47500 | 33600 | 70.74% | 2.08 | 0 | 10 |  |  |  | No | R-454B | 3.8333 | Residential & Commercial | Ducted CEE Tier 1
211391226 | Central HP <5.4 tons | CHAMPION HEATING AND COOLING | HRCU-A-CB (Split System: Heat Pump with Remote Outdoor Unit-Air-Source) | HMH72B341 |  |  | XAHC36DXXN1+TXV | TM8E120C16MP11 | 33600 | 17.5 | 8.1 | 33000 | 23200 | 70.3% | 2.04 | 0 | 10 |  |  |  | No | R-410A | 2.8 | Residential & Commercial | Ducted CEE Tier 1
211391524 | Central HP <5.4 tons | CHAMPION HEATING AND COOLING | HRCU-A-CB (Split System: Heat Pump with Remote Outdoor Unit-Air-Source) | HMH72B341 |  |  | XAFC36DBCN1 | TM8E100C16MP11 | 34000 | 17.5 | 8.1 | 33600 | 23800 | 70.83% | 2.08 | 0 | 10 |  |  |  | No | R-410A | 2.8333 | Residential & Commercial | Ducted CEE Tier 1
211392678 | Central HP <5.4 tons | LUXAIRE | HRCU-A-CB (Split System: Heat Pump with Remote Outdoor Unit-Air-Source) | HMH72B341 |  |  | XAUB36DXXN1+TXV | TMLE060A12MP11 | 34000 | 18 | 8.1 | 33800 | 23800 | 70.41% | 2.06 | 0 | 10 |  |  |  | No | R-410A | 2.8333 | Residential & Commercial | Ducted CEE Tier 1
214720089 | Central HP <5.4 tons | FRASER-JOHNSTON | HRCU-A-CB (Split System: Heat Pump with Remote Outdoor Unit-Air-Source) | HH836E2S11 |  |  | CTU48C5XFS1+TXV | TP9C100C20MP13 | 34200 | 18 | 9 | 32600 | 25800 | 79.14% | 2 | 0 | 11 |  |  |  | No | R-454B | 2.85 | Residential & Commercial | Ducted CEE Tier 1
211389595 | Central HP <5.4 tons | CHAMPION HEATING AND COOLING | HRCU-A-CB (Split System: Heat Pump with Remote Outdoor Unit-Air-Source) | HMH72B341 |  |  | XAFC30CXXN1+TXV | TM8Y080C16MP11 | 33200 | 18 | 8.5 | 33400 | 23400 | 70.06% | 2.06 | 0 | 10 |  |  |  | No | R-410A | 2.7667 | Residential & Commercial | Ducted CEE Tier 1
211389713 | Central HP <5.4 tons | CHAMPION HEATING AND COOLING | HRCU-A-CB (Split System: Heat Pump with Remote Outdoor Unit-Air-Source) | HMH72B341 |  |  | XAFC36DBCN1 | TM8Y080B12MP11 | 34000 | 18 | 8.1 | 33600 | 23600 | 70.24% | 2.06 | 0 | 10 |  |  |  | No | R-410A | 2.8333 | Residential & Commercial | Ducted CEE Tier 1
213892615 | Central HP <5.4 tons | BRYANT HEATING AND COOLING SYSTEMS | HRCU-A-CB (Split System: Heat Pump with Remote Outdoor Unit-Air-Source) | 284ANV024*0**B* |  |  | CAP**3017AL*+UI | 986TD30040C14*** | 22800 | 17.5 | 9.5 | 27000 | 20600 | 76.3% | 2.28 | 0 | 11.5 |  |  |  | No | R-410A | 1.9 | Residential & Commercial | Ducted CEE Tier 1
213892616 | Central HP <5.4 tons | BRYANT HEATING AND COOLING SYSTEMS | HRCU-A-CB (Split System: Heat Pump with Remote Outdoor Unit-Air-Source) | 284ANV024*0**B* |  |  | CAP**3617AL*+UI | 986TD30040C14*** | 22800 | 18 | 10 | 27000 | 20400 | 75.56% | 2.3 | 0 | 11.5 |  |  |  | No | R-410A | 1.9 | Residential & Commercial | Ducted CEE Tier 1
211389854 | Central HP <5.4 tons | CHAMPION HEATING AND COOLING | HRCU-A-CB (Split System: Heat Pump with Remote Outdoor Unit-Air-Source) | HMH72B341 |  |  | XAFB36DXXN1+TXV | TM8Y060A12MP11 | 33800 | 18 | 8.1 | 33400 | 23400 | 70.06% | 2.04 | 0 | 10 |  |  |  | No | R-410A | 2.8167 | Residential & Commercial | Ducted CEE Tier 1
211389881 | Central HP <5.4 tons | CHAMPION HEATING AND COOLING | HRCU-A-CB (Split System: Heat Pump with Remote Outdoor Unit-Air-Source) | HMH72B341 |  |  | XAUB36DXXN1+TXV | TM8Y060A12MP11 | 33800 | 18 | 8.1 | 33400 | 23400 | 70.06% | 2.04 | 0 | 10 |  |  |  | No | R-410A | 2.8167 | Residential & Commercial | Ducted CEE Tier 1
211388552 | Central HP <5.4 tons | CHAMPION HEATING AND COOLING | HRCU-A-CB (Split System: Heat Pump with Remote Outdoor Unit-Air-Source) | HMH72B341 |  |  | XAHC36DXXN1+TXV | TM9E100C20MP12 | 34000 | 15.5 | 8.1 | 33200 | 23600 | 71.08% | 2.06 | 0 | 10 |  |  |  | No | R-410A | 2.8333 | Residential & Commercial | Ducted CEE Tier 1
211388902 | Central HP <5.4 tons | CHAMPION HEATING AND COOLING | HRCU-A-CB (Split System: Heat Pump with Remote Outdoor Unit-Air-Source) | HMH72B341 |  |  | XAUB36DXXN1+TXV | TM9E080B12MP12 | 34000 | 17.5 | 8.1 | 33800 | 24000 | 71.01% | 2.06 | 0 | 10 |  |  |  | No | R-410A | 2.8333 | Residential & Commercial | Ducted CEE Tier 1
211390228 | Central HP <5.4 tons | LUXAIRE | HRCU-A-CB (Split System: Heat Pump with Remote Outdoor Unit-Air-Source) | HMH72B341 |  |  | XAFC36DXXN1+TXV | LPLC080C16MP13 | 34000 | 17.5 | 8.5 | 33800 | 23800 | 70.41% | 2.08 | 0 | 10 |  |  |  | No | R-410A | 2.8333 | Residential & Commercial | Ducted CEE Tier 1
211390296 | Central HP <5.4 tons | LUXAIRE | HRCU-A-CB (Split System: Heat Pump with Remote Outdoor Unit-Air-Source) | HMH72B341 |  |  | XAFC36DBCN1 | TPLC100C16MP13 | 34000 | 17.5 | 8.5 | 33800 | 23800 | 70.41% | 2.08 | 0 | 10 |  |  |  | No | R-410A | 2.8333 | Residential & Commercial | Ducted CEE Tier 1
215912257 | Central HP <5.4 tons | COLEMAN | HRCU-A-CB (Split System: Heat Pump with Remote Outdoor Unit-Air-Source) | HH824E2S11 |  |  | CTM36B5ADS1 | TM9E060B12MP12 | 23000 | 17 | 9 | 23000 | 18400 | 80% | 2 | 0 | 12 |  |  |  | No | R-454B | 1.9167 | Residential & Commercial | Ducted CEE Tier 1
213772935 | Central HP <5.4 tons | CARRIER | HRCU-A-CB (Split System: Heat Pump with Remote Outdoor Unit-Air-Source) | 25VNA825A*032* |  |  | CAP**3617AL*+UI | 58TN*B045C17**12 | 23400 | 16 | 8.1 | 21600 | 16800 | 77.78% | 1.92 | 0 | 10.5 |  |  |  | No | R-410A | 1.95 | Residential & Commercial | Ducted CEE Tier 1
213772985 | Central HP <5.4 tons | CARRIER | HRCU-A-CB (Split System: Heat Pump with Remote Outdoor Unit-Air-Source) | 25VNA825A*032* |  |  | CAP**3617AL*+UI | 59MN7C060C17**14 | 23400 | 16 | 8.1 | 21600 | 16700 | 77.31% | 1.92 | 0 | 10.5 |  |  |  | No | R-410A | 1.95 | Residential & Commercial | Ducted CEE Tier 1
213773335 | Central HP <5.4 tons | CARRIER | HRCU-A-CB (Split System: Heat Pump with Remote Outdoor Unit-Air-Source) | 25VNA825A*032* |  |  | CAP**3721AL*+UI | 59MN7C100C21**22 | 24400 | 16.5 | 8.5 | 21200 | 16600 | 78.3% | 2.02 | 0 | 11 |  |  |  | No | R-410A | 2.0333 | Residential & Commercial | Ducted CEE Tier 1
213773585 | Central HP <5.4 tons | CARRIER | HRCU-A-CB (Split System: Heat Pump with Remote Outdoor Unit-Air-Source) | 25VNA825A*032* |  |  | CAP**4321AL*+UI | 58TN*B090C17**16 | 24200 | 17 | 8.1 | 21000 | 16600 | 79.05% | 2.02 | 0 | 11 |  |  |  | No | R-410A | 2.0167 | Residential & Commercial | Ducted CEE Tier 1
213772715 | Central HP <5.4 tons | CARRIER | HRCU-A-CB (Split System: Heat Pump with Remote Outdoor Unit-Air-Source) | 25VNA825A*032* |  |  | CAP**2517AL*+UI | 58TN*B045C17**12 | 24200 | 16.5 | 8.1 | 21400 | 16700 | 78.04% | 2 | 0 | 10.5 |  |  |  | No | R-410A | 2.0167 | Residential & Commercial | Ducted CEE Tier 1
213772815 | Central HP <5.4 tons | CARRIER | HRCU-A-CB (Split System: Heat Pump with Remote Outdoor Unit-Air-Source) | 25VNA825A*032* |  |  | CAP**3014AL*+UI | 58TN*B070C14**12 | 23400 | 16.5 | 8.1 | 21600 | 16700 | 77.31% | 1.9 | 0 | 10.5 |  |  |  | No | R-410A | 1.95 | Residential & Commercial | Ducted CEE Tier 1
214720096 | Central HP <5.4 tons | FRASER-JOHNSTON | HRCU-A-CB (Split System: Heat Pump with Remote Outdoor Unit-Air-Source) | HH836E2S11 |  |  | CTU48C5XFS1+TXV | TL8E080C16UH11 | 33200 | 18 | 9 | 31400 | 25400 | 80.89% | 2 | 0 | 11 |  |  |  | No | R-454B | 2.7667 | Residential & Commercial | Ducted CEE Tier 1
214720146 | Central HP <5.4 tons | FRASER-JOHNSTON | HRCU-A-CB (Split System: Heat Pump with Remote Outdoor Unit-Air-Source) | HH836E2S11 |  |  | CTU48C5XFS1+TXV | Z9ES080C16SMPS1 | 34000 | 19 | 9 | 32600 | 25800 | 79.14% | 2 | 0 | 11 |  |  |  | No | R-454B | 2.8333 | Residential & Commercial | Ducted CEE Tier 1
211393750 | Central HP <5.4 tons | LUXAIRE | HRCU-A-CB (Split System: Heat Pump with Remote Outdoor Unit-Air-Source) | HMH72B341 |  |  | XAFA30DXXN1+TXV | TM8E040A12MP11 | 33800 | 18 | 8.1 | 33600 | 23600 | 70.24% | 2.04 | 0 | 10 |  |  |  | No | R-410A | 2.8167 | Residential & Commercial | Ducted CEE Tier 1
213771395 | Central HP <5.4 tons | CARRIER | HRCU-A-CB (Split System: Heat Pump with Remote Outdoor Unit-Air-Source) | 25VNA825A*031* |  |  | CAP**4224AL*+UI | 59MN7C100C21**22 | 23800 | 16.5 | 8.1 | 21400 | 16600 | 77.57% | 1.96 | 0 | 11 |  |  |  | No | R-410A | 1.9833 | Residential & Commercial | Ducted CEE Tier 1
213771475 | Central HP <5.4 tons | CARRIER | HRCU-A-CB (Split System: Heat Pump with Remote Outdoor Unit-Air-Source) | 25VNA825A*031* |  |  | CAP**4321AL*+UI | 58TN*B110C21**20 | 24400 | 17 | 8.5 | 21200 | 16600 | 78.3% | 2.04 | 0 | 11 |  |  |  | No | R-410A | 2.0333 | Residential & Commercial | Ducted CEE Tier 1
213771665 | Central HP <5.4 tons | CARRIER | HRCU-A-CB (Split System: Heat Pump with Remote Outdoor Unit-Air-Source) | 25VNA825A*031* |  |  | CAP**4821AL*+UI | 59TN6C100C21**22 | 24000 | 16.5 | 8.1 | 21000 | 16500 | 78.57% | 2.02 | 0 | 11 |  |  |  | No | R-410A | 2 | Residential & Commercial | Ducted CEE Tier 1
215662852 | Central HP <5.4 tons | KENMORE | HRCU-A-CB (Split System: Heat Pump with Remote Outdoor Unit-Air-Source) | (C,H,T)5H0V36*K*AAA* |  |  | FCMA5B48L0C*+WALLCON |  | 34800 | 19 | 9 | 34600 | 24600 | 71.1% | 1.96 | 0 | 11 |  |  |  | No | R-454B | 2.9 | Residential & Commercial | Ducted CEE Tier 1
213076347 | Central HP <5.4 tons | DAY & NIGHT | HRCU-A-CB (Split System: Heat Pump with Remote Outdoor Unit-Air-Source) | DLCURAH24ABK |  |  | EA*4X36L21A* | *95MSU1002122A* | 23600 | 17.5 | 8.5 | 26200 | 23800 | 90.84% | 1.98 | 0 | 10 |  |  |  | No | R-410A | 1.9667 | Residential & Commercial | Ducted CEE Tier 1
211393443 | Central HP <5.4 tons | LUXAIRE | HRCU-A-CB (Split System: Heat Pump with Remote Outdoor Unit-Air-Source) | HMH72B341 |  |  | XAFC36DXXN1+TXV | TL8E080C16UH11 | 34000 | 17.5 | 8.1 | 34000 | 24200 | 71.18% | 2.1 | 0 | 10 |  |  |  | No | R-410A | 2.8333 | Residential & Commercial | Ducted CEE Tier 1
213772865 | Central HP <5.4 tons | CARRIER | HRCU-A-CB (Split System: Heat Pump with Remote Outdoor Unit-Air-Source) | 25VNA825A*032* |  |  | CAP**3017AL*+UI | 58TN*B090C17**16 | 23600 | 16.5 | 8.1 | 21400 | 16700 | 78.04% | 1.9 | 0 | 10.5 |  |  |  | No | R-410A | 1.9667 | Residential & Commercial | Ducted CEE Tier 1
213773215 | Central HP <5.4 tons | CARRIER | HRCU-A-CB (Split System: Heat Pump with Remote Outdoor Unit-Air-Source) | 25VNA825A*032* |  |  | CAP**3717AL*+UI | 59MN7C080C17**14 | 24200 | 16 | 8.1 | 21400 | 16700 | 78.04% | 1.98 | 0 | 10.5 |  |  |  | No | R-410A | 2.0167 | Residential & Commercial | Ducted CEE Tier 1
206133447 | Central HP <5.4 tons | AIRQUEST | HRCU-A-CB (Split System: Heat Pump with Remote Outdoor Unit-Air-Source) | HVH825GKA2* |  |  | EA*4X37L21A*+WALLCON | *80CSU0601716A* | 24400 | 17 | 8.1 | 21200 | 16600 | 78.3% | 2.02 | 11.5 | 11 |  |  |  | No | R-410A | 2.0333 | Residential & Commercial | Ducted CEE Tier 1
213773435 | Central HP <5.4 tons | CARRIER | HRCU-A-CB (Split System: Heat Pump with Remote Outdoor Unit-Air-Source) | 25VNA825A*032* |  |  | CAP**4221AL*+UI | 59MN7C060C17**14 | 23600 | 16 | 8.1 | 21600 | 16700 | 77.31% | 1.94 | 0 | 10.5 |  |  |  | No | R-410A | 1.9667 | Residential & Commercial | Ducted CEE Tier 1
213773685 | Central HP <5.4 tons | CARRIER | HRCU-A-CB (Split System: Heat Pump with Remote Outdoor Unit-Air-Source) | 25VNA825A*032* |  |  | CAP**4821AL*+UI | 58TN*B045C17**12 | 24000 | 16.5 | 8.1 | 21000 | 16700 | 79.52% | 2 | 0 | 10.5 |  |  |  | No | R-410A | 2 | Residential & Commercial | Ducted CEE Tier 1
213774455 | Central HP <5.4 tons | CARRIER | HRCU-A-CB (Split System: Heat Pump with Remote Outdoor Unit-Air-Source) | 25VNA825A*032* |  |  | CSPH*4212AL*+UI | 59CU5B060C17**16 | 24000 | 16 | 8.1 | 21400 | 16600 | 77.57% | 1.98 | 0 | 10.5 |  |  |  | No | R-410A | 2 | Residential & Commercial | Ducted CEE Tier 1
215940332 | Central HP <5.4 tons | KENMORE | HRCU-A-CB (Split System: Heat Pump with Remote Outdoor Unit-Air-Source) | (C,H,T)5H3V36*K*AAA* |  |  | EVM5X49M21A*+WALLCON | *96CTN0802120B* | 35600 | 21.5 | 8.5 | 38000 | 28600 | 75.26% | 2.04 | 0 | 12 |  |  |  | No | R-454B | 2.9667 | Residential & Commercial | Ducted CEE Tier 1
215940532 | Central HP <5.4 tons | KENMORE | HRCU-A-CB (Split System: Heat Pump with Remote Outdoor Unit-Air-Source) | (C,H,T)5H3V36*K*AAA* |  |  | EVD5X36M21A*+WALLCON | *80CSU0601716B* | 34400 | 21 | 8.5 | 38500 | 28000 | 72.73% | 2.04 | 0 | 12 |  |  |  | No | R-454B | 2.8667 | Residential & Commercial | Ducted CEE Tier 1
215940552 | Central HP <5.4 tons | KENMORE | HRCU-A-CB (Split System: Heat Pump with Remote Outdoor Unit-Air-Source) | (C,H,T)5H3V36*K*AAA* |  |  | EVD5X36M21A*+WALLCON | *97CTN0801716A* | 34200 | 20.5 | 8.5 | 39000 | 28600 | 73.33% | 2.04 | 0 | 11.5 |  |  |  | No | R-454B | 2.85 | Residential & Commercial | Ducted CEE Tier 1
215939682 | Central HP <5.4 tons | KENMORE | HRCU-A-CB (Split System: Heat Pump with Remote Outdoor Unit-Air-Source) | (C,H,T)5H3V36*K*AAA* |  |  | EA*5X42M21A*+WALLCON | *97CTN0601716A* | 32400 | 19 | 9 | 35600 | 27400 | 76.97% | 1.88 | 0 | 10.5 |  |  |  | No | R-454B | 2.7 | Residential & Commercial | Ducted CEE Tier 1
213773715 | Central HP <5.4 tons | CARRIER | HRCU-A-CB (Split System: Heat Pump with Remote Outdoor Unit-Air-Source) | 25VNA825A*032* |  |  | CAP**4821AL*+UI | 58TN*B090C21**20 | 24000 | 17 | 8.1 | 21000 | 16500 | 78.57% | 2.02 | 0 | 11 |  |  |  | No | R-410A | 2 | Residential & Commercial | Ducted CEE Tier 1
213773765 | Central HP <5.4 tons | CARRIER | HRCU-A-CB (Split System: Heat Pump with Remote Outdoor Unit-Air-Source) | 25VNA825A*032* |  |  | CAP**4821AL*+UI | 59MN7C100C21**22 | 24000 | 16.5 | 8.1 | 21000 | 16500 | 78.57% | 2.02 | 0 | 11 |  |  |  | No | R-410A | 2 | Residential & Commercial | Ducted CEE Tier 1
213774435 | Central HP <5.4 tons | CARRIER | HRCU-A-CB (Split System: Heat Pump with Remote Outdoor Unit-Air-Source) | 25VNA825A*032* |  |  | CSPH*4212AL*+UI | 58TN*B110C21**20 | 24200 | 16 | 8.1 | 21400 | 16600 | 77.57% | 2 | 0 | 10.5 |  |  |  | No | R-410A | 2.0167 | Residential & Commercial | Ducted CEE Tier 1
213774585 | Central HP <5.4 tons | CARRIER | HRCU-A-CB (Split System: Heat Pump with Remote Outdoor Unit-Air-Source) | 25VNA825A*032* |  |  | CSPH*4812AL*+UI | 58TN*B090C17**16 | 24400 | 16.5 | 8.1 | 21200 | 16600 | 78.3% | 2 | 0 | 10.5 |  |  |  | No | R-410A | 2.0333 | Residential & Commercial | Ducted CEE Tier 1
207104306 | Central HP <5.4 tons | Multi MFG | HRCU-A-CB (Split System: Heat Pump with Remote Outdoor Unit-Air-Source) | MSU-48HD-B-H |  |  | 48MPHP0-M-B-H |  | 48000 | 17.5 | 8.5 | 47000 | 33000 | 70.21% | 1.9 | 10.2 | 10.1 |  |  |  | No | R-410A | 4 | Residential & Commercial | Ducted CEE Tier 1
215931541 | Central HP <5.4 tons | KEEPRITE | HRCU-A-CB (Split System: Heat Pump with Remote Outdoor Unit-Air-Source) | C5H3V60*K*AAA* |  |  | EA*5X60M24A*+WALLCON | *80CTL0702120B* | 55500 | 18 | 8.1 | 60500 | 46500 | 76.86% | 1.95 | 0 | 11 |  |  |  | No | R-454B | 4.625 | Residential & Commercial | Ducted CEE Tier 1
215931591 | Central HP <5.4 tons | KEEPRITE | HRCU-A-CB (Split System: Heat Pump with Remote Outdoor Unit-Air-Source) | C5H3V60*K*AAA* |  |  | EA*5X60M24A*+WALLCON | *95CSU1002122B* | 56000 | 18.5 | 8.5 | 60500 | 45500 | 75.21% | 2.08 | 0 | 11.5 |  |  |  | No | R-454B | 4.6667 | Residential & Commercial | Ducted CEE Tier 1
215679301 | Central HP <5.4 tons | KENMORE | HRCU-A-CB (Split System: Heat Pump with Remote Outdoor Unit-Air-Source) | (C,H,T)5H0V36*K*AAA* |  |  | EA*5X37M21A*+WALLCON | *80CSU0601716B* | 34600 | 17.5 | 9 | 35200 | 25000 | 71.02% | 1.9 | 0 | 10 |  |  |  | No | R-454B | 2.8833 | Residential & Commercial | Ducted CEE Tier 1
212983245 | Central HP <5.4 tons | DAY & NIGHT | HRCU-A-CB (Split System: Heat Pump with Remote Outdoor Unit-Air-Source) | DLCURAH24ABK |  |  | EN(A,D)4X36L21** | *92MSN0401712A* | 23400 | 15.5 | 8.1 | 26200 | 24200 | 92.37% | 1.98 | 0 | 10 |  |  |  | No | R-410A | 1.95 | Residential & Commercial | Ducted CEE Tier 1
214570749 | Central HP <5.4 tons | BRYANT HEATING AND COOLING SYSTEMS | HRCU-A-CB (Split System: Heat Pump with Remote Outdoor Unit-Air-Source) | 288BNV025*0**C* |  |  | CAP**4824AL*+UI | 935CB66100C21*** | 24000 | 17 | 8.5 | 20800 | 16500 | 79.33% | 2.02 | 0 | 11 |  |  |  | No | R-410A | 2 | Residential & Commercial | Ducted CEE Tier 1
215678201 | Central HP <5.4 tons | KENMORE | HRCU-A-CB (Split System: Heat Pump with Remote Outdoor Unit-Air-Source) | (C,H,T)5H0V24*K*AAA* |  |  | EA*5X24M17A*+WALLCON | *80CSU0601716B* | 22800 | 16.5 | 8.5 | 24000 | 16800 | 70% | 1.96 | 0 | 10 |  |  |  | No | R-454B | 1.9 | Residential & Commercial | Ducted CEE Tier 1
215667802 | Central HP <5.4 tons | KENMORE | HRCU-A-CB (Split System: Heat Pump with Remote Outdoor Unit-Air-Source) | (C,H,T)5H0V24*K*AAA* |  |  | EA*5X37M17A*+WALLCON | *96CTN0601714B* | 23800 | 17 | 9 | 23600 | 16600 | 70.34% | 2 | 0 | 10 |  |  |  | No | R-454B | 1.9833 | Residential & Commercial | Ducted CEE Tier 1
215318847 | Central HP <5.4 tons | Weathermaker | HRCU-A-CB (Split System: Heat Pump with Remote Outdoor Unit-Air-Source) | 37MUHAQ48AA3 |  |  | 45MUHAQ60XX3 |  | 48000 | 17.5 | 9.5 | 48000 | 48000 | 100% | 2 | 0 | 12 |  |  |  | No | R-454B | 4 | Residential & Commercial | Ducted CEE Tier 1
207826674 | Central HP <5.4 tons | Weathermaker | HRCU-A-CB (Split System: Heat Pump with Remote Outdoor Unit-Air-Source) | 38MARBQ18AA3 |  |  | 40MBABQ18XB3 |  | 18000 | 17.6 | 9.6 | 19000 | 17000 | 89.47% | 2 | 12.5 | 11.7 |  |  |  | No | R-410A | 1.5 | Residential & Commercial | Ducted CEE Tier 1
215678371 | Central HP <5.4 tons | KENMORE | HRCU-A-CB (Split System: Heat Pump with Remote Outdoor Unit-Air-Source) | (C,H,T)5H0V24*K*AAA* |  |  | EA*5X37M17A*+WALLCON | *97CTN0601716A* | 23600 | 16.5 | 9 | 23600 | 16600 | 70.34% | 1.98 | 0 | 10 |  |  |  | No | R-454B | 1.9667 | Residential & Commercial | Ducted CEE Tier 1
214333174 | Central HP <5.4 tons | ECOER | HRCU-A-C (Split System: Heat Pump with Remote Outdoor Unit with No Indoor Fan --Air Source) | EODA18H-2436B |  |  | GNC2430APT+DK |  | 22800 | 15.2 | 8.2 | 23000 | 18600 | 80.87% | 1.9 | 0 | 11 |  |  |  | No | R-410A | 1.9 | Residential & Commercial | Ducted CEE Tier 1
214333175 | Central HP <5.4 tons | ECOER | HRCU-A-C (Split System: Heat Pump with Remote Outdoor Unit with No Indoor Fan --Air Source) | EODA18H-2436B |  |  | GNC3036BPT+DK |  | 31000 | 15.2 | 8.5 | 33600 | 23600 | 70.24% | 1.9 | 0 | 10 |  |  |  | No | R-410A | 2.5833 | Residential & Commercial | Ducted CEE Tier 1
213892585 | Central HP <5.4 tons | BRYANT HEATING AND COOLING SYSTEMS | HRCU-A-CB (Split System: Heat Pump with Remote Outdoor Unit-Air-Source) | 288BNV013*0**A* |  |  | CAP**2517AL*+UI | 986TD30040C14*** | 13000 | 15.5 | 8.1 | 11700 | 8800 | 75.21% | 2 | 0 | 12 |  |  |  | No | R-410A | 1.0833 | Residential & Commercial | Ducted CEE Tier 1
215678251 | Central HP <5.4 tons | KENMORE | HRCU-A-CB (Split System: Heat Pump with Remote Outdoor Unit-Air-Source) | (C,H,T)5H0V24*K*AAA* |  |  | EA*5X25M17A*+WALLCON | *97CTN0601716A* | 23800 | 17 | 9 | 23400 | 16500 | 70.51% | 2 | 0 | 10 |  |  |  | No | R-454B | 1.9833 | Residential & Commercial | Ducted CEE Tier 1
212979971 | Central HP <5.4 tons | DAY & NIGHT | HRCU-A-CB (Split System: Heat Pump with Remote Outdoor Unit-Air-Source) | DLCURAH18ABK |  |  | EA*4X25L17A* | *80MS(N,L)0901714A* | 18100 | 16.5 | 8.5 | 17900 | 17700 | 98.88% | 2.14 | 0 | 11 |  |  |  | No | R-410A | 1.5083 | Residential & Commercial | Ducted CEE Tier 1
212981850 | Central HP <5.4 tons | DAY & NIGHT | HRCU-A-CB (Split System: Heat Pump with Remote Outdoor Unit-Air-Source) | DLCURAH18ABK |  |  | EA*4X25L17A* | *80MSU1002120A* | 17800 | 16 | 8.1 | 17800 | 17800 | 100% | 2.14 | 0 | 10.5 |  |  |  | No | R-410A | 1.4833 | Residential & Commercial | Ducted CEE Tier 1
212982402 | Central HP <5.4 tons | DAY & NIGHT | HRCU-A-CB (Split System: Heat Pump with Remote Outdoor Unit-Air-Source) | DLCURAH18ABK |  |  | EA*4X25L17A* | *80MSU0401712A* | 17800 | 16 | 8.1 | 17800 | 17600 | 98.88% | 2.12 | 0 | 10.5 |  |  |  | No | R-410A | 1.4833 | Residential & Commercial | Ducted CEE Tier 1
212982378 | Central HP <5.4 tons | DAY & NIGHT | HRCU-A-CB (Split System: Heat Pump with Remote Outdoor Unit-Air-Source) | DLCURAH18ABK |  |  | EA*4X19L17A* | *80MSU0401712A* | 17800 | 16 | 8.1 | 17900 | 17700 | 98.88% | 2.14 | 0 | 10.5 |  |  |  | No | R-410A | 1.4833 | Residential & Commercial | Ducted CEE Tier 1
212983632 | Central HP <5.4 tons | DAY & NIGHT | HRCU-A-CB (Split System: Heat Pump with Remote Outdoor Unit-Air-Source) | DLCURAH18ABK |  |  | EA*4X19L17A* | *92MSN0601412A* | 17700 | 16.5 | 8.1 | 17700 | 17900 | 101.1% | 2.16 | 0 | 10.5 |  |  |  | No | R-410A | 1.475 | Residential & Commercial | Ducted CEE Tier 1
212983682 | Central HP <5.4 tons | DAY & NIGHT | HRCU-A-CB (Split System: Heat Pump with Remote Outdoor Unit-Air-Source) | DLCURAH18ABK |  |  | EA*4X30L17A* | *92MSN0601412A* | 17400 | 16.5 | 8.5 | 18000 | 18900 | 105% | 2.28 | 0 | 10.5 |  |  |  | No | R-410A | 1.45 | Residential & Commercial | Ducted CEE Tier 1
215667659 | Central HP <5.4 tons | KENMORE | HRCU-A-CB (Split System: Heat Pump with Remote Outdoor Unit-Air-Source) | (C,H,T)5H0V24*K*AAA* |  |  | EA*5X36M17A*+WALLCON | *80CTL0901716B* | 23200 | 17 | 9 | 23600 | 16600 | 70.34% | 1.98 | 0 | 10.5 |  |  |  | No | R-454B | 1.9333 | Residential & Commercial | Ducted CEE Tier 1
215667302 | Central HP <5.4 tons | KENMORE | HRCU-A-CB (Split System: Heat Pump with Remote Outdoor Unit-Air-Source) | (C,H,T)5H0V24*K*AAA* |  |  | EA*5X25M17A*+WALLCON | *96CTN0601714B* | 23800 | 17 | 9 | 23400 | 16500 | 70.51% | 2.02 | 0 | 10.5 |  |  |  | No | R-454B | 1.9833 | Residential & Commercial | Ducted CEE Tier 1
215667930 | Central HP <5.4 tons | KENMORE | HRCU-A-CB (Split System: Heat Pump with Remote Outdoor Unit-Air-Source) | (C,H,T)5H0V24*K*AAA* |  |  | EA*5X37M21A*+WALLCON | *96CTN0801714B* | 24000 | 17.5 | 9 | 23200 | 16300 | 70.26% | 2.02 | 0 | 10.5 |  |  |  | No | R-454B | 2 | Residential & Commercial | Ducted CEE Tier 1
215667826 | Central HP <5.4 tons | KENMORE | HRCU-A-CB (Split System: Heat Pump with Remote Outdoor Unit-Air-Source) | (C,H,T)5H0V24*K*AAA* |  |  | EA*5X37M21A*+WALLCON | *80CSU0601716A* | 24000 | 17.5 | 9 | 23200 | 16300 | 70.26% | 2.02 | 0 | 10.5 |  |  |  | No | R-454B | 2 | Residential & Commercial | Ducted CEE Tier 1
215318852 | Central HP <5.4 tons | Weathermaker | HRCU-A-CB (Split System: Heat Pump with Remote Outdoor Unit-Air-Source) | 37MARAQ24AA3 |  |  | 45MBAAQ24XB3 |  | 24000 | 19.8 | 9 | 25000 | 18000 | 72% | 2.2 | 0 | 11.7 |  |  |  | No | R-454B | 2 | Residential & Commercial | Ducted CEE Tier 1
215667730 | Central HP <5.4 tons | KENMORE | HRCU-A-CB (Split System: Heat Pump with Remote Outdoor Unit-Air-Source) | (C,H,T)5H0V24*K*AAA* |  |  | EA*5X37M17A*+WALLCON | *80CSU0401712A* | 23800 | 17 | 9 | 23400 | 16500 | 70.51% | 2 | 0 | 10.5 |  |  |  | No | R-454B | 1.9833 | Residential & Commercial | Ducted CEE Tier 1
215667230 | Central HP <5.4 tons | KENMORE | HRCU-A-CB (Split System: Heat Pump with Remote Outdoor Unit-Air-Source) | (C,H,T)5H0V24*K*AAA* |  |  | EA*5X25M17A*+WALLCON | *80CTL0901716B* | 24000 | 17.5 | 9 | 23200 | 16400 | 70.69% | 2 | 0 | 10.5 |  |  |  | No | R-454B | 2 | Residential & Commercial | Ducted CEE Tier 1
215667818 | Central HP <5.4 tons | KENMORE | HRCU-A-CB (Split System: Heat Pump with Remote Outdoor Unit-Air-Source) | (C,H,T)5H0V24*K*AAA* |  |  | EA*5X37M21A*+WALLCON | *80CSU0401712A* | 24000 | 18 | 9 | 23200 | 16300 | 70.26% | 2.02 | 0 | 10.5 |  |  |  | No | R-454B | 2 | Residential & Commercial | Ducted CEE Tier 1
213772435 | Central HP <5.4 tons | CARRIER | HRCU-A-CB (Split System: Heat Pump with Remote Outdoor Unit-Air-Source) | 25VNA825A*031* |  |  | CSPH*4812AL*+UI | 58TN*B070C14**12 | 24400 | 17 | 8.1 | 21200 | 16600 | 78.3% | 2.02 | 0 | 11 |  |  |  | No | R-410A | 2.0333 | Residential & Commercial | Ducted CEE Tier 1
213771945 | Central HP <5.4 tons | CARRIER | HRCU-A-CB (Split System: Heat Pump with Remote Outdoor Unit-Air-Source) | 25VNA825A*031* |  |  | CSPH*3012AL*+UI | 58TN*B090C17**16 | 23800 | 16 | 8.1 | 21800 | 16800 | 77.06% | 1.96 | 0 | 10.5 |  |  |  | No | R-410A | 1.9833 | Residential & Commercial | Ducted CEE Tier 1
213772395 | Central HP <5.4 tons | CARRIER | HRCU-A-CB (Split System: Heat Pump with Remote Outdoor Unit-Air-Source) | 25VNA825A*031* |  |  | CSPH*4212AL*+UI | 59TN6C080C17**14 | 24000 | 16 | 8.1 | 21400 | 16600 | 77.57% | 2 | 0 | 10.5 |  |  |  | No | R-410A | 2 | Residential & Commercial | Ducted CEE Tier 1
213778795 | Central HP <5.4 tons | CARRIER | HRCU-A-CB (Split System: Heat Pump with Remote Outdoor Unit-Air-Source) | 25VNA837A*030* |  |  | CAP**3617AL*+UI | 59TN6C060C17**14 | 31200 | 16.5 | 8.1 | 33400 | 24600 | 73.65% | 1.82 | 0 | 10.5 |  |  |  | No | R-410A | 2.6 | Residential & Commercial | Ducted CEE Tier 1
213778945 | Central HP <5.4 tons | CARRIER | HRCU-A-CB (Split System: Heat Pump with Remote Outdoor Unit-Air-Source) | 25VNA837A*030* |  |  | CAP**3721AL*+UI | 58TN*B070C17**16 | 32800 | 17 | 8.5 | 33000 | 25200 | 76.36% | 1.96 | 0 | 11 |  |  |  | No | R-410A | 2.7333 | Residential & Commercial | Ducted CEE Tier 1
213771035 | Central HP <5.4 tons | CARRIER | HRCU-A-CB (Split System: Heat Pump with Remote Outdoor Unit-Air-Source) | 25VNA825A*031* |  |  | CAP**3717AL*+UI | 58TN*B070C14**12 | 24200 | 16.5 | 8.1 | 21400 | 16700 | 78.04% | 2 | 0 | 11 |  |  |  | No | R-410A | 2.0167 | Residential & Commercial | Ducted CEE Tier 1
213771335 | Central HP <5.4 tons | CARRIER | HRCU-A-CB (Split System: Heat Pump with Remote Outdoor Unit-Air-Source) | 25VNA825A*031* |  |  | CAP**4221AL*+UI | 59TN6C060C17**14 | 23600 | 16.5 | 8.1 | 21400 | 16700 | 78.04% | 1.96 | 0 | 10.5 |  |  |  | No | R-410A | 1.9667 | Residential & Commercial | Ducted CEE Tier 1
212982606 | Central HP <5.4 tons | DAY & NIGHT | HRCU-A-CB (Split System: Heat Pump with Remote Outdoor Unit-Air-Source) | DLCURAH36ABK |  |  | EA*4X48L24A* | *80MSU0601716A* | 35600 | 17 | 8.5 | 37800 | 34600 | 91.53% | 2.02 | 0 | 10 |  |  |  | No | R-410A | 2.9667 | Residential & Commercial | Ducted CEE Tier 1
215667500 | Central HP <5.4 tons | KENMORE | HRCU-A-CB (Split System: Heat Pump with Remote Outdoor Unit-Air-Source) | (C,H,T)5H0V24*K*AAA* |  |  | EA*5X30M17A*+WALLCON | *97CMN0801714B* | 23000 | 17 | 8.5 | 23800 | 16700 | 70.17% | 1.86 | 0 | 10 |  |  |  | No | R-454B | 1.9167 | Residential & Commercial | Ducted CEE Tier 1
215667248 | Central HP <5.4 tons | KENMORE | HRCU-A-CB (Split System: Heat Pump with Remote Outdoor Unit-Air-Source) | (C,H,T)5H0V24*K*AAA* |  |  | EA*5X25M17A*+WALLCON | *97CMN0601714B* | 23800 | 17 | 9 | 23400 | 16500 | 70.51% | 2 | 0 | 10.5 |  |  |  | No | R-454B | 1.9833 | Residential & Commercial | Ducted CEE Tier 1
215667866 | Central HP <5.4 tons | KENMORE | HRCU-A-CB (Split System: Heat Pump with Remote Outdoor Unit-Air-Source) | (C,H,T)5H0V24*K*AAA* |  |  | EA*5X37M21A*+WALLCON | *80CTL0902120B* | 24000 | 17.5 | 9 | 23200 | 16300 | 70.26% | 2.02 | 0 | 10.5 |  |  |  | No | R-454B | 2 | Residential & Commercial | Ducted CEE Tier 1
213771535 | Central HP <5.4 tons | CARRIER | HRCU-A-CB (Split System: Heat Pump with Remote Outdoor Unit-Air-Source) | 25VNA825A*031* |  |  | CAP**4321AL*+UI | 59TN6C080C17**14 | 24400 | 16.5 | 8.1 | 21200 | 16600 | 78.3% | 2.02 | 0 | 11 |  |  |  | No | R-410A | 2.0333 | Residential & Commercial | Ducted CEE Tier 1
213771635 | Central HP <5.4 tons | CARRIER | HRCU-A-CB (Split System: Heat Pump with Remote Outdoor Unit-Air-Source) | 25VNA825A*031* |  |  | CAP**4821AL*+UI | 59MN7C100C21**22 | 24000 | 16.5 | 8.1 | 21000 | 16500 | 78.57% | 2.02 | 0 | 11 |  |  |  | No | R-410A | 2 | Residential & Commercial | Ducted CEE Tier 1
213772315 | Central HP <5.4 tons | CARRIER | HRCU-A-CB (Split System: Heat Pump with Remote Outdoor Unit-Air-Source) | 25VNA825A*031* |  |  | CSPH*4212AL*+UI | 58TN*B135C24**22 | 24200 | 16 | 8.1 | 21400 | 16600 | 77.57% | 2 | 0 | 10.5 |  |  |  | No | R-410A | 2.0167 | Residential & Commercial | Ducted CEE Tier 1
213772585 | Central HP <5.4 tons | CARRIER | HRCU-A-CB (Split System: Heat Pump with Remote Outdoor Unit-Air-Source) | 25VNA825A*031* |  |  | CSPH*4812AL*+UI | 59TN6C120C24**22 | 24200 | 16.5 | 8.1 | 21200 | 16600 | 78.3% | 2.02 | 0 | 11 |  |  |  | No | R-410A | 2.0167 | Residential & Commercial | Ducted CEE Tier 1
213778835 | Central HP <5.4 tons | CARRIER | HRCU-A-CB (Split System: Heat Pump with Remote Outdoor Unit-Air-Source) | 25VNA837A*030* |  |  | CAP**3621AL*+UI | 58TN*B090C17**16 | 31600 | 17 | 8.1 | 33000 | 24200 | 73.33% | 1.84 | 0 | 11 |  |  |  | No | R-410A | 2.6333 | Residential & Commercial | Ducted CEE Tier 1
214652032 | Central HP <5.4 tons | FRASER-JOHNSTON | HRCU-A-CB (Split System: Heat Pump with Remote Outdoor Unit-Air-Source) | HH824E2S11 |  |  | CTU30B5XCS1+TXV | TM9V080B12MP12 | 23000 | 17 | 9.5 | 23000 | 18200 | 79.13% | 2 | 0 | 12 |  |  |  | No | R-454B | 1.9167 | Residential & Commercial | Ducted CEE Tier 1
215936802 | Central HP <5.4 tons | KENMORE | HRCU-A-CB (Split System: Heat Pump with Remote Outdoor Unit-Air-Source) | (C,H,T)5H3V36*K*AAA* |  |  | EVD5X60M24A*+WALLCON | *95CSU1002122B* | 35600 | 22 | 8.5 | 38000 | 28400 | 74.74% | 2.06 | 0 | 12.5 |  |  |  | No | R-454B | 2.9667 | Residential & Commercial | Ducted CEE Tier 1
215936952 | Central HP <5.4 tons | KENMORE | HRCU-A-CB (Split System: Heat Pump with Remote Outdoor Unit-Air-Source) | (C,H,T)5H3V36*K*AAA* |  |  | EVD5X61M24A*+WALLCON | *95CSU1002122B* | 36000 | 22.5 | 8.5 | 37600 | 28200 | 75% | 2.06 | 0 | 12.5 |  |  |  | No | R-454B | 3 | Residential & Commercial | Ducted CEE Tier 1
215936452 | Central HP <5.4 tons | KENMORE | HRCU-A-CB (Split System: Heat Pump with Remote Outdoor Unit-Air-Source) | (C,H,T)5H3V36*K*AAA* |  |  | EVD5X49M24A*+WALLCON | *80CTL0902120B* | 35600 | 22 | 8.5 | 38000 | 28400 | 74.74% | 2.04 | 0 | 12.5 |  |  |  | No | R-454B | 2.9667 | Residential & Commercial | Ducted CEE Tier 1
213772735 | Central HP <5.4 tons | CARRIER | HRCU-A-CB (Split System: Heat Pump with Remote Outdoor Unit-Air-Source) | 25VNA825A*032* |  |  | CAP**2517AL*+UI | 58TN*B070C17**16 | 24400 | 16.5 | 8.1 | 21200 | 16700 | 78.77% | 2 | 0 | 10.5 |  |  |  | No | R-410A | 2.0333 | Residential & Commercial | Ducted CEE Tier 1
213773035 | Central HP <5.4 tons | CARRIER | HRCU-A-CB (Split System: Heat Pump with Remote Outdoor Unit-Air-Source) | 25VNA825A*032* |  |  | CAP**3621AL*+UI | 58TN*B045C17**12 | 23400 | 16 | 8.1 | 21600 | 16700 | 77.31% | 1.92 | 0 | 10.5 |  |  |  | No | R-410A | 1.95 | Residential & Commercial | Ducted CEE Tier 1
213778965 | Central HP <5.4 tons | CARRIER | HRCU-A-CB (Split System: Heat Pump with Remote Outdoor Unit-Air-Source) | 25VNA837A*030* |  |  | CAP**3721AL*+UI | 58TN*B090C21**20 | 32800 | 17 | 8.5 | 33000 | 25000 | 75.76% | 1.98 | 0 | 11 |  |  |  | No | R-410A | 2.7333 | Residential & Commercial | Ducted CEE Tier 1
213779015 | Central HP <5.4 tons | CARRIER | HRCU-A-CB (Split System: Heat Pump with Remote Outdoor Unit-Air-Source) | 25VNA837A*030* |  |  | CAP**3721AL*+UI | 59MN7C100C21**22 | 33000 | 17 | 8.5 | 32600 | 25000 | 76.69% | 1.98 | 0 | 11.5 |  |  |  | No | R-410A | 2.75 | Residential & Commercial | Ducted CEE Tier 1
213779615 | Central HP <5.4 tons | CARRIER | HRCU-A-CB (Split System: Heat Pump with Remote Outdoor Unit-Air-Source) | 25VNA837A*030* |  |  | CAP**6024AL*+UI | 59TN6C120C24**22 | 32800 | 17.5 | 8.1 | 31800 | 24600 | 77.36% | 1.98 | 0 | 11.5 |  |  |  | No | R-410A | 2.7333 | Residential & Commercial | Ducted CEE Tier 1
213780115 | Central HP <5.4 tons | CARRIER | HRCU-A-CB (Split System: Heat Pump with Remote Outdoor Unit-Air-Source) | 25VNA837A*030* |  |  | CSPH*4212AL*+UI | 59TN6C100C21**22 | 32600 | 16.5 | 8.1 | 33000 | 24600 | 74.55% | 1.94 | 0 | 11 |  |  |  | No | R-410A | 2.7167 | Residential & Commercial | Ducted CEE Tier 1
213773185 | Central HP <5.4 tons | CARRIER | HRCU-A-CB (Split System: Heat Pump with Remote Outdoor Unit-Air-Source) | 25VNA825A*032* |  |  | CAP**3717AL*+UI | 58TN*B090C17**16 | 24200 | 16.5 | 8.1 | 21400 | 16700 | 78.04% | 1.98 | 0 | 10.5 |  |  |  | No | R-410A | 2.0167 | Residential & Commercial | Ducted CEE Tier 1
213773385 | Central HP <5.4 tons | CARRIER | HRCU-A-CB (Split System: Heat Pump with Remote Outdoor Unit-Air-Source) | 25VNA825A*032* |  |  | CAP**4221AL*+UI | 58TN*B070C17**16 | 23800 | 16.5 | 8.1 | 21400 | 16600 | 77.57% | 1.94 | 0 | 10.5 |  |  |  | No | R-410A | 1.9833 | Residential & Commercial | Ducted CEE Tier 1
213773535 | Central HP <5.4 tons | CARRIER | HRCU-A-CB (Split System: Heat Pump with Remote Outdoor Unit-Air-Source) | 25VNA825A*032* |  |  | CAP**4224AL*+UI | 59MN7C120C24**22 | 23800 | 16.5 | 8.1 | 21400 | 16600 | 77.57% | 1.96 | 0 | 10.5 |  |  |  | No | R-410A | 1.9833 | Residential & Commercial | Ducted CEE Tier 1
213773655 | Central HP <5.4 tons | CARRIER | HRCU-A-CB (Split System: Heat Pump with Remote Outdoor Unit-Air-Source) | 25VNA825A*032* |  |  | CAP**4321AL*+UI | 59TN6C060C17**14 | 24400 | 16.5 | 8.1 | 21200 | 16700 | 78.77% | 2 | 0 | 10.5 |  |  |  | No | R-410A | 2.0333 | Residential & Commercial | Ducted CEE Tier 1
213773755 | Central HP <5.4 tons | CARRIER | HRCU-A-CB (Split System: Heat Pump with Remote Outdoor Unit-Air-Source) | 25VNA825A*032* |  |  | CAP**4821AL*+UI | 59MN7C080C17**14 | 24000 | 16.5 | 8.1 | 21000 | 16600 | 79.05% | 2 | 0 | 10.5 |  |  |  | No | R-410A | 2 | Residential & Commercial | Ducted CEE Tier 1
206133467 | Central HP <5.4 tons | AIRQUEST | HRCU-A-CB (Split System: Heat Pump with Remote Outdoor Unit-Air-Source) | HVH825GKA2* |  |  | EA*4X37L21A*+WALLCON | *80CSU1002120A* | 24400 | 16.5 | 8.1 | 21200 | 16700 | 78.77% | 2.02 | 11.5 | 11 |  |  |  | No | R-410A | 2.0333 | Residential & Commercial | Ducted CEE Tier 1
206133985 | Central HP <5.4 tons | AIRQUEST | HRCU-A-CB (Split System: Heat Pump with Remote Outdoor Unit-Air-Source) | HVH825GKA2* |  |  | EHD4X36AAL+WALLCON | *95CSU0802120A* | 24000 | 16 | 8.1 | 21400 | 16600 | 77.57% | 1.98 | 11 | 10.5 |  |  |  | No | R-410A | 2 | Residential & Commercial | Ducted CEE Tier 1
211393045 | Central HP <5.4 tons | LUXAIRE | HRCU-A-CB (Split System: Heat Pump with Remote Outdoor Unit-Air-Source) | HMH72B341 |  |  | XAFC30CXXN1+TXV | TL9E100C20UH11 | 33400 | 17 | 8.5 | 33400 | 23400 | 70.06% | 2.06 | 0 | 10 |  |  |  | No | R-410A | 2.7833 | Residential & Commercial | Ducted CEE Tier 1
206133799 | Central HP <5.4 tons | AIRQUEST | HRCU-A-CB (Split System: Heat Pump with Remote Outdoor Unit-Air-Source) | HVH825GKA2* |  |  | EA*4X37L17A*+WALLCON | *95CSU0601716A* | 24200 | 16.5 | 8.1 | 21400 | 16800 | 78.5% | 1.98 | 11 | 10.5 |  |  |  | No | R-410A | 2.0167 | Residential & Commercial | Ducted CEE Tier 1
213772785 | Central HP <5.4 tons | CARRIER | HRCU-A-CB (Split System: Heat Pump with Remote Outdoor Unit-Air-Source) | 25VNA825A*032* |  |  | CAP**2517AL*+UI | 59TN6C040C14**10 | 24000 | 15.5 | 8.1 | 21600 | 17000 | 78.7% | 1.96 | 0 | 10 |  |  |  | No | R-410A | 2 | Residential & Commercial | Ducted CEE Tier 1
215940322 | Central HP <5.4 tons | KENMORE | HRCU-A-CB (Split System: Heat Pump with Remote Outdoor Unit-Air-Source) | (C,H,T)5H3V36*K*AAA* |  |  | EVM5X44M21A*+WALLCON | *97CTN1002122A* | 35600 | 22 | 8.5 | 38000 | 28600 | 75.26% | 2.02 | 0 | 12.5 |  |  |  | No | R-454B | 2.9667 | Residential & Commercial | Ducted CEE Tier 1
215940402 | Central HP <5.4 tons | KENMORE | HRCU-A-CB (Split System: Heat Pump with Remote Outdoor Unit-Air-Source) | (C,H,T)5H3V36*K*AAA* |  |  | EVM5X60M21A*+WALLCON | *96CTN0802120B* | 35600 | 21.5 | 8.5 | 38000 | 28600 | 75.26% | 2.04 | 0 | 12 |  |  |  | No | R-454B | 2.9667 | Residential & Commercial | Ducted CEE Tier 1
215940452 | Central HP <5.4 tons | KENMORE | HRCU-A-CB (Split System: Heat Pump with Remote Outdoor Unit-Air-Source) | (C,H,T)5H3V36*K*AAA* |  |  | EVM5X60M21A*+WALLCON | *97CTN0802120A* | 35600 | 21.5 | 8.5 | 38000 | 28600 | 75.26% | 2.04 | 0 | 12 |  |  |  | No | R-454B | 2.9667 | Residential & Commercial | Ducted CEE Tier 1
215940472 | Central HP <5.4 tons | KENMORE | HRCU-A-CB (Split System: Heat Pump with Remote Outdoor Unit-Air-Source) | (C,H,T)5H3V36*K*AAA* |  |  | EVM5X60M24A*+WALLCON | *96CTN0802120B* | 35400 | 21.5 | 8.5 | 38000 | 28600 | 75.26% | 2.04 | 0 | 12 |  |  |  | No | R-454B | 2.95 | Residential & Commercial | Ducted CEE Tier 1
213773645 | Central HP <5.4 tons | CARRIER | HRCU-A-CB (Split System: Heat Pump with Remote Outdoor Unit-Air-Source) | 25VNA825A*032* |  |  | CAP**4321AL*+UI | 59MN7C100C21**22 | 24400 | 16.5 | 8.5 | 21200 | 16600 | 78.3% | 2.02 | 0 | 11 |  |  |  | No | R-410A | 2.0333 | Residential & Commercial | Ducted CEE Tier 1
215853364 | Central HP <5.4 tons | COLEMAN | HRCU-A-CB (Split System: Heat Pump with Remote Outdoor Unit-Air-Source) | HH836E2S11 |  |  | CTF36B5CDS1 | Z9ES060B12SMPS1 | 33200 | 17 | 8.5 | 31000 | 25400 | 81.94% | 2 | 0 | 11 |  |  |  | No | R-454B | 2.7667 | Residential & Commercial | Ducted CEE Tier 1
211390186 | Central HP <5.4 tons | LUXAIRE | HRCU-A-CB (Split System: Heat Pump with Remote Outdoor Unit-Air-Source) | HMH72B341 |  |  | XAFC36DXXN1+TXV | TMLV100C16MP12 | 34000 | 17.5 | 8.5 | 33800 | 23800 | 70.41% | 2.08 | 0 | 10 |  |  |  | No | R-410A | 2.8333 | Residential & Commercial | Ducted CEE Tier 1
211390268 | Central HP <5.4 tons | LUXAIRE | HRCU-A-CB (Split System: Heat Pump with Remote Outdoor Unit-Air-Source) | HMH72B341 |  |  | XAFC36DBCN1 | TMLV100C16MP12 | 34000 | 17.5 | 8.5 | 33800 | 23800 | 70.41% | 2.08 | 0 | 10 |  |  |  | No | R-410A | 2.8333 | Residential & Commercial | Ducted CEE Tier 1
214719699 | Central HP <5.4 tons | FRASER-JOHNSTON | HRCU-A-CB (Split System: Heat Pump with Remote Outdoor Unit-Air-Source) | HH836E2S11 |  |  | CTU36B5XDS1+TXV | TM8E080B12MP11 | 33600 | 18 | 8.5 | 31800 | 26000 | 81.76% | 2 | 0 | 11 |  |  |  | No | R-454B | 2.8 | Residential & Commercial | Ducted CEE Tier 1
215932104 | Central HP <5.4 tons | CARRIER | HRCU-A-CB (Split System: Heat Pump with Remote Outdoor Unit-Air-Source) | 27VNA336A*030* |  |  | CAA**3617AM*+UI | 59TN6C040C14**10 | 31000 | 17.5 | 9 | 34200 | 26400 | 77.19% | 1.92 | 0 | 10.5 |  |  |  | No | R-454B | 2.5833 | Residential & Commercial | Ducted CEE Tier 1
214242302 | Central HP <5.4 tons | KEEPRITE | HRCU-A-CB (Split System: Heat Pump with Remote Outdoor Unit-Air-Source) | CVH825GKA3* |  |  | EN(A,D,W)4X48L21**+WALLCON | *96CTN0601714B* | 24000 | 16.5 | 8.1 | 21400 | 16600 | 77.57% | 2 | 0 | 11 |  |  |  | No | R-410A | 2 | Residential & Commercial | Ducted CEE Tier 1
214242072 | Central HP <5.4 tons | KEEPRITE | HRCU-A-CB (Split System: Heat Pump with Remote Outdoor Unit-Air-Source) | CVH825GKA3* |  |  | END4X42L17**+WALLCON | *96CTN0601714B* | 23800 | 16.5 | 8.1 | 21400 | 16700 | 78.04% | 1.96 | 0 | 11 |  |  |  | No | R-410A | 1.9833 | Residential & Commercial | Ducted CEE Tier 1
214574124 | Central HP <5.4 tons | DAY & NIGHT | HRCU-A-CB (Split System: Heat Pump with Remote Outdoor Unit-Air-Source) | CVH837GKA2* |  |  | EA*4X61L21A*+WALLCON | *97CMN0602120B* | 33000 | 17.5 | 8.5 | 32200 | 25000 | 77.64% | 1.98 | 0 | 11 |  |  |  | No | R-410A | 2.75 | Residential & Commercial | Ducted CEE Tier 1
214574204 | Central HP <5.4 tons | DAY & NIGHT | HRCU-A-CB (Split System: Heat Pump with Remote Outdoor Unit-Air-Source) | CVH837GKA2* |  |  | EA*4X61L24A*+WALLCON | *96CTN0802120B* | 33200 | 18.5 | 8.5 | 31800 | 24800 | 77.99% | 2.02 | 0 | 11.5 |  |  |  | No | R-410A | 2.7667 | Residential & Commercial | Ducted CEE Tier 1
215678311 | Central HP <5.4 tons | KENMORE | HRCU-A-CB (Split System: Heat Pump with Remote Outdoor Unit-Air-Source) | (C,H,T)5H0V24*K*AAA* |  |  | EA*5X36M17A*+WALLCON | *80CSU0401712B* | 23200 | 17 | 8.5 | 23400 | 16500 | 70.51% | 2 | 0 | 10 |  |  |  | No | R-454B | 1.9333 | Residential & Commercial | Ducted CEE Tier 1
213774415 | Central HP <5.4 tons | CARRIER | HRCU-A-CB (Split System: Heat Pump with Remote Outdoor Unit-Air-Source) | 25VNA825A*032* |  |  | CSPH*4212AL*+UI | 58TN*B090C17**16 | 24200 | 16 | 8.1 | 21200 | 16600 | 78.3% | 2 | 0 | 10.5 |  |  |  | No | R-410A | 2.0167 | Residential & Commercial | Ducted CEE Tier 1
213774615 | Central HP <5.4 tons | CARRIER | HRCU-A-CB (Split System: Heat Pump with Remote Outdoor Unit-Air-Source) | 25VNA825A*032* |  |  | CSPH*4812AL*+UI | 58TN*B135C24**22 | 24200 | 16 | 8.1 | 21200 | 16600 | 78.3% | 2 | 0 | 10.5 |  |  |  | No | R-410A | 2.0167 | Residential & Commercial | Ducted CEE Tier 1
216013292 | Central HP <5.4 tons | COLEMAN | HRCU-A-CB (Split System: Heat Pump with Remote Outdoor Unit-Air-Source) | HH824E2S11 |  |  | JHE36B5AD2SS1 |  | 23000 | 19 | 9.5 | 23000 | 18500 | 80.43% | 2 | 0 | 12 |  |  |  | No | R-454B | 1.9167 | Residential & Commercial | Ducted CEE Tier 1
214807817 | Central HP <5.4 tons | LUXAIRE | HRCU-A-CB (Split System: Heat Pump with Remote Outdoor Unit-Air-Source) | HH824E2S11 |  |  | CTU30B5XCS1+JMC12B2SN1+TXV |  | 23000 | 18 | 9.5 | 23000 | 19000 | 82.61% | 2 | 0 | 12 |  |  |  | No | R-454B | 1.9167 | Residential & Commercial | Ducted CEE Tier 1
213772745 | Central HP <5.4 tons | CARRIER | HRCU-A-CB (Split System: Heat Pump with Remote Outdoor Unit-Air-Source) | 25VNA825A*032* |  |  | CAP**2517AL*+UI | 58TN*B090C17**16 | 24400 | 16.5 | 8.1 | 21200 | 16600 | 78.3% | 2 | 0 | 11 |  |  |  | No | R-410A | 2.0333 | Residential & Commercial | Ducted CEE Tier 1
213772765 | Central HP <5.4 tons | CARRIER | HRCU-A-CB (Split System: Heat Pump with Remote Outdoor Unit-Air-Source) | 25VNA825A*032* |  |  | CAP**2517AL*+UI | 59MN7C060C17**14 | 24200 | 15.5 | 8.1 | 20000 | 16700 | 83.5% | 2 | 0 | 10.5 |  |  |  | No | R-410A | 2.0167 | Residential & Commercial | Ducted CEE Tier 1
213772915 | Central HP <5.4 tons | CARRIER | HRCU-A-CB (Split System: Heat Pump with Remote Outdoor Unit-Air-Source) | 25VNA825A*032* |  |  | CAP**3017AL*+UI | 59TN6C060C17**14 | 23400 | 16 | 8.1 | 21600 | 16700 | 77.31% | 1.9 | 0 | 10.5 |  |  |  | No | R-410A | 1.95 | Residential & Commercial | Ducted CEE Tier 1
213773065 | Central HP <5.4 tons | CARRIER | HRCU-A-CB (Split System: Heat Pump with Remote Outdoor Unit-Air-Source) | 25VNA825A*032* |  |  | CAP**3621AL*+UI | 58TN*B090C21**20 | 23600 | 16.5 | 8.1 | 21400 | 16600 | 77.57% | 1.94 | 0 | 10.5 |  |  |  | No | R-410A | 1.9667 | Residential & Commercial | Ducted CEE Tier 1
213780635 | Central HP <5.4 tons | CARRIER | HRCU-A-CB (Split System: Heat Pump with Remote Outdoor Unit-Air-Source) | 25VNA837A*031* |  |  | CAP**3617AL*+UI | 58TN*B045C17**12 | 31200 | 16.5 | 8.1 | 33400 | 24600 | 73.65% | 1.8 | 0 | 10.5 |  |  |  | No | R-410A | 2.6 | Residential & Commercial | Ducted CEE Tier 1
213780685 | Central HP <5.4 tons | CARRIER | HRCU-A-CB (Split System: Heat Pump with Remote Outdoor Unit-Air-Source) | 25VNA837A*031* |  |  | CAP**3617AL*+UI | 59MN7C060C17**14 | 31200 | 16.5 | 8.1 | 33400 | 24600 | 73.65% | 1.82 | 0 | 10.5 |  |  |  | No | R-410A | 2.6 | Residential & Commercial | Ducted CEE Tier 1
215932131 | Central HP <5.4 tons | KEEPRITE | HRCU-A-CB (Split System: Heat Pump with Remote Outdoor Unit-Air-Source) | C5H3V36*K*AAA* |  |  | EA*5X36M17A*+WALLCON | *96CTN0801714B* | 32200 | 19 | 9.5 | 35400 | 27200 | 76.84% | 1.98 | 0 | 10.5 |  |  |  | No | R-454B | 2.6833 | Residential & Commercial | Ducted CEE Tier 1
215932081 | Central HP <5.4 tons | KEEPRITE | HRCU-A-CB (Split System: Heat Pump with Remote Outdoor Unit-Air-Source) | C5H3V36*K*AAA* |  |  | EA*5X36M17A*+WALLCON | *80CTL0901716B* | 32200 | 19.5 | 9.5 | 35200 | 27000 | 76.7% | 2 | 0 | 11 |  |  |  | No | R-454B | 2.6833 | Residential & Commercial | Ducted CEE Tier 1
215669670 | Central HP <5.4 tons | KENMORE | HRCU-A-CB (Split System: Heat Pump with Remote Outdoor Unit-Air-Source) | (C,H,T)5H0V36*K*AAA* |  |  | EA*5X61M24A*+WALLCON | *95CSU0802120B* | 34800 | 18 | 9 | 34400 | 24800 | 72.09% | 1.92 | 0 | 10 |  |  |  | No | R-454B | 2.9 | Residential & Commercial | Ducted CEE Tier 1
212981730 | Central HP <5.4 tons | DAY & NIGHT | HRCU-A-CB (Split System: Heat Pump with Remote Outdoor Unit-Air-Source) | DLCURAH24ABK |  |  | EA*4X36L17A* | *80MSU1002120A* | 23400 | 17 | 8.5 | 26000 | 24400 | 93.85% | 2.02 | 0 | 10 |  |  |  | No | R-410A | 1.95 | Residential & Commercial | Ducted CEE Tier 1
206136287 | Central HP <5.4 tons | AIRQUEST | HRCU-A-CB (Split System: Heat Pump with Remote Outdoor Unit-Air-Source) | HVH837GKA** |  |  | EN(A,D,W)4X48L21**+WALLCON | *95CSU1002122A* | 32400 | 17.5 | 8.1 | 32800 | 24600 | 75% | 1.98 | 12 | 11.7 |  |  |  | No | R-410A | 2.7 | Residential & Commercial | Ducted CEE Tier 1
214279754 | Central HP <5.4 tons | DAY & NIGHT | HRCU-A-CB (Split System: Heat Pump with Remote Outdoor Unit-Air-Source) | DLCURAH18ABK |  |  | EA*4X25L17A* | *96MSN0601716A* | 17700 | 16 | 8.5 | 17600 | 17800 | 101.1% | 2.14 | 0 | 10.5 |  |  |  | No | R-410A | 1.475 | Residential & Commercial | Ducted CEE Tier 1
212981862 | Central HP <5.4 tons | DAY & NIGHT | HRCU-A-CB (Split System: Heat Pump with Remote Outdoor Unit-Air-Source) | DLCURAH18ABK |  |  | EA*4X30L17A* | *80MSU1002120A* | 17500 | 16 | 8.5 | 18100 | 18700 | 103.3% | 2.24 | 0 | 10.5 |  |  |  | No | R-410A | 1.4583 | Residential & Commercial | Ducted CEE Tier 1
212982414 | Central HP <5.4 tons | DAY & NIGHT | HRCU-A-CB (Split System: Heat Pump with Remote Outdoor Unit-Air-Source) | DLCURAH18ABK |  |  | EA*4X30L17A* | *80MSU0401712A* | 17500 | 16 | 8.5 | 18100 | 18500 | 102.2% | 2.24 | 0 | 10.5 |  |  |  | No | R-410A | 1.4583 | Residential & Commercial | Ducted CEE Tier 1
212983300 | Central HP <5.4 tons | DAY & NIGHT | HRCU-A-CB (Split System: Heat Pump with Remote Outdoor Unit-Air-Source) | DLCURAH18ABK |  |  | EN(A,D)4X24L17** | *92MSN0401712A* | 17200 | 15.5 | 8.1 | 18300 | 19300 | 105.5% | 2.3 | 0 | 10.5 |  |  |  | No | R-410A | 1.4333 | Residential & Commercial | Ducted CEE Tier 1
212983652 | Central HP <5.4 tons | DAY & NIGHT | HRCU-A-CB (Split System: Heat Pump with Remote Outdoor Unit-Air-Source) | DLCURAH18ABK |  |  | EA*4X24L17A* | *92MSN0601412A* | 17600 | 16 | 8.5 | 18500 | 19400 | 104.9% | 2.34 | 0 | 10.5 |  |  |  | No | R-410A | 1.4667 | Residential & Commercial | Ducted CEE Tier 1
212982366 | Central HP <5.4 tons | DAY & NIGHT | HRCU-A-CB (Split System: Heat Pump with Remote Outdoor Unit-Air-Source) | DLCURAH24ABK |  |  | EN(A,D)4X36L21** | *80MSU0401712A* | 23400 | 16.5 | 8.5 | 25800 | 23800 | 92.25% | 1.98 | 0 | 10 |  |  |  | No | R-410A | 1.95 | Residential & Commercial | Ducted CEE Tier 1
212983168 | Central HP <5.4 tons | DAY & NIGHT | HRCU-A-CB (Split System: Heat Pump with Remote Outdoor Unit-Air-Source) | DLCURAH24ABK |  |  | EA*4X36L17A* | *92MSN0401712A* | 23400 | 16 | 8.5 | 26400 | 24000 | 90.91% | 1.98 | 0 | 10 |  |  |  | No | R-410A | 1.95 | Residential & Commercial | Ducted CEE Tier 1
212983201 | Central HP <5.4 tons | DAY & NIGHT | HRCU-A-CB (Split System: Heat Pump with Remote Outdoor Unit-Air-Source) | DLCURAH24ABK |  |  | EA*4X37L21A* | *92MSN0401712A* | 24000 | 16 | 8.1 | 25400 | 21800 | 85.83% | 1.8 | 0 | 10 |  |  |  | No | R-410A | 2 | Residential & Commercial | Ducted CEE Tier 1
215668698 | Central HP <5.4 tons | KENMORE | HRCU-A-CB (Split System: Heat Pump with Remote Outdoor Unit-Air-Source) | (C,H,T)5H0V36*K*AAA* |  |  | EA*5X37M21A*+WALLCON | *80CTL1102120B* | 34600 | 18 | 9 | 35200 | 25000 | 71.02% | 1.9 | 0 | 10 |  |  |  | No | R-454B | 2.8833 | Residential & Commercial | Ducted CEE Tier 1
212978626 | Central HP <5.4 tons | DAY & NIGHT | HRCU-A-CB (Split System: Heat Pump with Remote Outdoor Unit-Air-Source) | DLCURAH24ABK |  |  | EA*4X24L17A* | *80MS(N,L)0701712A* | 23600 | 17 | 9 | 27000 | 25800 | 95.56% | 2.16 | 0 | 10 |  |  |  | No | R-410A | 1.9667 | Residential & Commercial | Ducted CEE Tier 1
215667874 | Central HP <5.4 tons | KENMORE | HRCU-A-CB (Split System: Heat Pump with Remote Outdoor Unit-Air-Source) | (C,H,T)5H0V24*K*AAA* |  |  | EA*5X37M21A*+WALLCON | *80CTL1102120B* | 24000 | 17.5 | 9 | 23200 | 16300 | 70.26% | 2.02 | 0 | 10.5 |  |  |  | No | R-454B | 2 | Residential & Commercial | Ducted CEE Tier 1
215667890 | Central HP <5.4 tons | KENMORE | HRCU-A-CB (Split System: Heat Pump with Remote Outdoor Unit-Air-Source) | (C,H,T)5H0V24*K*AAA* |  |  | EA*5X37M21A*+WALLCON | *97CMN0601714B* | 24000 | 17 | 9 | 23400 | 16400 | 70.09% | 2.02 | 0 | 10.5 |  |  |  | No | R-454B | 2 | Residential & Commercial | Ducted CEE Tier 1
215667692 | Central HP <5.4 tons | KENMORE | HRCU-A-CB (Split System: Heat Pump with Remote Outdoor Unit-Air-Source) | (C,H,T)5H0V24*K*AAA* |  |  | EA*5X36M17A*+WALLCON | *97CMN0801714B* | 23000 | 17 | 9 | 23800 | 16700 | 70.17% | 1.98 | 0 | 10 |  |  |  | No | R-454B | 1.9167 | Residential & Commercial | Ducted CEE Tier 1
215667408 | Central HP <5.4 tons | KENMORE | HRCU-A-CB (Split System: Heat Pump with Remote Outdoor Unit-Air-Source) | (C,H,T)5H0V24*K*AAA* |  |  | EA*5X30M17A*+WALLCON | *80CTL0451712B* | 23000 | 16.5 | 8.5 | 24000 | 16800 | 70% | 1.86 | 0 | 10 |  |  |  | No | R-454B | 1.9167 | Residential & Commercial | Ducted CEE Tier 1
211392896 | Central HP <5.4 tons | LUXAIRE | HRCU-A-CB (Split System: Heat Pump with Remote Outdoor Unit-Air-Source) | HMH72B341 |  |  | XAUB36DXXN1+TXV | TMLE040A12MP11 | 34000 | 18 | 8.1 | 33600 | 23800 | 70.83% | 2.06 | 0 | 10 |  |  |  | No | R-410A | 2.8333 | Residential & Commercial | Ducted CEE Tier 1
211393355 | Central HP <5.4 tons | LUXAIRE | HRCU-A-CB (Split System: Heat Pump with Remote Outdoor Unit-Air-Source) | HMH72B341 |  |  | XAFC36DXXN1+TXV | TL8E100C20UH11 | 34000 | 17.5 | 8.5 | 34000 | 24000 | 70.59% | 2.12 | 0 | 10 |  |  |  | No | R-410A | 2.8333 | Residential & Commercial | Ducted CEE Tier 1
215931641 | Central HP <5.4 tons | KEEPRITE | HRCU-A-CB (Split System: Heat Pump with Remote Outdoor Unit-Air-Source) | C5H3V60*K*AAA* |  |  | EA*5X60M24A*+WALLCON | *96CTN1002122B* | 55500 | 18.5 | 8.5 | 60500 | 46000 | 76.03% | 2.06 | 0 | 11 |  |  |  | No | R-454B | 4.625 | Residential & Commercial | Ducted CEE Tier 1
214720141 | Central HP <5.4 tons | FRASER-JOHNSTON | HRCU-A-CB (Split System: Heat Pump with Remote Outdoor Unit-Air-Source) | HH836E2S11 |  |  | CTU48C5XFS1+TXV | Z8ES100C20SMPS1 | 34400 | 19 | 9 | 32000 | 25400 | 79.38% | 2 | 0 | 11 |  |  |  | No | R-454B | 2.8667 | Residential & Commercial | Ducted CEE Tier 1
214728399 | Central HP <5.4 tons | LUXAIRE | HRCU-A-CB (Split System: Heat Pump with Remote Outdoor Unit-Air-Source) | HH836E2S11 |  |  | CTU36B5XDS1+TXV | LP9C060B12MP13 | 33000 | 17 | 8.5 | 31000 | 25200 | 81.29% | 2 | 0 | 11 |  |  |  | No | R-454B | 2.75 | Residential & Commercial | Ducted CEE Tier 1
214779454 | Central HP <5.4 tons | COLEMAN | HRCU-A-CB (Split System: Heat Pump with Remote Outdoor Unit-Air-Source) | HH836E2S11 |  |  | CTU36B5XDS1+JMET12BS2N1+TXV |  | 34200 | 19 | 9 | 31600 | 25800 | 81.65% | 2 | 0 | 11.7 |  |  |  | No | R-454B | 2.85 | Residential & Commercial | Ducted CEE Tier 1
213772095 | Central HP <5.4 tons | CARRIER | HRCU-A-CB (Split System: Heat Pump with Remote Outdoor Unit-Air-Source) | 25VNA825A*031* |  |  | CSPH*3612AL*+UI | 58TN*B070C14**12 | 24000 | 16.5 | 8.1 | 21400 | 16600 | 77.57% | 1.98 | 0 | 10.5 |  |  |  | No | R-410A | 2 | Residential & Commercial | Ducted CEE Tier 1
213779215 | Central HP <5.4 tons | CARRIER | HRCU-A-CB (Split System: Heat Pump with Remote Outdoor Unit-Air-Source) | 25VNA837A*030* |  |  | CAP**4224AL*+UI | 59MN7C120C24**22 | 31800 | 17 | 8.1 | 32800 | 24400 | 74.39% | 1.88 | 0 | 11 |  |  |  | No | R-410A | 2.65 | Residential & Commercial | Ducted CEE Tier 1
213778985 | Central HP <5.4 tons | CARRIER | HRCU-A-CB (Split System: Heat Pump with Remote Outdoor Unit-Air-Source) | 25VNA837A*030* |  |  | CAP**3721AL*+UI | 59CU5B060C17**16 | 32800 | 17 | 8.5 | 33000 | 25200 | 76.36% | 1.96 | 0 | 11 |  |  |  | No | R-410A | 2.7333 | Residential & Commercial | Ducted CEE Tier 1
213779035 | Central HP <5.4 tons | CARRIER | HRCU-A-CB (Split System: Heat Pump with Remote Outdoor Unit-Air-Source) | 25VNA837A*030* |  |  | CAP**3721AL*+UI | 59TN6C080C17**14 | 32800 | 17 | 8.5 | 33000 | 25200 | 76.36% | 1.96 | 0 | 11 |  |  |  | No | R-410A | 2.7333 | Residential & Commercial | Ducted CEE Tier 1
213779285 | Central HP <5.4 tons | CARRIER | HRCU-A-CB (Split System: Heat Pump with Remote Outdoor Unit-Air-Source) | 25VNA837A*030* |  |  | CAP**4321AL*+UI | 58TN*B110C21**20 | 33000 | 17 | 8.5 | 32600 | 25000 | 76.69% | 1.98 | 0 | 11.5 |  |  |  | No | R-410A | 2.75 | Residential & Commercial | Ducted CEE Tier 1
211392120 | Central HP <5.4 tons | LUXAIRE | HRCU-A-CB (Split System: Heat Pump with Remote Outdoor Unit-Air-Source) | HMH72B341 |  |  | XAFC30CXXN1+TXV | TMLE080C16MP11 | 33000 | 18 | 8.5 | 33000 | 23200 | 70.3% | 2.04 | 0 | 10 |  |  |  | No | R-410A | 2.75 | Residential & Commercial | Ducted CEE Tier 1
211392604 | Central HP <5.4 tons | LUXAIRE | HRCU-A-CB (Split System: Heat Pump with Remote Outdoor Unit-Air-Source) | HMH72B341 |  |  | XAFB36DXXN1+TXV | TM8E060A12MP11 | 34000 | 18 | 8.1 | 33800 | 23800 | 70.41% | 2.06 | 0 | 10 |  |  |  | No | R-410A | 2.8333 | Residential & Commercial | Ducted CEE Tier 1
214719870 | Central HP <5.4 tons | FRASER-JOHNSTON | HRCU-A-CB (Split System: Heat Pump with Remote Outdoor Unit-Air-Source) | HH836E2S11 |  |  | CTU48C5XFS1+TXV | TL9E080C16UH11 | 33400 | 18 | 9 | 31400 | 25400 | 80.89% | 2 | 0 | 11 |  |  |  | No | R-454B | 2.7833 | Residential & Commercial | Ducted CEE Tier 1
214720136 | Central HP <5.4 tons | FRASER-JOHNSTON | HRCU-A-CB (Split System: Heat Pump with Remote Outdoor Unit-Air-Source) | HH836E2S11 |  |  | CTU48C5XFS1+TXV | TM9E100C16MP12 | 33400 | 19 | 9 | 31400 | 25400 | 80.89% | 2 | 0 | 11 |  |  |  | No | R-454B | 2.7833 | Residential & Commercial | Ducted CEE Tier 1
215931931 | Central HP <5.4 tons | KEEPRITE | HRCU-A-CB (Split System: Heat Pump with Remote Outdoor Unit-Air-Source) | C5H3V36*K*AAA* |  |  | EA*5X24M14A*+WALLCON | *96CTN0401410B* | 30400 | 17 | 9 | 35000 | 26800 | 76.57% | 1.9 | 0 | 10 |  |  |  | No | R-454B | 2.5333 | Residential & Commercial | Ducted CEE Tier 1
213779585 | Central HP <5.4 tons | CARRIER | HRCU-A-CB (Split System: Heat Pump with Remote Outdoor Unit-Air-Source) | 25VNA837A*030* |  |  | CAP**6024AL*+UI | 59MN7C100C21**22 | 32800 | 17.5 | 8.1 | 31800 | 24600 | 77.36% | 1.98 | 0 | 11.5 |  |  |  | No | R-410A | 2.7333 | Residential & Commercial | Ducted CEE Tier 1
213771655 | Central HP <5.4 tons | CARRIER | HRCU-A-CB (Split System: Heat Pump with Remote Outdoor Unit-Air-Source) | 25VNA825A*031* |  |  | CAP**4821AL*+UI | 59TN6C080C17**14 | 24000 | 16.5 | 8.1 | 21000 | 16500 | 78.57% | 2.02 | 0 | 11 |  |  |  | No | R-410A | 2 | Residential & Commercial | Ducted CEE Tier 1
213771705 | Central HP <5.4 tons | CARRIER | HRCU-A-CB (Split System: Heat Pump with Remote Outdoor Unit-Air-Source) | 25VNA825A*031* |  |  | CAP**4824AL*+UI | 59MN7C100C21**22 | 24200 | 16.5 | 8.1 | 21000 | 16500 | 78.57% | 2.02 | 0 | 11 |  |  |  | No | R-410A | 2.0167 | Residential & Commercial | Ducted CEE Tier 1
213772275 | Central HP <5.4 tons | CARRIER | HRCU-A-CB (Split System: Heat Pump with Remote Outdoor Unit-Air-Source) | 25VNA825A*031* |  |  | CSPH*4212AL*+UI | 58TN*B070C17**16 | 24200 | 16 | 8.1 | 21400 | 16600 | 77.57% | 2 | 0 | 10.5 |  |  |  | No | R-410A | 2.0167 | Residential & Commercial | Ducted CEE Tier 1
213772425 | Central HP <5.4 tons | CARRIER | HRCU-A-CB (Split System: Heat Pump with Remote Outdoor Unit-Air-Source) | 25VNA825A*031* |  |  | CSPH*4812AL*+UI | 58TN*B045C17**12 | 24200 | 16 | 8.1 | 21400 | 16700 | 78.04% | 2 | 0 | 10.5 |  |  |  | No | R-410A | 2.0167 | Residential & Commercial | Ducted CEE Tier 1
213778735 | Central HP <5.4 tons | CARRIER | HRCU-A-CB (Split System: Heat Pump with Remote Outdoor Unit-Air-Source) | 25VNA837A*030* |  |  | CAP**3617AL*+UI | 58TN*B070C14**12 | 31400 | 16.5 | 8.1 | 33400 | 24400 | 73.05% | 1.82 | 0 | 10.5 |  |  |  | No | R-410A | 2.6167 | Residential & Commercial | Ducted CEE Tier 1
213778935 | Central HP <5.4 tons | CARRIER | HRCU-A-CB (Split System: Heat Pump with Remote Outdoor Unit-Air-Source) | 25VNA837A*030* |  |  | CAP**3721AL*+UI | 58TN*B045C17**12 | 32600 | 16.5 | 8.1 | 33200 | 25400 | 76.51% | 1.94 | 0 | 10.5 |  |  |  | No | R-410A | 2.7167 | Residential & Commercial | Ducted CEE Tier 1
211391323 | Central HP <5.4 tons | LUXAIRE | HRCU-A-CB (Split System: Heat Pump with Remote Outdoor Unit-Air-Source) | HMH72B341 |  |  | XAFC36DXXN1+TXV | TMLE120C16MP11 | 34000 | 18 | 8.5 | 33600 | 23800 | 70.83% | 2.08 | 0 | 10 |  |  |  | No | R-410A | 2.8333 | Residential & Commercial | Ducted CEE Tier 1
214719988 | Central HP <5.4 tons | FRASER-JOHNSTON | HRCU-A-CB (Split System: Heat Pump with Remote Outdoor Unit-Air-Source) | HH836E2S11 |  |  | CTU48C5XFS1+TXV | TM9E080C16MP12 | 33400 | 19 | 9 | 31400 | 25400 | 80.89% | 2 | 0 | 11 |  |  |  | No | R-454B | 2.7833 | Residential & Commercial | Ducted CEE Tier 1
214720013 | Central HP <5.4 tons | FRASER-JOHNSTON | HRCU-A-CB (Split System: Heat Pump with Remote Outdoor Unit-Air-Source) | HH836E2S11 |  |  | CTU48C5XFS1+TXV | Z9ES100C16SMPS1 | 35000 | 18 | 9 | 32600 | 25800 | 79.14% | 2 | 0 | 11 |  |  |  | No | R-454B | 2.9167 | Residential & Commercial | Ducted CEE Tier 1
214720213 | Central HP <5.4 tons | FRASER-JOHNSTON | HRCU-A-CB (Split System: Heat Pump with Remote Outdoor Unit-Air-Source) | HH836E2S11 |  |  | CTU48C5XFS1+TXV | TM9Y100C16MP11 | 33200 | 19 | 9 | 31400 | 25400 | 80.89% | 2 | 0 | 11 |  |  |  | No | R-454B | 2.7667 | Residential & Commercial | Ducted CEE Tier 1
211392956 | Central HP <5.4 tons | LUXAIRE | HRCU-A-CB (Split System: Heat Pump with Remote Outdoor Unit-Air-Source) | HMH72B341 |  |  | XAUB30CXXN1+TXV | TMLE040A12MP11 | 32800 | 18 | 8.1 | 33400 | 23400 | 70.06% | 2.04 | 0 | 10 |  |  |  | No | R-410A | 2.7333 | Residential & Commercial | Ducted CEE Tier 1
213773115 | Central HP <5.4 tons | CARRIER | HRCU-A-CB (Split System: Heat Pump with Remote Outdoor Unit-Air-Source) | 25VNA825A*032* |  |  | CAP**3621AL*+UI | 59MN7C100C21**22 | 23600 | 16.5 | 8.1 | 21400 | 16600 | 77.57% | 1.94 | 0 | 10.5 |  |  |  | No | R-410A | 1.9667 | Residential & Commercial | Ducted CEE Tier 1
213773515 | Central HP <5.4 tons | CARRIER | HRCU-A-CB (Split System: Heat Pump with Remote Outdoor Unit-Air-Source) | 25VNA825A*032* |  |  | CAP**4224AL*+UI | 58TN*B135C24**22 | 23800 | 16.5 | 8.1 | 21400 | 16600 | 77.57% | 1.96 | 0 | 10.5 |  |  |  | No | R-410A | 1.9833 | Residential & Commercial | Ducted CEE Tier 1
213773565 | Central HP <5.4 tons | CARRIER | HRCU-A-CB (Split System: Heat Pump with Remote Outdoor Unit-Air-Source) | 25VNA825A*032* |  |  | CAP**4321AL*+UI | 58TN*B045C17**12 | 24200 | 16.5 | 8.1 | 21200 | 16700 | 78.77% | 2 | 0 | 10.5 |  |  |  | No | R-410A | 2.0167 | Residential & Commercial | Ducted CEE Tier 1
213772755 | Central HP <5.4 tons | CARRIER | HRCU-A-CB (Split System: Heat Pump with Remote Outdoor Unit-Air-Source) | 25VNA825A*032* |  |  | CAP**2517AL*+UI | 59CU5B060C17**16 | 24200 | 16.5 | 8.1 | 21400 | 16700 | 78.04% | 2 | 0 | 10.5 |  |  |  | No | R-410A | 2.0167 | Residential & Commercial | Ducted CEE Tier 1
213772855 | Central HP <5.4 tons | CARRIER | HRCU-A-CB (Split System: Heat Pump with Remote Outdoor Unit-Air-Source) | 25VNA825A*032* |  |  | CAP**3017AL*+UI | 58TN*B070C17**16 | 23400 | 16.5 | 8.1 | 21600 | 16700 | 77.31% | 1.9 | 0 | 10.5 |  |  |  | No | R-410A | 1.95 | Residential & Commercial | Ducted CEE Tier 1
213772955 | Central HP <5.4 tons | CARRIER | HRCU-A-CB (Split System: Heat Pump with Remote Outdoor Unit-Air-Source) | 25VNA825A*032* |  |  | CAP**3617AL*+UI | 58TN*B070C17**16 | 23600 | 16.5 | 8.1 | 21400 | 16700 | 78.04% | 1.92 | 0 | 10.5 |  |  |  | No | R-410A | 1.9667 | Residential & Commercial | Ducted CEE Tier 1
213773055 | Central HP <5.4 tons | CARRIER | HRCU-A-CB (Split System: Heat Pump with Remote Outdoor Unit-Air-Source) | 25VNA825A*032* |  |  | CAP**3621AL*+UI | 58TN*B090C17**16 | 23600 | 16.5 | 8.1 | 21400 | 16600 | 77.57% | 1.94 | 0 | 10.5 |  |  |  | No | R-410A | 1.9667 | Residential & Commercial | Ducted CEE Tier 1
215938372 | Central HP <5.4 tons | KENMORE | HRCU-A-CB (Split System: Heat Pump with Remote Outdoor Unit-Air-Source) | (C,H,T)5H3V48*K*AAA* |  |  | EVD5X60M24A*+WALLCON | *97CMN1002122B* | 45500 | 20.5 | 8.1 | 52500 | 38000 | 72.38% | 1.9 | 0 | 11.5 |  |  |  | No | R-454B | 3.7917 | Residential & Commercial | Ducted CEE Tier 1
215938392 | Central HP <5.4 tons | KENMORE | HRCU-A-CB (Split System: Heat Pump with Remote Outdoor Unit-Air-Source) | (C,H,T)5H3V48*K*AAA* |  |  | EVD5X60M24A*+WALLCON | *96CTN1002122B* | 45500 | 20.5 | 8.1 | 52500 | 38000 | 72.38% | 1.9 | 0 | 11.5 |  |  |  | No | R-454B | 3.7917 | Residential & Commercial | Ducted CEE Tier 1
214720130 | Central HP <5.4 tons | LUXAIRE | HRCU-A-CB (Split System: Heat Pump with Remote Outdoor Unit-Air-Source) | HH860E2S11 |  |  | CTU60C5XGS1+TXV | TM9E080C16MP12 | 44500 | 18 | 9 | 45500 | 34400 | 75.6% | 2 | 0 | 11 |  |  |  | No | R-454B | 3.7083 | Residential & Commercial | Ducted CEE Tier 1
214720171 | Central HP <5.4 tons | FRASER-JOHNSTON | HRCU-A-CB (Split System: Heat Pump with Remote Outdoor Unit-Air-Source) | HH860E2S11 |  |  | CTU60C5XGS1+TXV | TM9Y100C20MP11 | 44500 | 17 | 9 | 46000 | 34000 | 73.91% | 2 | 0 | 11 |  |  |  | No | R-454B | 3.7083 | Residential & Commercial | Ducted CEE Tier 1
214650379 | Central HP <5.4 tons | COLEMAN | HRCU-A-CB (Split System: Heat Pump with Remote Outdoor Unit-Air-Source) | HH860E2S11 |  |  | CTU60D5XHS1+TXV | TM9Y120D20MP11 | 53500 | 19 | 8.5 | 54500 | 39500 | 72.48% | 2 | 0 | 11 |  |  |  | No | R-454B | 4.4583 | Residential & Commercial | Ducted CEE Tier 1
214720196 | Central HP <5.4 tons | FRASER-JOHNSTON | HRCU-A-CB (Split System: Heat Pump with Remote Outdoor Unit-Air-Source) | HH860E2S11 |  |  | CTU60C5XGS1+TXV | TM9V100C20MP12 | 44000 | 18 | 9 | 45000 | 33800 | 75.11% | 2 | 0 | 11 |  |  |  | No | R-454B | 3.6667 | Residential & Commercial | Ducted CEE Tier 1
214720033 | Central HP <5.4 tons | FRASER-JOHNSTON | HRCU-A-CB (Split System: Heat Pump with Remote Outdoor Unit-Air-Source) | HH860E2S11 |  |  | CTU60C5XGS1+TXV | TM9V080C16MP12 | 43500 | 17 | 9 | 44000 | 33600 | 76.36% | 2 | 0 | 11 |  |  |  | No | R-454B | 3.625 | Residential & Commercial | Ducted CEE Tier 1
214720203 | Central HP <5.4 tons | FRASER-JOHNSTON | HRCU-A-CB (Split System: Heat Pump with Remote Outdoor Unit-Air-Source) | HH860E2S11 |  |  | CTU60C5XGS1+TXV | TP9C100C20MP13 | 44000 | 18 | 9 | 45000 | 33800 | 75.11% | 2 | 0 | 11 |  |  |  | No | R-454B | 3.6667 | Residential & Commercial | Ducted CEE Tier 1
215934512 | Central HP <5.4 tons | KENMORE | HRCU-A-CB (Split System: Heat Pump with Remote Outdoor Unit-Air-Source) | (C,H,T)5H3V48*K*AAA* |  |  | ESH5X48M12A*+WALLCON | *97CMN1202422B* | 44000 | 20 | 9 | 48500 | 36600 | 75.46% | 1.82 | 0 | 10.5 |  |  |  | No | R-454B | 3.6667 | Residential & Commercial | Ducted CEE Tier 1
215934562 | Central HP <5.4 tons | KENMORE | HRCU-A-CB (Split System: Heat Pump with Remote Outdoor Unit-Air-Source) | (C,H,T)5H3V48*K*AAA* |  |  | ESH5X60M12A*+WALLCON | *80CTL0701412B* | 43500 | 19.5 | 9 | 49500 | 35600 | 71.92% | 1.9 | 0 | 11 |  |  |  | No | R-454B | 3.625 | Residential & Commercial | Ducted CEE Tier 1
215934062 | Central HP <5.4 tons | KENMORE | HRCU-A-CB (Split System: Heat Pump with Remote Outdoor Unit-Air-Source) | (C,H,T)5H3V48*K*AAA* |  |  | EA*5X48M21A*+WALLCON | *97CMN0801714B* | 42500 | 20 | 9.5 | 48500 | 36400 | 75.05% | 2 | 0 | 10.5 |  |  |  | No | R-454B | 3.5417 | Residential & Commercial | Ducted CEE Tier 1
215934012 | Central HP <5.4 tons | KENMORE | HRCU-A-CB (Split System: Heat Pump with Remote Outdoor Unit-Air-Source) | (C,H,T)5H3V48*K*AAA* |  |  | EA*5X48M21A*+WALLCON | *80CTL0902120B* | 44000 | 21 | 9.5 | 48000 | 36200 | 75.42% | 1.92 | 0 | 11 |  |  |  | No | R-454B | 3.6667 | Residential & Commercial | Ducted CEE Tier 1
215942648 | Central HP <5.4 tons | KENMORE | HRCU-A-CB (Split System: Heat Pump with Remote Outdoor Unit-Air-Source) | (C,H,T)5H3V36*K*AAA* |  |  | EVD5X61M21A*+WALLCON | *97CTN1002122A* | 36000 | 22 | 8.5 | 37400 | 28200 | 75.4% | 2.04 | 0 | 12.5 |  |  |  | No | R-454B | 3 | Residential & Commercial | Ducted CEE Tier 1
213772895 | Central HP <5.4 tons | CARRIER | HRCU-A-CB (Split System: Heat Pump with Remote Outdoor Unit-Air-Source) | 25VNA825A*032* |  |  | CAP**3017AL*+UI | 59MN7C080C17**14 | 23400 | 16 | 8.1 | 21600 | 16700 | 77.31% | 1.9 | 0 | 10.5 |  |  |  | No | R-410A | 1.95 | Residential & Commercial | Ducted CEE Tier 1
215939612 | Central HP <5.4 tons | KENMORE | HRCU-A-CB (Split System: Heat Pump with Remote Outdoor Unit-Air-Source) | (C,H,T)5H3V36*K*AAA* |  |  | EA*5X36M17A*+WALLCON | *80CSU0401712B* | 32400 | 19.5 | 9.5 | 35000 | 26800 | 76.57% | 2 | 0 | 11 |  |  |  | No | R-454B | 2.7 | Residential & Commercial | Ducted CEE Tier 1
215939762 | Central HP <5.4 tons | KENMORE | HRCU-A-CB (Split System: Heat Pump with Remote Outdoor Unit-Air-Source) | (C,H,T)5H3V36*K*AAA* |  |  | EA*5X48M21A*+WALLCON | *97CTN0801716A* | 33200 | 19.5 | 9.5 | 35000 | 26800 | 76.57% | 2.02 | 0 | 11 |  |  |  | No | R-454B | 2.7667 | Residential & Commercial | Ducted CEE Tier 1
215934662 | Central HP <5.4 tons | KENMORE | HRCU-A-CB (Split System: Heat Pump with Remote Outdoor Unit-Air-Source) | (C,H,T)5H3V36*K*AAA* |  |  | EVM5X30M17A*+WALLCON | *96CTN0601714B* | 34000 | 20 | 8.1 | 38000 | 27200 | 71.58% | 2 | 0 | 11 |  |  |  | No | R-454B | 2.8333 | Residential & Commercial | Ducted CEE Tier 1
215933492 | Central HP <5.4 tons | KENMORE | HRCU-A-CB (Split System: Heat Pump with Remote Outdoor Unit-Air-Source) | (C,H,T)5H3V36*K*AAA* |  |  | ESH5X42M12A*+WALLCON | *96CTN1002122B* | 33600 | 19 | 9 | 34600 | 26600 | 76.88% | 1.94 | 0 | 11.5 |  |  |  | No | R-454B | 2.8 | Residential & Commercial | Ducted CEE Tier 1
213773045 | Central HP <5.4 tons | CARRIER | HRCU-A-CB (Split System: Heat Pump with Remote Outdoor Unit-Air-Source) | 25VNA825A*032* |  |  | CAP**3621AL*+UI | 58TN*B070C17**16 | 23600 | 16.5 | 8.1 | 21400 | 16700 | 78.04% | 1.92 | 0 | 10.5 |  |  |  | No | R-410A | 1.9667 | Residential & Commercial | Ducted CEE Tier 1
213773695 | Central HP <5.4 tons | CARRIER | HRCU-A-CB (Split System: Heat Pump with Remote Outdoor Unit-Air-Source) | 25VNA825A*032* |  |  | CAP**4821AL*+UI | 58TN*B070C17**16 | 24000 | 17 | 8.1 | 21000 | 16600 | 79.05% | 2 | 0 | 11 |  |  |  | No | R-410A | 2 | Residential & Commercial | Ducted CEE Tier 1
213773745 | Central HP <5.4 tons | CARRIER | HRCU-A-CB (Split System: Heat Pump with Remote Outdoor Unit-Air-Source) | 25VNA825A*032* |  |  | CAP**4821AL*+UI | 59MN7C060C17**14 | 24000 | 16.5 | 8.1 | 21000 | 16600 | 79.05% | 2 | 0 | 10.5 |  |  |  | No | R-410A | 2 | Residential & Commercial | Ducted CEE Tier 1
215942548 | Central HP <5.4 tons | KENMORE | HRCU-A-CB (Split System: Heat Pump with Remote Outdoor Unit-Air-Source) | (C,H,T)5H3V36*K*AAA* |  |  | EVD5X61M21A*+WALLCON | *96CTN1002122B* | 36000 | 22 | 8.5 | 37400 | 28200 | 75.4% | 2.04 | 0 | 12.5 |  |  |  | No | R-454B | 3 | Residential & Commercial | Ducted CEE Tier 1
204456826 | Central HP <5.4 tons | AIRQUEST | HRCU-A-CB (Split System: Heat Pump with Remote Outdoor Unit-Air-Source) | HVH825GKA2* |  |  | EA*4X37L17A*+WALLCON | *80CTL0701716A* | 24200 | 16.5 | 8.1 | 21400 | 16700 | 78.04% | 2 | 11 | 11 |  |  |  | No | R-410A | 2.0167 | Residential & Commercial | Ducted CEE Tier 1
205750704 | Central HP <5.4 tons | AIRQUEST | HRCU-A-CB (Split System: Heat Pump with Remote Outdoor Unit-Air-Source) | HVH825GKA2* |  |  | EA*4X37L21A*+WALLCON | *97CMN1002122A* | 24400 | 16.5 | 8.5 | 21200 | 16600 | 78.3% | 2.04 | 11 | 11 |  |  |  | No | R-410A | 2.0333 | Residential & Commercial | Ducted CEE Tier 1
213781205 | Central HP <5.4 tons | CARRIER | HRCU-A-CB (Split System: Heat Pump with Remote Outdoor Unit-Air-Source) | 25VNA837A*031* |  |  | CAP**4321AL*+UI | 59CU5B060C17**16 | 32800 | 17 | 8.5 | 33000 | 25200 | 76.36% | 1.96 | 0 | 11 |  |  |  | No | R-410A | 2.7333 | Residential & Commercial | Ducted CEE Tier 1
215669065 | Central HP <5.4 tons | KEEPRITE | HRCU-A-CB (Split System: Heat Pump with Remote Outdoor Unit-Air-Source) | C5H0V36*K*AAA* |  |  | EA*5X43M21A*+WALLCON | *97CMN0802120B* | 34600 | 18 | 9 | 35200 | 25000 | 71.02% | 1.88 | 0 | 10 |  |  |  | No | R-454B | 2.8833 | Residential & Commercial | Ducted CEE Tier 1
215669249 | Central HP <5.4 tons | KEEPRITE | HRCU-A-CB (Split System: Heat Pump with Remote Outdoor Unit-Air-Source) | C5H0V36*K*AAA* |  |  | EA*5X48M21A*+WALLCON | *97CMN0802120B* | 33800 | 18 | 9 | 35000 | 25000 | 71.43% | 1.88 | 0 | 10 |  |  |  | No | R-454B | 2.8167 | Residential & Commercial | Ducted CEE Tier 1
215669299 | Central HP <5.4 tons | KEEPRITE | HRCU-A-CB (Split System: Heat Pump with Remote Outdoor Unit-Air-Source) | C5H0V36*K*AAA* |  |  | EA*5X60M24A*+WALLCON | *80CSU1002120A* | 34400 | 18 | 9 | 34200 | 24800 | 72.51% | 1.9 | 0 | 10 |  |  |  | No | R-454B | 2.8667 | Residential & Commercial | Ducted CEE Tier 1
214807706 | Central HP <5.4 tons | LUXAIRE | HRCU-A-CB (Split System: Heat Pump with Remote Outdoor Unit-Air-Source) | HH824E2S11 |  |  | CTU36B5XDS1+JME08B2SN1+TXV |  | 23000 | 19 | 9.5 | 23000 | 18000 | 78.26% | 2 | 0 | 12 |  |  |  | No | R-454B | 1.9167 | Residential & Commercial | Ducted CEE Tier 1
213773155 | Central HP <5.4 tons | CARRIER | HRCU-A-CB (Split System: Heat Pump with Remote Outdoor Unit-Air-Source) | 25VNA825A*032* |  |  | CAP**3717AL*+UI | 58TN*B045C17**12 | 24000 | 16 | 8.1 | 21600 | 16800 | 77.78% | 1.98 | 0 | 10.5 |  |  |  | No | R-410A | 2 | Residential & Commercial | Ducted CEE Tier 1
213773085 | Central HP <5.4 tons | CARRIER | HRCU-A-CB (Split System: Heat Pump with Remote Outdoor Unit-Air-Source) | 25VNA825A*032* |  |  | CAP**3621AL*+UI | 59CU5B060C17**16 | 23600 | 16.5 | 8.1 | 21600 | 16700 | 77.31% | 1.92 | 0 | 10.5 |  |  |  | No | R-410A | 1.9667 | Residential & Commercial | Ducted CEE Tier 1
213773135 | Central HP <5.4 tons | CARRIER | HRCU-A-CB (Split System: Heat Pump with Remote Outdoor Unit-Air-Source) | 25VNA825A*032* |  |  | CAP**3621AL*+UI | 59TN6C080C17**14 | 23600 | 16.5 | 8.1 | 21400 | 16700 | 78.04% | 1.92 | 0 | 10.5 |  |  |  | No | R-410A | 1.9667 | Residential & Commercial | Ducted CEE Tier 1
213773505 | Central HP <5.4 tons | CARRIER | HRCU-A-CB (Split System: Heat Pump with Remote Outdoor Unit-Air-Source) | 25VNA825A*032* |  |  | CAP**4224AL*+UI | 58TN*B110C21**20 | 23800 | 16.5 | 8.1 | 21400 | 16600 | 77.57% | 1.96 | 0 | 11 |  |  |  | No | R-410A | 1.9833 | Residential & Commercial | Ducted CEE Tier 1
213773555 | Central HP <5.4 tons | CARRIER | HRCU-A-CB (Split System: Heat Pump with Remote Outdoor Unit-Air-Source) | 25VNA825A*032* |  |  | CAP**4224AL*+UI | 59TN6C120C24**22 | 23800 | 17 | 8.1 | 21400 | 16600 | 77.57% | 1.96 | 0 | 10.5 |  |  |  | No | R-410A | 1.9833 | Residential & Commercial | Ducted CEE Tier 1
215940522 | Central HP <5.4 tons | KENMORE | HRCU-A-CB (Split System: Heat Pump with Remote Outdoor Unit-Air-Source) | (C,H,T)5H3V36*K*AAA* |  |  | EVD5X36M21A*+WALLCON | *80CSU0401712B* | 34600 | 21 | 8.5 | 38500 | 28000 | 72.73% | 2.06 | 0 | 12 |  |  |  | No | R-454B | 2.8833 | Residential & Commercial | Ducted CEE Tier 1
211245446 | Central HP <5.4 tons | KEEPRITE | HRCU-A-CB (Split System: Heat Pump with Remote Outdoor Unit-Air-Source) | DLCURAH24ABK |  |  | EN(A,D)4X36L21** | *80VSL0702120A* | 24600 | 16 | 8.1 | 26600 | 22400 | 84.21% | 1.84 | 0 | 10.5 |  |  |  | No | R-410A | 2.05 | Residential & Commercial | Ducted CEE Tier 1
211245729 | Central HP <5.4 tons | KEEPRITE | HRCU-A-CB (Split System: Heat Pump with Remote Outdoor Unit-Air-Source) | DLCURAH24ABK |  |  | EN(A,D)4X36L21** | *92ESN0401712A* | 23600 | 15.5 | 8.1 | 26200 | 23400 | 89.31% | 1.92 | 0 | 10 |  |  |  | No | R-410A | 1.9667 | Residential & Commercial | Ducted CEE Tier 1
212981000 | Central HP <5.4 tons | DAY & NIGHT | HRCU-A-CB (Split System: Heat Pump with Remote Outdoor Unit-Air-Source) | DLCURAH24ABK |  |  | EA*4X37L21A* | *80MS(N,L)1102120A* | 24800 | 17.5 | 8.5 | 25600 | 21200 | 82.81% | 1.8 | 0 | 10.5 |  |  |  | No | R-410A | 2.0667 | Residential & Commercial | Ducted CEE Tier 1
212983190 | Central HP <5.4 tons | DAY & NIGHT | HRCU-A-CB (Split System: Heat Pump with Remote Outdoor Unit-Air-Source) | DLCURAH24ABK |  |  | EA*4X37L17A* | *92MSN0401712A* | 23800 | 16 | 8.5 | 25800 | 22600 | 87.6% | 1.86 | 0 | 10 |  |  |  | No | R-410A | 1.9833 | Residential & Commercial | Ducted CEE Tier 1
212983592 | Central HP <5.4 tons | DAY & NIGHT | HRCU-A-CB (Split System: Heat Pump with Remote Outdoor Unit-Air-Source) | DLCURAH24ABK |  |  | EN(A,D)4X24L17** | *92MSN0601412A* | 23400 | 16.5 | 8.5 | 27000 | 24600 | 91.11% | 2.04 | 0 | 10 |  |  |  | No | R-410A | 1.95 | Residential & Commercial | Ducted CEE Tier 1
214728390 | Central HP <5.4 tons | FRASER-JOHNSTON | HRCU-A-CB (Split System: Heat Pump with Remote Outdoor Unit-Air-Source) | HH836E2S11 |  |  | CTU36B5XDS1+TXV | TM9V060B12MP12 | 33000 | 17 | 8.5 | 31000 | 25200 | 81.29% | 2 | 0 | 11 |  |  |  | No | R-454B | 2.75 | Residential & Commercial | Ducted CEE Tier 1
211387651 | Central HP <5.4 tons | FRASER-JOHNSTON | HRCU-A-CB (Split System: Heat Pump with Remote Outdoor Unit-Air-Source) | HMH72B341 |  |  | XAFC36DBCN1 | TP9C080C16MP13 | 34000 | 17.5 | 8.1 | 33800 | 23800 | 70.41% | 2.08 | 0 | 10 |  |  |  | No | R-410A | 2.8333 | Residential & Commercial | Ducted CEE Tier 1
213297435 | Central HP <5.4 tons | FRASER-JOHNSTON | HRCU-A-CB (Split System: Heat Pump with Remote Outdoor Unit-Air-Source) | HMH72B341 |  |  | XAFC30CXXN1+TXV | Z9ET100C16SMPS1 | 32600 | 18 | 8.5 | 33000 | 23200 | 70.3% | 2.02 | 0 | 10 |  |  |  | No | R-410A | 2.7167 | Residential & Commercial | Ducted CEE Tier 1
213297805 | Central HP <5.4 tons | FRASER-JOHNSTON | HRCU-A-CB (Split System: Heat Pump with Remote Outdoor Unit-Air-Source) | HMH72B341 |  |  | XAFC30CXXN1+TXV | Z8ES080C20LMPS1 | 33600 | 18 | 8.5 | 33000 | 23200 | 70.3% | 2.08 | 0 | 10 |  |  |  | No | R-410A | 2.8 | Residential & Commercial | Ducted CEE Tier 1
213298020 | Central HP <5.4 tons | FRASER-JOHNSTON | HRCU-A-CB (Split System: Heat Pump with Remote Outdoor Unit-Air-Source) | HMH72B341 |  |  | XAFC36DXXN1+TXV | Z8ES080C16SMPS1 | 34000 | 18 | 8.5 | 33400 | 24200 | 72.46% | 2.14 | 0 | 10 |  |  |  | No | R-410A | 2.8333 | Residential & Commercial | Ducted CEE Tier 1
215940772 | Central HP <5.4 tons | KENMORE | HRCU-A-CB (Split System: Heat Pump with Remote Outdoor Unit-Air-Source) | (C,H,T)5H3V36*K*AAA* |  |  | EVD5X49M24A*+WALLCON | *96CTN0802120B* | 35400 | 21.5 | 8.5 | 38000 | 28600 | 75.26% | 2.04 | 0 | 12 |  |  |  | No | R-454B | 2.95 | Residential & Commercial | Ducted CEE Tier 1
215940272 | Central HP <5.4 tons | KENMORE | HRCU-A-CB (Split System: Heat Pump with Remote Outdoor Unit-Air-Source) | (C,H,T)5H3V36*K*AAA* |  |  | EVM5X44M21A*+WALLCON | *80CSU0401712B* | 35600 | 22 | 8.5 | 38000 | 28600 | 75.26% | 2.02 | 0 | 12.5 |  |  |  | No | R-454B | 2.9667 | Residential & Commercial | Ducted CEE Tier 1
215940002 | Central HP <5.4 tons | KENMORE | HRCU-A-CB (Split System: Heat Pump with Remote Outdoor Unit-Air-Source) | (C,H,T)5H3V36*K*AAA* |  |  | ESH5X36M12A*+WALLCON | *97CTN1002122A* | 33400 | 19 | 9 | 34800 | 26600 | 76.44% | 1.92 | 0 | 11 |  |  |  | No | R-454B | 2.7833 | Residential & Commercial | Ducted CEE Tier 1
215935832 | Central HP <5.4 tons | KENMORE | HRCU-A-CB (Split System: Heat Pump with Remote Outdoor Unit-Air-Source) | (C,H,T)5H3V36*K*AAA* |  |  | EVD5X38M17A*+WALLCON | *80CTL0451712B* | 35000 | 21 | 8.5 | 39000 | 29600 | 75.9% | 2 | 0 | 11.5 |  |  |  | No | R-454B | 2.9167 | Residential & Commercial | Ducted CEE Tier 1
215935632 | Central HP <5.4 tons | KENMORE | HRCU-A-CB (Split System: Heat Pump with Remote Outdoor Unit-Air-Source) | (C,H,T)5H3V36*K*AAA* |  |  | EVD5X36M21A*+WALLCON | *80CTL0701716B* | 34200 | 20.5 | 8.5 | 39000 | 28400 | 72.82% | 2.02 | 0 | 11.5 |  |  |  | No | R-454B | 2.85 | Residential & Commercial | Ducted CEE Tier 1
215935682 | Central HP <5.4 tons | KENMORE | HRCU-A-CB (Split System: Heat Pump with Remote Outdoor Unit-Air-Source) | (C,H,T)5H3V36*K*AAA* |  |  | EVD5X36M21A*+WALLCON | *95CSU0601716B* | 34200 | 20.5 | 8.5 | 39000 | 28600 | 73.33% | 2.04 | 0 | 11.5 |  |  |  | No | R-454B | 2.85 | Residential & Commercial | Ducted CEE Tier 1
214397935 | Central HP <5.4 tons | FRASER-JOHNSTON | HRCU-A-CB (Split System: Heat Pump with Remote Outdoor Unit-Air-Source) | HH824E2S11 |  |  | CTF30A5ADS1 | TM9E060A10MP12 | 23000 | 17 | 9 | 23000 | 18100 | 78.7% | 2 | 0 | 12 |  |  |  | No | R-454B | 1.9167 | Residential & Commercial | Ducted CEE Tier 1
212983702 | Central HP <5.4 tons | DAY & NIGHT | HRCU-A-CB (Split System: Heat Pump with Remote Outdoor Unit-Air-Source) | DLCURAH18ABK |  |  | EN(A,D)4X24L14** | *92MSN0601412A* | 17500 | 16 | 8.5 | 18500 | 19200 | 103.8% | 2.3 | 0 | 11 |  |  |  | No | R-410A | 1.4583 | Residential & Commercial | Ducted CEE Tier 1
212974740 | Central HP <5.4 tons | TEMPSTAR | HRCU-A-CB (Split System: Heat Pump with Remote Outdoor Unit-Air-Source) | DLCURAH18ABK |  |  | EN(A,D)4X30L14** | *96VTN0401410B* | 17400 | 16 | 8.1 | 18000 | 18600 | 103.3% | 2.22 | 0 | 10.5 |  |  |  | No | R-410A | 1.45 | Residential & Commercial | Ducted CEE Tier 1
212975099 | Central HP <5.4 tons | TEMPSTAR | HRCU-A-CB (Split System: Heat Pump with Remote Outdoor Unit-Air-Source) | DLCURAH18ABK |  |  | EA*4X25L17A* | *96VTN0401712B* | 17700 | 16 | 8.1 | 17800 | 18800 | 105.6% | 2.24 | 0 | 10.5 |  |  |  | No | R-410A | 1.475 | Residential & Commercial | Ducted CEE Tier 1
215912253 | Central HP <5.4 tons | LUXAIRE | HRCU-A-CB (Split System: Heat Pump with Remote Outdoor Unit-Air-Source) | HH860E2S11 |  |  | JSC48D5CG2SS1 |  | 45000 | 19 | 9 | 45000 | 33600 | 74.67% | 2 | 0 | 12 |  |  |  | No | R-454B | 3.75 | Residential & Commercial | Ducted CEE Tier 1
214649775 | Central HP <5.4 tons | LUXAIRE | HRCU-A-CB (Split System: Heat Pump with Remote Outdoor Unit-Air-Source) | HH860E2S11 |  |  | CTU60D5XGS1+TXV | TM9V120D20MP12 | 44000 | 18 | 9 | 44500 | 33400 | 75.06% | 2 | 0 | 11.7 |  |  |  | No | R-454B | 3.6667 | Residential & Commercial | Ducted CEE Tier 1
215937772 | Central HP <5.4 tons | KENMORE | HRCU-A-CB (Split System: Heat Pump with Remote Outdoor Unit-Air-Source) | (C,H,T)5H3V48*K*AAA* |  |  | EVD5X48M21A*+WALLCON | *80CTL1102120B* | 44500 | 20 | 8.1 | 52000 | 38000 | 73.08% | 1.9 | 0 | 11 |  |  |  | No | R-454B | 3.7083 | Residential & Commercial | Ducted CEE Tier 1
214397920 | Central HP <5.4 tons | FRASER-JOHNSTON | HRCU-A-CB (Split System: Heat Pump with Remote Outdoor Unit-Air-Source) | HH860E2S11 |  |  | CTF60D5CGS1 | TM9E120D20MP12 | 45000 | 17 | 9 | 47000 | 35000 | 74.47% | 2 | 0 | 11 |  |  |  | No | R-454B | 3.75 | Residential & Commercial | Ducted CEE Tier 1
214809183 | Central HP <5.4 tons | LUXAIRE | HRCU-A-CB (Split System: Heat Pump with Remote Outdoor Unit-Air-Source) | HH860E2S11 |  |  | CTU60C5XGS1+TXV | TPLC080C16MP13 | 43500 | 18 | 9 | 44000 | 33400 | 75.91% | 2 | 0 | 11.7 |  |  |  | No | R-454B | 3.625 | Residential & Commercial | Ducted CEE Tier 1
215941392 | Central HP <5.4 tons | KENMORE | HRCU-A-CB (Split System: Heat Pump with Remote Outdoor Unit-Air-Source) | (C,H,T)5H3V48*K*AAA* |  |  | EVM5X60M21A*+WALLCON | *96CTN0802120B* | 45500 | 20.5 | 8.1 | 53000 | 38500 | 72.64% | 1.95 | 0 | 11 |  |  |  | No | R-454B | 3.7917 | Residential & Commercial | Ducted CEE Tier 1
215940842 | Central HP <5.4 tons | KENMORE | HRCU-A-CB (Split System: Heat Pump with Remote Outdoor Unit-Air-Source) | (C,H,T)5H3V36*K*AAA* |  |  | EVD5X60M21A*+WALLCON | *97CTN0601716A* | 35200 | 21 | 8.5 | 38500 | 29200 | 75.84% | 2 | 0 | 11.7 |  |  |  | No | R-454B | 2.9333 | Residential & Commercial | Ducted CEE Tier 1
213774565 | Central HP <5.4 tons | CARRIER | HRCU-A-CB (Split System: Heat Pump with Remote Outdoor Unit-Air-Source) | 25VNA825A*032* |  |  | CSPH*4812AL*+UI | 58TN*B070C14**12 | 24400 | 16.5 | 8.1 | 21200 | 16600 | 78.3% | 2 | 0 | 10.5 |  |  |  | No | R-410A | 2.0333 | Residential & Commercial | Ducted CEE Tier 1
213774665 | Central HP <5.4 tons | CARRIER | HRCU-A-CB (Split System: Heat Pump with Remote Outdoor Unit-Air-Source) | 25VNA825A*032* |  |  | CSPH*4812AL*+UI | 59MN7C120C24**22 | 24200 | 16 | 8.1 | 21200 | 16600 | 78.3% | 2 | 0 | 10.5 |  |  |  | No | R-410A | 2.0167 | Residential & Commercial | Ducted CEE Tier 1
215940892 | Central HP <5.4 tons | KENMORE | HRCU-A-CB (Split System: Heat Pump with Remote Outdoor Unit-Air-Source) | (C,H,T)5H3V36*K*AAA* |  |  | EVD5X60M24A*+WALLCON | *97CTN0802120A* | 35400 | 21.5 | 8.5 | 38000 | 28600 | 75.26% | 2.04 | 0 | 12 |  |  |  | No | R-454B | 2.95 | Residential & Commercial | Ducted CEE Tier 1
215912243 | Central HP <5.4 tons | COLEMAN | HRCU-A-CB (Split System: Heat Pump with Remote Outdoor Unit-Air-Source) | HH824E2S11 |  |  | CTM36B5ADS1 | TM9E080B12MP12 | 23000 | 17 | 9.5 | 23000 | 18800 | 81.74% | 2 | 0 | 12 |  |  |  | No | R-454B | 1.9167 | Residential & Commercial | Ducted CEE Tier 1
215942658 | Central HP <5.4 tons | KENMORE | HRCU-A-CB (Split System: Heat Pump with Remote Outdoor Unit-Air-Source) | (C,H,T)5H3V36*K*AAA* |  |  | EVD5X61M24A*+WALLCON | *96CTN0802120B* | 36000 | 22 | 8.5 | 37400 | 28200 | 75.4% | 2.04 | 0 | 12.5 |  |  |  | No | R-454B | 3 | Residential & Commercial | Ducted CEE Tier 1
216013302 | Central HP <5.4 tons | COLEMAN | HRCU-A-CB (Split System: Heat Pump with Remote Outdoor Unit-Air-Source) | HH824E2S11 |  |  | CTM36B5ADS1+JMET12BS2N1 |  | 23000 | 18 | 9.5 | 23000 | 18000 | 78.26% | 2 | 0 | 12 |  |  |  | No | R-454B | 1.9167 | Residential & Commercial | Ducted CEE Tier 1
215942478 | Central HP <5.4 tons | KENMORE | HRCU-A-CB (Split System: Heat Pump with Remote Outdoor Unit-Air-Source) | (C,H,T)5H3V36*K*AAA* |  |  | EVD5X61M21A*+WALLCON | *80CSU0601716A* | 35800 | 22 | 8.5 | 37400 | 28400 | 75.94% | 2.04 | 0 | 12 |  |  |  | No | R-454B | 2.9833 | Residential & Commercial | Ducted CEE Tier 1
213194259 | Central HP <5.4 tons | LENNOX | HRCU-A-CB (Split System: Heat Pump with Remote Outdoor Unit-Air-Source) | SL25XPV-024-230A** |  |  | CX35-36B+TDR | EL297UH070XV36B* | 22200 | 23 | 9.2 | 21600 | 20400 | 94.44% | 1.84 | 0 | 14.3 |  |  |  | No | R-410A | 1.85 | Residential & Commercial | Ducted CEE Tier 1
214608203 | Central HP <5.4 tons | ECOER | HRCU-A-CB (Split System: Heat Pump with Remote Outdoor Unit-Air-Source) | EODA18H-2436BAA |  |  | GNC2430BPT | MGH96M080B3A | 22800 | 18 | 8.8 | 24000 | 19200 | 80% | 2.1 | 13 | 12.5 |  |  |  | No | R-410A | 1.9 | Residential & Commercial | Ducted CEE Tier 1
214574114 | Central HP <5.4 tons | DAY & NIGHT | HRCU-A-CB (Split System: Heat Pump with Remote Outdoor Unit-Air-Source) | CVH837GKA2* |  |  | EA*4X61L21A*+WALLCON | *95CSU1002122B* | 33200 | 18.5 | 8.5 | 31800 | 24800 | 77.99% | 2 | 0 | 11.5 |  |  |  | No | R-410A | 2.7667 | Residential & Commercial | Ducted CEE Tier 1
214574324 | Central HP <5.4 tons | DAY & NIGHT | HRCU-A-CB (Split System: Heat Pump with Remote Outdoor Unit-Air-Source) | CVH837GKA2* |  |  | EHD4X42AAL+WALLCON | *96CTN0802120B* | 32600 | 17.5 | 8.5 | 32800 | 24800 | 75.61% | 1.96 | 0 | 11 |  |  |  | No | R-410A | 2.7167 | Residential & Commercial | Ducted CEE Tier 1
214574374 | Central HP <5.4 tons | DAY & NIGHT | HRCU-A-CB (Split System: Heat Pump with Remote Outdoor Unit-Air-Source) | CVH837GKA2* |  |  | EHD4X48AAL+WALLCON | *97CMN0802120B* | 32600 | 17 | 8.5 | 32800 | 25000 | 76.22% | 1.98 | 0 | 11 |  |  |  | No | R-410A | 2.7167 | Residential & Commercial | Ducted CEE Tier 1
212980162 | Central HP <5.4 tons | DAY & NIGHT | HRCU-A-CB (Split System: Heat Pump with Remote Outdoor Unit-Air-Source) | DLCURAH36ABK |  |  | EA*4X48L21A* | *80MS(N,L)0902116A* | 35600 | 16.5 | 8.5 | 37800 | 34600 | 91.53% | 2.02 | 0 | 10 |  |  |  | No | R-410A | 2.9667 | Residential & Commercial | Ducted CEE Tier 1
214574714 | Central HP <5.4 tons | DAY & NIGHT | HRCU-A-CB (Split System: Heat Pump with Remote Outdoor Unit-Air-Source) | CVH837GKA2* |  |  | EN(A,D,W)4X60L24**+WALLCON | *95CSU1002122B* | 32800 | 19 | 8.5 | 32200 | 24600 | 76.4% | 1.98 | 0 | 12 |  |  |  | No | R-410A | 2.7333 | Residential & Commercial | Ducted CEE Tier 1
215318831 | Central HP <5.4 tons | Weathermaker | HRCU-A-CB (Split System: Heat Pump with Remote Outdoor Unit-Air-Source) | 37MUHAQ18AA3 |  |  | 45MUAAQ18XX3 |  | 18000 | 19 | 9.8 | 19000 | 18000 | 94.74% | 2 | 0 | 12.5 |  |  |  | No | R-454B | 1.5 | Residential & Commercial | Ducted CEE Tier 1
213779605 | Central HP <5.4 tons | CARRIER | HRCU-A-CB (Split System: Heat Pump with Remote Outdoor Unit-Air-Source) | 25VNA837A*030* |  |  | CAP**6024AL*+UI | 59TN6C100C21**22 | 32800 | 17.5 | 8.1 | 31800 | 24600 | 77.36% | 1.98 | 0 | 11.5 |  |  |  | No | R-410A | 2.7333 | Residential & Commercial | Ducted CEE Tier 1
213779655 | Central HP <5.4 tons | CARRIER | HRCU-A-CB (Split System: Heat Pump with Remote Outdoor Unit-Air-Source) | 25VNA837A*030* |  |  | CAP**6121AL*+UI | 58TN*B090C21**20 | 33200 | 17.5 | 8.5 | 32000 | 24800 | 77.5% | 1.98 | 0 | 11.7 |  |  |  | No | R-410A | 2.7667 | Residential & Commercial | Ducted CEE Tier 1
213778775 | Central HP <5.4 tons | CARRIER | HRCU-A-CB (Split System: Heat Pump with Remote Outdoor Unit-Air-Source) | 25VNA837A*030* |  |  | CAP**3617AL*+UI | 59MN7C060C17**14 | 31200 | 16.5 | 8.1 | 33400 | 24600 | 73.65% | 1.82 | 0 | 10.5 |  |  |  | No | R-410A | 2.6 | Residential & Commercial | Ducted CEE Tier 1
213778875 | Central HP <5.4 tons | CARRIER | HRCU-A-CB (Split System: Heat Pump with Remote Outdoor Unit-Air-Source) | 25VNA837A*030* |  |  | CAP**3621AL*+UI | 59MN7C060C17**14 | 31200 | 16.5 | 8.1 | 33200 | 24600 | 74.1% | 1.82 | 0 | 10.5 |  |  |  | No | R-410A | 2.6 | Residential & Commercial | Ducted CEE Tier 1
214574444 | Central HP <5.4 tons | DAY & NIGHT | HRCU-A-CB (Split System: Heat Pump with Remote Outdoor Unit-Air-Source) | CVH837GKA2* |  |  | EHD4X60AAL+WALLCON | *96CTN0802120B* | 33000 | 18 | 8.5 | 32000 | 24800 | 77.5% | 2.02 | 0 | 11.5 |  |  |  | No | R-410A | 2.75 | Residential & Commercial | Ducted CEE Tier 1
213772625 | Central HP <5.4 tons | CARRIER | HRCU-A-CB (Split System: Heat Pump with Remote Outdoor Unit-Air-Source) | 25VNA825A*032* |  |  | CAP**2417AL*+UI | 58TN*B070C14**12 | 23400 | 16.5 | 8.1 | 22000 | 16800 | 76.36% | 1.88 | 0 | 10.5 |  |  |  | No | R-410A | 1.95 | Residential & Commercial | Ducted CEE Tier 1
213772725 | Central HP <5.4 tons | CARRIER | HRCU-A-CB (Split System: Heat Pump with Remote Outdoor Unit-Air-Source) | 25VNA825A*032* |  |  | CAP**2517AL*+UI | 58TN*B070C14**12 | 24400 | 16.5 | 8.1 | 21200 | 16600 | 78.3% | 2 | 0 | 11 |  |  |  | No | R-410A | 2.0333 | Residential & Commercial | Ducted CEE Tier 1
213773025 | Central HP <5.4 tons | CARRIER | HRCU-A-CB (Split System: Heat Pump with Remote Outdoor Unit-Air-Source) | 25VNA825A*032* |  |  | CAP**3617AL*+UI | 59TN6C080C17**14 | 23600 | 16.5 | 8.1 | 21600 | 16700 | 77.31% | 1.92 | 0 | 10.5 |  |  |  | No | R-410A | 1.9667 | Residential & Commercial | Ducted CEE Tier 1
213773125 | Central HP <5.4 tons | CARRIER | HRCU-A-CB (Split System: Heat Pump with Remote Outdoor Unit-Air-Source) | 25VNA825A*032* |  |  | CAP**3621AL*+UI | 59TN6C060C17**14 | 23400 | 16.5 | 8.1 | 21600 | 16700 | 77.31% | 1.92 | 0 | 10.5 |  |  |  | No | R-410A | 1.95 | Residential & Commercial | Ducted CEE Tier 1
213773355 | Central HP <5.4 tons | CARRIER | HRCU-A-CB (Split System: Heat Pump with Remote Outdoor Unit-Air-Source) | 25VNA825A*032* |  |  | CAP**3721AL*+UI | 59TN6C080C17**14 | 24400 | 16.5 | 8.1 | 21200 | 16600 | 78.3% | 2.02 | 0 | 11 |  |  |  | No | R-410A | 2.0333 | Residential & Commercial | Ducted CEE Tier 1
213773425 | Central HP <5.4 tons | CARRIER | HRCU-A-CB (Split System: Heat Pump with Remote Outdoor Unit-Air-Source) | 25VNA825A*032* |  |  | CAP**4221AL*+UI | 59CU5B060C17**16 | 23600 | 16.5 | 8.1 | 21400 | 16700 | 78.04% | 1.94 | 0 | 10.5 |  |  |  | No | R-410A | 1.9667 | Residential & Commercial | Ducted CEE Tier 1
213773455 | Central HP <5.4 tons | CARRIER | HRCU-A-CB (Split System: Heat Pump with Remote Outdoor Unit-Air-Source) | 25VNA825A*032* |  |  | CAP**4221AL*+UI | 59MN7C100C21**22 | 23800 | 16.5 | 8.1 | 21400 | 16600 | 77.57% | 1.96 | 0 | 11 |  |  |  | No | R-410A | 1.9833 | Residential & Commercial | Ducted CEE Tier 1
214573859 | Central HP <5.4 tons | BRYANT HEATING AND COOLING SYSTEMS | HRCU-A-CB (Split System: Heat Pump with Remote Outdoor Unit-Air-Source) | 288BNV037*0**B* |  |  | CAP**4321AL*+UI | 935CB60080C21*** | 32800 | 17.5 | 8.5 | 32800 | 25200 | 76.83% | 2 | 0 | 11 |  |  |  | No | R-410A | 2.7333 | Residential & Commercial | Ducted CEE Tier 1
215931761 | Central HP <5.4 tons | KEEPRITE | HRCU-A-CB (Split System: Heat Pump with Remote Outdoor Unit-Air-Source) | C5H3V60*K*AAA* |  |  | EA*5X61M24A*+WALLCON | *97CMN1002122B* | 57000 | 18.5 | 8.5 | 60500 | 46500 | 76.86% | 2.02 | 0 | 11.5 |  |  |  | No | R-454B | 4.75 | Residential & Commercial | Ducted CEE Tier 1
213781305 | Central HP <5.4 tons | CARRIER | HRCU-A-CB (Split System: Heat Pump with Remote Outdoor Unit-Air-Source) | 25VNA837A*031* |  |  | CAP**4821AL*+UI | 58TN*B090C21**20 | 32200 | 17 | 8.1 | 32600 | 24800 | 76.07% | 1.98 | 0 | 11 |  |  |  | No | R-410A | 2.6833 | Residential & Commercial | Ducted CEE Tier 1
213781355 | Central HP <5.4 tons | CARRIER | HRCU-A-CB (Split System: Heat Pump with Remote Outdoor Unit-Air-Source) | 25VNA837A*031* |  |  | CAP**4821AL*+UI | 59MN7C100C21**22 | 32400 | 17 | 8.1 | 32600 | 24800 | 76.07% | 1.98 | 0 | 11 |  |  |  | No | R-410A | 2.7 | Residential & Commercial | Ducted CEE Tier 1
213781905 | Central HP <5.4 tons | CARRIER | HRCU-A-CB (Split System: Heat Pump with Remote Outdoor Unit-Air-Source) | 25VNA837A*031* |  |  | CSPH*4212AL*+UI | 58TN*B070C17**16 | 32400 | 16 | 8.1 | 33200 | 24800 | 74.7% | 1.92 | 0 | 11 |  |  |  | No | R-410A | 2.7 | Residential & Commercial | Ducted CEE Tier 1
213782305 | Central HP <5.4 tons | CARRIER | HRCU-A-CB (Split System: Heat Pump with Remote Outdoor Unit-Air-Source) | 25VNA837A*031* |  |  | CSPH*6012AL*+UI | 59MN7C100C21**22 | 33000 | 16.5 | 8.1 | 32200 | 24800 | 77.02% | 2 | 0 | 11.5 |  |  |  | No | R-410A | 2.75 | Residential & Commercial | Ducted CEE Tier 1
214389747 | Central HP <5.4 tons | Liberty Heating & Air Conditioning | HRCU-A-CB (Split System: Heat Pump with Remote Outdoor Unit-Air-Source) | ASZS60361EA* |  |  | CA*EA4830*4A* | G*VM971005CNB* | 34200 | 17.5 | 8.6 | 34200 | 29000 | 84.8% | 2 | 0 | 10 |  |  |  | No | R-410A | 2.85 | Residential & Commercial | Ducted CEE Tier 1
213782231 | Central HP <5.4 tons | DAY & NIGHT | HRCU-A-CB (Split System: Heat Pump with Remote Outdoor Unit-Air-Source) | CVH837GKA2* |  |  | EHD4X60AAL+WALLCON | *80CTL0701716B* | 32800 | 16.5 | 8.1 | 32400 | 25000 | 77.16% | 1.98 | 0 | 11 |  |  |  | No | R-410A | 2.7333 | Residential & Commercial | Ducted CEE Tier 1
214574384 | Central HP <5.4 tons | DAY & NIGHT | HRCU-A-CB (Split System: Heat Pump with Remote Outdoor Unit-Air-Source) | CVH837GKA2* |  |  | EHD4X48AAL+WALLCON | *96CTN0802120B* | 32600 | 17.5 | 8.5 | 32600 | 24800 | 76.07% | 1.98 | 0 | 11 |  |  |  | No | R-410A | 2.7167 | Residential & Commercial | Ducted CEE Tier 1
213773575 | Central HP <5.4 tons | CARRIER | HRCU-A-CB (Split System: Heat Pump with Remote Outdoor Unit-Air-Source) | 25VNA825A*032* |  |  | CAP**4321AL*+UI | 58TN*B070C17**16 | 24400 | 17 | 8.1 | 21200 | 16600 | 78.3% | 2.02 | 0 | 11 |  |  |  | No | R-410A | 2.0333 | Residential & Commercial | Ducted CEE Tier 1
213773865 | Central HP <5.4 tons | CARRIER | HRCU-A-CB (Split System: Heat Pump with Remote Outdoor Unit-Air-Source) | 25VNA825A*032* |  |  | CAP**4824AL*+UI | 59TN6C120C24**22 | 24200 | 17 | 8.1 | 21000 | 16500 | 78.57% | 2.02 | 0 | 11 |  |  |  | No | R-410A | 2.0167 | Residential & Commercial | Ducted CEE Tier 1
213774485 | Central HP <5.4 tons | CARRIER | HRCU-A-CB (Split System: Heat Pump with Remote Outdoor Unit-Air-Source) | 25VNA825A*032* |  |  | CSPH*4212AL*+UI | 59MN7C100C21**22 | 24200 | 16 | 8.1 | 21400 | 16600 | 77.57% | 2 | 0 | 10.5 |  |  |  | No | R-410A | 2.0167 | Residential & Commercial | Ducted CEE Tier 1
214650703 | Central HP <5.4 tons | COLEMAN | HRCU-A-CB (Split System: Heat Pump with Remote Outdoor Unit-Air-Source) | HH824E2S11 |  |  | CTU36B5XDS1+TXV | TM9E080B12MP12 | 23000 | 18 | 9.5 | 23000 | 18800 | 81.74% | 2 | 0 | 12 |  |  |  | No | R-454B | 1.9167 | Residential & Commercial | Ducted CEE Tier 1
214650818 | Central HP <5.4 tons | COLEMAN | HRCU-A-CB (Split System: Heat Pump with Remote Outdoor Unit-Air-Source) | HH824E2S11 |  |  | CTU30B5XCS1+TXV | CP9C060B12MP13 | 23000 | 17 | 9.5 | 23000 | 18300 | 79.57% | 2 | 0 | 12 |  |  |  | No | R-454B | 1.9167 | Residential & Commercial | Ducted CEE Tier 1
213772945 | Central HP <5.4 tons | CARRIER | HRCU-A-CB (Split System: Heat Pump with Remote Outdoor Unit-Air-Source) | 25VNA825A*032* |  |  | CAP**3617AL*+UI | 58TN*B070C14**12 | 23600 | 16.5 | 8.1 | 21400 | 16700 | 78.04% | 1.92 | 0 | 10.5 |  |  |  | No | R-410A | 1.9667 | Residential & Commercial | Ducted CEE Tier 1
213773145 | Central HP <5.4 tons | CARRIER | HRCU-A-CB (Split System: Heat Pump with Remote Outdoor Unit-Air-Source) | 25VNA825A*032* |  |  | CAP**3621AL*+UI | 59TN6C100C21**22 | 23600 | 16.5 | 8.1 | 21400 | 16600 | 77.57% | 1.94 | 0 | 10.5 |  |  |  | No | R-410A | 1.9667 | Residential & Commercial | Ducted CEE Tier 1
214574514 | Central HP <5.4 tons | DAY & NIGHT | HRCU-A-CB (Split System: Heat Pump with Remote Outdoor Unit-Air-Source) | CVH837GKA2* |  |  | EN(A,D,W)4X42L21**+WALLCON | *80CTL0702120B* | 31800 | 17 | 8.1 | 33000 | 24600 | 74.55% | 1.88 | 0 | 11 |  |  |  | No | R-410A | 2.65 | Residential & Commercial | Ducted CEE Tier 1
215670463 | Central HP <5.4 tons | KEEPRITE | HRCU-A-CB (Split System: Heat Pump with Remote Outdoor Unit-Air-Source) | C5H0V36*K*AAA* |  |  | ESH5X60M12A*+WALLCON | *80CTL1102120B* | 34600 | 17 | 8.5 | 34600 | 24800 | 71.68% | 1.92 | 0 | 10 |  |  |  | No | R-454B | 2.8833 | Residential & Commercial | Ducted CEE Tier 1
215940942 | Central HP <5.4 tons | KENMORE | HRCU-A-CB (Split System: Heat Pump with Remote Outdoor Unit-Air-Source) | (C,H,T)5H3V48*K*AAA* |  |  | EA*5X48M21A*+WALLCON | *96CTN0802120B* | 43500 | 20.5 | 9.5 | 48000 | 36600 | 76.25% | 2 | 0 | 10.5 |  |  |  | No | R-454B | 3.625 | Residential & Commercial | Ducted CEE Tier 1
215941042 | Central HP <5.4 tons | KENMORE | HRCU-A-CB (Split System: Heat Pump with Remote Outdoor Unit-Air-Source) | (C,H,T)5H3V48*K*AAA* |  |  | EA*5X61M21A*+WALLCON | *96CTN0802120B* | 45000 | 21 | 9.5 | 48500 | 37000 | 76.29% | 2 | 0 | 11 |  |  |  | No | R-454B | 3.75 | Residential & Commercial | Ducted CEE Tier 1
215941092 | Central HP <5.4 tons | KENMORE | HRCU-A-CB (Split System: Heat Pump with Remote Outdoor Unit-Air-Source) | (C,H,T)5H3V48*K*AAA* |  |  | EA*5X61M21A*+WALLCON | *97CTN1002122A* | 45500 | 21 | 9.5 | 48500 | 36800 | 75.88% | 2 | 0 | 11 |  |  |  | No | R-454B | 3.7917 | Residential & Commercial | Ducted CEE Tier 1
215938402 | Central HP <5.4 tons | KENMORE | HRCU-A-CB (Split System: Heat Pump with Remote Outdoor Unit-Air-Source) | (C,H,T)5H3V48*K*AAA* |  |  | EVD5X60M24A*+WALLCON | *96CTN1202422B* | 45500 | 20.5 | 8.1 | 52500 | 38000 | 72.38% | 1.95 | 0 | 11.5 |  |  |  | No | R-454B | 3.7917 | Residential & Commercial | Ducted CEE Tier 1
216569816 | Central HP <5.4 tons | TRANE | HRCU-A-CB (Split System: Heat Pump with Remote Outdoor Unit-Air-Source) | 5TWV8X24A1 |  |  | 5TAMXB02AV21 |  | 21400 | 18.1 | 8.5 | 23400 | 18600 | 79.49% | 2.1 | 0 | 11.5 |  |  |  | No | R-454B | 1.7833 | Residential & Commercial | Ducted CEE Tier 1
216599675 | Central HP <5.4 tons | TRANE | HRCU-A-CB (Split System: Heat Pump with Remote Outdoor Unit-Air-Source) | 5TWV0X24A1 |  |  | 5TXCB003AS3 | S9V2B080U4PSC+LRP | 21600 | 20.2 | 10 | 24000 | 18400 | 76.67% | 2.2 | 0 | 11.5 |  |  |  | No | R-454B | 1.8 | Residential & Commercial | Ducted CEE Tier 1
214397716 | Central HP <5.4 tons | FRASER-JOHNSTON | HRCU-A-CB (Split System: Heat Pump with Remote Outdoor Unit-Air-Source) | HH836E2S11 |  |  | CTF36C5CDS1 | TM9V100C16MP12 | 33800 | 18 | 8.5 | 31400 | 25600 | 81.53% | 2 | 0 | 11 |  |  |  | No | R-454B | 2.8167 | Residential & Commercial | Ducted CEE Tier 1
214397819 | Central HP <5.4 tons | FRASER-JOHNSTON | HRCU-A-CB (Split System: Heat Pump with Remote Outdoor Unit-Air-Source) | HH836E2S11 |  |  | CTF48C5CFS1 | TM9E080C20MP12 | 34000 | 17 | 9 | 32000 | 25400 | 79.38% | 2 | 0 | 11 |  |  |  | No | R-454B | 2.8333 | Residential & Commercial | Ducted CEE Tier 1
214398102 | Central HP <5.4 tons | FRASER-JOHNSTON | HRCU-A-CB (Split System: Heat Pump with Remote Outdoor Unit-Air-Source) | HH836E2S11 |  |  | CTF36C5CDS1+JMET12CS2N1 |  | 34400 | 19 | 9 | 31800 | 25600 | 80.5% | 2 | 0 | 11.7 |  |  |  | No | R-454B | 2.8667 | Residential & Commercial | Ducted CEE Tier 1
214398535 | Central HP <5.4 tons | FRASER-JOHNSTON | HRCU-A-CB (Split System: Heat Pump with Remote Outdoor Unit-Air-Source) | HH836E2S11 |  |  | CTF36B5CDS1 | TM9V080B12MP12 | 33000 | 18 | 8.5 | 30800 | 25000 | 81.17% | 2 | 0 | 11 |  |  |  | No | R-454B | 2.75 | Residential & Commercial | Ducted CEE Tier 1
214720018 | Central HP <5.4 tons | FRASER-JOHNSTON | HRCU-A-CB (Split System: Heat Pump with Remote Outdoor Unit-Air-Source) | HH836E2S11 |  |  | CTU48C5XFS1+TXV | Z8ES120C20SMPS1 | 34200 | 19 | 9 | 32000 | 25400 | 79.38% | 2 | 0 | 11 |  |  |  | No | R-454B | 2.85 | Residential & Commercial | Ducted CEE Tier 1
214574614 | Central HP <5.4 tons | DAY & NIGHT | HRCU-A-CB (Split System: Heat Pump with Remote Outdoor Unit-Air-Source) | CVH837GKA2* |  |  | EN(A,D,W)4X48L21**+WALLCON | *97CMN0802120B* | 32400 | 17.5 | 8.5 | 32800 | 24800 | 75.61% | 1.96 | 0 | 11.5 |  |  |  | No | R-410A | 2.7 | Residential & Commercial | Ducted CEE Tier 1
214574684 | Central HP <5.4 tons | DAY & NIGHT | HRCU-A-CB (Split System: Heat Pump with Remote Outdoor Unit-Air-Source) | CVH837GKA2* |  |  | EN(A,D)4X48L24**+WALLCON | *96CTN0802120B* | 32400 | 17.5 | 8.5 | 32600 | 24800 | 76.07% | 1.98 | 0 | 11.5 |  |  |  | No | R-410A | 2.7 | Residential & Commercial | Ducted CEE Tier 1
214574464 | Central HP <5.4 tons | DAY & NIGHT | HRCU-A-CB (Split System: Heat Pump with Remote Outdoor Unit-Air-Source) | CVH837GKA2* |  |  | EN(A,D)4X36L21**+WALLCON | *95CSU0802120B* | 31400 | 16.5 | 8.1 | 33200 | 24200 | 72.89% | 1.82 | 0 | 11 |  |  |  | No | R-410A | 2.6167 | Residential & Commercial | Ducted CEE Tier 1
213780752 | Central HP <5.4 tons | KEEPRITE | HRCU-A-CB (Split System: Heat Pump with Remote Outdoor Unit-Air-Source) | CVH837GKA2* |  |  | EA*4X36L21A*+WALLCON | *80CTL0901716B* | 31600 | 17 | 8.1 | 33000 | 24200 | 73.33% | 1.84 | 0 | 11 |  |  |  | No | R-410A | 2.6333 | Residential & Commercial | Ducted CEE Tier 1
213780955 | Central HP <5.4 tons | CARRIER | HRCU-A-CB (Split System: Heat Pump with Remote Outdoor Unit-Air-Source) | 25VNA837A*031* |  |  | CAP**3721AL*+UI | 59TN6C100C21**22 | 33000 | 17 | 8.5 | 32600 | 25000 | 76.69% | 1.98 | 0 | 11.5 |  |  |  | No | R-410A | 2.75 | Residential & Commercial | Ducted CEE Tier 1
213781005 | Central HP <5.4 tons | CARRIER | HRCU-A-CB (Split System: Heat Pump with Remote Outdoor Unit-Air-Source) | 25VNA837A*031* |  |  | CAP**4221AL*+UI | 58TN*B110C21**20 | 31800 | 17 | 8.1 | 32800 | 24200 | 73.78% | 1.88 | 0 | 11 |  |  |  | No | R-410A | 2.65 | Residential & Commercial | Ducted CEE Tier 1
213781055 | Central HP <5.4 tons | CARRIER | HRCU-A-CB (Split System: Heat Pump with Remote Outdoor Unit-Air-Source) | 25VNA837A*031* |  |  | CAP**4221AL*+UI | 59TN6C060C17**14 | 31600 | 16.5 | 8.1 | 33200 | 24600 | 74.1% | 1.86 | 0 | 10.5 |  |  |  | No | R-410A | 2.6333 | Residential & Commercial | Ducted CEE Tier 1
213892601 | Central HP <5.4 tons | BRYANT HEATING AND COOLING SYSTEMS | HRCU-A-CB (Split System: Heat Pump with Remote Outdoor Unit-Air-Source) | 288BNV025*0**C* |  |  | CAP**2517AL*+UI | 986TD30040C14*** | 24000 | 15.5 | 8.1 | 21600 | 17000 | 78.7% | 1.96 | 0 | 10 |  |  |  | No | R-410A | 2 | Residential & Commercial | Ducted CEE Tier 1
211392649 | Central HP <5.4 tons | LUXAIRE | HRCU-A-CB (Split System: Heat Pump with Remote Outdoor Unit-Air-Source) | HMH72B341 |  |  | XAUB36DXXN1+TXV | TM8E060A12MP11 | 34000 | 18 | 8.1 | 33800 | 23800 | 70.41% | 2.06 | 0 | 10 |  |  |  | No | R-410A | 2.8333 | Residential & Commercial | Ducted CEE Tier 1
211389861 | Central HP <5.4 tons | LUXAIRE | HRCU-A-CB (Split System: Heat Pump with Remote Outdoor Unit-Air-Source) | HMH72B341 |  |  | XAFB36DBCN1 | TM8Y060A12MP11 | 33800 | 18 | 8.1 | 33400 | 23400 | 70.06% | 2.04 | 0 | 10 |  |  |  | No | R-410A | 2.8167 | Residential & Commercial | Ducted CEE Tier 1
214574164 | Central HP <5.4 tons | DAY & NIGHT | HRCU-A-CB (Split System: Heat Pump with Remote Outdoor Unit-Air-Source) | CVH837GKA2* |  |  | EA*4X61L24A*+WALLCON | *95CSU0802120B* | 33200 | 17.5 | 8.5 | 32000 | 24800 | 77.5% | 2 | 0 | 11.5 |  |  |  | No | R-410A | 2.7667 | Residential & Commercial | Ducted CEE Tier 1
214574414 | Central HP <5.4 tons | DAY & NIGHT | HRCU-A-CB (Split System: Heat Pump with Remote Outdoor Unit-Air-Source) | CVH837GKA2* |  |  | EHD4X60AAL+WALLCON | *95CSU1002122B* | 33000 | 18 | 8.5 | 32000 | 24800 | 77.5% | 2.02 | 0 | 11.5 |  |  |  | No | R-410A | 2.75 | Residential & Commercial | Ducted CEE Tier 1
214574564 | Central HP <5.4 tons | DAY & NIGHT | HRCU-A-CB (Split System: Heat Pump with Remote Outdoor Unit-Air-Source) | CVH837GKA2* |  |  | EN(A,D,W)4X42L21**+WALLCON | *96CTN0802120B* | 31800 | 17 | 8.1 | 33000 | 24400 | 73.94% | 1.9 | 0 | 11.5 |  |  |  | No | R-410A | 2.65 | Residential & Commercial | Ducted CEE Tier 1
213780852 | Central HP <5.4 tons | KEEPRITE | HRCU-A-CB (Split System: Heat Pump with Remote Outdoor Unit-Air-Source) | CVH837GKA2* |  |  | EA*4X37L21A*+WALLCON | *80CTL0451712B* | 32600 | 16.5 | 8.1 | 33200 | 25400 | 76.51% | 1.94 | 0 | 10.5 |  |  |  | No | R-410A | 2.7167 | Residential & Commercial | Ducted CEE Tier 1
213781052 | Central HP <5.4 tons | KEEPRITE | HRCU-A-CB (Split System: Heat Pump with Remote Outdoor Unit-Air-Source) | CVH837GKA2* |  |  | EA*4X42L21A*+WALLCON | *97CMN1002122B* | 31800 | 17 | 8.1 | 33000 | 24400 | 73.94% | 1.88 | 0 | 11 |  |  |  | No | R-410A | 2.65 | Residential & Commercial | Ducted CEE Tier 1
213781252 | Central HP <5.4 tons | KEEPRITE | HRCU-A-CB (Split System: Heat Pump with Remote Outdoor Unit-Air-Source) | CVH837GKA2* |  |  | EA*4X43L21A*+WALLCON | *96CTN0601714B* | 32800 | 17 | 8.1 | 33000 | 25400 | 76.97% | 1.96 | 0 | 11 |  |  |  | No | R-410A | 2.7333 | Residential & Commercial | Ducted CEE Tier 1
213778995 | Central HP <5.4 tons | CARRIER | HRCU-A-CB (Split System: Heat Pump with Remote Outdoor Unit-Air-Source) | 25VNA837A*030* |  |  | CAP**3721AL*+UI | 59MN7C060C17**14 | 32600 | 16.5 | 8.1 | 33200 | 25400 | 76.51% | 1.94 | 0 | 11 |  |  |  | No | R-410A | 2.7167 | Residential & Commercial | Ducted CEE Tier 1
213779445 | Central HP <5.4 tons | CARRIER | HRCU-A-CB (Split System: Heat Pump with Remote Outdoor Unit-Air-Source) | 25VNA837A*030* |  |  | CAP**4821AL*+UI | 59MN7C100C21**22 | 32400 | 17 | 8.1 | 32600 | 24800 | 76.07% | 1.98 | 0 | 11 |  |  |  | No | R-410A | 2.7 | Residential & Commercial | Ducted CEE Tier 1
213771495 | Central HP <5.4 tons | CARRIER | HRCU-A-CB (Split System: Heat Pump with Remote Outdoor Unit-Air-Source) | 25VNA825A*031* |  |  | CAP**4321AL*+UI | 59MN7C060C17**14 | 24200 | 16.5 | 8.1 | 21200 | 16700 | 78.77% | 2.02 | 0 | 10.5 |  |  |  | No | R-410A | 2.0167 | Residential & Commercial | Ducted CEE Tier 1
213771695 | Central HP <5.4 tons | CARRIER | HRCU-A-CB (Split System: Heat Pump with Remote Outdoor Unit-Air-Source) | 25VNA825A*031* |  |  | CAP**4824AL*+UI | 58TN*B135C24**22 | 24200 | 17 | 8.1 | 21000 | 16500 | 78.57% | 2.02 | 0 | 11 |  |  |  | No | R-410A | 2.0167 | Residential & Commercial | Ducted CEE Tier 1
213772445 | Central HP <5.4 tons | CARRIER | HRCU-A-CB (Split System: Heat Pump with Remote Outdoor Unit-Air-Source) | 25VNA825A*031* |  |  | CSPH*4812AL*+UI | 58TN*B070C17**16 | 24200 | 16.5 | 8.1 | 21200 | 16600 | 78.3% | 2.02 | 0 | 10.5 |  |  |  | No | R-410A | 2.0167 | Residential & Commercial | Ducted CEE Tier 1
213772565 | Central HP <5.4 tons | CARRIER | HRCU-A-CB (Split System: Heat Pump with Remote Outdoor Unit-Air-Source) | 25VNA825A*031* |  |  | CSPH*4812AL*+UI | 59TN6C080C17**14 | 24200 | 16 | 8.1 | 21400 | 16600 | 77.57% | 2.02 | 0 | 10.5 |  |  |  | No | R-410A | 2.0167 | Residential & Commercial | Ducted CEE Tier 1
213772455 | Central HP <5.4 tons | CARRIER | HRCU-A-CB (Split System: Heat Pump with Remote Outdoor Unit-Air-Source) | 25VNA825A*031* |  |  | CSPH*4812AL*+UI | 58TN*B090C17**16 | 24400 | 17 | 8.1 | 21200 | 16600 | 78.3% | 2.02 | 0 | 10.5 |  |  |  | No | R-410A | 2.0333 | Residential & Commercial | Ducted CEE Tier 1
212981802 | Central HP <5.4 tons | DAY & NIGHT | HRCU-A-CB (Split System: Heat Pump with Remote Outdoor Unit-Air-Source) | DLCURAH24ABK |  |  | EN(A,D,W)4X36L17** | *80MSU1002120A* | 23800 | 16.5 | 8.5 | 26400 | 24000 | 90.91% | 1.98 | 0 | 10.5 |  |  |  | No | R-410A | 1.9833 | Residential & Commercial | Ducted CEE Tier 1
212982702 | Central HP <5.4 tons | DAY & NIGHT | HRCU-A-CB (Split System: Heat Pump with Remote Outdoor Unit-Air-Source) | DLCURAH24ABK |  |  | EA*4X36L21A* | *80MSU0601716A* | 23800 | 17.5 | 8.5 | 25600 | 23400 | 91.41% | 1.96 | 0 | 10 |  |  |  | No | R-410A | 1.9833 | Residential & Commercial | Ducted CEE Tier 1
212983179 | Central HP <5.4 tons | DAY & NIGHT | HRCU-A-CB (Split System: Heat Pump with Remote Outdoor Unit-Air-Source) | DLCURAH24ABK |  |  | EA*4X36L21A* | *92MSN0401712A* | 23600 | 16 | 8.5 | 26400 | 24000 | 90.91% | 1.96 | 0 | 10 |  |  |  | No | R-410A | 1.9667 | Residential & Commercial | Ducted CEE Tier 1
213780181 | Central HP <5.4 tons | DAY & NIGHT | HRCU-A-CB (Split System: Heat Pump with Remote Outdoor Unit-Air-Source) | CVH837GKA** |  |  | EHD4X48AAL+WALLCON | *80CTL0902120B* | 32600 | 16.5 | 8.1 | 33000 | 24800 | 75.15% | 1.96 | 0 | 11 |  |  |  | No | R-410A | 2.7167 | Residential & Commercial | Ducted CEE Tier 1
211241227 | Central HP <5.4 tons | TEMPSTAR | HRCU-A-CB (Split System: Heat Pump with Remote Outdoor Unit-Air-Source) | DLCURAH24ABK |  |  | EA*4X25L17A* | OLV098A12* | 24000 | 16.5 | 8.1 | 25000 | 21800 | 87.2% | 1.82 | 0 | 10 |  |  |  | No | R-410A | 2 | Residential & Commercial | Ducted CEE Tier 1
212979923 | Central HP <5.4 tons | DAY & NIGHT | HRCU-A-CB (Split System: Heat Pump with Remote Outdoor Unit-Air-Source) | DLCURAH24ABK |  |  | EN(A,D,W)4X36L17** | *80MS(N,L)0901714A* | 23600 | 17 | 8.5 | 26400 | 24400 | 92.42% | 2.02 | 0 | 10.5 |  |  |  | No | R-410A | 1.9667 | Residential & Commercial | Ducted CEE Tier 1
214243052 | Central HP <5.4 tons | KEEPRITE | HRCU-A-CB (Split System: Heat Pump with Remote Outdoor Unit-Air-Source) | CVH825GKA2* |  |  | EN(A,D,W)4X42L21**+WALLCON | *96CTN0601714B* | 23600 | 16 | 8.1 | 21600 | 16700 | 77.31% | 1.94 | 0 | 11 |  |  |  | No | R-410A | 1.9667 | Residential & Commercial | Ducted CEE Tier 1
214242602 | Central HP <5.4 tons | KEEPRITE | HRCU-A-CB (Split System: Heat Pump with Remote Outdoor Unit-Air-Source) | CVH825GKA2* |  |  | EN(A,D)4X30L17**+WALLCON | *97CMN0801714B* | 23400 | 16.5 | 8.1 | 21600 | 16700 | 77.31% | 1.92 | 0 | 10.5 |  |  |  | No | R-410A | 1.95 | Residential & Commercial | Ducted CEE Tier 1
214242452 | Central HP <5.4 tons | KEEPRITE | HRCU-A-CB (Split System: Heat Pump with Remote Outdoor Unit-Air-Source) | CVH825GKA2* |  |  | EN(A,D)4X24L17**+WALLCON | *80CTL0901716B* | 23200 | 16 | 8.1 | 22000 | 16900 | 76.82% | 1.92 | 0 | 10.5 |  |  |  | No | R-410A | 1.9333 | Residential & Commercial | Ducted CEE Tier 1
213773395 | Central HP <5.4 tons | CARRIER | HRCU-A-CB (Split System: Heat Pump with Remote Outdoor Unit-Air-Source) | 25VNA825A*032* |  |  | CAP**4221AL*+UI | 58TN*B090C17**16 | 23800 | 16.5 | 8.1 | 21400 | 16600 | 77.57% | 1.96 | 0 | 10.5 |  |  |  | No | R-410A | 1.9833 | Residential & Commercial | Ducted CEE Tier 1
214651060 | Central HP <5.4 tons | COLEMAN | HRCU-A-CB (Split System: Heat Pump with Remote Outdoor Unit-Air-Source) | HH824E2S11 |  |  | CTU36B5XDS1+TXV | Z8ES080B12SMPS1 | 23000 | 19 | 9.5 | 23000 | 18600 | 80.87% | 2 | 0 | 12 |  |  |  | No | R-454B | 1.9167 | Residential & Commercial | Ducted CEE Tier 1
214398354 | Central HP <5.4 tons | FRASER-JOHNSTON | HRCU-A-CB (Split System: Heat Pump with Remote Outdoor Unit-Air-Source) | HH824E2S11 |  |  | CTF30A5ADS1 | TL8E060A12UH11 | 23000 | 18 | 9.5 | 23000 | 18700 | 81.3% | 2 | 0 | 12 |  |  |  | No | R-454B | 1.9167 | Residential & Commercial | Ducted CEE Tier 1
214398371 | Central HP <5.4 tons | FRASER-JOHNSTON | HRCU-A-CB (Split System: Heat Pump with Remote Outdoor Unit-Air-Source) | HH824E2S11 |  |  | CTM30B5ACS1+JME08B2SN1 |  | 23000 | 19 | 9.5 | 23000 | 18400 | 80% | 2 | 0 | 12 |  |  |  | No | R-454B | 1.9167 | Residential & Commercial | Ducted CEE Tier 1
214609212 | Central HP <5.4 tons | FRASER-JOHNSTON | HRCU-A-CB (Split System: Heat Pump with Remote Outdoor Unit-Air-Source) | HH824E2S11 |  |  | CTF30B5ACS1 | Z9ES060B12SMPS1 | 23000 | 17 | 9.5 | 23000 | 19100 | 83.04% | 2 | 0 | 11.7 |  |  |  | No | R-454B | 1.9167 | Residential & Commercial | Ducted CEE Tier 1
214396264 | Central HP <5.4 tons | FRASER-JOHNSTON | HRCU-A-CB (Split System: Heat Pump with Remote Outdoor Unit-Air-Source) | HH824E2S11 |  |  | CTM30B5ACS1+JMC12B2SN1 |  | 23000 | 18 | 9.5 | 23000 | 19000 | 82.61% | 2 | 0 | 12 |  |  |  | No | R-454B | 1.9167 | Residential & Commercial | Ducted CEE Tier 1
216013307 | Central HP <5.4 tons | COLEMAN | HRCU-A-CB (Split System: Heat Pump with Remote Outdoor Unit-Air-Source) | HH824E2S11 |  |  | CTM36B5ADS1+JMVT12BC2N1 |  | 23000 | 18 | 9.5 | 23000 | 18600 | 80.87% | 2 | 0 | 12 |  |  |  | No | R-454B | 1.9167 | Residential & Commercial | Ducted CEE Tier 1
213773735 | Central HP <5.4 tons | CARRIER | HRCU-A-CB (Split System: Heat Pump with Remote Outdoor Unit-Air-Source) | 25VNA825A*032* |  |  | CAP**4821AL*+UI | 59CU5B060C17**16 | 24000 | 16.5 | 8.1 | 21000 | 16600 | 79.05% | 2 | 0 | 10.5 |  |  |  | No | R-410A | 2 | Residential & Commercial | Ducted CEE Tier 1
213774555 | Central HP <5.4 tons | CARRIER | HRCU-A-CB (Split System: Heat Pump with Remote Outdoor Unit-Air-Source) | 25VNA825A*032* |  |  | CSPH*4812AL*+UI | 58TN*B045C17**12 | 24200 | 16 | 8.1 | 21400 | 16700 | 78.04% | 2 | 0 | 10.5 |  |  |  | No | R-410A | 2.0167 | Residential & Commercial | Ducted CEE Tier 1
214651166 | Central HP <5.4 tons | COLEMAN | HRCU-A-CB (Split System: Heat Pump with Remote Outdoor Unit-Air-Source) | HH824E2S11 |  |  | CTU36B5XDS1+TXV | TM9E060B12MP12 | 23000 | 18 | 9.5 | 23000 | 19200 | 83.48% | 2 | 0 | 12 |  |  |  | No | R-454B | 1.9167 | Residential & Commercial | Ducted CEE Tier 1
215940642 | Central HP <5.4 tons | KENMORE | HRCU-A-CB (Split System: Heat Pump with Remote Outdoor Unit-Air-Source) | (C,H,T)5H3V36*K*AAA* |  |  | EVD5X42M21A*+WALLCON | *80CSU0601716B* | 34400 | 21 | 8.5 | 38500 | 28000 | 72.73% | 2.04 | 0 | 12 |  |  |  | No | R-454B | 2.8667 | Residential & Commercial | Ducted CEE Tier 1
215939622 | Central HP <5.4 tons | KENMORE | HRCU-A-CB (Split System: Heat Pump with Remote Outdoor Unit-Air-Source) | (C,H,T)5H3V36*K*AAA* |  |  | EA*5X36M17A*+WALLCON | *80CSU0601716B* | 32400 | 19.5 | 9.5 | 35000 | 27000 | 77.14% | 2 | 0 | 11 |  |  |  | No | R-454B | 2.7 | Residential & Commercial | Ducted CEE Tier 1
213774715 | Central HP <5.4 tons | CARRIER | HRCU-A-CB (Split System: Heat Pump with Remote Outdoor Unit-Air-Source) | 25VNA825A*032* |  |  | CSPH*4812AL*+UI | 59TN6C120C24**22 | 24200 | 16.5 | 8.1 | 21200 | 16600 | 78.3% | 2.02 | 0 | 11 |  |  |  | No | R-410A | 2.0167 | Residential & Commercial | Ducted CEE Tier 1
215939992 | Central HP <5.4 tons | KENMORE | HRCU-A-CB (Split System: Heat Pump with Remote Outdoor Unit-Air-Source) | (C,H,T)5H3V36*K*AAA* |  |  | ESH5X36M12A*+WALLCON | *97CTN0802120A* | 33200 | 19 | 9 | 35000 | 26800 | 76.57% | 1.92 | 0 | 11 |  |  |  | No | R-454B | 2.7667 | Residential & Commercial | Ducted CEE Tier 1
213772615 | Central HP <5.4 tons | CARRIER | HRCU-A-CB (Split System: Heat Pump with Remote Outdoor Unit-Air-Source) | 25VNA825A*032* |  |  | CAP**2417AL*+UI | 58TN*B045C17**12 | 23200 | 16 | 8.1 | 22000 | 16900 | 76.82% | 1.88 | 0 | 10 |  |  |  | No | R-410A | 1.9333 | Residential & Commercial | Ducted CEE Tier 1
213781372 | Central HP <5.4 tons | KEEPRITE | HRCU-A-CB (Split System: Heat Pump with Remote Outdoor Unit-Air-Source) | CVH837GKA2* |  |  | EA*4X48L21A*+WALLCON | *96CTN0601714B* | 32200 | 17 | 8.1 | 32600 | 25200 | 77.3% | 1.94 | 0 | 11 |  |  |  | No | R-410A | 2.6833 | Residential & Commercial | Ducted CEE Tier 1
213781422 | Central HP <5.4 tons | KEEPRITE | HRCU-A-CB (Split System: Heat Pump with Remote Outdoor Unit-Air-Source) | CVH837GKA2* |  |  | EA*4X48L24A*+WALLCON | *80CTL1352422B* | 32400 | 17.5 | 8.5 | 32400 | 24800 | 76.54% | 1.98 | 0 | 11.5 |  |  |  | No | R-410A | 2.7 | Residential & Commercial | Ducted CEE Tier 1
213781472 | Central HP <5.4 tons | KEEPRITE | HRCU-A-CB (Split System: Heat Pump with Remote Outdoor Unit-Air-Source) | CVH837GKA2* |  |  | EA*4X60L24A*+WALLCON | *80CTL0902120B* | 32800 | 17.5 | 8.1 | 31800 | 24600 | 77.36% | 1.98 | 0 | 11.5 |  |  |  | No | R-410A | 2.7333 | Residential & Commercial | Ducted CEE Tier 1
213781522 | Central HP <5.4 tons | KEEPRITE | HRCU-A-CB (Split System: Heat Pump with Remote Outdoor Unit-Air-Source) | CVH837GKA2* |  |  | EA*4X60L24A*+WALLCON | *96CTN1002122B* | 32800 | 17.5 | 8.1 | 31800 | 24600 | 77.36% | 1.98 | 0 | 11.7 |  |  |  | No | R-410A | 2.7333 | Residential & Commercial | Ducted CEE Tier 1
213781572 | Central HP <5.4 tons | KEEPRITE | HRCU-A-CB (Split System: Heat Pump with Remote Outdoor Unit-Air-Source) | CVH837GKA2* |  |  | EA*4X61L21A*+WALLCON | *80CTL0902120B* | 33200 | 17.5 | 8.5 | 32000 | 24800 | 77.5% | 1.98 | 0 | 11.7 |  |  |  | No | R-410A | 2.7667 | Residential & Commercial | Ducted CEE Tier 1
213772795 | Central HP <5.4 tons | CARRIER | HRCU-A-CB (Split System: Heat Pump with Remote Outdoor Unit-Air-Source) | 25VNA825A*032* |  |  | CAP**2517AL*+UI | 59TN6C060C17**14 | 24200 | 16.5 | 8.1 | 21400 | 16700 | 78.04% | 2 | 0 | 10.5 |  |  |  | No | R-410A | 2.0167 | Residential & Commercial | Ducted CEE Tier 1
215942408 | Central HP <5.4 tons | KENMORE | HRCU-A-CB (Split System: Heat Pump with Remote Outdoor Unit-Air-Source) | (C,H,T)5H3V36*K*AAA* |  |  | EVM5X60M21A*+WALLCON | *97CMN0601714B* | 35200 | 21 | 8.5 | 37400 | 28000 | 74.87% | 2.06 | 0 | 11.7 |  |  |  | No | R-454B | 2.9333 | Residential & Commercial | Ducted CEE Tier 1
215940052 | Central HP <5.4 tons | KENMORE | HRCU-A-CB (Split System: Heat Pump with Remote Outdoor Unit-Air-Source) | (C,H,T)5H3V36*K*AAA* |  |  | ESH5X42M12A*+WALLCON | *97CTN0601716A* | 33200 | 18.5 | 9 | 35600 | 27200 | 76.4% | 1.92 | 0 | 10.5 |  |  |  | No | R-454B | 2.7667 | Residential & Commercial | Ducted CEE Tier 1
213773205 | Central HP <5.4 tons | CARRIER | HRCU-A-CB (Split System: Heat Pump with Remote Outdoor Unit-Air-Source) | 25VNA825A*032* |  |  | CAP**3717AL*+UI | 59MN7C060C17**14 | 24000 | 16 | 8.1 | 21600 | 16800 | 77.78% | 1.98 | 0 | 10.5 |  |  |  | No | R-410A | 2 | Residential & Commercial | Ducted CEE Tier 1
213773255 | Central HP <5.4 tons | CARRIER | HRCU-A-CB (Split System: Heat Pump with Remote Outdoor Unit-Air-Source) | 25VNA825A*032* |  |  | CAP**3721AL*+UI | 58TN*B045C17**12 | 24200 | 16.5 | 8.1 | 21200 | 16700 | 78.77% | 2 | 0 | 10.5 |  |  |  | No | R-410A | 2.0167 | Residential & Commercial | Ducted CEE Tier 1
213773275 | Central HP <5.4 tons | CARRIER | HRCU-A-CB (Split System: Heat Pump with Remote Outdoor Unit-Air-Source) | 25VNA825A*032* |  |  | CAP**3721AL*+UI | 58TN*B090C17**16 | 24200 | 17 | 8.1 | 21000 | 16600 | 79.05% | 2.02 | 0 | 11 |  |  |  | No | R-410A | 2.0167 | Residential & Commercial | Ducted CEE Tier 1
215942418 | Central HP <5.4 tons | KENMORE | HRCU-A-CB (Split System: Heat Pump with Remote Outdoor Unit-Air-Source) | (C,H,T)5H3V36*K*AAA* |  |  | EVM5X60M21A*+WALLCON | *96CTN0601714B* | 35200 | 21 | 8.5 | 37400 | 28000 | 74.87% | 2.06 | 0 | 11.7 |  |  |  | No | R-454B | 2.9333 | Residential & Commercial | Ducted CEE Tier 1
214809212 | Central HP <5.4 tons | LUXAIRE | HRCU-A-CB (Split System: Heat Pump with Remote Outdoor Unit-Air-Source) | HH860E2S11 |  |  | CTU60C5XGS1+TXV | Z8ES100C20SMPS1 | 44500 | 18 | 9 | 44500 | 33400 | 75.06% | 2 | 0 | 12 |  |  |  | No | R-454B | 3.7083 | Residential & Commercial | Ducted CEE Tier 1
214651029 | Central HP <5.4 tons | COLEMAN | HRCU-A-CB (Split System: Heat Pump with Remote Outdoor Unit-Air-Source) | HH860E2S11 |  |  | CTU60D5XHS1+TXV | Z9ES120D20SMPS1 | 53500 | 19 | 8.5 | 53500 | 38500 | 71.96% | 2 | 0 | 11.7 |  |  |  | No | R-454B | 4.4583 | Residential & Commercial | Ducted CEE Tier 1
215941532 | Central HP <5.4 tons | KENMORE | HRCU-A-CB (Split System: Heat Pump with Remote Outdoor Unit-Air-Source) | (C,H,T)5H3V48*K*AAA* |  |  | EVD5X48M21A*+WALLCON | *96CTN0802120B* | 44500 | 19.5 | 8.1 | 52000 | 38500 | 74.04% | 1.9 | 0 | 10.5 |  |  |  | No | R-454B | 3.7083 | Residential & Commercial | Ducted CEE Tier 1
215941062 | Central HP <5.4 tons | KENMORE | HRCU-A-CB (Split System: Heat Pump with Remote Outdoor Unit-Air-Source) | (C,H,T)5H3V48*K*AAA* |  |  | EA*5X61M21A*+WALLCON | *80CSU0601716B* | 45000 | 21 | 9.5 | 48500 | 37000 | 76.29% | 2 | 0 | 11.5 |  |  |  | No | R-454B | 3.75 | Residential & Commercial | Ducted CEE Tier 1
214398720 | Central HP <5.4 tons | FRASER-JOHNSTON | HRCU-A-CB (Split System: Heat Pump with Remote Outdoor Unit-Air-Source) | HH860E2S11 |  |  | CTF60D5CGS1 | TM9Y120D20MP11 | 44000 | 18 | 9 | 44000 | 33400 | 75.91% | 2 | 0 | 11.7 |  |  |  | No | R-454B | 3.6667 | Residential & Commercial | Ducted CEE Tier 1
214421533 | Central HP <5.4 tons | FRASER-JOHNSTON | HRCU-A-CB (Split System: Heat Pump with Remote Outdoor Unit-Air-Source) | HH860E2S11 |  |  | CTM60C5CGS1+JMET16CS2N1 |  | 45500 | 19 | 9.5 | 45500 | 34000 | 74.73% | 2 | 0 | 11.7 |  |  |  | No | R-454B | 3.7917 | Residential & Commercial | Ducted CEE Tier 1
214396296 | Central HP <5.4 tons | FRASER-JOHNSTON | HRCU-A-CB (Split System: Heat Pump with Remote Outdoor Unit-Air-Source) | HH860E2S11 |  |  | CTM60C5CHS1 | TM9Y100C20MP11 | 53000 | 19 | 8.5 | 54500 | 39500 | 72.48% | 2 | 0 | 11 |  |  |  | No | R-454B | 4.4167 | Residential & Commercial | Ducted CEE Tier 1
214720008 | Central HP <5.4 tons | FRASER-JOHNSTON | HRCU-A-CB (Split System: Heat Pump with Remote Outdoor Unit-Air-Source) | HH836E2S11 |  |  | CTU48C5XFS1+TXV | TMLE080C20MP11 | 34600 | 17 | 8.5 | 32800 | 25800 | 78.66% | 2 | 0 | 11 |  |  |  | No | R-454B | 2.8833 | Residential & Commercial | Ducted CEE Tier 1
214595076 | Central HP <5.4 tons | FRASER-JOHNSTON | HRCU-A-CB (Split System: Heat Pump with Remote Outdoor Unit-Air-Source) | HH836E2S11 |  |  | CTF48C5CFS1 | Z8ES080C20SMPS1 | 34200 | 19 | 9 | 32000 | 25400 | 79.38% | 2 | 0 | 11 |  |  |  | No | R-454B | 2.85 | Residential & Commercial | Ducted CEE Tier 1
214609148 | Central HP <5.4 tons | FRASER-JOHNSTON | HRCU-A-CB (Split System: Heat Pump with Remote Outdoor Unit-Air-Source) | HH836E2S11 |  |  | CTM48C5CFS1 | Z9ES080C16SMPS1 | 34400 | 19 | 9 | 32600 | 25800 | 79.14% | 2 | 0 | 11 |  |  |  | No | R-454B | 2.8667 | Residential & Commercial | Ducted CEE Tier 1
211387501 | Central HP <5.4 tons | FRASER-JOHNSTON | HRCU-A-CB (Split System: Heat Pump with Remote Outdoor Unit-Air-Source) | HMH72B341 |  |  | XAFC36DXXN1+TXV | TM9V100C16MP12 | 34000 | 17.5 | 8.5 | 34000 | 24000 | 70.59% | 2.1 | 0 | 10 |  |  |  | No | R-410A | 2.8333 | Residential & Commercial | Ducted CEE Tier 1
215932261 | Central HP <5.4 tons | KEEPRITE | HRCU-A-CB (Split System: Heat Pump with Remote Outdoor Unit-Air-Source) | C5H3V36*K*AAA* |  |  | EA*5X42M21A*+WALLCON | *80CTL1102120B* | 32800 | 20 | 9.5 | 34600 | 26600 | 76.88% | 2.02 | 0 | 11.5 |  |  |  | No | R-454B | 2.7333 | Residential & Commercial | Ducted CEE Tier 1
215932111 | Central HP <5.4 tons | KEEPRITE | HRCU-A-CB (Split System: Heat Pump with Remote Outdoor Unit-Air-Source) | C5H3V36*K*AAA* |  |  | EA*5X36M17A*+WALLCON | *96CTN0401410B* | 31000 | 17.5 | 9 | 34200 | 26400 | 77.19% | 1.92 | 0 | 10.5 |  |  |  | No | R-454B | 2.5833 | Residential & Commercial | Ducted CEE Tier 1
215932191 | Central HP <5.4 tons | KEEPRITE | HRCU-A-CB (Split System: Heat Pump with Remote Outdoor Unit-Air-Source) | C5H3V36*K*AAA* |  |  | EA*5X42M21A*+WALLCON | *80CSU0401712A* | 32600 | 20 | 9.5 | 35000 | 26800 | 76.57% | 2 | 0 | 11 |  |  |  | No | R-454B | 2.7167 | Residential & Commercial | Ducted CEE Tier 1
215931991 | Central HP <5.4 tons | KEEPRITE | HRCU-A-CB (Split System: Heat Pump with Remote Outdoor Unit-Air-Source) | C5H3V36*K*AAA* |  |  | EA*5X25M17A*+WALLCON | *96CTN0601714B* | 33600 | 19.5 | 9.5 | 34400 | 26200 | 76.16% | 2.05 | 0 | 11 |  |  |  | No | R-454B | 2.8 | Residential & Commercial | Ducted CEE Tier 1
211390315 | Central HP <5.4 tons | LUXAIRE | HRCU-A-CB (Split System: Heat Pump with Remote Outdoor Unit-Air-Source) | HMH72B341 |  |  | XAFC36DBCN1 | LPLC100C16MP13 | 34000 | 17.5 | 8.5 | 33800 | 23800 | 70.41% | 2.08 | 0 | 10 |  |  |  | No | R-410A | 2.8333 | Residential & Commercial | Ducted CEE Tier 1
214719865 | Central HP <5.4 tons | FRASER-JOHNSTON | HRCU-A-CB (Split System: Heat Pump with Remote Outdoor Unit-Air-Source) | HH836E2S11 |  |  | CTU48C5XFS1+TXV | TMLE120C20MP11 | 34400 | 17 | 8.5 | 32400 | 25600 | 79.01% | 2 | 0 | 11 |  |  |  | No | R-454B | 2.8667 | Residential & Commercial | Ducted CEE Tier 1
211389887 | Central HP <5.4 tons | LUXAIRE | HRCU-A-CB (Split System: Heat Pump with Remote Outdoor Unit-Air-Source) | HMH72B341 |  |  | XAFB30CXXN1+TXV | TM8Y060A12MP11 | 32600 | 17.5 | 8.1 | 33400 | 23400 | 70.06% | 2.02 | 0 | 10 |  |  |  | No | R-410A | 2.7167 | Residential & Commercial | Ducted CEE Tier 1
213607736 | Central HP <5.4 tons | BRYANT HEATING AND COOLING SYSTEMS | HRCU-A-CB (Split System: Heat Pump with Remote Outdoor Unit-Air-Source) | 38MURAQ36AB3* |  |  | FT4BN(B,X)C48L* |  | 36400 | 17 | 9 | 37200 | 34600 | 93.01% | 2.08 | 0 | 10 |  |  |  | No | R-410A | 3.0333 | Residential & Commercial | Ducted CEE Tier 1
213607737 | Central HP <5.4 tons | BRYANT HEATING AND COOLING SYSTEMS | HRCU-A-CB (Split System: Heat Pump with Remote Outdoor Unit-Air-Source) | 38MURAQ36AB3* |  |  | FG4ANXC48L* |  | 36400 | 17 | 9 | 37200 | 34600 | 93.01% | 2.08 | 0 | 10 |  |  |  | No | R-410A | 3.0333 | Residential & Commercial | Ducted CEE Tier 1
213782351 | Central HP <5.4 tons | DAY & NIGHT | HRCU-A-CB (Split System: Heat Pump with Remote Outdoor Unit-Air-Source) | CVH837GKA2* |  |  | EHD4X60AAL+WALLCON | *96CTN1002122B* | 33000 | 16.5 | 8.1 | 32200 | 24800 | 77.02% | 2 | 0 | 11.5 |  |  |  | No | R-410A | 2.75 | Residential & Commercial | Ducted CEE Tier 1
213781631 | Central HP <5.4 tons | DAY & NIGHT | HRCU-A-CB (Split System: Heat Pump with Remote Outdoor Unit-Air-Source) | CVH837GKA2* |  |  | EA*4X61L21A*+WALLCON | *96CTN0601714B* | 33000 | 17 | 8.1 | 32200 | 25000 | 77.64% | 1.96 | 0 | 11 |  |  |  | No | R-410A | 2.75 | Residential & Commercial | Ducted CEE Tier 1
213781931 | Central HP <5.4 tons | DAY & NIGHT | HRCU-A-CB (Split System: Heat Pump with Remote Outdoor Unit-Air-Source) | CVH837GKA2* |  |  | EHD4X42AAL+WALLCON | *80CTL0902120B* | 32400 | 16.5 | 8.1 | 32800 | 24600 | 75% | 1.94 | 0 | 11 |  |  |  | No | R-410A | 2.7 | Residential & Commercial | Ducted CEE Tier 1
213782081 | Central HP <5.4 tons | DAY & NIGHT | HRCU-A-CB (Split System: Heat Pump with Remote Outdoor Unit-Air-Source) | CVH837GKA2* |  |  | EHD4X48AAL+WALLCON | *80CTL0901716B* | 32400 | 16.5 | 8.1 | 33000 | 24800 | 75.15% | 1.96 | 0 | 11 |  |  |  | No | R-410A | 2.7 | Residential & Commercial | Ducted CEE Tier 1
214396314 | Central HP <5.4 tons | FRASER-JOHNSTON | HRCU-A-CB (Split System: Heat Pump with Remote Outdoor Unit-Air-Source) | HH860E2S11 |  |  | CTM60D5CHS1 | TM9Y120D20MP11 | 53500 | 19 | 8.5 | 54500 | 39500 | 72.48% | 2 | 0 | 11 |  |  |  | No | R-454B | 4.4583 | Residential & Commercial | Ducted CEE Tier 1
215912229 | Central HP <5.4 tons | COLEMAN | HRCU-A-CB (Split System: Heat Pump with Remote Outdoor Unit-Air-Source) | HH860E2S11 |  |  | JSE48D5CG2SS1 |  | 45000 | 19 | 9 | 45000 | 33600 | 74.67% | 2 | 0 | 12 |  |  |  | No | R-454B | 3.75 | Residential & Commercial | Ducted CEE Tier 1
214720115 | Central HP <5.4 tons | LUXAIRE | HRCU-A-CB (Split System: Heat Pump with Remote Outdoor Unit-Air-Source) | HH860E2S11 |  |  | CTU60C5XGS1+TXV | TMLE100C20MP11 | 44500 | 17 | 9 | 45000 | 33800 | 75.11% | 2 | 0 | 11.7 |  |  |  | No | R-454B | 3.7083 | Residential & Commercial | Ducted CEE Tier 1
214719947 | Central HP <5.4 tons | FRASER-JOHNSTON | HRCU-A-CB (Split System: Heat Pump with Remote Outdoor Unit-Air-Source) | HH860E2S11 |  |  | CTU60C5XGS1+TXV | TM8V120C20MP12 | 44500 | 18 | 9 | 45000 | 33800 | 75.11% | 2 | 0 | 11 |  |  |  | No | R-454B | 3.7083 | Residential & Commercial | Ducted CEE Tier 1
215941602 | Central HP <5.4 tons | KENMORE | HRCU-A-CB (Split System: Heat Pump with Remote Outdoor Unit-Air-Source) | (C,H,T)5H3V48*K*AAA* |  |  | EVD5X48M24A*+WALLCON | *97CTN0802120A* | 44500 | 20 | 8.1 | 52000 | 38000 | 73.08% | 1.9 | 0 | 11 |  |  |  | No | R-454B | 3.7083 | Residential & Commercial | Ducted CEE Tier 1
215941652 | Central HP <5.4 tons | KENMORE | HRCU-A-CB (Split System: Heat Pump with Remote Outdoor Unit-Air-Source) | (C,H,T)5H3V48*K*AAA* |  |  | EVD5X49M24A*+WALLCON | *97CTN1002122A* | 45500 | 20.5 | 8.1 | 52500 | 38000 | 72.38% | 1.9 | 0 | 11.5 |  |  |  | No | R-454B | 3.7917 | Residential & Commercial | Ducted CEE Tier 1
215941772 | Central HP <5.4 tons | KENMORE | HRCU-A-CB (Split System: Heat Pump with Remote Outdoor Unit-Air-Source) | (C,H,T)5H3V48*K*AAA* |  |  | EVD5X61M21A*+WALLCON | *96CTN0802120B* | 46000 | 20.5 | 8.1 | 53500 | 38500 | 71.96% | 1.95 | 0 | 11.5 |  |  |  | No | R-454B | 3.8333 | Residential & Commercial | Ducted CEE Tier 1
215941052 | Central HP <5.4 tons | KENMORE | HRCU-A-CB (Split System: Heat Pump with Remote Outdoor Unit-Air-Source) | (C,H,T)5H3V48*K*AAA* |  |  | EA*5X61M21A*+WALLCON | *80CSU0401712B* | 45500 | 21.5 | 9.5 | 48500 | 36800 | 75.88% | 2 | 0 | 11.5 |  |  |  | No | R-454B | 3.7917 | Residential & Commercial | Ducted CEE Tier 1
214728393 | Central HP <5.4 tons | COLEMAN | HRCU-A-CB (Split System: Heat Pump with Remote Outdoor Unit-Air-Source) | HH836E2S11 |  |  | CTU36B5XDS1+TXV | TP9C060B12MP13 | 33000 | 17 | 8.5 | 31000 | 25200 | 81.29% | 2 | 0 | 11 |  |  |  | No | R-454B | 2.75 | Residential & Commercial | Ducted CEE Tier 1
211390213 | Central HP <5.4 tons | LUXAIRE | HRCU-A-CB (Split System: Heat Pump with Remote Outdoor Unit-Air-Source) | HMH72B341 |  |  | XAFC36DXXN1+TXV | TPLC100C16MP13 | 34000 | 17.5 | 8.5 | 33800 | 23800 | 70.41% | 2.08 | 0 | 10 |  |  |  | No | R-410A | 2.8333 | Residential & Commercial | Ducted CEE Tier 1
215933762 | Central HP <5.4 tons | KENMORE | HRCU-A-CB (Split System: Heat Pump with Remote Outdoor Unit-Air-Source) | (C,H,T)5H3V36*K*AAA* |  |  | ESH5X60M12A*+WALLCON | *80CTL0701412B* | 34000 | 19.5 | 9 | 34800 | 26400 | 75.86% | 1.92 | 0 | 11 |  |  |  | No | R-454B | 2.8333 | Residential & Commercial | Ducted CEE Tier 1
215933792 | Central HP <5.4 tons | KENMORE | HRCU-A-CB (Split System: Heat Pump with Remote Outdoor Unit-Air-Source) | (C,H,T)5H3V36*K*AAA* |  |  | ESH5X60M12A*+WALLCON | *80CTL0901716B* | 34200 | 19.5 | 9 | 34400 | 26200 | 76.16% | 1.94 | 0 | 11.7 |  |  |  | No | R-454B | 2.85 | Residential & Commercial | Ducted CEE Tier 1
215933912 | Central HP <5.4 tons | KENMORE | HRCU-A-CB (Split System: Heat Pump with Remote Outdoor Unit-Air-Source) | (C,H,T)5H3V36*K*AAA* |  |  | ESH5X60M12A*+WALLCON | *96CTN0401410B* | 32600 | 17.5 | 8.5 | 33400 | 25600 | 76.65% | 1.86 | 0 | 10.5 |  |  |  | No | R-454B | 2.7167 | Residential & Commercial | Ducted CEE Tier 1
215933342 | Central HP <5.4 tons | KENMORE | HRCU-A-CB (Split System: Heat Pump with Remote Outdoor Unit-Air-Source) | (C,H,T)5H3V36*K*AAA* |  |  | ESH5X42M12A*+WALLCON | *80CTL0901716B* | 33600 | 19 | 9 | 34800 | 26600 | 76.44% | 1.92 | 0 | 11 |  |  |  | No | R-454B | 2.8 | Residential & Commercial | Ducted CEE Tier 1
213774605 | Central HP <5.4 tons | CARRIER | HRCU-A-CB (Split System: Heat Pump with Remote Outdoor Unit-Air-Source) | 25VNA825A*032* |  |  | CSPH*4812AL*+UI | 58TN*B110C21**20 | 24200 | 16 | 8.1 | 21200 | 16600 | 78.3% | 2.02 | 0 | 10.5 |  |  |  | No | R-410A | 2.0167 | Residential & Commercial | Ducted CEE Tier 1
213774705 | Central HP <5.4 tons | CARRIER | HRCU-A-CB (Split System: Heat Pump with Remote Outdoor Unit-Air-Source) | 25VNA825A*032* |  |  | CSPH*4812AL*+UI | 59TN6C100C21**22 | 24200 | 16 | 8.1 | 21200 | 16600 | 78.3% | 2.02 | 0 | 11 |  |  |  | No | R-410A | 2.0167 | Residential & Commercial | Ducted CEE Tier 1
215942538 | Central HP <5.4 tons | KENMORE | HRCU-A-CB (Split System: Heat Pump with Remote Outdoor Unit-Air-Source) | (C,H,T)5H3V36*K*AAA* |  |  | EVD5X61M21A*+WALLCON | *97CMN1002122B* | 36000 | 22 | 8.5 | 37400 | 28200 | 75.4% | 2.04 | 0 | 12.5 |  |  |  | No | R-454B | 3 | Residential & Commercial | Ducted CEE Tier 1
213771615 | Central HP <5.4 tons | CARRIER | HRCU-A-CB (Split System: Heat Pump with Remote Outdoor Unit-Air-Source) | 25VNA825A*031* |  |  | CAP**4821AL*+UI | 59MN7C060C17**14 | 24000 | 16.5 | 8.1 | 21000 | 16600 | 79.05% | 2 | 0 | 10.5 |  |  |  | No | R-410A | 2 | Residential & Commercial | Ducted CEE Tier 1
213772365 | Central HP <5.4 tons | CARRIER | HRCU-A-CB (Split System: Heat Pump with Remote Outdoor Unit-Air-Source) | 25VNA825A*031* |  |  | CSPH*4212AL*+UI | 59MN7C120C24**22 | 24200 | 16 | 8.1 | 21400 | 16600 | 77.57% | 2 | 0 | 10.5 |  |  |  | No | R-410A | 2.0167 | Residential & Commercial | Ducted CEE Tier 1
214398117 | Central HP <5.4 tons | FRASER-JOHNSTON | HRCU-A-CB (Split System: Heat Pump with Remote Outdoor Unit-Air-Source) | HH836E2S11 |  |  | CTM36B5CDS1 | TPLC080B12MP13 | 32800 | 17 | 8.5 | 30800 | 25200 | 81.82% | 2 | 0 | 11 |  |  |  | No | R-454B | 2.7333 | Residential & Commercial | Ducted CEE Tier 1
214398218 | Central HP <5.4 tons | FRASER-JOHNSTON | HRCU-A-CB (Split System: Heat Pump with Remote Outdoor Unit-Air-Source) | HH836E2S11 |  |  | CTF48C5CFS1 | TM8E120C16MP11 | 33600 | 19 | 9 | 31400 | 25400 | 80.89% | 2 | 0 | 11 |  |  |  | No | R-454B | 2.8 | Residential & Commercial | Ducted CEE Tier 1
214719684 | Central HP <5.4 tons | FRASER-JOHNSTON | HRCU-A-CB (Split System: Heat Pump with Remote Outdoor Unit-Air-Source) | HH836E2S11 |  |  | CTU36B5XDS1+TXV | TM8E100B12MP11 | 33200 | 18 | 8.5 | 31200 | 25200 | 80.77% | 2 | 0 | 11 |  |  |  | No | R-454B | 2.7667 | Residential & Commercial | Ducted CEE Tier 1
215940852 | Central HP <5.4 tons | KENMORE | HRCU-A-CB (Split System: Heat Pump with Remote Outdoor Unit-Air-Source) | (C,H,T)5H3V36*K*AAA* |  |  | EVD5X60M21A*+WALLCON | *97CTN0801716A* | 35400 | 21 | 8.5 | 38500 | 29000 | 75.32% | 2 | 0 | 12 |  |  |  | No | R-454B | 2.95 | Residential & Commercial | Ducted CEE Tier 1
215940652 | Central HP <5.4 tons | KENMORE | HRCU-A-CB (Split System: Heat Pump with Remote Outdoor Unit-Air-Source) | (C,H,T)5H3V36*K*AAA* |  |  | EVD5X42M21A*+WALLCON | *97CTN0601716A* | 34000 | 20 | 8.5 | 39500 | 28800 | 72.91% | 2.02 | 0 | 11 |  |  |  | No | R-454B | 2.8333 | Residential & Commercial | Ducted CEE Tier 1
215940702 | Central HP <5.4 tons | KENMORE | HRCU-A-CB (Split System: Heat Pump with Remote Outdoor Unit-Air-Source) | (C,H,T)5H3V36*K*AAA* |  |  | EVD5X42M24A*+WALLCON | *97CTN0802120A* | 35400 | 21.5 | 8.5 | 38000 | 28600 | 75.26% | 2.04 | 0 | 12 |  |  |  | No | R-454B | 2.95 | Residential & Commercial | Ducted CEE Tier 1
215940132 | Central HP <5.4 tons | KENMORE | HRCU-A-CB (Split System: Heat Pump with Remote Outdoor Unit-Air-Source) | (C,H,T)5H3V36*K*AAA* |  |  | ESH5X48M12A*+WALLCON | *97CTN0601716A* | 33400 | 18.5 | 9 | 35400 | 27200 | 76.84% | 1.92 | 0 | 10.5 |  |  |  | No | R-454B | 2.7833 | Residential & Commercial | Ducted CEE Tier 1
215940582 | Central HP <5.4 tons | KENMORE | HRCU-A-CB (Split System: Heat Pump with Remote Outdoor Unit-Air-Source) | (C,H,T)5H3V36*K*AAA* |  |  | EVD5X38M17A*+WALLCON | *80CSU0401712B* | 35600 | 22 | 8.5 | 38000 | 28600 | 75.26% | 2.04 | 0 | 12.5 |  |  |  | No | R-454B | 2.9667 | Residential & Commercial | Ducted CEE Tier 1
215940362 | Central HP <5.4 tons | KENMORE | HRCU-A-CB (Split System: Heat Pump with Remote Outdoor Unit-Air-Source) | (C,H,T)5H3V36*K*AAA* |  |  | EVM5X49M21A*+WALLCON | *97CTN0601716A* | 35200 | 21 | 8.5 | 38500 | 29400 | 76.36% | 2.02 | 0 | 11.7 |  |  |  | No | R-454B | 2.9333 | Residential & Commercial | Ducted CEE Tier 1
215940912 | Central HP <5.4 tons | KENMORE | HRCU-A-CB (Split System: Heat Pump with Remote Outdoor Unit-Air-Source) | (C,H,T)5H3V36*K*AAA* |  |  | EVD5X60M24A*+WALLCON | *97CTN1202422A* | 35600 | 22 | 8.5 | 38000 | 28400 | 74.74% | 2.04 | 0 | 12.5 |  |  |  | No | R-454B | 2.9667 | Residential & Commercial | Ducted CEE Tier 1
215932441 | Central HP <5.4 tons | KEEPRITE | HRCU-A-CB (Split System: Heat Pump with Remote Outdoor Unit-Air-Source) | C5H3V36*K*AAA* |  |  | EA*5X48M21A*+WALLCON | *80CTL0902120B* | 33400 | 20 | 9.5 | 34600 | 26400 | 76.3% | 2.04 | 0 | 11.7 |  |  |  | No | R-454B | 2.7833 | Residential & Commercial | Ducted CEE Tier 1
211389403 | Central HP <5.4 tons | LUXAIRE | HRCU-A-CB (Split System: Heat Pump with Remote Outdoor Unit-Air-Source) | HMH72B341 |  |  | XAFC36DBCN1 | TM8Y100C20MP11 | 34000 | 17.5 | 8.5 | 33800 | 23800 | 70.41% | 2.1 | 0 | 10 |  |  |  | No | R-410A | 2.8333 | Residential & Commercial | Ducted CEE Tier 1
215940932 | Central HP <5.4 tons | KENMORE | HRCU-A-CB (Split System: Heat Pump with Remote Outdoor Unit-Air-Source) | (C,H,T)5H3V36*K*AAA* |  |  | EVD5X61M24A*+WALLCON | *97CTN1202422A* | 36000 | 22 | 8.5 | 37600 | 28400 | 75.53% | 2.04 | 0 | 12.5 |  |  |  | No | R-454B | 3 | Residential & Commercial | Ducted CEE Tier 1
215940712 | Central HP <5.4 tons | KENMORE | HRCU-A-CB (Split System: Heat Pump with Remote Outdoor Unit-Air-Source) | (C,H,T)5H3V36*K*AAA* |  |  | EVD5X42M24A*+WALLCON | *97CTN1002122A* | 35600 | 22 | 8.5 | 38000 | 28400 | 74.74% | 2.04 | 0 | 12.5 |  |  |  | No | R-454B | 2.9667 | Residential & Commercial | Ducted CEE Tier 1
215939692 | Central HP <5.4 tons | KENMORE | HRCU-A-CB (Split System: Heat Pump with Remote Outdoor Unit-Air-Source) | (C,H,T)5H3V36*K*AAA* |  |  | EA*5X42M21A*+WALLCON | *97CTN0801716A* | 32400 | 19.5 | 9.5 | 35200 | 27200 | 77.27% | 2 | 0 | 11 |  |  |  | No | R-454B | 2.7 | Residential & Commercial | Ducted CEE Tier 1
215939712 | Central HP <5.4 tons | KENMORE | HRCU-A-CB (Split System: Heat Pump with Remote Outdoor Unit-Air-Source) | (C,H,T)5H3V36*K*AAA* |  |  | EA*5X42M21A*+WALLCON | *97CTN1002122A* | 32800 | 20 | 9.5 | 34800 | 26600 | 76.44% | 2 | 0 | 11.5 |  |  |  | No | R-454B | 2.7333 | Residential & Commercial | Ducted CEE Tier 1
215939962 | Central HP <5.4 tons | KENMORE | HRCU-A-CB (Split System: Heat Pump with Remote Outdoor Unit-Air-Source) | (C,H,T)5H3V36*K*AAA* |  |  | ESH5X36M12A*+WALLCON | *80CSU0601716B* | 33400 | 19 | 9 | 34800 | 26600 | 76.44% | 1.92 | 0 | 11.5 |  |  |  | No | R-454B | 2.7833 | Residential & Commercial | Ducted CEE Tier 1
215939642 | Central HP <5.4 tons | KENMORE | HRCU-A-CB (Split System: Heat Pump with Remote Outdoor Unit-Air-Source) | (C,H,T)5H3V36*K*AAA* |  |  | EA*5X36M17A*+WALLCON | *97CTN0801716A* | 32000 | 19 | 9.5 | 35600 | 27400 | 76.97% | 1.98 | 0 | 10.5 |  |  |  | No | R-454B | 2.6667 | Residential & Commercial | Ducted CEE Tier 1
215933392 | Central HP <5.4 tons | KENMORE | HRCU-A-CB (Split System: Heat Pump with Remote Outdoor Unit-Air-Source) | (C,H,T)5H3V36*K*AAA* |  |  | ESH5X42M12A*+WALLCON | *95CSU1002122B* | 33600 | 19.5 | 9 | 34600 | 26400 | 76.3% | 1.92 | 0 | 11.7 |  |  |  | No | R-454B | 2.8 | Residential & Commercial | Ducted CEE Tier 1
213780871 | Central HP <5.4 tons | DAY & NIGHT | HRCU-A-CB (Split System: Heat Pump with Remote Outdoor Unit-Air-Source) | CVH837GKA2* |  |  | EA*4X37L21A*+WALLCON | *80CTL0901716B* | 32600 | 17 | 8.5 | 32800 | 25000 | 76.22% | 1.98 | 0 | 11 |  |  |  | No | R-410A | 2.7167 | Residential & Commercial | Ducted CEE Tier 1
213780921 | Central HP <5.4 tons | DAY & NIGHT | HRCU-A-CB (Split System: Heat Pump with Remote Outdoor Unit-Air-Source) | CVH837GKA2* |  |  | EA*4X37L21A*+WALLCON | *97CMN0801714B* | 32800 | 17 | 8.1 | 33000 | 25200 | 76.36% | 1.96 | 0 | 11 |  |  |  | No | R-410A | 2.7333 | Residential & Commercial | Ducted CEE Tier 1
213780951 | Central HP <5.4 tons | DAY & NIGHT | HRCU-A-CB (Split System: Heat Pump with Remote Outdoor Unit-Air-Source) | CVH837GKA2* |  |  | EA*4X37L21A*+WALLCON | *96CTN0801714B* | 32800 | 17 | 8.5 | 33000 | 25200 | 76.36% | 1.96 | 0 | 11 |  |  |  | No | R-410A | 2.7333 | Residential & Commercial | Ducted CEE Tier 1
212983234 | Central HP <5.4 tons | DAY & NIGHT | HRCU-A-CB (Split System: Heat Pump with Remote Outdoor Unit-Air-Source) | DLCURAH24ABK |  |  | EN(A,D,W)4X36L17** | *92MSN0401712A* | 23400 | 15.5 | 8.1 | 26200 | 24200 | 92.37% | 1.98 | 0 | 10 |  |  |  | No | R-410A | 1.95 | Residential & Commercial | Ducted CEE Tier 1
213780231 | Central HP <5.4 tons | DAY & NIGHT | HRCU-A-CB (Split System: Heat Pump with Remote Outdoor Unit-Air-Source) | CVH837GKA** |  |  | EHD4X48AAL+WALLCON | *97CMN0801714B* | 32400 | 16.5 | 8.1 | 33000 | 25000 | 75.76% | 1.94 | 0 | 11 |  |  |  | No | R-410A | 2.7 | Residential & Commercial | Ducted CEE Tier 1
213780331 | Central HP <5.4 tons | DAY & NIGHT | HRCU-A-CB (Split System: Heat Pump with Remote Outdoor Unit-Air-Source) | CVH837GKA** |  |  | EHD4X60AAL+WALLCON | *80CTL0901716B* | 33000 | 16.5 | 8.1 | 32200 | 24800 | 77.02% | 1.98 | 0 | 11 |  |  |  | No | R-410A | 2.75 | Residential & Commercial | Ducted CEE Tier 1
213779561 | Central HP <5.4 tons | DAY & NIGHT | HRCU-A-CB (Split System: Heat Pump with Remote Outdoor Unit-Air-Source) | CVH837GKA** |  |  | EA*4X60L24A*+WALLCON | *80CTL0902120B* | 32800 | 17.5 | 8.1 | 31800 | 24600 | 77.36% | 1.98 | 0 | 11.5 |  |  |  | No | R-410A | 2.7333 | Residential & Commercial | Ducted CEE Tier 1
213779661 | Central HP <5.4 tons | DAY & NIGHT | HRCU-A-CB (Split System: Heat Pump with Remote Outdoor Unit-Air-Source) | CVH837GKA** |  |  | EA*4X61L21A*+WALLCON | *80CTL0902120B* | 33200 | 17.5 | 8.5 | 32000 | 24800 | 77.5% | 1.98 | 0 | 11.7 |  |  |  | No | R-410A | 2.7667 | Residential & Commercial | Ducted CEE Tier 1
213779461 | Central HP <5.4 tons | DAY & NIGHT | HRCU-A-CB (Split System: Heat Pump with Remote Outdoor Unit-Air-Source) | CVH837GKA** |  |  | EA*4X48L21A*+WALLCON | *96CTN0601714B* | 32200 | 17 | 8.1 | 32600 | 25200 | 77.3% | 1.94 | 0 | 11 |  |  |  | No | R-410A | 2.6833 | Residential & Commercial | Ducted CEE Tier 1
213779511 | Central HP <5.4 tons | DAY & NIGHT | HRCU-A-CB (Split System: Heat Pump with Remote Outdoor Unit-Air-Source) | CVH837GKA** |  |  | EA*4X48L24A*+WALLCON | *80CTL1352422B* | 32400 | 17.5 | 8.5 | 32400 | 24800 | 76.54% | 1.98 | 0 | 11.5 |  |  |  | No | R-410A | 2.7 | Residential & Commercial | Ducted CEE Tier 1
213779805 | Central HP <5.4 tons | CARRIER | HRCU-A-CB (Split System: Heat Pump with Remote Outdoor Unit-Air-Source) | 25VNA837A*030* |  |  | CAP**6124AL*+UI | 59TN6C120C24**22 | 33200 | 17.5 | 8.5 | 32000 | 24800 | 77.5% | 2 | 0 | 11.7 |  |  |  | No | R-410A | 2.7667 | Residential & Commercial | Ducted CEE Tier 1
213780205 | Central HP <5.4 tons | CARRIER | HRCU-A-CB (Split System: Heat Pump with Remote Outdoor Unit-Air-Source) | 25VNA837A*030* |  |  | CSPH*4812AL*+UI | 59CU5B060C17**16 | 32400 | 16 | 8.1 | 33000 | 25000 | 75.76% | 1.94 | 0 | 11 |  |  |  | No | R-410A | 2.7 | Residential & Commercial | Ducted CEE Tier 1
213780355 | Central HP <5.4 tons | CARRIER | HRCU-A-CB (Split System: Heat Pump with Remote Outdoor Unit-Air-Source) | 25VNA837A*030* |  |  | CSPH*6012AL*+UI | 58TN*B135C24**22 | 33000 | 16.5 | 8.1 | 32200 | 24800 | 77.02% | 2 | 0 | 11.5 |  |  |  | No | R-410A | 2.75 | Residential & Commercial | Ducted CEE Tier 1
211206867 | Central HP <5.4 tons | COLEMAN | HRCU-A-CB (Split System: Heat Pump with Remote Outdoor Unit-Air-Source) | HC20B3621 |  |  | XAMC36DE2N1+CC | TM9V080C16MP12 | 33000 | 18 | 8.5 | 34200 | 29200 | 85.38% | 1.96 | 0 | 12 |  |  |  | No | R-410A | 2.75 | Residential & Commercial | Ducted CEE Tier 1
211388732 | Central HP <5.4 tons | LUXAIRE | HRCU-A-CB (Split System: Heat Pump with Remote Outdoor Unit-Air-Source) | HMH72B341 |  |  | XAFC30CXXN1+TXV | TM9E080C16MP12 | 33000 | 18 | 8.1 | 33000 | 23200 | 70.3% | 2.04 | 0 | 10 |  |  |  | No | R-410A | 2.75 | Residential & Commercial | Ducted CEE Tier 1
211389574 | Central HP <5.4 tons | LUXAIRE | HRCU-A-CB (Split System: Heat Pump with Remote Outdoor Unit-Air-Source) | HMH72B341 |  |  | XAFC30CXXN1+TXV | TM8Y100C16MP11 | 33200 | 18 | 8.5 | 33400 | 23400 | 70.06% | 2.06 | 0 | 10 |  |  |  | No | R-410A | 2.7667 | Residential & Commercial | Ducted CEE Tier 1
211389693 | Central HP <5.4 tons | LUXAIRE | HRCU-A-CB (Split System: Heat Pump with Remote Outdoor Unit-Air-Source) | HMH72B341 |  |  | XAFC36DXXN1+TXV | TM8Y080B12MP11 | 34000 | 18 | 8.1 | 33600 | 23600 | 70.24% | 2.06 | 0 | 10 |  |  |  | No | R-410A | 2.8333 | Residential & Commercial | Ducted CEE Tier 1
213772575 | Central HP <5.4 tons | CARRIER | HRCU-A-CB (Split System: Heat Pump with Remote Outdoor Unit-Air-Source) | 25VNA825A*031* |  |  | CSPH*4812AL*+UI | 59TN6C100C21**22 | 24200 | 16 | 8.1 | 21200 | 16600 | 78.3% | 2.02 | 0 | 11 |  |  |  | No | R-410A | 2.0167 | Residential & Commercial | Ducted CEE Tier 1
211390310 | Central HP <5.4 tons | LUXAIRE | HRCU-A-CB (Split System: Heat Pump with Remote Outdoor Unit-Air-Source) | HMH72B341 |  |  | XAFC36DBCN1 | LPLC080C16MP13 | 34000 | 17.5 | 8.5 | 33800 | 23800 | 70.41% | 2.08 | 0 | 10 |  |  |  | No | R-410A | 2.8333 | Residential & Commercial | Ducted CEE Tier 1
214396430 | Central HP <5.4 tons | FRASER-JOHNSTON | HRCU-A-CB (Split System: Heat Pump with Remote Outdoor Unit-Air-Source) | HH836E2S11 |  |  | CTM36C5CDS1 | TM9E100C20MP12 | 34400 | 17 | 8.5 | 32400 | 26600 | 82.1% | 2 | 0 | 11 |  |  |  | No | R-454B | 2.8667 | Residential & Commercial | Ducted CEE Tier 1
214396549 | Central HP <5.4 tons | FRASER-JOHNSTON | HRCU-A-CB (Split System: Heat Pump with Remote Outdoor Unit-Air-Source) | HH836E2S11 |  |  | CTM48C5CFS1 | TM9E100C20MP12 | 34400 | 18 | 9 | 32400 | 25600 | 79.01% | 2 | 0 | 11 |  |  |  | No | R-454B | 2.8667 | Residential & Commercial | Ducted CEE Tier 1
213296835 | Central HP <5.4 tons | FRASER-JOHNSTON | HRCU-A-CB (Split System: Heat Pump with Remote Outdoor Unit-Air-Source) | HMH72B341 |  |  | XAHC36DBCN1 | Z8ET120C20LMPS1 | 34400 | 18.5 | 8.5 | 34000 | 23800 | 70% | 2.08 | 0 | 10 |  |  |  | No | R-410A | 2.8667 | Residential & Commercial | Ducted CEE Tier 1
215932942 | Central HP <5.4 tons | KENMORE | HRCU-A-CB (Split System: Heat Pump with Remote Outdoor Unit-Air-Source) | (C,H,T)5H3V36*K*AAA* |  |  | EA*5X61M24A*+WALLCON | *97CMN1202422B* | 34400 | 20.5 | 9.5 | 34400 | 26000 | 75.58% | 2.06 | 0 | 12 |  |  |  | No | R-454B | 2.8667 | Residential & Commercial | Ducted CEE Tier 1
215934912 | Central HP <5.4 tons | KENMORE | HRCU-A-CB (Split System: Heat Pump with Remote Outdoor Unit-Air-Source) | (C,H,T)5H3V36*K*AAA* |  |  | EVM5X44M21A*+WALLCON | *97CMN0801714B* | 35400 | 21.5 | 8.5 | 38500 | 29000 | 75.32% | 2.02 | 0 | 12 |  |  |  | No | R-454B | 2.95 | Residential & Commercial | Ducted CEE Tier 1
215934982 | Central HP <5.4 tons | KENMORE | HRCU-A-CB (Split System: Heat Pump with Remote Outdoor Unit-Air-Source) | (C,H,T)5H3V36*K*AAA* |  |  | EVM5X49M21A*+WALLCON | *80CSU0401712A* | 35600 | 22 | 8.5 | 38000 | 28800 | 75.79% | 2.02 | 0 | 12 |  |  |  | No | R-454B | 2.9667 | Residential & Commercial | Ducted CEE Tier 1
214398386 | Central HP <5.4 tons | FRASER-JOHNSTON | HRCU-A-CB (Split System: Heat Pump with Remote Outdoor Unit-Air-Source) | HH824E2S11 |  |  | CTF30B5ACS1 | TM8E100B12MP11 | 23000 | 17 | 9.5 | 23000 | 18400 | 80% | 2 | 0 | 12 |  |  |  | No | R-454B | 1.9167 | Residential & Commercial | Ducted CEE Tier 1
214396281 | Central HP <5.4 tons | FRASER-JOHNSTON | HRCU-A-CB (Split System: Heat Pump with Remote Outdoor Unit-Air-Source) | HH824E2S11 |  |  | CTM30B5ACS1 | TM8E100B12MP11 | 23000 | 17 | 9.5 | 23000 | 18300 | 79.57% | 2 | 0 | 12 |  |  |  | No | R-454B | 1.9167 | Residential & Commercial | Ducted CEE Tier 1
214396680 | Central HP <5.4 tons | FRASER-JOHNSTON | HRCU-A-CB (Split System: Heat Pump with Remote Outdoor Unit-Air-Source) | HH824E2S11 |  |  | CTF30A5ADS1 | TMLE060A12MP11 | 23000 | 18 | 9.5 | 23000 | 18600 | 80.87% | 2 | 0 | 12 |  |  |  | No | R-454B | 1.9167 | Residential & Commercial | Ducted CEE Tier 1
216013294 | Central HP <5.4 tons | FRASER-JOHNSTON | HRCU-A-CB (Split System: Heat Pump with Remote Outdoor Unit-Air-Source) | HH824E2S11 |  |  | JHE36B5AD2SS1 |  | 23000 | 19 | 9.5 | 23000 | 18500 | 80.43% | 2 | 0 | 12 |  |  |  | No | R-454B | 1.9167 | Residential & Commercial | Ducted CEE Tier 1
213076298 | Central HP <5.4 tons | BRYANT HEATING AND COOLING SYSTEMS | HRCU-A-CB (Split System: Heat Pump with Remote Outdoor Unit-Air-Source) | 38MURAQ36AB3* |  |  | CAP**4824AL* | 935SB66100M21*** | 36200 | 16.5 | 8.5 | 38000 | 34800 | 91.58% | 2.04 | 0 | 10 |  |  |  | No | R-410A | 3.0167 | Residential & Commercial | Ducted CEE Tier 1
213781051 | Central HP <5.4 tons | DAY & NIGHT | HRCU-A-CB (Split System: Heat Pump with Remote Outdoor Unit-Air-Source) | CVH837GKA2* |  |  | EA*4X42L21A*+WALLCON | *97CMN1002122B* | 31800 | 17 | 8.1 | 33000 | 24400 | 73.94% | 1.88 | 0 | 11 |  |  |  | No | R-410A | 2.65 | Residential & Commercial | Ducted CEE Tier 1
214574354 | Central HP <5.4 tons | DAY & NIGHT | HRCU-A-CB (Split System: Heat Pump with Remote Outdoor Unit-Air-Source) | CVH837GKA2* |  |  | EHD4X48AAL+WALLCON | *95CSU1002122B* | 32600 | 17.5 | 8.5 | 32600 | 24800 | 76.07% | 1.98 | 0 | 11 |  |  |  | No | R-410A | 2.7167 | Residential & Commercial | Ducted CEE Tier 1
213781641 | Central HP <5.4 tons | DAY & NIGHT | HRCU-A-CB (Split System: Heat Pump with Remote Outdoor Unit-Air-Source) | CVH837GKA2* |  |  | EA*4X61L21A*+WALLCON | *96CTN0801714B* | 33000 | 17 | 8.1 | 32000 | 25000 | 78.12% | 1.96 | 0 | 11 |  |  |  | No | R-410A | 2.75 | Residential & Commercial | Ducted CEE Tier 1
213782161 | Central HP <5.4 tons | DAY & NIGHT | HRCU-A-CB (Split System: Heat Pump with Remote Outdoor Unit-Air-Source) | CVH837GKA2* |  |  | EHD4X48AAL+WALLCON | *97CMN1202422B* | 32600 | 16.5 | 8.1 | 33000 | 24800 | 75.15% | 1.96 | 0 | 11 |  |  |  | No | R-410A | 2.7167 | Residential & Commercial | Ducted CEE Tier 1
213780931 | Central HP <5.4 tons | DAY & NIGHT | HRCU-A-CB (Split System: Heat Pump with Remote Outdoor Unit-Air-Source) | CVH837GKA2* |  |  | EA*4X37L21A*+WALLCON | *97CMN1002122B* | 33000 | 17 | 8.5 | 32600 | 25000 | 76.69% | 1.98 | 0 | 11.5 |  |  |  | No | R-410A | 2.75 | Residential & Commercial | Ducted CEE Tier 1
211391428 | Central HP <5.4 tons | LUXAIRE | HRCU-A-CB (Split System: Heat Pump with Remote Outdoor Unit-Air-Source) | HMH72B341 |  |  | XAHC36DBCN1 | TM8E100C16MP11 | 33600 | 17.5 | 8.1 | 33000 | 23200 | 70.3% | 2.04 | 0 | 10 |  |  |  | No | R-410A | 2.8 | Residential & Commercial | Ducted CEE Tier 1
213296985 | Central HP <5.4 tons | FRASER-JOHNSTON | HRCU-A-CB (Split System: Heat Pump with Remote Outdoor Unit-Air-Source) | HMH72B341 |  |  | XAFB36DBCN1 | Z8ES080B12SMPS1 | 34000 | 18 | 8.1 | 33400 | 24000 | 71.86% | 2.08 | 0 | 10 |  |  |  | No | R-410A | 2.8333 | Residential & Commercial | Ducted CEE Tier 1
213298055 | Central HP <5.4 tons | FRASER-JOHNSTON | HRCU-A-CB (Split System: Heat Pump with Remote Outdoor Unit-Air-Source) | HMH72B341 |  |  | XAFC36DBCN1 | Z8ES080B12LMPS1 | 34000 | 18 | 8.1 | 33400 | 24000 | 71.86% | 2.08 | 0 | 10 |  |  |  | No | R-410A | 2.8333 | Residential & Commercial | Ducted CEE Tier 1
215941102 | Central HP <5.4 tons | KENMORE | HRCU-A-CB (Split System: Heat Pump with Remote Outdoor Unit-Air-Source) | (C,H,T)5H3V48*K*AAA* |  |  | EA*5X61M24A*+WALLCON | *96CTN0802120B* | 45500 | 21 | 9.5 | 48500 | 37000 | 76.29% | 2 | 0 | 11 |  |  |  | No | R-454B | 3.7917 | Residential & Commercial | Ducted CEE Tier 1
214241614 | Central HP <5.4 tons | TEMPSTAR | HRCU-A-CB (Split System: Heat Pump with Remote Outdoor Unit-Air-Source) | TVH825GKA3* |  |  | EN(A,D)4X24L17**+WALLCON | *97CMN0801714B* | 23200 | 16 | 8.1 | 22000 | 16900 | 76.82% | 1.92 | 0 | 10.5 |  |  |  | No | R-410A | 1.9333 | Residential & Commercial | Ducted CEE Tier 1
214719885 | Central HP <5.4 tons | FRASER-JOHNSTON | HRCU-A-CB (Split System: Heat Pump with Remote Outdoor Unit-Air-Source) | HH860E2S11 |  |  | CTU60C5XGS1+TXV | TMLE080C20MP11 | 44500 | 17 | 9 | 45000 | 33800 | 75.11% | 2 | 0 | 11.7 |  |  |  | No | R-454B | 3.7083 | Residential & Commercial | Ducted CEE Tier 1
214396596 | Central HP <5.4 tons | FRASER-JOHNSTON | HRCU-A-CB (Split System: Heat Pump with Remote Outdoor Unit-Air-Source) | HH860E2S11 |  |  | CTM60C5CGS1 | TL8E100C20UH11 | 44000 | 18 | 9 | 44000 | 33400 | 75.91% | 2 | 0 | 11.7 |  |  |  | No | R-454B | 3.6667 | Residential & Commercial | Ducted CEE Tier 1
213298105 | Central HP <5.4 tons | FRASER-JOHNSTON | HRCU-A-CB (Split System: Heat Pump with Remote Outdoor Unit-Air-Source) | HMH72B341 |  |  | XAFB36DBCN1+JMET12BS2N1 |  | 34000 | 18.5 | 8.5 | 33800 | 23800 | 70.41% | 2.12 | 0 | 10.5 |  |  |  | No | R-410A | 2.8333 | Residential & Commercial | Ducted CEE Tier 1
214720151 | Central HP <5.4 tons | FRASER-JOHNSTON | HRCU-A-CB (Split System: Heat Pump with Remote Outdoor Unit-Air-Source) | HH836E2S11 |  |  | CTU48C5XFS1+TXV | TL9E100C20UH11 | 34000 | 18 | 9 | 32000 | 25600 | 80% | 2 | 0 | 11 |  |  |  | No | R-454B | 2.8333 | Residential & Commercial | Ducted CEE Tier 1
214720218 | Central HP <5.4 tons | FRASER-JOHNSTON | HRCU-A-CB (Split System: Heat Pump with Remote Outdoor Unit-Air-Source) | HH836E2S11 |  |  | CTU48C5XFS1+TXV | Z8ES080C16SMPS1 | 34400 | 19 | 9 | 32200 | 25400 | 78.88% | 2 | 0 | 11 |  |  |  | No | R-454B | 2.8667 | Residential & Commercial | Ducted CEE Tier 1
214807793 | Central HP <5.4 tons | FRASER-JOHNSTON | HRCU-A-CB (Split System: Heat Pump with Remote Outdoor Unit-Air-Source) | HH836E2S11 |  |  | CTU48C5XFS1+JMVT16CC2N1+TXV |  | 34400 | 19 | 9 | 32000 | 25200 | 78.75% | 2 | 0 | 11.7 |  |  |  | No | R-454B | 2.8667 | Residential & Commercial | Ducted CEE Tier 1
211391548 | Central HP <5.4 tons | LUXAIRE | HRCU-A-CB (Split System: Heat Pump with Remote Outdoor Unit-Air-Source) | HMH72B341 |  |  | XAFC30CXXN1+TXV | TM8E100C16MP11 | 33000 | 18 | 8.5 | 33000 | 23200 | 70.3% | 2.04 | 0 | 10 |  |  |  | No | R-410A | 2.75 | Residential & Commercial | Ducted CEE Tier 1
211391762 | Central HP <5.4 tons | LUXAIRE | HRCU-A-CB (Split System: Heat Pump with Remote Outdoor Unit-Air-Source) | HMH72B341 |  |  | XAFC36DBCN1 | TM8E100B12MP11 | 34000 | 18 | 8.1 | 33800 | 23800 | 70.41% | 2.06 | 0 | 10 |  |  |  | No | R-410A | 2.8333 | Residential & Commercial | Ducted CEE Tier 1
211391847 | Central HP <5.4 tons | LUXAIRE | HRCU-A-CB (Split System: Heat Pump with Remote Outdoor Unit-Air-Source) | HMH72B341 |  |  | XAFB36DBCN1 | TM8E100B12MP11 | 34000 | 18 | 8.1 | 33800 | 23800 | 70.41% | 2.06 | 0 | 10 |  |  |  | No | R-410A | 2.8333 | Residential & Commercial | Ducted CEE Tier 1
213781351 | Central HP <5.4 tons | DAY & NIGHT | HRCU-A-CB (Split System: Heat Pump with Remote Outdoor Unit-Air-Source) | CVH837GKA2* |  |  | EA*4X48L21A*+WALLCON | *97CMN0801714B* | 32200 | 17 | 8.1 | 32600 | 25000 | 76.69% | 1.94 | 0 | 11 |  |  |  | No | R-410A | 2.6833 | Residential & Commercial | Ducted CEE Tier 1
213782101 | Central HP <5.4 tons | DAY & NIGHT | HRCU-A-CB (Split System: Heat Pump with Remote Outdoor Unit-Air-Source) | CVH837GKA2* |  |  | EHD4X48AAL+WALLCON | *80CTL1102120B* | 32600 | 16.5 | 8.1 | 32800 | 24800 | 75.61% | 1.96 | 0 | 11 |  |  |  | No | R-410A | 2.7167 | Residential & Commercial | Ducted CEE Tier 1
213781101 | Central HP <5.4 tons | DAY & NIGHT | HRCU-A-CB (Split System: Heat Pump with Remote Outdoor Unit-Air-Source) | CVH837GKA2* |  |  | EA*4X42L24A*+WALLCON | *80CTL1102120B* | 31800 | 17 | 8.1 | 32800 | 24200 | 73.78% | 1.88 | 0 | 11 |  |  |  | No | R-410A | 2.65 | Residential & Commercial | Ducted CEE Tier 1
213781271 | Central HP <5.4 tons | DAY & NIGHT | HRCU-A-CB (Split System: Heat Pump with Remote Outdoor Unit-Air-Source) | CVH837GKA2* |  |  | EA*4X43L21A*+WALLCON | *96CTN1002122B* | 33000 | 17 | 8.5 | 32600 | 25000 | 76.69% | 1.98 | 0 | 11.5 |  |  |  | No | R-410A | 2.75 | Residential & Commercial | Ducted CEE Tier 1
213781571 | Central HP <5.4 tons | DAY & NIGHT | HRCU-A-CB (Split System: Heat Pump with Remote Outdoor Unit-Air-Source) | CVH837GKA2* |  |  | EA*4X61L21A*+WALLCON | *80CTL0902120B* | 33200 | 17.5 | 8.5 | 32000 | 24800 | 77.5% | 1.98 | 0 | 11.7 |  |  |  | No | R-410A | 2.7667 | Residential & Commercial | Ducted CEE Tier 1
213781621 | Central HP <5.4 tons | DAY & NIGHT | HRCU-A-CB (Split System: Heat Pump with Remote Outdoor Unit-Air-Source) | CVH837GKA2* |  |  | EA*4X61L21A*+WALLCON | *97CMN1002122B* | 33200 | 17.5 | 8.5 | 32000 | 24800 | 77.5% | 1.98 | 0 | 11.7 |  |  |  | No | R-410A | 2.7667 | Residential & Commercial | Ducted CEE Tier 1
213781481 | Central HP <5.4 tons | DAY & NIGHT | HRCU-A-CB (Split System: Heat Pump with Remote Outdoor Unit-Air-Source) | CVH837GKA2* |  |  | EA*4X60L24A*+WALLCON | *80CTL1102120B* | 32800 | 17.5 | 8.1 | 31800 | 24600 | 77.36% | 1.98 | 0 | 11.5 |  |  |  | No | R-410A | 2.7333 | Residential & Commercial | Ducted CEE Tier 1
213781531 | Central HP <5.4 tons | DAY & NIGHT | HRCU-A-CB (Split System: Heat Pump with Remote Outdoor Unit-Air-Source) | CVH837GKA2* |  |  | EA*4X60L24A*+WALLCON | *96CTN1202422B* | 32800 | 17.5 | 8.1 | 31800 | 24600 | 77.36% | 1.98 | 0 | 11.5 |  |  |  | No | R-410A | 2.7333 | Residential & Commercial | Ducted CEE Tier 1
213781561 | Central HP <5.4 tons | DAY & NIGHT | HRCU-A-CB (Split System: Heat Pump with Remote Outdoor Unit-Air-Source) | CVH837GKA2* |  |  | EA*4X61L21A*+WALLCON | *80CTL0901716B* | 33200 | 17.5 | 8.1 | 32000 | 24800 | 77.5% | 1.98 | 0 | 11.5 |  |  |  | No | R-410A | 2.7667 | Residential & Commercial | Ducted CEE Tier 1
212982090 | Central HP <5.4 tons | DAY & NIGHT | HRCU-A-CB (Split System: Heat Pump with Remote Outdoor Unit-Air-Source) | DLCURAH36ABK |  |  | EA*4X48L21A* | *80MSU0401712A* | 35600 | 16 | 8.5 | 37800 | 34600 | 91.53% | 2.04 | 0 | 10 |  |  |  | No | R-410A | 2.9667 | Residential & Commercial | Ducted CEE Tier 1
215942518 | Central HP <5.4 tons | KENMORE | HRCU-A-CB (Split System: Heat Pump with Remote Outdoor Unit-Air-Source) | (C,H,T)5H3V36*K*AAA* |  |  | EVD5X61M21A*+WALLCON | *97CMN0601714B* | 35600 | 21.5 | 8.5 | 37400 | 28200 | 75.4% | 2.06 | 0 | 11.7 |  |  |  | No | R-454B | 2.9667 | Residential & Commercial | Ducted CEE Tier 1
215942368 | Central HP <5.4 tons | KENMORE | HRCU-A-CB (Split System: Heat Pump with Remote Outdoor Unit-Air-Source) | (C,H,T)5H3V36*K*AAA* |  |  | EVM5X44M21A*+WALLCON | *97CMN0601714B* | 35200 | 21 | 8.5 | 37400 | 28000 | 74.87% | 2.06 | 0 | 11.7 |  |  |  | No | R-454B | 2.9333 | Residential & Commercial | Ducted CEE Tier 1
213773605 | Central HP <5.4 tons | CARRIER | HRCU-A-CB (Split System: Heat Pump with Remote Outdoor Unit-Air-Source) | 25VNA825A*032* |  |  | CAP**4321AL*+UI | 58TN*B110C21**20 | 24400 | 17 | 8.1 | 21200 | 16600 | 78.3% | 2.02 | 0 | 11 |  |  |  | No | R-410A | 2.0333 | Residential & Commercial | Ducted CEE Tier 1
213773805 | Central HP <5.4 tons | CARRIER | HRCU-A-CB (Split System: Heat Pump with Remote Outdoor Unit-Air-Source) | 25VNA825A*032* |  |  | CAP**4824AL*+UI | 58TN*B090C21**20 | 24200 | 17 | 8.1 | 21000 | 16500 | 78.57% | 2.02 | 0 | 11 |  |  |  | No | R-410A | 2.0167 | Residential & Commercial | Ducted CEE Tier 1
215942588 | Central HP <5.4 tons | KENMORE | HRCU-A-CB (Split System: Heat Pump with Remote Outdoor Unit-Air-Source) | (C,H,T)5H3V36*K*AAA* |  |  | EVD5X61M24A*+WALLCON | *97CMN0802120B* | 36000 | 22 | 8.5 | 37400 | 28200 | 75.4% | 2.04 | 0 | 12.5 |  |  |  | No | R-454B | 3 | Residential & Commercial | Ducted CEE Tier 1
215940802 | Central HP <5.4 tons | KENMORE | HRCU-A-CB (Split System: Heat Pump with Remote Outdoor Unit-Air-Source) | (C,H,T)5H3V36*K*AAA* |  |  | EVD5X49M24A*+WALLCON | *97CTN1202422A* | 35600 | 22 | 8.5 | 38500 | 28400 | 73.77% | 2.04 | 0 | 12.5 |  |  |  | No | R-454B | 2.9667 | Residential & Commercial | Ducted CEE Tier 1
213782021 | Central HP <5.4 tons | DAY & NIGHT | HRCU-A-CB (Split System: Heat Pump with Remote Outdoor Unit-Air-Source) | CVH837GKA2* |  |  | EHD4X42AAL+WALLCON | *96CTN0801714B* | 32400 | 16 | 8.1 | 33000 | 24800 | 75.15% | 1.92 | 0 | 11 |  |  |  | No | R-410A | 2.7 | Residential & Commercial | Ducted CEE Tier 1
213782191 | Central HP <5.4 tons | DAY & NIGHT | HRCU-A-CB (Split System: Heat Pump with Remote Outdoor Unit-Air-Source) | CVH837GKA2* |  |  | EHD4X48AAL+WALLCON | *96CTN1002122B* | 32600 | 16.5 | 8.1 | 33000 | 24800 | 75.15% | 1.96 | 0 | 11 |  |  |  | No | R-410A | 2.7167 | Residential & Commercial | Ducted CEE Tier 1
213781451 | Central HP <5.4 tons | DAY & NIGHT | HRCU-A-CB (Split System: Heat Pump with Remote Outdoor Unit-Air-Source) | CVH837GKA2* |  |  | EA*4X48L24A*+WALLCON | *96CTN1002122B* | 32400 | 17 | 8.5 | 32200 | 24800 | 77.02% | 1.98 | 0 | 11 |  |  |  | No | R-410A | 2.7 | Residential & Commercial | Ducted CEE Tier 1
213773855 | Central HP <5.4 tons | CARRIER | HRCU-A-CB (Split System: Heat Pump with Remote Outdoor Unit-Air-Source) | 25VNA825A*032* |  |  | CAP**4824AL*+UI | 59TN6C100C21**22 | 24200 | 16.5 | 8.1 | 21000 | 16500 | 78.57% | 2.02 | 0 | 11 |  |  |  | No | R-410A | 2.0167 | Residential & Commercial | Ducted CEE Tier 1
215942438 | Central HP <5.4 tons | KENMORE | HRCU-A-CB (Split System: Heat Pump with Remote Outdoor Unit-Air-Source) | (C,H,T)5H3V36*K*AAA* |  |  | EVM5X61M24A*+WALLCON | *80CTL0702120B* | 35800 | 22 | 8.5 | 37400 | 28200 | 75.4% | 2.04 | 0 | 12.5 |  |  |  | No | R-454B | 2.9833 | Residential & Commercial | Ducted CEE Tier 1
215942488 | Central HP <5.4 tons | KENMORE | HRCU-A-CB (Split System: Heat Pump with Remote Outdoor Unit-Air-Source) | (C,H,T)5H3V36*K*AAA* |  |  | EVD5X61M21A*+WALLCON | *80CTL0702120B* | 35800 | 22 | 8.5 | 37400 | 28400 | 75.94% | 2.02 | 0 | 12.5 |  |  |  | No | R-454B | 2.9833 | Residential & Commercial | Ducted CEE Tier 1
215940902 | Central HP <5.4 tons | KENMORE | HRCU-A-CB (Split System: Heat Pump with Remote Outdoor Unit-Air-Source) | (C,H,T)5H3V36*K*AAA* |  |  | EVD5X60M24A*+WALLCON | *97CTN1002122A* | 35600 | 22 | 8.5 | 38000 | 28400 | 74.74% | 2.04 | 0 | 12.5 |  |  |  | No | R-454B | 2.9667 | Residential & Commercial | Ducted CEE Tier 1
215940732 | Central HP <5.4 tons | KENMORE | HRCU-A-CB (Split System: Heat Pump with Remote Outdoor Unit-Air-Source) | (C,H,T)5H3V36*K*AAA* |  |  | EVD5X48M24A*+WALLCON | *96CTN0802120B* | 35000 | 21 | 8.5 | 38500 | 28400 | 73.77% | 2.04 | 0 | 12 |  |  |  | No | R-454B | 2.9167 | Residential & Commercial | Ducted CEE Tier 1
215940082 | Central HP <5.4 tons | KENMORE | HRCU-A-CB (Split System: Heat Pump with Remote Outdoor Unit-Air-Source) | (C,H,T)5H3V36*K*AAA* |  |  | ESH5X42M12A*+WALLCON | *97CTN1002122A* | 33600 | 19 | 9 | 34600 | 26600 | 76.88% | 1.94 | 0 | 11.5 |  |  |  | No | R-454B | 2.8 | Residential & Commercial | Ducted CEE Tier 1
215940432 | Central HP <5.4 tons | KENMORE | HRCU-A-CB (Split System: Heat Pump with Remote Outdoor Unit-Air-Source) | (C,H,T)5H3V36*K*AAA* |  |  | EVM5X60M21A*+WALLCON | *97CTN0601716A* | 35200 | 21 | 8.5 | 38500 | 29400 | 76.36% | 2.02 | 0 | 11.7 |  |  |  | No | R-454B | 2.9333 | Residential & Commercial | Ducted CEE Tier 1
213778811 | Central HP <5.4 tons | DAY & NIGHT | HRCU-A-CB (Split System: Heat Pump with Remote Outdoor Unit-Air-Source) | CVH837GKA** |  |  | EA*4X36L17A*+WALLCON | *96CTN0801714B* | 31400 | 16.5 | 8.1 | 33200 | 24400 | 73.49% | 1.82 | 0 | 10.5 |  |  |  | No | R-410A | 2.6167 | Residential & Commercial | Ducted CEE Tier 1
213778861 | Central HP <5.4 tons | DAY & NIGHT | HRCU-A-CB (Split System: Heat Pump with Remote Outdoor Unit-Air-Source) | CVH837GKA** |  |  | EA*4X36L21A*+WALLCON | *80CTL1102120B* | 31600 | 17 | 8.1 | 32800 | 24200 | 73.78% | 1.86 | 0 | 11 |  |  |  | No | R-410A | 2.6333 | Residential & Commercial | Ducted CEE Tier 1
212983542 | Central HP <5.4 tons | DAY & NIGHT | HRCU-A-CB (Split System: Heat Pump with Remote Outdoor Unit-Air-Source) | DLCURAH24ABK |  |  | EA*4X30L14A* | *92MSN0601412A* | 23800 | 16.5 | 8.5 | 26400 | 24200 | 91.67% | 2 | 0 | 10 |  |  |  | No | R-410A | 1.9833 | Residential & Commercial | Ducted CEE Tier 1
213779091 | Central HP <5.4 tons | DAY & NIGHT | HRCU-A-CB (Split System: Heat Pump with Remote Outdoor Unit-Air-Source) | CVH837GKA** |  |  | EA*4X42L21A*+WALLCON | *80CTL0902120B* | 31800 | 17 | 8.1 | 32800 | 24200 | 73.78% | 1.88 | 0 | 11 |  |  |  | No | R-410A | 2.65 | Residential & Commercial | Ducted CEE Tier 1
213779491 | Central HP <5.4 tons | DAY & NIGHT | HRCU-A-CB (Split System: Heat Pump with Remote Outdoor Unit-Air-Source) | CVH837GKA** |  |  | EA*4X48L24A*+WALLCON | *80CTL0902120B* | 32400 | 17 | 8.5 | 32200 | 24800 | 77.02% | 1.98 | 0 | 11.5 |  |  |  | No | R-410A | 2.7 | Residential & Commercial | Ducted CEE Tier 1
213779691 | Central HP <5.4 tons | DAY & NIGHT | HRCU-A-CB (Split System: Heat Pump with Remote Outdoor Unit-Air-Source) | CVH837GKA** |  |  | EA*4X61L21A*+WALLCON | *97CMN0601714B* | 33000 | 17 | 8.1 | 32200 | 25200 | 78.26% | 1.94 | 0 | 11 |  |  |  | No | R-410A | 2.75 | Residential & Commercial | Ducted CEE Tier 1
213779711 | Central HP <5.4 tons | DAY & NIGHT | HRCU-A-CB (Split System: Heat Pump with Remote Outdoor Unit-Air-Source) | CVH837GKA** |  |  | EA*4X61L21A*+WALLCON | *97CMN1002122B* | 33200 | 17.5 | 8.5 | 32000 | 24800 | 77.5% | 1.98 | 0 | 11.7 |  |  |  | No | R-410A | 2.7667 | Residential & Commercial | Ducted CEE Tier 1
213078652 | Central HP <5.4 tons | BRYANT HEATING AND COOLING SYSTEMS | HRCU-A-CB (Split System: Heat Pump with Remote Outdoor Unit-Air-Source) | 38MURAQ36AB3* |  |  | CAP**4321AL* | 8(0,1)*SB60110M21*** | 36600 | 16.5 | 8.5 | 38000 | 34800 | 91.58% | 2.06 | 0 | 10 |  |  |  | No | R-410A | 3.05 | Residential & Commercial | Ducted CEE Tier 1
213078902 | Central HP <5.4 tons | BRYANT HEATING AND COOLING SYSTEMS | HRCU-A-CB (Split System: Heat Pump with Remote Outdoor Unit-Air-Source) | 38MURAQ36AB3* |  |  | CNPV*3621AL* | 83*SB60100M21*** | 35000 | 15.5 | 8.1 | 38500 | 35400 | 91.95% | 1.76 | 0 | 10 |  |  |  | No | R-410A | 2.9167 | Residential & Commercial | Ducted CEE Tier 1
213077702 | Central HP <5.4 tons | BRYANT HEATING AND COOLING SYSTEMS | HRCU-A-CB (Split System: Heat Pump with Remote Outdoor Unit-Air-Source) | 38MURAQ36AB3* |  |  | CAP**3621AL* | 926TC66100V21*** | 35000 | 16.5 | 8.1 | 38500 | 35200 | 91.43% | 1.82 | 0 | 10 |  |  |  | No | R-410A | 2.9167 | Residential & Commercial | Ducted CEE Tier 1
213079322 | Central HP <5.4 tons | BRYANT HEATING AND COOLING SYSTEMS | HRCU-A-CB (Split System: Heat Pump with Remote Outdoor Unit-Air-Source) | 38MURAQ36AB3* |  |  | CNPV*4824AL* | 83*SB60080M21*** | 35800 | 17 | 8.1 | 38000 | 34800 | 91.58% | 2.04 | 0 | 10.5 |  |  |  | No | R-410A | 2.9833 | Residential & Commercial | Ducted CEE Tier 1
213079754 | Central HP <5.4 tons | BRYANT HEATING AND COOLING SYSTEMS | HRCU-A-CB (Split System: Heat Pump with Remote Outdoor Unit-Air-Source) | 38MURAQ36AB3* |  |  | CAP**4221AL* | 912SE60100M21*** | 35200 | 16.5 | 8.1 | 38500 | 35000 | 90.91% | 1.88 | 0 | 10 |  |  |  | No | R-410A | 2.9333 | Residential & Commercial | Ducted CEE Tier 1
213781551 | Central HP <5.4 tons | DAY & NIGHT | HRCU-A-CB (Split System: Heat Pump with Remote Outdoor Unit-Air-Source) | CVH837GKA2* |  |  | EA*4X61L21A*+WALLCON | *80CTL0701716B* | 32800 | 17 | 8.1 | 32200 | 25000 | 77.64% | 1.96 | 0 | 11 |  |  |  | No | R-410A | 2.7333 | Residential & Commercial | Ducted CEE Tier 1
211389729 | Central HP <5.4 tons | LUXAIRE | HRCU-A-CB (Split System: Heat Pump with Remote Outdoor Unit-Air-Source) | HMH72B341 |  |  | XAFB36DXXN1+TXV | TM8Y080B12MP11 | 34000 | 18 | 8.1 | 33400 | 23600 | 70.66% | 2.04 | 0 | 10 |  |  |  | No | R-410A | 2.8333 | Residential & Commercial | Ducted CEE Tier 1
211388634 | Central HP <5.4 tons | CHAMPION HEATING AND COOLING | HRCU-A-CB (Split System: Heat Pump with Remote Outdoor Unit-Air-Source) | HMH72B341 |  |  | XAFC36DBCN1 | TM9E100C16MP12 | 34000 | 18 | 8.1 | 33600 | 23800 | 70.83% | 2.08 | 0 | 10 |  |  |  | No | R-410A | 2.8333 | Residential & Commercial | Ducted CEE Tier 1
214242272 | Central HP <5.4 tons | KEEPRITE | HRCU-A-CB (Split System: Heat Pump with Remote Outdoor Unit-Air-Source) | CVH825GKA3* |  |  | EN(A,D,W)4X48L21**+WALLCON | *97CMN0601714B* | 24000 | 16.5 | 8.1 | 21400 | 16700 | 78.04% | 1.98 | 0 | 11 |  |  |  | No | R-410A | 2 | Residential & Commercial | Ducted CEE Tier 1
214242052 | Central HP <5.4 tons | KEEPRITE | HRCU-A-CB (Split System: Heat Pump with Remote Outdoor Unit-Air-Source) | CVH825GKA3* |  |  | END4X42L17**+WALLCON | *97CMN0801714B* | 23800 | 16.5 | 8.1 | 21400 | 16700 | 78.04% | 1.96 | 0 | 11 |  |  |  | No | R-410A | 1.9833 | Residential & Commercial | Ducted CEE Tier 1
213773741 | Central HP <5.4 tons | DAY & NIGHT | HRCU-A-CB (Split System: Heat Pump with Remote Outdoor Unit-Air-Source) | CVH825GKA3* |  |  | EA*4X48L21A*+WALLCON | *95CSU0601716B* | 24000 | 16.5 | 8.1 | 21000 | 16600 | 79.05% | 2 | 0 | 10.5 |  |  |  | No | R-410A | 2 | Residential & Commercial | Ducted CEE Tier 1
213780731 | Central HP <5.4 tons | DAY & NIGHT | HRCU-A-CB (Split System: Heat Pump with Remote Outdoor Unit-Air-Source) | CVH837GKA2* |  |  | EA*4X36L21A*+WALLCON | *80CTL0451712B* | 31200 | 16.5 | 8.1 | 33400 | 24600 | 73.65% | 1.82 | 0 | 10.5 |  |  |  | No | R-410A | 2.6 | Residential & Commercial | Ducted CEE Tier 1
213782201 | Central HP <5.4 tons | DAY & NIGHT | HRCU-A-CB (Split System: Heat Pump with Remote Outdoor Unit-Air-Source) | CVH837GKA2* |  |  | EHD4X48AAL+WALLCON | *96CTN1202422B* | 32600 | 16.5 | 8.1 | 33000 | 24800 | 75.15% | 1.96 | 0 | 11 |  |  |  | No | R-410A | 2.7167 | Residential & Commercial | Ducted CEE Tier 1
214574144 | Central HP <5.4 tons | DAY & NIGHT | HRCU-A-CB (Split System: Heat Pump with Remote Outdoor Unit-Air-Source) | CVH837GKA2* |  |  | EA*4X61L21A*+WALLCON | *96CTN0802120B* | 33200 | 18.5 | 8.5 | 31800 | 24800 | 77.99% | 2 | 0 | 11.5 |  |  |  | No | R-410A | 2.7667 | Residential & Commercial | Ducted CEE Tier 1
213780885 | Central HP <5.4 tons | CARRIER | HRCU-A-CB (Split System: Heat Pump with Remote Outdoor Unit-Air-Source) | 25VNA837A*031* |  |  | CAP**3721AL*+UI | 58TN*B110C21**20 | 33000 | 17 | 8.5 | 32800 | 25000 | 76.22% | 1.98 | 0 | 11.5 |  |  |  | No | R-410A | 2.75 | Residential & Commercial | Ducted CEE Tier 1
213781085 | Central HP <5.4 tons | CARRIER | HRCU-A-CB (Split System: Heat Pump with Remote Outdoor Unit-Air-Source) | 25VNA837A*031* |  |  | CAP**4224AL*+UI | 58TN*B090C21**20 | 31800 | 17 | 8.1 | 32800 | 24200 | 73.78% | 1.88 | 0 | 11 |  |  |  | No | R-410A | 2.65 | Residential & Commercial | Ducted CEE Tier 1
213781235 | Central HP <5.4 tons | CARRIER | HRCU-A-CB (Split System: Heat Pump with Remote Outdoor Unit-Air-Source) | 25VNA837A*031* |  |  | CAP**4321AL*+UI | 59MN7C100C21**22 | 33000 | 17 | 8.5 | 32600 | 25000 | 76.69% | 1.98 | 0 | 11.5 |  |  |  | No | R-410A | 2.75 | Residential & Commercial | Ducted CEE Tier 1
213781605 | Central HP <5.4 tons | CARRIER | HRCU-A-CB (Split System: Heat Pump with Remote Outdoor Unit-Air-Source) | 25VNA837A*031* |  |  | CAP**6121AL*+UI | 59MN7C080C17**14 | 33000 | 17 | 8.1 | 32200 | 25000 | 77.64% | 1.96 | 0 | 11 |  |  |  | No | R-410A | 2.75 | Residential & Commercial | Ducted CEE Tier 1
213781705 | Central HP <5.4 tons | CARRIER | HRCU-A-CB (Split System: Heat Pump with Remote Outdoor Unit-Air-Source) | 25VNA837A*031* |  |  | CAP**6124AL*+UI | 59TN6C100C21**22 | 33200 | 17.5 | 8.5 | 32000 | 24800 | 77.5% | 2 | 0 | 11.7 |  |  |  | No | R-410A | 2.7667 | Residential & Commercial | Ducted CEE Tier 1
213782105 | Central HP <5.4 tons | CARRIER | HRCU-A-CB (Split System: Heat Pump with Remote Outdoor Unit-Air-Source) | 25VNA837A*031* |  |  | CSPH*4812AL*+UI | 58TN*B135C24**22 | 32600 | 16.5 | 8.1 | 32600 | 24800 | 76.07% | 1.96 | 0 | 11 |  |  |  | No | R-410A | 2.7167 | Residential & Commercial | Ducted CEE Tier 1
213782355 | Central HP <5.4 tons | CARRIER | HRCU-A-CB (Split System: Heat Pump with Remote Outdoor Unit-Air-Source) | 25VNA837A*031* |  |  | CSPH*6012AL*+UI | 59TN6C120C24**22 | 33000 | 16.5 | 8.1 | 32200 | 24800 | 77.02% | 2 | 0 | 11.5 |  |  |  | No | R-410A | 2.75 | Residential & Commercial | Ducted CEE Tier 1
214396616 | Central HP <5.4 tons | FRASER-JOHNSTON | HRCU-A-CB (Split System: Heat Pump with Remote Outdoor Unit-Air-Source) | HH860E2S11 |  |  | CTF60C5CGS1 | TL9E080C16UH11 | 44500 | 18 | 9 | 45500 | 33800 | 74.29% | 2 | 0 | 11 |  |  |  | No | R-454B | 3.7083 | Residential & Commercial | Ducted CEE Tier 1
214719952 | Central HP <5.4 tons | FRASER-JOHNSTON | HRCU-A-CB (Split System: Heat Pump with Remote Outdoor Unit-Air-Source) | HH860E2S11 |  |  | CTU60C5XGS1+TXV | TM8V100C20MP12 | 44500 | 18 | 9 | 45000 | 33800 | 75.11% | 2 | 0 | 11 |  |  |  | No | R-454B | 3.7083 | Residential & Commercial | Ducted CEE Tier 1
216599673 | Central HP <5.4 tons | TRANE | HRCU-A-CB (Split System: Heat Pump with Remote Outdoor Unit-Air-Source) | 5TWV0X24A1 |  |  | 5PX*BD06AS3 | S9V2B080D4PSC+LRP | 22000 | 20.6 | 10 | 23400 | 18200 | 77.78% | 2.2 | 0 | 11.5 |  |  |  | No | R-454B | 1.8333 | Residential & Commercial | Ducted CEE Tier 1
214720032 | Central HP <5.4 tons | LUXAIRE | HRCU-A-CB (Split System: Heat Pump with Remote Outdoor Unit-Air-Source) | HH860E2S11 |  |  | CTU60C5XGS1+TXV | TM9V080C16MP12 | 43500 | 17 | 9 | 44000 | 33600 | 76.36% | 2 | 0 | 11 |  |  |  | No | R-454B | 3.625 | Residential & Commercial | Ducted CEE Tier 1
214720191 | Central HP <5.4 tons | FRASER-JOHNSTON | HRCU-A-CB (Split System: Heat Pump with Remote Outdoor Unit-Air-Source) | HH860E2S11 |  |  | CTU60C5XGS1+TXV | TMLE080C16MP11 | 44500 | 18 | 9 | 45500 | 34200 | 75.16% | 2 | 0 | 11 |  |  |  | No | R-454B | 3.7083 | Residential & Commercial | Ducted CEE Tier 1
215942598 | Central HP <5.4 tons | KENMORE | HRCU-A-CB (Split System: Heat Pump with Remote Outdoor Unit-Air-Source) | (C,H,T)5H3V48*K*AAA* |  |  | EVD5X61M21A*+WALLCON | *96CTN0801714B* | 44500 | 20 | 8.1 | 54000 | 37800 | 70% | 1.95 | 0 | 11.5 |  |  |  | No | R-454B | 3.7083 | Residential & Commercial | Ducted CEE Tier 1
211887781 | Central HP <5.4 tons | ECOER | HRCU-A-CB (Split System: Heat Pump with Remote Outdoor Unit-Air-Source) | EODA18H-4860 |  |  | EAHATN-48B |  | 45000 | 17 | 8.5 | 47000 | 34400 | 73.19% | 2 | 0 | 11.2 |  |  |  | No | R-410A | 3.75 | Residential & Commercial | Ducted CEE Tier 1
213780011 | Central HP <5.4 tons | DAY & NIGHT | HRCU-A-CB (Split System: Heat Pump with Remote Outdoor Unit-Air-Source) | CVH837GKA** |  |  | EHD4X42AAL+WALLCON | *80CTL0901716B* | 32200 | 16.5 | 8.1 | 33000 | 24800 | 75.15% | 1.94 | 0 | 11 |  |  |  | No | R-410A | 2.6833 | Residential & Commercial | Ducted CEE Tier 1
213778991 | Central HP <5.4 tons | DAY & NIGHT | HRCU-A-CB (Split System: Heat Pump with Remote Outdoor Unit-Air-Source) | CVH837GKA** |  |  | EA*4X37L21A*+WALLCON | *95CSU0601716B* | 32800 | 17 | 8.5 | 33000 | 25200 | 76.36% | 1.96 | 0 | 11 |  |  |  | No | R-410A | 2.7333 | Residential & Commercial | Ducted CEE Tier 1
213779211 | Central HP <5.4 tons | DAY & NIGHT | HRCU-A-CB (Split System: Heat Pump with Remote Outdoor Unit-Air-Source) | CVH837GKA** |  |  | EA*4X42L24A*+WALLCON | *97CMN1002122B* | 31800 | 17 | 8.1 | 33000 | 24200 | 73.33% | 1.88 | 0 | 11 |  |  |  | No | R-410A | 2.65 | Residential & Commercial | Ducted CEE Tier 1
215679421 | Central HP <5.4 tons | KENMORE | HRCU-A-CB (Split System: Heat Pump with Remote Outdoor Unit-Air-Source) | (C,H,T)5H0V36*K*AAA* |  |  | EA*5X43M21A*+WALLCON | *96CTN0802120B* | 34400 | 18 | 9 | 35400 | 25200 | 71.19% | 1.88 | 0 | 10 |  |  |  | No | R-454B | 2.8667 | Residential & Commercial | Ducted CEE Tier 1
213779701 | Central HP <5.4 tons | DAY & NIGHT | HRCU-A-CB (Split System: Heat Pump with Remote Outdoor Unit-Air-Source) | CVH837GKA** |  |  | EA*4X61L21A*+WALLCON | *97CMN0801714B* | 33000 | 17 | 8.1 | 32200 | 25000 | 77.64% | 1.96 | 0 | 11 |  |  |  | No | R-410A | 2.75 | Residential & Commercial | Ducted CEE Tier 1
213779751 | Central HP <5.4 tons | DAY & NIGHT | HRCU-A-CB (Split System: Heat Pump with Remote Outdoor Unit-Air-Source) | CVH837GKA** |  |  | EA*4X61L24A*+WALLCON | *80CTL0902120B* | 33200 | 17.5 | 8.5 | 32000 | 24800 | 77.5% | 2 | 0 | 11.7 |  |  |  | No | R-410A | 2.7667 | Residential & Commercial | Ducted CEE Tier 1
213779741 | Central HP <5.4 tons | DAY & NIGHT | HRCU-A-CB (Split System: Heat Pump with Remote Outdoor Unit-Air-Source) | CVH837GKA** |  |  | EA*4X61L21A*+WALLCON | *96CTN1002122B* | 33200 | 17.5 | 8.5 | 32000 | 24800 | 77.5% | 1.98 | 0 | 11.7 |  |  |  | No | R-410A | 2.7667 | Residential & Commercial | Ducted CEE Tier 1
213779791 | Central HP <5.4 tons | DAY & NIGHT | HRCU-A-CB (Split System: Heat Pump with Remote Outdoor Unit-Air-Source) | CVH837GKA** |  |  | EA*4X61L24A*+WALLCON | *97CMN1202422B* | 33200 | 17.5 | 8.5 | 32000 | 24800 | 77.5% | 1.98 | 0 | 11.7 |  |  |  | No | R-410A | 2.7667 | Residential & Commercial | Ducted CEE Tier 1
213780361 | Central HP <5.4 tons | DAY & NIGHT | HRCU-A-CB (Split System: Heat Pump with Remote Outdoor Unit-Air-Source) | CVH837GKA** |  |  | EHD4X60AAL+WALLCON | *80CTL1352422B* | 33000 | 16.5 | 8.1 | 32200 | 24800 | 77.02% | 2 | 0 | 11.5 |  |  |  | No | R-410A | 2.75 | Residential & Commercial | Ducted CEE Tier 1
213780391 | Central HP <5.4 tons | DAY & NIGHT | HRCU-A-CB (Split System: Heat Pump with Remote Outdoor Unit-Air-Source) | CVH837GKA** |  |  | EHD4X60AAL+WALLCON | *97CMN0801714B* | 32800 | 16.5 | 8.1 | 32600 | 25000 | 76.69% | 1.96 | 0 | 11 |  |  |  | No | R-410A | 2.7333 | Residential & Commercial | Ducted CEE Tier 1
213779251 | Central HP <5.4 tons | DAY & NIGHT | HRCU-A-CB (Split System: Heat Pump with Remote Outdoor Unit-Air-Source) | CVH837GKA** |  |  | EA*4X43L21A*+WALLCON | *80CTL0451712B* | 32600 | 16.5 | 8.1 | 33200 | 25400 | 76.51% | 1.94 | 0 | 10.5 |  |  |  | No | R-410A | 2.7167 | Residential & Commercial | Ducted CEE Tier 1
211393246 | Central HP <5.4 tons | CHAMPION HEATING AND COOLING | HRCU-A-CB (Split System: Heat Pump with Remote Outdoor Unit-Air-Source) | HMH72B341 |  |  | XAFB36DXXN1+TXV | TL9E060B12UH11 | 33400 | 17.5 | 8.1 | 33000 | 23200 | 70.3% | 2.02 | 0 | 10 |  |  |  | No | R-410A | 2.7833 | Residential & Commercial | Ducted CEE Tier 1
211388874 | Central HP <5.4 tons | LUXAIRE | HRCU-A-CB (Split System: Heat Pump with Remote Outdoor Unit-Air-Source) | HMH72B341 |  |  | XAFB36DXXN1+TXV | TM9E080B12MP12 | 34000 | 17.5 | 8.1 | 33800 | 24000 | 71.01% | 2.06 | 0 | 10 |  |  |  | No | R-410A | 2.8333 | Residential & Commercial | Ducted CEE Tier 1
211389388 | Central HP <5.4 tons | LUXAIRE | HRCU-A-CB (Split System: Heat Pump with Remote Outdoor Unit-Air-Source) | HMH72B341 |  |  | XAFC36DBCN1 | TM8Y120C20MP11 | 34000 | 17.5 | 8.5 | 33800 | 23800 | 70.41% | 2.1 | 0 | 10 |  |  |  | No | R-410A | 2.8333 | Residential & Commercial | Ducted CEE Tier 1
211388584 | Central HP <5.4 tons | LUXAIRE | HRCU-A-CB (Split System: Heat Pump with Remote Outdoor Unit-Air-Source) | HMH72B341 |  |  | XAHC36DBCN1 | TM9E100C16MP12 | 33600 | 17.5 | 8.1 | 33000 | 23200 | 70.3% | 2.04 | 0 | 10 |  |  |  | No | R-410A | 2.8 | Residential & Commercial | Ducted CEE Tier 1
213780711 | Central HP <5.4 tons | DAY & NIGHT | HRCU-A-CB (Split System: Heat Pump with Remote Outdoor Unit-Air-Source) | CVH837GKA2* |  |  | EA*4X36L17A*+WALLCON | *96CTN0601714B* | 31200 | 16.5 | 8.1 | 33400 | 24600 | 73.65% | 1.82 | 0 | 10.5 |  |  |  | No | R-410A | 2.6 | Residential & Commercial | Ducted CEE Tier 1
214720223 | Central HP <5.4 tons | FRASER-JOHNSTON | HRCU-A-CB (Split System: Heat Pump with Remote Outdoor Unit-Air-Source) | HH836E2S11 |  |  | CTU48C5XFS1+TXV | TM9E080C20MP12 | 34000 | 17 | 9 | 32000 | 25400 | 79.38% | 2 | 0 | 11 |  |  |  | No | R-454B | 2.8333 | Residential & Commercial | Ducted CEE Tier 1
214606506 | Central HP <5.4 tons | FRASER-JOHNSTON | HRCU-A-C (Split System: Heat Pump with Remote Outdoor Unit with No Indoor Fan --Air Source) | HH836E2S11 |  |  | CTF36B5CDS1 |  | 33600 | 15.2 | 8.5 | 32000 | 23200 | 72.5% | 2 | 0 | 10 |  |  |  | No | R-454B | 2.8 | Residential & Commercial | Ducted CEE Tier 1
214397384 | Central HP <5.4 tons | FRASER-JOHNSTON | HRCU-A-CB (Split System: Heat Pump with Remote Outdoor Unit-Air-Source) | HH836E2S11 |  |  | CTF48C5CFS1 | TM9E080C16MP12 | 33400 | 19 | 9 | 31400 | 25400 | 80.89% | 2 | 0 | 11 |  |  |  | No | R-454B | 2.7833 | Residential & Commercial | Ducted CEE Tier 1
214720003 | Central HP <5.4 tons | FRASER-JOHNSTON | HRCU-A-CB (Split System: Heat Pump with Remote Outdoor Unit-Air-Source) | HH836E2S11 |  |  | CTU48C5XFS1+TXV | TM8E080C20MP11 | 34600 | 17 | 8.5 | 32800 | 25800 | 78.66% | 2 | 0 | 11 |  |  |  | No | R-454B | 2.8833 | Residential & Commercial | Ducted CEE Tier 1
213080292 | Central HP <5.4 tons | BRYANT HEATING AND COOLING SYSTEMS | HRCU-A-CB (Split System: Heat Pump with Remote Outdoor Unit-Air-Source) | 38MURAQ36AB3* |  |  | CAP**4221AL* | 916SA60100M21*** | 35400 | 16 | 8.1 | 38500 | 35000 | 90.91% | 1.88 | 0 | 10 |  |  |  | No | R-410A | 2.95 | Residential & Commercial | Ducted CEE Tier 1
214574194 | Central HP <5.4 tons | DAY & NIGHT | HRCU-A-CB (Split System: Heat Pump with Remote Outdoor Unit-Air-Source) | CVH837GKA2* |  |  | EA*4X61L24A*+WALLCON | *97CMN0802120B* | 33200 | 17.5 | 8.5 | 31800 | 24800 | 77.99% | 2 | 0 | 11.5 |  |  |  | No | R-410A | 2.7667 | Residential & Commercial | Ducted CEE Tier 1
213780751 | Central HP <5.4 tons | DAY & NIGHT | HRCU-A-CB (Split System: Heat Pump with Remote Outdoor Unit-Air-Source) | CVH837GKA2* |  |  | EA*4X36L21A*+WALLCON | *80CTL0901716B* | 31600 | 17 | 8.1 | 33000 | 24200 | 73.33% | 1.84 | 0 | 11 |  |  |  | No | R-410A | 2.6333 | Residential & Commercial | Ducted CEE Tier 1
213780901 | Central HP <5.4 tons | DAY & NIGHT | HRCU-A-CB (Split System: Heat Pump with Remote Outdoor Unit-Air-Source) | CVH837GKA2* |  |  | EA*4X37L21A*+WALLCON | *95CSU0601716B* | 32800 | 17 | 8.5 | 33000 | 25200 | 76.36% | 1.96 | 0 | 11 |  |  |  | No | R-410A | 2.7333 | Residential & Commercial | Ducted CEE Tier 1
213781021 | Central HP <5.4 tons | DAY & NIGHT | HRCU-A-CB (Split System: Heat Pump with Remote Outdoor Unit-Air-Source) | CVH837GKA2* |  |  | EA*4X42L21A*+WALLCON | *95CSU0601716B* | 31600 | 16.5 | 8.1 | 33000 | 24600 | 74.55% | 1.86 | 0 | 10.5 |  |  |  | No | R-410A | 2.6333 | Residential & Commercial | Ducted CEE Tier 1
213781071 | Central HP <5.4 tons | DAY & NIGHT | HRCU-A-CB (Split System: Heat Pump with Remote Outdoor Unit-Air-Source) | CVH837GKA2* |  |  | EA*4X42L21A*+WALLCON | *96CTN0801714B* | 31600 | 17 | 8.1 | 33000 | 24600 | 74.55% | 1.86 | 0 | 10.5 |  |  |  | No | R-410A | 2.6333 | Residential & Commercial | Ducted CEE Tier 1
214719835 | Central HP <5.4 tons | FRASER-JOHNSTON | HRCU-A-CB (Split System: Heat Pump with Remote Outdoor Unit-Air-Source) | HH836E2S11 |  |  | CTU48C5XFS1+TXV | TMLE080C16MP11 | 33200 | 19 | 9 | 31200 | 25400 | 81.41% | 2 | 0 | 11 |  |  |  | No | R-454B | 2.7667 | Residential & Commercial | Ducted CEE Tier 1
214720101 | Central HP <5.4 tons | FRASER-JOHNSTON | HRCU-A-CB (Split System: Heat Pump with Remote Outdoor Unit-Air-Source) | HH836E2S11 |  |  | CTU48C5XFS1+TXV | TM8Y100C16MP11 | 33200 | 19 | 9 | 31400 | 25000 | 79.62% | 2 | 0 | 11 |  |  |  | No | R-454B | 2.7667 | Residential & Commercial | Ducted CEE Tier 1
213892617 | Central HP <5.4 tons | BRYANT HEATING AND COOLING SYSTEMS | HRCU-A-CB (Split System: Heat Pump with Remote Outdoor Unit-Air-Source) | 284ANV024*0**B* |  |  | CSPH*3012AL*+UI | 986TD30040C14*** | 23000 | 17 | 9.5 | 27200 | 20600 | 75.74% | 2.34 | 0 | 11.5 |  |  |  | No | R-410A | 1.9167 | Residential & Commercial | Ducted CEE Tier 1
215853358 | Central HP <5.4 tons | COLEMAN | HRCU-A-CB (Split System: Heat Pump with Remote Outdoor Unit-Air-Source) | HH836E2S11 |  |  | CTM36B5CDS1 | Z9ES080B12SMPS1 | 33400 | 18 | 8.5 | 31200 | 25600 | 82.05% | 2 | 0 | 11 |  |  |  | No | R-454B | 2.7833 | Residential & Commercial | Ducted CEE Tier 1
214608235 | Central HP <5.4 tons | ECOER | HRCU-A-CB (Split System: Heat Pump with Remote Outdoor Unit-Air-Source) | EODA18H-4860 |  |  | EAHATN-60BAA |  | 54000 | 16 | 8.5 | 54000 | 38500 | 71.3% | 1.9 | 0 | 10 |  |  |  | No | R-410A | 4.5 | Residential & Commercial | Ducted CEE Tier 1
214809153 | Central HP <5.4 tons | LUXAIRE | HRCU-A-CB (Split System: Heat Pump with Remote Outdoor Unit-Air-Source) | HH860E2S11 |  |  | CTU60D5XGS1+JMC20D2SN1+TXV |  | 46000 | 19 | 9.5 | 46000 | 34000 | 73.91% | 2 | 0 | 12 |  |  |  | No | R-454B | 3.8333 | Residential & Commercial | Ducted CEE Tier 1
215941622 | Central HP <5.4 tons | KENMORE | HRCU-A-CB (Split System: Heat Pump with Remote Outdoor Unit-Air-Source) | (C,H,T)5H3V48*K*AAA* |  |  | EVD5X48M24A*+WALLCON | *97CTN1202422A* | 45000 | 20.5 | 8.1 | 52000 | 38000 | 73.08% | 1.9 | 0 | 11 |  |  |  | No | R-454B | 3.75 | Residential & Commercial | Ducted CEE Tier 1
214720185 | Central HP <5.4 tons | LUXAIRE | HRCU-A-CB (Split System: Heat Pump with Remote Outdoor Unit-Air-Source) | HH860E2S11 |  |  | CTU60C5XGS1+TXV | TM8E080C16MP11 | 44500 | 18 | 9 | 45500 | 34200 | 75.16% | 2 | 0 | 11 |  |  |  | No | R-454B | 3.7083 | Residential & Commercial | Ducted CEE Tier 1
214720116 | Central HP <5.4 tons | FRASER-JOHNSTON | HRCU-A-CB (Split System: Heat Pump with Remote Outdoor Unit-Air-Source) | HH860E2S11 |  |  | CTU60C5XGS1+TXV | TMLE100C20MP11 | 44500 | 17 | 9 | 45000 | 33800 | 75.11% | 2 | 0 | 11.7 |  |  |  | No | R-454B | 3.7083 | Residential & Commercial | Ducted CEE Tier 1
214720186 | Central HP <5.4 tons | FRASER-JOHNSTON | HRCU-A-CB (Split System: Heat Pump with Remote Outdoor Unit-Air-Source) | HH860E2S11 |  |  | CTU60C5XGS1+TXV | TM8E080C16MP11 | 44500 | 18 | 9 | 45500 | 34200 | 75.16% | 2 | 0 | 11 |  |  |  | No | R-454B | 3.7083 | Residential & Commercial | Ducted CEE Tier 1
215941162 | Central HP <5.4 tons | KENMORE | HRCU-A-CB (Split System: Heat Pump with Remote Outdoor Unit-Air-Source) | (C,H,T)5H3V48*K*AAA* |  |  | ESH5X48M12A*+WALLCON | *80CSU0601716B* | 44000 | 20 | 9 | 48500 | 36600 | 75.46% | 1.8 | 0 | 11 |  |  |  | No | R-454B | 3.6667 | Residential & Commercial | Ducted CEE Tier 1
215940602 | Central HP <5.4 tons | KENMORE | HRCU-A-CB (Split System: Heat Pump with Remote Outdoor Unit-Air-Source) | (C,H,T)5H3V36*K*AAA* |  |  | EVD5X38M17A*+WALLCON | *97CTN0601716A* | 35200 | 20.5 | 8.5 | 39000 | 29400 | 75.38% | 2 | 0 | 11.5 |  |  |  | No | R-454B | 2.9333 | Residential & Commercial | Ducted CEE Tier 1
214652041 | Central HP <5.4 tons | COLEMAN | HRCU-A-CB (Split System: Heat Pump with Remote Outdoor Unit-Air-Source) | HH824E2S11 |  |  | CTU30B5XCS1+TXV | TP9C080B12MP13 | 23000 | 17 | 9.5 | 23000 | 18200 | 79.13% | 2 | 0 | 12 |  |  |  | No | R-454B | 1.9167 | Residential & Commercial | Ducted CEE Tier 1
215942528 | Central HP <5.4 tons | KENMORE | HRCU-A-CB (Split System: Heat Pump with Remote Outdoor Unit-Air-Source) | (C,H,T)5H3V36*K*AAA* |  |  | EVD5X61M21A*+WALLCON | *97CMN0802120B* | 35800 | 22 | 8.5 | 37400 | 28200 | 75.4% | 2.04 | 0 | 12.5 |  |  |  | No | R-454B | 2.9833 | Residential & Commercial | Ducted CEE Tier 1
215942558 | Central HP <5.4 tons | KENMORE | HRCU-A-CB (Split System: Heat Pump with Remote Outdoor Unit-Air-Source) | (C,H,T)5H3V36*K*AAA* |  |  | EVD5X61M24A*+WALLCON | *80CSU1002120A* | 36000 | 22 | 8.5 | 37400 | 28400 | 75.94% | 2.04 | 0 | 12.5 |  |  |  | No | R-454B | 3 | Residential & Commercial | Ducted CEE Tier 1
215942608 | Central HP <5.4 tons | KENMORE | HRCU-A-CB (Split System: Heat Pump with Remote Outdoor Unit-Air-Source) | (C,H,T)5H3V36*K*AAA* |  |  | EVM5X61M24A*+WALLCON | *96CTN0802120B* | 36000 | 22 | 8.5 | 37400 | 28200 | 75.4% | 2.04 | 0 | 12.5 |  |  |  | No | R-454B | 3 | Residential & Commercial | Ducted CEE Tier 1
214649813 | Central HP <5.4 tons | COLEMAN | HRCU-A-CB (Split System: Heat Pump with Remote Outdoor Unit-Air-Source) | HH824E2S11 |  |  | CTU30B5XCS1+TXV | TMLE080B12MP11 | 23000 | 17 | 9.5 | 23000 | 18400 | 80% | 2 | 0 | 12 |  |  |  | No | R-454B | 1.9167 | Residential & Commercial | Ducted CEE Tier 1
215942398 | Central HP <5.4 tons | KENMORE | HRCU-A-CB (Split System: Heat Pump with Remote Outdoor Unit-Air-Source) | (C,H,T)5H3V36*K*AAA* |  |  | EVM5X49M21A*+WALLCON | *96CTN0601714B* | 35200 | 21 | 8.5 | 37400 | 28000 | 74.87% | 2.06 | 0 | 11.7 |  |  |  | No | R-454B | 2.9333 | Residential & Commercial | Ducted CEE Tier 1
215941192 | Central HP <5.4 tons | KENMORE | HRCU-A-CB (Split System: Heat Pump with Remote Outdoor Unit-Air-Source) | (C,H,T)5H3V48*K*AAA* |  |  | ESH5X48M12A*+WALLCON | *97CTN1002122A* | 44000 | 20 | 9 | 48500 | 36400 | 75.05% | 1.82 | 0 | 10.5 |  |  |  | No | R-454B | 3.6667 | Residential & Commercial | Ducted CEE Tier 1
215940992 | Central HP <5.4 tons | KENMORE | HRCU-A-CB (Split System: Heat Pump with Remote Outdoor Unit-Air-Source) | (C,H,T)5H3V48*K*AAA* |  |  | EA*5X48M21A*+WALLCON | *97CTN1002122A* | 43500 | 21 | 9.5 | 48000 | 36400 | 75.83% | 2 | 0 | 10.5 |  |  |  | No | R-454B | 3.625 | Residential & Commercial | Ducted CEE Tier 1
215941112 | Central HP <5.4 tons | KENMORE | HRCU-A-CB (Split System: Heat Pump with Remote Outdoor Unit-Air-Source) | (C,H,T)5H3V48*K*AAA* |  |  | EA*5X61M24A*+WALLCON | *97CTN0802120A* | 45500 | 21 | 9.5 | 48500 | 37000 | 76.29% | 2 | 0 | 11 |  |  |  | No | R-454B | 3.7917 | Residential & Commercial | Ducted CEE Tier 1
215941612 | Central HP <5.4 tons | KENMORE | HRCU-A-CB (Split System: Heat Pump with Remote Outdoor Unit-Air-Source) | (C,H,T)5H3V48*K*AAA* |  |  | EVD5X48M24A*+WALLCON | *97CTN1002122A* | 44500 | 20 | 8.1 | 52000 | 38000 | 73.08% | 1.9 | 0 | 11 |  |  |  | No | R-454B | 3.7083 | Residential & Commercial | Ducted CEE Tier 1
215941212 | Central HP <5.4 tons | KENMORE | HRCU-A-CB (Split System: Heat Pump with Remote Outdoor Unit-Air-Source) | (C,H,T)5H3V48*K*AAA* |  |  | ESH5X60M12A*+WALLCON | *96CTN0802120B* | 45000 | 20 | 9 | 48500 | 36600 | 75.46% | 1.82 | 0 | 11 |  |  |  | No | R-454B | 3.75 | Residential & Commercial | Ducted CEE Tier 1
215940542 | Central HP <5.4 tons | KENMORE | HRCU-A-CB (Split System: Heat Pump with Remote Outdoor Unit-Air-Source) | (C,H,T)5H3V36*K*AAA* |  |  | EVD5X36M21A*+WALLCON | *97CTN0601716A* | 34000 | 20 | 8.5 | 39500 | 28800 | 72.91% | 2.02 | 0 | 11 |  |  |  | No | R-454B | 2.8333 | Residential & Commercial | Ducted CEE Tier 1
215940392 | Central HP <5.4 tons | KENMORE | HRCU-A-CB (Split System: Heat Pump with Remote Outdoor Unit-Air-Source) | (C,H,T)5H3V36*K*AAA* |  |  | EVM5X49M21A*+WALLCON | *97CTN1002122A* | 35600 | 22 | 8.5 | 38000 | 28600 | 75.26% | 2.02 | 0 | 12.5 |  |  |  | No | R-454B | 2.9667 | Residential & Commercial | Ducted CEE Tier 1
215939722 | Central HP <5.4 tons | KENMORE | HRCU-A-CB (Split System: Heat Pump with Remote Outdoor Unit-Air-Source) | (C,H,T)5H3V36*K*AAA* |  |  | EA*5X48M21A*+WALLCON | *96CTN0802120B* | 33400 | 20 | 9.5 | 34600 | 26400 | 76.3% | 2.04 | 0 | 11.5 |  |  |  | No | R-454B | 2.7833 | Residential & Commercial | Ducted CEE Tier 1
215939822 | Central HP <5.4 tons | KENMORE | HRCU-A-CB (Split System: Heat Pump with Remote Outdoor Unit-Air-Source) | (C,H,T)5H3V36*K*AAA* |  |  | EA*5X60M24A*+WALLCON | *97CTN1202422A* | 34000 | 20.5 | 9.5 | 34000 | 26000 | 76.47% | 2.06 | 0 | 12 |  |  |  | No | R-454B | 2.8333 | Residential & Commercial | Ducted CEE Tier 1
215939922 | Central HP <5.4 tons | KENMORE | HRCU-A-CB (Split System: Heat Pump with Remote Outdoor Unit-Air-Source) | (C,H,T)5H3V36*K*AAA* |  |  | EA*5X61M24A*+WALLCON | *97CTN1002122A* | 34400 | 20.5 | 9.5 | 34200 | 26000 | 76.02% | 2.06 | 0 | 12 |  |  |  | No | R-454B | 2.8667 | Residential & Commercial | Ducted CEE Tier 1
215940022 | Central HP <5.4 tons | KENMORE | HRCU-A-CB (Split System: Heat Pump with Remote Outdoor Unit-Air-Source) | (C,H,T)5H3V36*K*AAA* |  |  | ESH5X42M12A*+WALLCON | *96CTN0802120B* | 33600 | 19 | 9 | 34800 | 26600 | 76.44% | 1.92 | 0 | 11.5 |  |  |  | No | R-454B | 2.8 | Residential & Commercial | Ducted CEE Tier 1
215940042 | Central HP <5.4 tons | KENMORE | HRCU-A-CB (Split System: Heat Pump with Remote Outdoor Unit-Air-Source) | (C,H,T)5H3V36*K*AAA* |  |  | ESH5X42M12A*+WALLCON | *80CSU0601716B* | 33600 | 19.5 | 9 | 34800 | 26600 | 76.44% | 1.94 | 0 | 11.7 |  |  |  | No | R-454B | 2.8 | Residential & Commercial | Ducted CEE Tier 1
215940092 | Central HP <5.4 tons | KENMORE | HRCU-A-CB (Split System: Heat Pump with Remote Outdoor Unit-Air-Source) | (C,H,T)5H3V36*K*AAA* |  |  | ESH5X42M12A*+WALLCON | *97CTN1202422A* | 33600 | 19 | 9 | 34600 | 26600 | 76.88% | 1.94 | 0 | 11.5 |  |  |  | No | R-454B | 2.8 | Residential & Commercial | Ducted CEE Tier 1
215940142 | Central HP <5.4 tons | KENMORE | HRCU-A-CB (Split System: Heat Pump with Remote Outdoor Unit-Air-Source) | (C,H,T)5H3V36*K*AAA* |  |  | ESH5X48M12A*+WALLCON | *97CTN0801716A* | 33400 | 19 | 9 | 35200 | 27000 | 76.7% | 1.92 | 0 | 11 |  |  |  | No | R-454B | 2.7833 | Residential & Commercial | Ducted CEE Tier 1
215940172 | Central HP <5.4 tons | KENMORE | HRCU-A-CB (Split System: Heat Pump with Remote Outdoor Unit-Air-Source) | (C,H,T)5H3V36*K*AAA* |  |  | ESH5X48M12A*+WALLCON | *97CTN1202422A* | 33800 | 19.5 | 9 | 34600 | 26400 | 76.3% | 1.92 | 0 | 11.7 |  |  |  | No | R-454B | 2.8167 | Residential & Commercial | Ducted CEE Tier 1
215940312 | Central HP <5.4 tons | KENMORE | HRCU-A-CB (Split System: Heat Pump with Remote Outdoor Unit-Air-Source) | (C,H,T)5H3V36*K*AAA* |  |  | EVM5X44M21A*+WALLCON | *97CTN0802120A* | 35600 | 21.5 | 8.5 | 38000 | 28600 | 75.26% | 2.04 | 0 | 12 |  |  |  | No | R-454B | 2.9667 | Residential & Commercial | Ducted CEE Tier 1
215940762 | Central HP <5.4 tons | KENMORE | HRCU-A-CB (Split System: Heat Pump with Remote Outdoor Unit-Air-Source) | (C,H,T)5H3V36*K*AAA* |  |  | EVD5X48M24A*+WALLCON | *97CTN1202422A* | 35000 | 21.5 | 8.5 | 38000 | 28200 | 74.21% | 2.02 | 0 | 12 |  |  |  | No | R-454B | 2.9167 | Residential & Commercial | Ducted CEE Tier 1
215940832 | Central HP <5.4 tons | KENMORE | HRCU-A-CB (Split System: Heat Pump with Remote Outdoor Unit-Air-Source) | (C,H,T)5H3V36*K*AAA* |  |  | EVD5X60M21A*+WALLCON | *80CSU0601716B* | 35600 | 22 | 8.5 | 38000 | 28600 | 75.26% | 2.02 | 0 | 12.5 |  |  |  | No | R-454B | 2.9667 | Residential & Commercial | Ducted CEE Tier 1
215940862 | Central HP <5.4 tons | KENMORE | HRCU-A-CB (Split System: Heat Pump with Remote Outdoor Unit-Air-Source) | (C,H,T)5H3V36*K*AAA* |  |  | EVD5X60M21A*+WALLCON | *97CTN0802120A* | 35600 | 21.5 | 8.5 | 38000 | 28600 | 75.26% | 2.02 | 0 | 12 |  |  |  | No | R-454B | 2.9667 | Residential & Commercial | Ducted CEE Tier 1
213781321 | Central HP <5.4 tons | DAY & NIGHT | HRCU-A-CB (Split System: Heat Pump with Remote Outdoor Unit-Air-Source) | CVH837GKA2* |  |  | EA*4X48L21A*+WALLCON | *80CTL1102120B* | 32400 | 17 | 8.1 | 32400 | 24800 | 76.54% | 1.98 | 0 | 11 |  |  |  | No | R-410A | 2.7 | Residential & Commercial | Ducted CEE Tier 1
213781491 | Central HP <5.4 tons | DAY & NIGHT | HRCU-A-CB (Split System: Heat Pump with Remote Outdoor Unit-Air-Source) | CVH837GKA2* |  |  | EA*4X60L24A*+WALLCON | *80CTL1352422B* | 32800 | 17.5 | 8.1 | 31800 | 24600 | 77.36% | 1.98 | 0 | 11.5 |  |  |  | No | R-410A | 2.7333 | Residential & Commercial | Ducted CEE Tier 1
213781541 | Central HP <5.4 tons | DAY & NIGHT | HRCU-A-CB (Split System: Heat Pump with Remote Outdoor Unit-Air-Source) | CVH837GKA2* |  |  | EA*4X61L21A*+WALLCON | *80CTL0451712B* | 33000 | 17 | 8.1 | 32400 | 25200 | 77.78% | 1.94 | 0 | 11 |  |  |  | No | R-410A | 2.75 | Residential & Commercial | Ducted CEE Tier 1
214574394 | Central HP <5.4 tons | DAY & NIGHT | HRCU-A-CB (Split System: Heat Pump with Remote Outdoor Unit-Air-Source) | CVH837GKA2* |  |  | EHD4X60AAL+WALLCON | *80CTL0702120B* | 33000 | 17 | 8.5 | 32200 | 25000 | 77.64% | 2 | 0 | 11 |  |  |  | No | R-410A | 2.75 | Residential & Commercial | Ducted CEE Tier 1
213771605 | Central HP <5.4 tons | CARRIER | HRCU-A-CB (Split System: Heat Pump with Remote Outdoor Unit-Air-Source) | 25VNA825A*031* |  |  | CAP**4821AL*+UI | 59CU5B060C17**16 | 24000 | 16.5 | 8.1 | 21000 | 16500 | 78.57% | 2 | 0 | 10.5 |  |  |  | No | R-410A | 2 | Residential & Commercial | Ducted CEE Tier 1
213771925 | Central HP <5.4 tons | CARRIER | HRCU-A-CB (Split System: Heat Pump with Remote Outdoor Unit-Air-Source) | 25VNA825A*031* |  |  | CSPH*3012AL*+UI | 58TN*B070C14**12 | 23800 | 16 | 8.1 | 21800 | 16800 | 77.06% | 1.98 | 0 | 10.5 |  |  |  | No | R-410A | 1.9833 | Residential & Commercial | Ducted CEE Tier 1
213771265 | Central HP <5.4 tons | CARRIER | HRCU-A-CB (Split System: Heat Pump with Remote Outdoor Unit-Air-Source) | 25VNA825A*031* |  |  | CAP**4221AL*+UI | 58TN*B090C17**16 | 23800 | 16.5 | 8.1 | 21400 | 16600 | 77.57% | 1.96 | 0 | 10.5 |  |  |  | No | R-410A | 1.9833 | Residential & Commercial | Ducted CEE Tier 1
213771565 | Central HP <5.4 tons | CARRIER | HRCU-A-CB (Split System: Heat Pump with Remote Outdoor Unit-Air-Source) | 25VNA825A*031* |  |  | CAP**4821AL*+UI | 58TN*B070C17**16 | 24000 | 17 | 8.1 | 21000 | 16500 | 78.57% | 2 | 0 | 11 |  |  |  | No | R-410A | 2 | Residential & Commercial | Ducted CEE Tier 1
213771715 | Central HP <5.4 tons | CARRIER | HRCU-A-CB (Split System: Heat Pump with Remote Outdoor Unit-Air-Source) | 25VNA825A*031* |  |  | CAP**4824AL*+UI | 59MN7C120C24**22 | 24000 | 16.5 | 8.1 | 21000 | 16500 | 78.57% | 2.02 | 0 | 11 |  |  |  | No | R-410A | 2 | Residential & Commercial | Ducted CEE Tier 1
214574594 | Central HP <5.4 tons | DAY & NIGHT | HRCU-A-CB (Split System: Heat Pump with Remote Outdoor Unit-Air-Source) | CVH837GKA2* |  |  | EN(A,D,W)4X48L21**+WALLCON | *95CSU1002122B* | 32400 | 17.5 | 8.5 | 32600 | 24800 | 76.07% | 1.98 | 0 | 11.5 |  |  |  | No | R-410A | 2.7 | Residential & Commercial | Ducted CEE Tier 1
213781521 | Central HP <5.4 tons | DAY & NIGHT | HRCU-A-CB (Split System: Heat Pump with Remote Outdoor Unit-Air-Source) | CVH837GKA2* |  |  | EA*4X60L24A*+WALLCON | *96CTN1002122B* | 32800 | 17.5 | 8.1 | 31800 | 24600 | 77.36% | 1.98 | 0 | 11.7 |  |  |  | No | R-410A | 2.7333 | Residential & Commercial | Ducted CEE Tier 1
213781671 | Central HP <5.4 tons | DAY & NIGHT | HRCU-A-CB (Split System: Heat Pump with Remote Outdoor Unit-Air-Source) | CVH837GKA2* |  |  | EA*4X61L24A*+WALLCON | *80CTL1102120B* | 33200 | 17.5 | 8.5 | 32000 | 24800 | 77.5% | 2 | 0 | 11.5 |  |  |  | No | R-410A | 2.7667 | Residential & Commercial | Ducted CEE Tier 1
213781721 | Central HP <5.4 tons | DAY & NIGHT | HRCU-A-CB (Split System: Heat Pump with Remote Outdoor Unit-Air-Source) | CVH837GKA2* |  |  | EA*4X61L24A*+WALLCON | *96CTN1202422B* | 33200 | 17.5 | 8.5 | 32000 | 24800 | 77.5% | 2 | 0 | 11.7 |  |  |  | No | R-410A | 2.7667 | Residential & Commercial | Ducted CEE Tier 1
213782091 | Central HP <5.4 tons | DAY & NIGHT | HRCU-A-CB (Split System: Heat Pump with Remote Outdoor Unit-Air-Source) | CVH837GKA2* |  |  | EHD4X48AAL+WALLCON | *80CTL0902120B* | 32600 | 16.5 | 8.1 | 33000 | 24800 | 75.15% | 1.96 | 0 | 11 |  |  |  | No | R-410A | 2.7167 | Residential & Commercial | Ducted CEE Tier 1
213780171 | Central HP <5.4 tons | DAY & NIGHT | HRCU-A-CB (Split System: Heat Pump with Remote Outdoor Unit-Air-Source) | CVH837GKA** |  |  | EHD4X48AAL+WALLCON | *80CTL0901716B* | 32400 | 16.5 | 8.1 | 33000 | 24800 | 75.15% | 1.96 | 0 | 11 |  |  |  | No | R-410A | 2.7 | Residential & Commercial | Ducted CEE Tier 1
213779021 | Central HP <5.4 tons | DAY & NIGHT | HRCU-A-CB (Split System: Heat Pump with Remote Outdoor Unit-Air-Source) | CVH837GKA** |  |  | EA*4X37L21A*+WALLCON | *97CMN1002122B* | 33000 | 17 | 8.5 | 32600 | 25000 | 76.69% | 1.98 | 0 | 11.5 |  |  |  | No | R-410A | 2.75 | Residential & Commercial | Ducted CEE Tier 1
213779191 | Central HP <5.4 tons | DAY & NIGHT | HRCU-A-CB (Split System: Heat Pump with Remote Outdoor Unit-Air-Source) | CVH837GKA** |  |  | EA*4X42L24A*+WALLCON | *80CTL1102120B* | 31800 | 17 | 8.1 | 32800 | 24200 | 73.78% | 1.88 | 0 | 11 |  |  |  | No | R-410A | 2.65 | Residential & Commercial | Ducted CEE Tier 1
213779241 | Central HP <5.4 tons | DAY & NIGHT | HRCU-A-CB (Split System: Heat Pump with Remote Outdoor Unit-Air-Source) | CVH837GKA** |  |  | EA*4X42L24A*+WALLCON | *96CTN1202422B* | 31800 | 17 | 8.1 | 33000 | 24200 | 73.33% | 1.88 | 0 | 11 |  |  |  | No | R-410A | 2.65 | Residential & Commercial | Ducted CEE Tier 1
213779271 | Central HP <5.4 tons | DAY & NIGHT | HRCU-A-CB (Split System: Heat Pump with Remote Outdoor Unit-Air-Source) | CVH837GKA** |  |  | EA*4X43L21A*+WALLCON | *80CTL0901716B* | 33000 | 17 | 8.5 | 32800 | 25000 | 76.22% | 1.98 | 0 | 11 |  |  |  | No | R-410A | 2.75 | Residential & Commercial | Ducted CEE Tier 1
213778981 | Central HP <5.4 tons | DAY & NIGHT | HRCU-A-CB (Split System: Heat Pump with Remote Outdoor Unit-Air-Source) | CVH837GKA** |  |  | EA*4X37L21A*+WALLCON | *80CTL1102120B* | 33000 | 17 | 8.5 | 32800 | 25000 | 76.22% | 1.98 | 0 | 11.5 |  |  |  | No | R-410A | 2.75 | Residential & Commercial | Ducted CEE Tier 1
213779581 | Central HP <5.4 tons | DAY & NIGHT | HRCU-A-CB (Split System: Heat Pump with Remote Outdoor Unit-Air-Source) | CVH837GKA** |  |  | EA*4X60L24A*+WALLCON | *80CTL1352422B* | 32800 | 17.5 | 8.1 | 31800 | 24600 | 77.36% | 1.98 | 0 | 11.5 |  |  |  | No | R-410A | 2.7333 | Residential & Commercial | Ducted CEE Tier 1
211392610 | Central HP <5.4 tons | CHAMPION HEATING AND COOLING | HRCU-A-CB (Split System: Heat Pump with Remote Outdoor Unit-Air-Source) | HMH72B341 |  |  | XAFB36DXXN1+TXV | TM8E060A12MP11 | 34000 | 18 | 8.1 | 33800 | 23800 | 70.41% | 2.06 | 0 | 10 |  |  |  | No | R-410A | 2.8333 | Residential & Commercial | Ducted CEE Tier 1
213780721 | Central HP <5.4 tons | DAY & NIGHT | HRCU-A-CB (Split System: Heat Pump with Remote Outdoor Unit-Air-Source) | CVH837GKA2* |  |  | EA*4X36L17A*+WALLCON | *96CTN0801714B* | 31400 | 16.5 | 8.1 | 33200 | 24400 | 73.49% | 1.82 | 0 | 10.5 |  |  |  | No | R-410A | 2.6167 | Residential & Commercial | Ducted CEE Tier 1
213779651 | Central HP <5.4 tons | DAY & NIGHT | HRCU-A-CB (Split System: Heat Pump with Remote Outdoor Unit-Air-Source) | CVH837GKA** |  |  | EA*4X61L21A*+WALLCON | *80CTL0901716B* | 33200 | 17.5 | 8.1 | 32000 | 24800 | 77.5% | 1.98 | 0 | 11.5 |  |  |  | No | R-410A | 2.7667 | Residential & Commercial | Ducted CEE Tier 1
213779731 | Central HP <5.4 tons | DAY & NIGHT | HRCU-A-CB (Split System: Heat Pump with Remote Outdoor Unit-Air-Source) | CVH837GKA** |  |  | EA*4X61L21A*+WALLCON | *96CTN0801714B* | 33000 | 17 | 8.1 | 32000 | 25000 | 78.12% | 1.96 | 0 | 11 |  |  |  | No | R-410A | 2.75 | Residential & Commercial | Ducted CEE Tier 1
212983522 | Central HP <5.4 tons | DAY & NIGHT | HRCU-A-CB (Split System: Heat Pump with Remote Outdoor Unit-Air-Source) | DLCURAH24ABK |  |  | EA*4X24L17A* | *92MSN0601412A* | 23600 | 16.5 | 9 | 27000 | 25400 | 94.07% | 2.12 | 0 | 10 |  |  |  | No | R-410A | 1.9667 | Residential & Commercial | Ducted CEE Tier 1
212983572 | Central HP <5.4 tons | DAY & NIGHT | HRCU-A-CB (Split System: Heat Pump with Remote Outdoor Unit-Air-Source) | DLCURAH24ABK |  |  | EA*4X37L17A* | *92MSN0601412A* | 24200 | 17 | 8.5 | 25800 | 22200 | 86.05% | 1.84 | 0 | 10 |  |  |  | No | R-410A | 2.0167 | Residential & Commercial | Ducted CEE Tier 1
213779411 | Central HP <5.4 tons | DAY & NIGHT | HRCU-A-CB (Split System: Heat Pump with Remote Outdoor Unit-Air-Source) | CVH837GKA** |  |  | EA*4X48L21A*+WALLCON | *80CTL1102120B* | 32400 | 17 | 8.1 | 32400 | 24800 | 76.54% | 1.98 | 0 | 11 |  |  |  | No | R-410A | 2.7 | Residential & Commercial | Ducted CEE Tier 1
213780031 | Central HP <5.4 tons | DAY & NIGHT | HRCU-A-CB (Split System: Heat Pump with Remote Outdoor Unit-Air-Source) | CVH837GKA** |  |  | EHD4X42AAL+WALLCON | *80CTL1102120B* | 32600 | 16.5 | 8.1 | 32800 | 24600 | 75% | 1.94 | 0 | 11 |  |  |  | No | R-410A | 2.7167 | Residential & Commercial | Ducted CEE Tier 1
214279898 | Central HP <5.4 tons | KEEPRITE | HRCU-A-CB (Split System: Heat Pump with Remote Outdoor Unit-Air-Source) | DLCURAH24ABK |  |  | EA*4X30L17A* | *96MSN0601716A* | 23400 | 16.5 | 9 | 25800 | 24400 | 94.57% | 2.02 | 0 | 10 |  |  |  | No | R-410A | 1.95 | Residential & Commercial | Ducted CEE Tier 1
213780791 | Central HP <5.4 tons | DAY & NIGHT | HRCU-A-CB (Split System: Heat Pump with Remote Outdoor Unit-Air-Source) | CVH837GKA2* |  |  | EA*4X36L21A*+WALLCON | *97CMN0601714B* | 31200 | 16.5 | 8.1 | 33200 | 24600 | 74.1% | 1.82 | 0 | 10.5 |  |  |  | No | R-410A | 2.6 | Residential & Commercial | Ducted CEE Tier 1
211392655 | Central HP <5.4 tons | CHAMPION HEATING AND COOLING | HRCU-A-CB (Split System: Heat Pump with Remote Outdoor Unit-Air-Source) | HMH72B341 |  |  | XAUB36DXXN1+TXV | TM8E060A12MP11 | 34000 | 18 | 8.1 | 33800 | 23800 | 70.41% | 2.06 | 0 | 10 |  |  |  | No | R-410A | 2.8333 | Residential & Commercial | Ducted CEE Tier 1
211393660 | Central HP <5.4 tons | LUXAIRE | HRCU-A-CB (Split System: Heat Pump with Remote Outdoor Unit-Air-Source) | HMH72B341 |  |  | XAFA30DXXN1+TXV | TM8Y060A12MP11 | 33600 | 17.5 | 8.1 | 33200 | 23400 | 70.48% | 2.02 | 0 | 10 |  |  |  | No | R-410A | 2.8 | Residential & Commercial | Ducted CEE Tier 1
211391374 | Central HP <5.4 tons | CHAMPION HEATING AND COOLING | HRCU-A-CB (Split System: Heat Pump with Remote Outdoor Unit-Air-Source) | HMH72B341 |  |  | XAFC30CXXN1+TXV | TM8E120C16MP11 | 33200 | 18 | 8.5 | 33000 | 23200 | 70.3% | 2.06 | 0 | 10 |  |  |  | No | R-410A | 2.7667 | Residential & Commercial | Ducted CEE Tier 1
211391569 | Central HP <5.4 tons | CHAMPION HEATING AND COOLING | HRCU-A-CB (Split System: Heat Pump with Remote Outdoor Unit-Air-Source) | HMH72B341 |  |  | XAFC30CXXN1+TXV | TMLE100C16MP11 | 33000 | 18 | 8.5 | 33000 | 23200 | 70.3% | 2.04 | 0 | 10 |  |  |  | No | R-410A | 2.75 | Residential & Commercial | Ducted CEE Tier 1
213607645 | Central HP <5.4 tons | CARRIER | HRCU-A-CB (Split System: Heat Pump with Remote Outdoor Unit-Air-Source) | 38MURAQ24AB3* |  |  | FG4ANXB24L* |  | 24600 | 17 | 9.5 | 26000 | 22200 | 85.38% | 1.84 | 0 | 10 |  |  |  | No | R-410A | 2.05 | Residential & Commercial | Ducted CEE Tier 1
212978758 | Central HP <5.4 tons | DAY & NIGHT | HRCU-A-CB (Split System: Heat Pump with Remote Outdoor Unit-Air-Source) | DLCURAH18ABK |  |  | EA*4X24L17A* | *80MS(N,L)0701712A* | 17500 | 16.5 | 8.5 | 18400 | 19500 | 106% | 2.34 | 0 | 10.5 |  |  |  | No | R-410A | 1.4583 | Residential & Commercial | Ducted CEE Tier 1
213607798 | Central HP <5.4 tons | BRYANT HEATING AND COOLING SYSTEMS | HRCU-A-CB (Split System: Heat Pump with Remote Outdoor Unit-Air-Source) | 38MURAQ48AB3* |  |  | PF4TNBD60L* |  | 48500 | 17 | 8.5 | 48500 | 34000 | 70.1% | 2.02 | 0 | 10 |  |  |  | No | R-410A | 4.0417 | Residential & Commercial | Ducted CEE Tier 1
206136323 | Central HP <5.4 tons | AIRQUEST | HRCU-A-CB (Split System: Heat Pump with Remote Outdoor Unit-Air-Source) | HVH837GKA** |  |  | EHD4X36AAL+WALLCON | *95CSU1002122A* | 32200 | 16.5 | 8.1 | 33200 | 24600 | 74.1% | 1.94 | 11.5 | 11 |  |  |  | No | R-410A | 2.6833 | Residential & Commercial | Ducted CEE Tier 1
213607647 | Central HP <5.4 tons | BRYANT HEATING AND COOLING SYSTEMS | HRCU-A-CB (Split System: Heat Pump with Remote Outdoor Unit-Air-Source) | 38MURAQ24AB3* |  |  | FG4ANXB24L* |  | 24600 | 17 | 9.5 | 26000 | 22200 | 85.38% | 1.84 | 0 | 10 |  |  |  | No | R-410A | 2.05 | Residential & Commercial | Ducted CEE Tier 1
213781125 | Central HP <5.4 tons | CARRIER | HRCU-A-CB (Split System: Heat Pump with Remote Outdoor Unit-Air-Source) | 25VNA837A*031* |  |  | CAP**4224AL*+UI | 59MN7C120C24**22 | 31800 | 17 | 8.1 | 32800 | 24400 | 74.39% | 1.88 | 0 | 11 |  |  |  | No | R-410A | 2.65 | Residential & Commercial | Ducted CEE Tier 1
215941662 | Central HP <5.4 tons | KENMORE | HRCU-A-CB (Split System: Heat Pump with Remote Outdoor Unit-Air-Source) | (C,H,T)5H3V48*K*AAA* |  |  | EVD5X49M24A*+WALLCON | *97CTN1202422A* | 45500 | 20.5 | 8.1 | 52500 | 38000 | 72.38% | 1.95 | 0 | 11.5 |  |  |  | No | R-454B | 3.7917 | Residential & Commercial | Ducted CEE Tier 1
214833518 | Central HP <5.4 tons | LUXAIRE | HRCU-A-CB (Split System: Heat Pump with Remote Outdoor Unit-Air-Source) | HH860E2S11 |  |  | JSC60D5CJ2SS1 |  | 54500 | 19 | 9 | 56500 | 40000 | 70.8% | 2 | 0 | 11 |  |  |  | No | R-454B | 4.5417 | Residential & Commercial | Ducted CEE Tier 1
214651075 | Central HP <5.4 tons | COLEMAN | HRCU-A-CB (Split System: Heat Pump with Remote Outdoor Unit-Air-Source) | HH860E2S11 |  |  | CTU60D5XHS1+TXV | TM8E130D20MP11 | 54000 | 19 | 8.5 | 55000 | 38500 | 70% | 2 | 0 | 11.7 |  |  |  | No | R-454B | 4.5 | Residential & Commercial | Ducted CEE Tier 1
215941152 | Central HP <5.4 tons | KENMORE | HRCU-A-CB (Split System: Heat Pump with Remote Outdoor Unit-Air-Source) | (C,H,T)5H3V48*K*AAA* |  |  | ESH5X48M12A*+WALLCON | *80CSU0401712B* | 44000 | 20 | 9 | 48500 | 36600 | 75.46% | 1.82 | 0 | 11 |  |  |  | No | R-454B | 3.6667 | Residential & Commercial | Ducted CEE Tier 1
213087996 | Central HP <5.4 tons | Invertercool | HRCU-A-CB (Split System: Heat Pump with Remote Outdoor Unit-Air-Source) | COH16S-60AA |  |  | GNC3036BPT | MGH96M080B3A | 33000 | 17 | 8.5 | 34000 | 25000 | 73.53% | 1.9 | 0 | 11.7 |  |  |  | No | R-410A | 2.75 | Residential & Commercial | Ducted CEE Tier 1
215934491 | Central HP <5.4 tons | KEEPRITE | HRCU-A-CB (Split System: Heat Pump with Remote Outdoor Unit-Air-Source) | C5H3V48*K*AAA* |  |  | ESH5X48M12A*+WALLCON | *97CMN0802120B* | 44000 | 20 | 9 | 48500 | 36600 | 75.46% | 1.8 | 0 | 10.5 |  |  |  | No | R-454B | 3.6667 | Residential & Commercial | Ducted CEE Tier 1
215934591 | Central HP <5.4 tons | KEEPRITE | HRCU-A-CB (Split System: Heat Pump with Remote Outdoor Unit-Air-Source) | C5H3V48*K*AAA* |  |  | ESH5X60M12A*+WALLCON | *95CSU1002122B* | 45000 | 20.5 | 9 | 48500 | 36400 | 75.05% | 1.84 | 0 | 11.5 |  |  |  | No | R-454B | 3.75 | Residential & Commercial | Ducted CEE Tier 1
216581445 | Central HP <5.4 tons | BRYANT HEATING AND COOLING SYSTEMS | HRCU-A-CB (Split System: Heat Pump with Remote Outdoor Unit-Air-Source) | 284ANV048*0**B* |  |  | CAP**6024AL*+UI | 987TA66100C21*** | 44500 | 21 | 9 | 45500 | 35800 | 78.68% | 2 | 0 | 11 |  |  |  | No | R-410A | 3.7083 | Residential & Commercial | Ducted CEE Tier 1
212980988 | Central HP <5.4 tons | DAY & NIGHT | HRCU-A-CB (Split System: Heat Pump with Remote Outdoor Unit-Air-Source) | DLCURAH24ABK |  |  | EA*4X36L21A* | *80MS(N,L)1102120A* | 23600 | 17.5 | 8.5 | 26200 | 23800 | 90.84% | 2 | 0 | 10 |  |  |  | No | R-410A | 1.9667 | Residential & Commercial | Ducted CEE Tier 1
212983212 | Central HP <5.4 tons | DAY & NIGHT | HRCU-A-CB (Split System: Heat Pump with Remote Outdoor Unit-Air-Source) | DLCURAH24ABK |  |  | EN(A,D)4X24L17** | *92MSN0401712A* | 23000 | 15.5 | 8.5 | 27000 | 25600 | 94.81% | 2.12 | 0 | 10 |  |  |  | No | R-410A | 1.9167 | Residential & Commercial | Ducted CEE Tier 1
213779641 | Central HP <5.4 tons | DAY & NIGHT | HRCU-A-CB (Split System: Heat Pump with Remote Outdoor Unit-Air-Source) | CVH837GKA** |  |  | EA*4X61L21A*+WALLCON | *80CTL0701716B* | 32800 | 17 | 8.1 | 32200 | 25000 | 77.64% | 1.96 | 0 | 11 |  |  |  | No | R-410A | 2.7333 | Residential & Commercial | Ducted CEE Tier 1
213780261 | Central HP <5.4 tons | DAY & NIGHT | HRCU-A-CB (Split System: Heat Pump with Remote Outdoor Unit-Air-Source) | CVH837GKA** |  |  | EHD4X48AAL+WALLCON | *96CTN0601714B* | 32400 | 16 | 8.1 | 33000 | 25200 | 76.36% | 1.94 | 0 | 10.5 |  |  |  | No | R-410A | 2.7 | Residential & Commercial | Ducted CEE Tier 1
213780311 | Central HP <5.4 tons | DAY & NIGHT | HRCU-A-CB (Split System: Heat Pump with Remote Outdoor Unit-Air-Source) | CVH837GKA** |  |  | EHD4X60AAL+WALLCON | *80CTL0701412B* | 32800 | 16.5 | 8.1 | 32400 | 25600 | 79.01% | 2 | 0 | 11 |  |  |  | No | R-410A | 2.7333 | Residential & Commercial | Ducted CEE Tier 1
213780411 | Central HP <5.4 tons | DAY & NIGHT | HRCU-A-CB (Split System: Heat Pump with Remote Outdoor Unit-Air-Source) | CVH837GKA** |  |  | EHD4X60AAL+WALLCON | *97CMN1202422B* | 33000 | 16.5 | 8.1 | 32200 | 24800 | 77.02% | 2 | 0 | 11 |  |  |  | No | R-410A | 2.75 | Residential & Commercial | Ducted CEE Tier 1
211391824 | Central HP <5.4 tons | CHAMPION HEATING AND COOLING | HRCU-A-CB (Split System: Heat Pump with Remote Outdoor Unit-Air-Source) | HMH72B341 |  |  | XAFB36DXXN1+TXV | TM8E100B12MP11 | 34000 | 18 | 8.1 | 33800 | 23800 | 70.41% | 2.06 | 0 | 10 |  |  |  | No | R-410A | 2.8333 | Residential & Commercial | Ducted CEE Tier 1
211391867 | Central HP <5.4 tons | CHAMPION HEATING AND COOLING | HRCU-A-CB (Split System: Heat Pump with Remote Outdoor Unit-Air-Source) | HMH72B341 |  |  | XAUB36DXXN1+TXV | TM8E100B12MP11 | 34000 | 18 | 8.1 | 33800 | 23800 | 70.41% | 2.06 | 0 | 10 |  |  |  | No | R-410A | 2.8333 | Residential & Commercial | Ducted CEE Tier 1
211392017 | Central HP <5.4 tons | CHAMPION HEATING AND COOLING | HRCU-A-CB (Split System: Heat Pump with Remote Outdoor Unit-Air-Source) | HMH72B341 |  |  | XAHC36DBCN1 | TMLE080C16MP11 | 33600 | 17.5 | 8.1 | 32800 | 23200 | 70.73% | 2.04 | 0 | 10 |  |  |  | No | R-410A | 2.8 | Residential & Commercial | Ducted CEE Tier 1
213780861 | Central HP <5.4 tons | DAY & NIGHT | HRCU-A-CB (Split System: Heat Pump with Remote Outdoor Unit-Air-Source) | CVH837GKA2* |  |  | EA*4X37L21A*+WALLCON | *80CTL0701716B* | 32800 | 17 | 8.5 | 33000 | 25200 | 76.36% | 1.96 | 0 | 11 |  |  |  | No | R-410A | 2.7333 | Residential & Commercial | Ducted CEE Tier 1
213780651 | Central HP <5.4 tons | DAY & NIGHT | HRCU-A-CB (Split System: Heat Pump with Remote Outdoor Unit-Air-Source) | CVH837GKA2* |  |  | EA*4X36L17A*+WALLCON | *80CTL0701412B* | 31400 | 16.5 | 8.1 | 33400 | 24400 | 73.05% | 1.82 | 0 | 10.5 |  |  |  | No | R-410A | 2.6167 | Residential & Commercial | Ducted CEE Tier 1
215940352 | Central HP <5.4 tons | KENMORE | HRCU-A-CB (Split System: Heat Pump with Remote Outdoor Unit-Air-Source) | (C,H,T)5H3V36*K*AAA* |  |  | EVM5X49M21A*+WALLCON | *80CSU0601716B* | 35600 | 22 | 8.5 | 38000 | 28600 | 75.26% | 2.02 | 0 | 12.5 |  |  |  | No | R-454B | 2.9667 | Residential & Commercial | Ducted CEE Tier 1
215939952 | Central HP <5.4 tons | KENMORE | HRCU-A-CB (Split System: Heat Pump with Remote Outdoor Unit-Air-Source) | (C,H,T)5H3V36*K*AAA* |  |  | ESH5X36M12A*+WALLCON | *80CSU0401712B* | 33400 | 19 | 9 | 34800 | 26600 | 76.44% | 1.92 | 0 | 11.5 |  |  |  | No | R-454B | 2.7833 | Residential & Commercial | Ducted CEE Tier 1
213773265 | Central HP <5.4 tons | CARRIER | HRCU-A-CB (Split System: Heat Pump with Remote Outdoor Unit-Air-Source) | 25VNA825A*032* |  |  | CAP**3721AL*+UI | 58TN*B070C17**16 | 24400 | 16.5 | 8.1 | 21200 | 16600 | 78.3% | 2.02 | 0 | 11 |  |  |  | No | R-410A | 2.0333 | Residential & Commercial | Ducted CEE Tier 1
213773365 | Central HP <5.4 tons | CARRIER | HRCU-A-CB (Split System: Heat Pump with Remote Outdoor Unit-Air-Source) | 25VNA825A*032* |  |  | CAP**3721AL*+UI | 59TN6C100C21**22 | 24400 | 16.5 | 8.5 | 21200 | 16600 | 78.3% | 2.02 | 0 | 11 |  |  |  | No | R-410A | 2.0333 | Residential & Commercial | Ducted CEE Tier 1
215940922 | Central HP <5.4 tons | KENMORE | HRCU-A-CB (Split System: Heat Pump with Remote Outdoor Unit-Air-Source) | (C,H,T)5H3V36*K*AAA* |  |  | EVD5X61M21A*+WALLCON | *97CTN0801716A* | 35600 | 21.5 | 8.5 | 38000 | 28800 | 75.79% | 2.04 | 0 | 12 |  |  |  | No | R-454B | 2.9667 | Residential & Commercial | Ducted CEE Tier 1
215940302 | Central HP <5.4 tons | KENMORE | HRCU-A-CB (Split System: Heat Pump with Remote Outdoor Unit-Air-Source) | (C,H,T)5H3V36*K*AAA* |  |  | EVM5X44M21A*+WALLCON | *97CTN0801716A* | 35400 | 21 | 8.5 | 38500 | 29000 | 75.32% | 2.02 | 0 | 12 |  |  |  | No | R-454B | 2.95 | Residential & Commercial | Ducted CEE Tier 1
215940422 | Central HP <5.4 tons | KENMORE | HRCU-A-CB (Split System: Heat Pump with Remote Outdoor Unit-Air-Source) | (C,H,T)5H3V36*K*AAA* |  |  | EVM5X60M21A*+WALLCON | *80CSU0601716B* | 35600 | 22 | 8.5 | 38000 | 28600 | 75.26% | 2.02 | 0 | 12.5 |  |  |  | No | R-454B | 2.9667 | Residential & Commercial | Ducted CEE Tier 1
213780941 | Central HP <5.4 tons | DAY & NIGHT | HRCU-A-CB (Split System: Heat Pump with Remote Outdoor Unit-Air-Source) | CVH837GKA2* |  |  | EA*4X37L21A*+WALLCON | *96CTN0601714B* | 32600 | 17 | 8.1 | 33000 | 25400 | 76.97% | 1.94 | 0 | 11 |  |  |  | No | R-410A | 2.7167 | Residential & Commercial | Ducted CEE Tier 1
213781291 | Central HP <5.4 tons | DAY & NIGHT | HRCU-A-CB (Split System: Heat Pump with Remote Outdoor Unit-Air-Source) | CVH837GKA2* |  |  | EA*4X48L21A*+WALLCON | *80CTL0701716B* | 32200 | 17 | 8.1 | 32600 | 25000 | 76.69% | 1.96 | 0 | 11 |  |  |  | No | R-410A | 2.6833 | Residential & Commercial | Ducted CEE Tier 1
213781611 | Central HP <5.4 tons | DAY & NIGHT | HRCU-A-CB (Split System: Heat Pump with Remote Outdoor Unit-Air-Source) | CVH837GKA2* |  |  | EA*4X61L21A*+WALLCON | *97CMN0801714B* | 33000 | 17 | 8.1 | 32200 | 25000 | 77.64% | 1.96 | 0 | 11 |  |  |  | No | R-410A | 2.75 | Residential & Commercial | Ducted CEE Tier 1
213781681 | Central HP <5.4 tons | DAY & NIGHT | HRCU-A-CB (Split System: Heat Pump with Remote Outdoor Unit-Air-Source) | CVH837GKA2* |  |  | EA*4X61L24A*+WALLCON | *80CTL1352422B* | 33200 | 17.5 | 8.5 | 32000 | 24800 | 77.5% | 2 | 0 | 11.7 |  |  |  | No | R-410A | 2.7667 | Residential & Commercial | Ducted CEE Tier 1
213782001 | Central HP <5.4 tons | DAY & NIGHT | HRCU-A-CB (Split System: Heat Pump with Remote Outdoor Unit-Air-Source) | CVH837GKA2* |  |  | EHD4X42AAL+WALLCON | *97CMN1202422B* | 32400 | 16.5 | 8.1 | 32800 | 24800 | 75.61% | 1.94 | 0 | 11 |  |  |  | No | R-410A | 2.7 | Residential & Commercial | Ducted CEE Tier 1
213782251 | Central HP <5.4 tons | DAY & NIGHT | HRCU-A-CB (Split System: Heat Pump with Remote Outdoor Unit-Air-Source) | CVH837GKA2* |  |  | EHD4X60AAL+WALLCON | *80CTL0902120B* | 33000 | 16.5 | 8.1 | 32200 | 24800 | 77.02% | 2 | 0 | 11.5 |  |  |  | No | R-410A | 2.75 | Residential & Commercial | Ducted CEE Tier 1
214574524 | Central HP <5.4 tons | DAY & NIGHT | HRCU-A-CB (Split System: Heat Pump with Remote Outdoor Unit-Air-Source) | CVH837GKA2* |  |  | EN(A,D,W)4X42L21**+WALLCON | *95CSU0802120B* | 31800 | 17 | 8.1 | 33000 | 24600 | 74.55% | 1.88 | 0 | 11 |  |  |  | No | R-410A | 2.65 | Residential & Commercial | Ducted CEE Tier 1
214574674 | Central HP <5.4 tons | DAY & NIGHT | HRCU-A-CB (Split System: Heat Pump with Remote Outdoor Unit-Air-Source) | CVH837GKA2* |  |  | EN(A,D)4X48L24**+WALLCON | *97CMN0802120B* | 32400 | 17.5 | 8.5 | 32800 | 24800 | 75.61% | 1.96 | 0 | 11.5 |  |  |  | No | R-410A | 2.7 | Residential & Commercial | Ducted CEE Tier 1
215941322 | Central HP <5.4 tons | KENMORE | HRCU-A-CB (Split System: Heat Pump with Remote Outdoor Unit-Air-Source) | (C,H,T)5H3V48*K*AAA* |  |  | EVM5X48M21A*+WALLCON | *97CTN1002122A* | 44500 | 20 | 8.1 | 52000 | 38500 | 74.04% | 2 | 0 | 11 |  |  |  | No | R-454B | 3.7083 | Residential & Commercial | Ducted CEE Tier 1
215941672 | Central HP <5.4 tons | KENMORE | HRCU-A-CB (Split System: Heat Pump with Remote Outdoor Unit-Air-Source) | (C,H,T)5H3V48*K*AAA* |  |  | EVD5X60M21A*+WALLCON | *96CTN0802120B* | 45500 | 20.5 | 8.1 | 53000 | 38500 | 72.64% | 1.95 | 0 | 11 |  |  |  | No | R-454B | 3.7917 | Residential & Commercial | Ducted CEE Tier 1
215853467 | Central HP <5.4 tons | COLEMAN | HRCU-A-CB (Split System: Heat Pump with Remote Outdoor Unit-Air-Source) | HH860E2S11 |  |  | CTM60D5CJS1 | Z9ES120D20SMPS1 | 53000 | 18 | 9 | 55000 | 40000 | 72.73% | 2 | 0 | 10 |  |  |  | No | R-454B | 4.4167 | Residential & Commercial | Ducted CEE Tier 1
215941262 | Central HP <5.4 tons | KENMORE | HRCU-A-CB (Split System: Heat Pump with Remote Outdoor Unit-Air-Source) | (C,H,T)5H3V48*K*AAA* |  |  | ESH5X60M12A*+WALLCON | *97CTN1202422A* | 45000 | 20.5 | 9 | 48500 | 36400 | 75.05% | 1.82 | 0 | 11 |  |  |  | No | R-454B | 3.75 | Residential & Commercial | Ducted CEE Tier 1
215941762 | Central HP <5.4 tons | KENMORE | HRCU-A-CB (Split System: Heat Pump with Remote Outdoor Unit-Air-Source) | (C,H,T)5H3V48*K*AAA* |  |  | EVD5X60M24A*+WALLCON | *97CTN1202422A* | 45500 | 20.5 | 8.1 | 52500 | 38000 | 72.38% | 1.95 | 0 | 11.5 |  |  |  | No | R-454B | 3.7917 | Residential & Commercial | Ducted CEE Tier 1
215939902 | Central HP <5.4 tons | KENMORE | HRCU-A-CB (Split System: Heat Pump with Remote Outdoor Unit-Air-Source) | (C,H,T)5H3V36*K*AAA* |  |  | EA*5X61M24A*+WALLCON | *96CTN0802120B* | 34400 | 20.5 | 9.5 | 34400 | 26000 | 75.58% | 2.06 | 0 | 12 |  |  |  | No | R-454B | 2.8667 | Residential & Commercial | Ducted CEE Tier 1
213772925 | Central HP <5.4 tons | CARRIER | HRCU-A-CB (Split System: Heat Pump with Remote Outdoor Unit-Air-Source) | 25VNA825A*032* |  |  | CAP**3017AL*+UI | 59TN6C080C17**14 | 23400 | 16.5 | 8.1 | 21600 | 16700 | 77.31% | 1.9 | 0 | 10.5 |  |  |  | No | R-410A | 1.95 | Residential & Commercial | Ducted CEE Tier 1
213772975 | Central HP <5.4 tons | CARRIER | HRCU-A-CB (Split System: Heat Pump with Remote Outdoor Unit-Air-Source) | 25VNA825A*032* |  |  | CAP**3617AL*+UI | 59CU5B060C17**16 | 23400 | 16.5 | 8.1 | 21600 | 16700 | 77.31% | 1.92 | 0 | 10.5 |  |  |  | No | R-410A | 1.95 | Residential & Commercial | Ducted CEE Tier 1
215940342 | Central HP <5.4 tons | KENMORE | HRCU-A-CB (Split System: Heat Pump with Remote Outdoor Unit-Air-Source) | (C,H,T)5H3V36*K*AAA* |  |  | EVM5X49M21A*+WALLCON | *80CSU0401712B* | 35600 | 22 | 8.5 | 38000 | 28600 | 75.26% | 2.04 | 0 | 12.5 |  |  |  | No | R-454B | 2.9667 | Residential & Commercial | Ducted CEE Tier 1
215940102 | Central HP <5.4 tons | KENMORE | HRCU-A-CB (Split System: Heat Pump with Remote Outdoor Unit-Air-Source) | (C,H,T)5H3V36*K*AAA* |  |  | ESH5X48M12A*+WALLCON | *96CTN0802120B* | 33800 | 19.5 | 9 | 34800 | 26600 | 76.44% | 1.94 | 0 | 11.5 |  |  |  | No | R-454B | 2.8167 | Residential & Commercial | Ducted CEE Tier 1
215939852 | Central HP <5.4 tons | KENMORE | HRCU-A-CB (Split System: Heat Pump with Remote Outdoor Unit-Air-Source) | (C,H,T)5H3V36*K*AAA* |  |  | EA*5X61M21A*+WALLCON | *80CSU0601716B* | 34400 | 20.5 | 9.5 | 34400 | 26000 | 75.58% | 2.06 | 0 | 12 |  |  |  | No | R-454B | 2.8667 | Residential & Commercial | Ducted CEE Tier 1
213781591 | Central HP <5.4 tons | DAY & NIGHT | HRCU-A-CB (Split System: Heat Pump with Remote Outdoor Unit-Air-Source) | CVH837GKA2* |  |  | EA*4X61L21A*+WALLCON | *95CSU0601716B* | 33000 | 17 | 8.1 | 32200 | 25000 | 77.64% | 1.96 | 0 | 11 |  |  |  | No | R-410A | 2.75 | Residential & Commercial | Ducted CEE Tier 1
215853359 | Central HP <5.4 tons | COLEMAN | HRCU-A-CB (Split System: Heat Pump with Remote Outdoor Unit-Air-Source) | HH836E2S11 |  |  | CTU36B5XDS1+TXV | Z9ES080B12SMPS1 | 33600 | 18 | 8.5 | 31400 | 25600 | 81.53% | 2 | 0 | 11 |  |  |  | No | R-454B | 2.8 | Residential & Commercial | Ducted CEE Tier 1
214574134 | Central HP <5.4 tons | DAY & NIGHT | HRCU-A-CB (Split System: Heat Pump with Remote Outdoor Unit-Air-Source) | CVH837GKA2* |  |  | EA*4X61L21A*+WALLCON | *97CMN0802120B* | 33200 | 17.5 | 8.5 | 32000 | 24800 | 77.5% | 2 | 0 | 11.5 |  |  |  | No | R-410A | 2.7667 | Residential & Commercial | Ducted CEE Tier 1
214574454 | Central HP <5.4 tons | DAY & NIGHT | HRCU-A-CB (Split System: Heat Pump with Remote Outdoor Unit-Air-Source) | CVH837GKA2* |  |  | EN(A,D)4X36L21**+WALLCON | *80CTL0702120B* | 31400 | 17 | 8.1 | 33200 | 24200 | 72.89% | 1.82 | 0 | 11 |  |  |  | No | R-410A | 2.6167 | Residential & Commercial | Ducted CEE Tier 1
214574534 | Central HP <5.4 tons | DAY & NIGHT | HRCU-A-CB (Split System: Heat Pump with Remote Outdoor Unit-Air-Source) | CVH837GKA2* |  |  | EN(A,D,W)4X42L21**+WALLCON | *95CSU1002122B* | 31800 | 17 | 8.1 | 33000 | 24400 | 73.94% | 1.9 | 0 | 11.5 |  |  |  | No | R-410A | 2.65 | Residential & Commercial | Ducted CEE Tier 1
214574554 | Central HP <5.4 tons | DAY & NIGHT | HRCU-A-CB (Split System: Heat Pump with Remote Outdoor Unit-Air-Source) | CVH837GKA2* |  |  | EN(A,D,W)4X42L21**+WALLCON | *97CMN0802120B* | 31800 | 17 | 8.1 | 33000 | 24400 | 73.94% | 1.88 | 0 | 11 |  |  |  | No | R-410A | 2.65 | Residential & Commercial | Ducted CEE Tier 1
214574009 | Central HP <5.4 tons | BRYANT HEATING AND COOLING SYSTEMS | HRCU-A-CB (Split System: Heat Pump with Remote Outdoor Unit-Air-Source) | 288BNV037*0**B* |  |  | CAP**4824AL*+UI | 987MC60080C21*** | 32400 | 17.5 | 8.5 | 32400 | 25000 | 77.16% | 1.98 | 0 | 11 |  |  |  | No | R-410A | 2.7 | Residential & Commercial | Ducted CEE Tier 1
214574474 | Central HP <5.4 tons | DAY & NIGHT | HRCU-A-CB (Split System: Heat Pump with Remote Outdoor Unit-Air-Source) | CVH837GKA2* |  |  | EN(A,D)4X36L21**+WALLCON | *95CSU1002122B* | 31400 | 17 | 8.1 | 33000 | 24000 | 72.73% | 1.84 | 0 | 11 |  |  |  | No | R-410A | 2.6167 | Residential & Commercial | Ducted CEE Tier 1
214574174 | Central HP <5.4 tons | DAY & NIGHT | HRCU-A-CB (Split System: Heat Pump with Remote Outdoor Unit-Air-Source) | CVH837GKA2* |  |  | EA*4X61L24A*+WALLCON | *95CSU1002122B* | 33200 | 18.5 | 8.5 | 31800 | 24800 | 77.99% | 2 | 0 | 11.5 |  |  |  | No | R-410A | 2.7667 | Residential & Commercial | Ducted CEE Tier 1
213770306 | Central HP <5.4 tons | BRYANT HEATING AND COOLING SYSTEMS | HRCU-A-CB (Split System: Heat Pump with Remote Outdoor Unit-Air-Source) | 284ANV048*0**B* |  |  | CAP**6121AL*+UI | 987MC66100C21*** | 45500 | 21 | 9.5 | 46000 | 36400 | 79.13% | 2.34 | 0 | 11.7 |  |  |  | No | R-410A | 3.7917 | Residential & Commercial | Ducted CEE Tier 1
214280293 | Central HP <5.4 tons | CARRIER | HRCU-A-CB (Split System: Heat Pump with Remote Outdoor Unit-Air-Source) | 38MURAQ36AB3* |  |  | CAP**4321AL* | 59SC6A060M17**16 | 36000 | 15.5 | 8.5 | 38000 | 34800 | 91.58% | 2.06 | 0 | 10 |  |  |  | No | R-410A | 3 | Residential & Commercial | Ducted CEE Tier 1
211225757 | Central HP <5.4 tons | CARRIER | HRCU-A-CB (Split System: Heat Pump with Remote Outdoor Unit-Air-Source) | 38MURAQ36AB3* |  |  | CAP**3721AL* | 59SP6A080V21**20 | 36400 | 16 | 8.5 | 38500 | 34800 | 90.39% | 2.08 | 0 | 10 |  |  |  | No | R-410A | 3.0333 | Residential & Commercial | Ducted CEE Tier 1
211225758 | Central HP <5.4 tons | CARRIER | HRCU-A-CB (Split System: Heat Pump with Remote Outdoor Unit-Air-Source) | 38MURAQ36AB3* |  |  | CAP**3721AL* | 59SP6A100V21**20 | 36400 | 16 | 8.5 | 38500 | 34800 | 90.39% | 2.08 | 0 | 10 |  |  |  | No | R-410A | 3.0333 | Residential & Commercial | Ducted CEE Tier 1
214239003 | Central HP <5.4 tons | CARRIER | HRCU-A-CB (Split System: Heat Pump with Remote Outdoor Unit-Air-Source) | 25VNA837A*031* |  |  | CNPV*4217AL*+UI | 59MN7C060C17**14 | 31800 | 16.5 | 8.1 | 33200 | 25000 | 75.3% | 1.88 | 0 | 11 |  |  |  | No | R-410A | 2.65 | Residential & Commercial | Ducted CEE Tier 1
215931502 | Central HP <5.4 tons | KEEPRITE | HRCU-A-CB (Split System: Heat Pump with Remote Outdoor Unit-Air-Source) | C5H3V36*K*AAA* |  |  | FCMA5B48L0C*+WALLCON |  | 34400 | 21.5 | 9.5 | 34200 | 25800 | 75.44% | 2.06 | 0 | 12.5 |  |  |  | No | R-454B | 2.8667 | Residential & Commercial | Ducted CEE Tier 1
211225807 | Central HP <5.4 tons | CARRIER | HRCU-A-CB (Split System: Heat Pump with Remote Outdoor Unit-Air-Source) | 38MURAQ36AB3* |  |  | CAP**4221AL* | 59SP6A100V21**20 | 35600 | 16 | 8.1 | 38500 | 35000 | 90.91% | 1.88 | 0 | 10 |  |  |  | No | R-410A | 2.9667 | Residential & Commercial | Ducted CEE Tier 1
213770308 | Central HP <5.4 tons | BRYANT HEATING AND COOLING SYSTEMS | HRCU-A-CB (Split System: Heat Pump with Remote Outdoor Unit-Air-Source) | 284ANV048*0**B* |  |  | CAP**6121AL*+UI | 986TD66100C21*** | 45500 | 21 | 9.5 | 46000 | 36400 | 79.13% | 2.34 | 0 | 11.7 |  |  |  | No | R-410A | 3.7917 | Residential & Commercial | Ducted CEE Tier 1
213770324 | Central HP <5.4 tons | BRYANT HEATING AND COOLING SYSTEMS | HRCU-A-CB (Split System: Heat Pump with Remote Outdoor Unit-Air-Source) | 284ANV048*0**B* |  |  | CSPH*4812AL*+UI | 88*TB36045C17*** | 43000 | 19 | 8.5 | 47500 | 37600 | 79.16% | 2.12 | 0 | 10 |  |  |  | No | R-410A | 3.5833 | Residential & Commercial | Ducted CEE Tier 1
213770356 | Central HP <5.4 tons | BRYANT HEATING AND COOLING SYSTEMS | HRCU-A-CB (Split System: Heat Pump with Remote Outdoor Unit-Air-Source) | 284ANV048*0**B* |  |  | CSPH*6012AL*+UI | 986TD66100C21*** | 45000 | 20.5 | 9 | 46000 | 36200 | 78.7% | 2.34 | 0 | 11.7 |  |  |  | No | R-410A | 3.75 | Residential & Commercial | Ducted CEE Tier 1
214491927 | Central HP <5.4 tons | Liberty Heating & Air Conditioning | HRCU-A-CB (Split System: Heat Pump with Remote Outdoor Unit-Air-Source) | ASZS601810A* |  |  | CA*EA1818*4B* | G*VC960403BNB* | 16600 | 17.5 | 8.5 | 17400 | 13000 | 74.71% | 2.1 | 0 | 10.9 |  |  |  | No | R-410A | 1.3833 | Residential & Commercial | Ducted CEE Tier 1
215669399 | Central HP <5.4 tons | KEEPRITE | HRCU-A-CB (Split System: Heat Pump with Remote Outdoor Unit-Air-Source) | C5H0V36*K*AAA* |  |  | EA*5X60M24A*+WALLCON | *97CMN1202422B* | 34400 | 18.5 | 9 | 34200 | 24800 | 72.51% | 1.9 | 0 | 10 |  |  |  | No | R-454B | 2.8667 | Residential & Commercial | Ducted CEE Tier 1
213770358 | Central HP <5.4 tons | BRYANT HEATING AND COOLING SYSTEMS | HRCU-A-CB (Split System: Heat Pump with Remote Outdoor Unit-Air-Source) | 284ANV048*0**B* |  |  | CSPH*6012AL*+UI | 986TD66120C24*** | 45000 | 20.5 | 9 | 46000 | 36000 | 78.26% | 2.34 | 0 | 11.7 |  |  |  | No | R-410A | 3.75 | Residential & Commercial | Ducted CEE Tier 1
213772285 | Central HP <5.4 tons | CARRIER | HRCU-A-CB (Split System: Heat Pump with Remote Outdoor Unit-Air-Source) | 25VNA825A*031* |  |  | CSPH*4212AL*+UI | 58TN*B090C17**16 | 24200 | 16.5 | 8.1 | 21200 | 16600 | 78.3% | 2 | 0 | 10.5 |  |  |  | No | R-410A | 2.0167 | Residential & Commercial | Ducted CEE Tier 1
211225825 | Central HP <5.4 tons | CARRIER | HRCU-A-CB (Split System: Heat Pump with Remote Outdoor Unit-Air-Source) | 38MURAQ36AB3* |  |  | CAP**4224AL* | 58S(B,C)*A090E24**20 | 35400 | 16 | 8.1 | 38500 | 35000 | 90.91% | 1.88 | 0 | 10 |  |  |  | No | R-410A | 2.95 | Residential & Commercial | Ducted CEE Tier 1
211225827 | Central HP <5.4 tons | CARRIER | HRCU-A-CB (Split System: Heat Pump with Remote Outdoor Unit-Air-Source) | 38MURAQ36AB3* |  |  | CAP**4224AL* | 58S(B,C)*A110E24**20 | 35400 | 16.5 | 8.1 | 38500 | 35000 | 90.91% | 1.88 | 0 | 10 |  |  |  | No | R-410A | 2.95 | Residential & Commercial | Ducted CEE Tier 1
211225877 | Central HP <5.4 tons | CARRIER | HRCU-A-CB (Split System: Heat Pump with Remote Outdoor Unit-Air-Source) | 38MURAQ36AB3* |  |  | CAP**4321AL* | 58SP*A090V21**20 | 36200 | 16 | 8.5 | 38500 | 34800 | 90.39% | 2.06 | 0 | 10 |  |  |  | No | R-410A | 3.0167 | Residential & Commercial | Ducted CEE Tier 1
211225926 | Central HP <5.4 tons | CARRIER | HRCU-A-CB (Split System: Heat Pump with Remote Outdoor Unit-Air-Source) | 38MURAQ36AB3* |  |  | CAP**4821AL* | 58SP*A090V21**20 | 35400 | 16 | 8.1 | 37800 | 34600 | 91.53% | 2.02 | 0 | 10 |  |  |  | No | R-410A | 2.95 | Residential & Commercial | Ducted CEE Tier 1
211225959 | Central HP <5.4 tons | CARRIER | HRCU-A-CB (Split System: Heat Pump with Remote Outdoor Unit-Air-Source) | 38MURAQ36AB3* |  |  | CAP**4821AL* | 59TP6B100V21**20 | 36200 | 15.5 | 8.5 | 38500 | 34800 | 90.39% | 2.08 | 0 | 10 |  |  |  | No | R-410A | 3.0167 | Residential & Commercial | Ducted CEE Tier 1
211225993 | Central HP <5.4 tons | CARRIER | HRCU-A-CB (Split System: Heat Pump with Remote Outdoor Unit-Air-Source) | 38MURAQ36AB3* |  |  | CAP**4824AL* | 59SC5B120E24**22 | 37200 | 15.5 | 8.5 | 38500 | 35000 | 90.91% | 2.12 | 0 | 10 |  |  |  | No | R-410A | 3.1 | Residential & Commercial | Ducted CEE Tier 1
215669499 | Central HP <5.4 tons | KEEPRITE | HRCU-A-CB (Split System: Heat Pump with Remote Outdoor Unit-Air-Source) | C5H0V36*K*AAA* |  |  | EA*5X61M21A*+WALLCON | *80CTL1102120B* | 35000 | 18.5 | 9 | 34400 | 24800 | 72.09% | 1.92 | 0 | 10.5 |  |  |  | No | R-454B | 2.9167 | Residential & Commercial | Ducted CEE Tier 1
214574604 | Central HP <5.4 tons | DAY & NIGHT | HRCU-A-CB (Split System: Heat Pump with Remote Outdoor Unit-Air-Source) | CVH837GKA2* |  |  | EN(A,D,W)4X48L21**+WALLCON | *97CMN0602120B* | 32200 | 17 | 8.1 | 33000 | 25000 | 75.76% | 1.94 | 0 | 11.5 |  |  |  | No | R-410A | 2.6833 | Residential & Commercial | Ducted CEE Tier 1
215679441 | Central HP <5.4 tons | KENMORE | HRCU-A-CB (Split System: Heat Pump with Remote Outdoor Unit-Air-Source) | (C,H,T)5H0V36*K*AAA* |  |  | EA*5X43M21A*+WALLCON | *80CSU0601716B* | 34600 | 18 | 9 | 35200 | 25000 | 71.02% | 1.9 | 0 | 10 |  |  |  | No | R-454B | 2.8833 | Residential & Commercial | Ducted CEE Tier 1
212982258 | Central HP <5.4 tons | DAY & NIGHT | HRCU-A-CB (Split System: Heat Pump with Remote Outdoor Unit-Air-Source) | DLCURAH24ABK |  |  | EA*4X25L17A* | *80MSU0401712A* | 24400 | 17 | 8.5 | 25200 | 21600 | 85.71% | 1.82 | 0 | 10 |  |  |  | No | R-410A | 2.0333 | Residential & Commercial | Ducted CEE Tier 1
213779321 | Central HP <5.4 tons | DAY & NIGHT | HRCU-A-CB (Split System: Heat Pump with Remote Outdoor Unit-Air-Source) | CVH837GKA** |  |  | EA*4X43L21A*+WALLCON | *97CMN0801714B* | 32800 | 17 | 8.1 | 33000 | 25200 | 76.36% | 1.96 | 0 | 11 |  |  |  | No | R-410A | 2.7333 | Residential & Commercial | Ducted CEE Tier 1
215669320 | Central HP <5.4 tons | KENMORE | HRCU-A-CB (Split System: Heat Pump with Remote Outdoor Unit-Air-Source) | (C,H,T)5H0V36*K*AAA* |  |  | EA*5X60M24A*+WALLCON | *80CTL0902120B* | 34400 | 18.5 | 9 | 34200 | 24600 | 71.93% | 1.92 | 0 | 10.5 |  |  |  | No | R-454B | 2.8667 | Residential & Commercial | Ducted CEE Tier 1
215668970 | Central HP <5.4 tons | KENMORE | HRCU-A-CB (Split System: Heat Pump with Remote Outdoor Unit-Air-Source) | (C,H,T)5H0V36*K*AAA* |  |  | EA*5X43M21A*+WALLCON | *80CSU1002120A* | 34400 | 17.5 | 9 | 35400 | 25200 | 71.19% | 1.9 | 0 | 10 |  |  |  | No | R-454B | 2.8667 | Residential & Commercial | Ducted CEE Tier 1
211226008 | Central HP <5.4 tons | CARRIER | HRCU-A-CB (Split System: Heat Pump with Remote Outdoor Unit-Air-Source) | 38MURAQ36AB3* |  |  | CNPV*4217AL* | 58TP*A070V14**12 | 35600 | 15.5 | 8.1 | 38500 | 35000 | 90.91% | 1.96 | 0 | 10 |  |  |  | No | R-410A | 2.9667 | Residential & Commercial | Ducted CEE Tier 1
211226075 | Central HP <5.4 tons | CARRIER | HRCU-A-CB (Split System: Heat Pump with Remote Outdoor Unit-Air-Source) | 38MURAQ36AB3* |  |  | CNPV*4821AL* | 59TP6B100V21**22 | 36000 | 16.5 | 8.1 | 38500 | 34800 | 90.39% | 2.02 | 0 | 10.5 |  |  |  | No | R-410A | 3 | Residential & Commercial | Ducted CEE Tier 1
211226111 | Central HP <5.4 tons | CARRIER | HRCU-A-CB (Split System: Heat Pump with Remote Outdoor Unit-Air-Source) | 38MURAQ36AB3* |  |  | CNPV*4824AL* | 59SP6A120V24**22 | 36000 | 16 | 8.1 | 38500 | 34800 | 90.39% | 2.02 | 0 | 10 |  |  |  | No | R-410A | 3 | Residential & Commercial | Ducted CEE Tier 1
213607722 | Central HP <5.4 tons | BRYANT HEATING AND COOLING SYSTEMS | HRCU-A-CB (Split System: Heat Pump with Remote Outdoor Unit-Air-Source) | 38MURAQ36AB3* |  |  | FG4ANXC36L* |  | 35400 | 16.5 | 8.5 | 38000 | 35200 | 92.63% | 1.86 | 0 | 10 |  |  |  | No | R-410A | 2.95 | Residential & Commercial | Ducted CEE Tier 1
211225823 | Central HP <5.4 tons | CARRIER | HRCU-A-CB (Split System: Heat Pump with Remote Outdoor Unit-Air-Source) | 38MURAQ36AB3* |  |  | CAP**4224AL* | 58S(B,C)*A090E21**16 | 35800 | 16 | 8.1 | 39500 | 35000 | 88.61% | 1.9 | 0 | 10 |  |  |  | No | R-410A | 2.9833 | Residential & Commercial | Ducted CEE Tier 1
211225846 | Central HP <5.4 tons | CARRIER | HRCU-A-CB (Split System: Heat Pump with Remote Outdoor Unit-Air-Source) | 38MURAQ36AB3* |  |  | CAP**4224AL* | 59SC5B100E21**20 | 36000 | 15.5 | 8.1 | 39500 | 35200 | 89.11% | 1.92 | 0 | 10 |  |  |  | No | R-410A | 3 | Residential & Commercial | Ducted CEE Tier 1
211225862 | Central HP <5.4 tons | CARRIER | HRCU-A-CB (Split System: Heat Pump with Remote Outdoor Unit-Air-Source) | 38MURAQ36AB3* |  |  | CAP**4224AL* | OVMAAB060154 | 36200 | 16 | 8.1 | 39500 | 35200 | 89.11% | 1.92 | 0 | 10 |  |  |  | No | R-410A | 3.0167 | Residential & Commercial | Ducted CEE Tier 1
211225889 | Central HP <5.4 tons | CARRIER | HRCU-A-CB (Split System: Heat Pump with Remote Outdoor Unit-Air-Source) | 38MURAQ36AB3* |  |  | CAP**4321AL* | 59SC2D060E17**14 | 36400 | 16 | 8.5 | 38500 | 34800 | 90.39% | 2.08 | 0 | 10 |  |  |  | No | R-410A | 3.0333 | Residential & Commercial | Ducted CEE Tier 1
211225898 | Central HP <5.4 tons | CARRIER | HRCU-A-CB (Split System: Heat Pump with Remote Outdoor Unit-Air-Source) | 38MURAQ36AB3* |  |  | CAP**4321AL* | 59SP6A080V17**16 | 36800 | 15.5 | 8.5 | 38500 | 35000 | 90.91% | 2.1 | 0 | 10 |  |  |  | No | R-410A | 3.0667 | Residential & Commercial | Ducted CEE Tier 1
211225928 | Central HP <5.4 tons | CARRIER | HRCU-A-CB (Split System: Heat Pump with Remote Outdoor Unit-Air-Source) | 38MURAQ36AB3* |  |  | CAP**4821AL* | 58SU*A060E17**16 | 36600 | 16 | 8.5 | 38500 | 34800 | 90.39% | 2.08 | 0 | 10 |  |  |  | No | R-410A | 3.05 | Residential & Commercial | Ducted CEE Tier 1
211225946 | Central HP <5.4 tons | CARRIER | HRCU-A-CB (Split System: Heat Pump with Remote Outdoor Unit-Air-Source) | 38MURAQ36AB3* |  |  | CAP**4821AL* | 59SC5B100E21**20 | 36400 | 15.5 | 8.5 | 38500 | 34800 | 90.39% | 2.08 | 0 | 10 |  |  |  | No | R-410A | 3.0333 | Residential & Commercial | Ducted CEE Tier 1
211226003 | Central HP <5.4 tons | CARRIER | HRCU-A-CB (Split System: Heat Pump with Remote Outdoor Unit-Air-Source) | 38MURAQ36AB3* |  |  | CAP**4824AL* | 59TP6B100V21**22 | 36000 | 16.5 | 8.5 | 37800 | 34600 | 91.53% | 2.06 | 0 | 10 |  |  |  | No | R-410A | 3 | Residential & Commercial | Ducted CEE Tier 1
211226039 | Central HP <5.4 tons | CARRIER | HRCU-A-CB (Split System: Heat Pump with Remote Outdoor Unit-Air-Source) | 38MURAQ36AB3* |  |  | CNPV*4821AL* | 58SP*A045V17**16 | 35800 | 15.5 | 8.1 | 38500 | 35000 | 90.91% | 2 | 0 | 10 |  |  |  | No | R-410A | 2.9833 | Residential & Commercial | Ducted CEE Tier 1
214574624 | Central HP <5.4 tons | DAY & NIGHT | HRCU-A-CB (Split System: Heat Pump with Remote Outdoor Unit-Air-Source) | CVH837GKA2* |  |  | EN(A,D,W)4X48L21**+WALLCON | *96CTN0802120B* | 32400 | 17.5 | 8.5 | 32600 | 24800 | 76.07% | 1.98 | 0 | 11.5 |  |  |  | No | R-410A | 2.7 | Residential & Commercial | Ducted CEE Tier 1
213770302 | Central HP <5.4 tons | BRYANT HEATING AND COOLING SYSTEMS | HRCU-A-CB (Split System: Heat Pump with Remote Outdoor Unit-Air-Source) | 284ANV048*0**B* |  |  | CAP**6121AL*+UI | 88*TB60090C21*** | 45500 | 21.5 | 9.5 | 46000 | 36200 | 78.7% | 2.36 | 0 | 12 |  |  |  | No | R-410A | 3.7917 | Residential & Commercial | Ducted CEE Tier 1
213770262 | Central HP <5.4 tons | BRYANT HEATING AND COOLING SYSTEMS | HRCU-A-CB (Split System: Heat Pump with Remote Outdoor Unit-Air-Source) | 284ANV048*0**B* |  |  | CAP**4821AL*+UI | 88*TB60090C21*** | 43500 | 21 | 9 | 46500 | 36200 | 77.85% | 2.28 | 0 | 11.7 |  |  |  | No | R-410A | 3.625 | Residential & Commercial | Ducted CEE Tier 1
213770294 | Central HP <5.4 tons | BRYANT HEATING AND COOLING SYSTEMS | HRCU-A-CB (Split System: Heat Pump with Remote Outdoor Unit-Air-Source) | 284ANV048*0**B* |  |  | CAP**6024AL*+UI | 986TD66100C21*** | 44500 | 21 | 9 | 46000 | 36200 | 78.7% | 2.34 | 0 | 11.7 |  |  |  | No | R-410A | 3.7083 | Residential & Commercial | Ducted CEE Tier 1
215939752 | Central HP <5.4 tons | KENMORE | HRCU-A-CB (Split System: Heat Pump with Remote Outdoor Unit-Air-Source) | (C,H,T)5H3V36*K*AAA* |  |  | EA*5X48M21A*+WALLCON | *97CTN0601716A* | 33000 | 19 | 9 | 35400 | 27000 | 76.27% | 1.9 | 0 | 11 |  |  |  | No | R-454B | 2.75 | Residential & Commercial | Ducted CEE Tier 1
215939802 | Central HP <5.4 tons | KENMORE | HRCU-A-CB (Split System: Heat Pump with Remote Outdoor Unit-Air-Source) | (C,H,T)5H3V36*K*AAA* |  |  | EA*5X60M24A*+WALLCON | *97CTN0802120A* | 34000 | 20 | 9.5 | 34200 | 26000 | 76.02% | 2.06 | 0 | 11.7 |  |  |  | No | R-454B | 2.8333 | Residential & Commercial | Ducted CEE Tier 1
215940792 | Central HP <5.4 tons | KENMORE | HRCU-A-CB (Split System: Heat Pump with Remote Outdoor Unit-Air-Source) | (C,H,T)5H3V36*K*AAA* |  |  | EVD5X49M24A*+WALLCON | *97CTN1002122A* | 35400 | 22 | 8.5 | 38000 | 28400 | 74.74% | 2.04 | 0 | 12.5 |  |  |  | No | R-454B | 2.95 | Residential & Commercial | Ducted CEE Tier 1
215940242 | Central HP <5.4 tons | KENMORE | HRCU-A-CB (Split System: Heat Pump with Remote Outdoor Unit-Air-Source) | (C,H,T)5H3V36*K*AAA* |  |  | ESH5X60M12A*+WALLCON | *97CTN1002122A* | 34200 | 19.5 | 9 | 34200 | 26000 | 76.02% | 1.94 | 0 | 11.7 |  |  |  | No | R-454B | 2.85 | Residential & Commercial | Ducted CEE Tier 1
215939872 | Central HP <5.4 tons | KENMORE | HRCU-A-CB (Split System: Heat Pump with Remote Outdoor Unit-Air-Source) | (C,H,T)5H3V36*K*AAA* |  |  | EA*5X61M21A*+WALLCON | *97CTN0801716A* | 34200 | 20 | 9 | 34800 | 26600 | 76.44% | 1.92 | 0 | 11.5 |  |  |  | No | R-454B | 2.85 | Residential & Commercial | Ducted CEE Tier 1
215939892 | Central HP <5.4 tons | KENMORE | HRCU-A-CB (Split System: Heat Pump with Remote Outdoor Unit-Air-Source) | (C,H,T)5H3V36*K*AAA* |  |  | EA*5X61M21A*+WALLCON | *97CTN1002122A* | 34400 | 20.5 | 9.5 | 34200 | 26000 | 76.02% | 2.06 | 0 | 12 |  |  |  | No | R-454B | 2.8667 | Residential & Commercial | Ducted CEE Tier 1
213773295 | Central HP <5.4 tons | CARRIER | HRCU-A-CB (Split System: Heat Pump with Remote Outdoor Unit-Air-Source) | 25VNA825A*032* |  |  | CAP**3721AL*+UI | 58TN*B110C21**20 | 24400 | 17 | 8.1 | 21200 | 16600 | 78.3% | 2.02 | 0 | 11 |  |  |  | No | R-410A | 2.0333 | Residential & Commercial | Ducted CEE Tier 1
215941142 | Central HP <5.4 tons | KENMORE | HRCU-A-CB (Split System: Heat Pump with Remote Outdoor Unit-Air-Source) | (C,H,T)5H3V48*K*AAA* |  |  | ESH5X48M12A*+WALLCON | *96CTN0802120B* | 44000 | 20 | 9 | 48500 | 36600 | 75.46% | 1.8 | 0 | 10.5 |  |  |  | No | R-454B | 3.6667 | Residential & Commercial | Ducted CEE Tier 1
215941132 | Central HP <5.4 tons | KENMORE | HRCU-A-CB (Split System: Heat Pump with Remote Outdoor Unit-Air-Source) | (C,H,T)5H3V48*K*AAA* |  |  | EA*5X61M24A*+WALLCON | *97CTN1202422A* | 45500 | 21.5 | 9.5 | 48500 | 36600 | 75.46% | 2 | 0 | 11.5 |  |  |  | No | R-454B | 3.7917 | Residential & Commercial | Ducted CEE Tier 1
215941032 | Central HP <5.4 tons | KENMORE | HRCU-A-CB (Split System: Heat Pump with Remote Outdoor Unit-Air-Source) | (C,H,T)5H3V48*K*AAA* |  |  | EA*5X60M24A*+WALLCON | *97CTN1202422A* | 44500 | 21 | 9.5 | 48000 | 36400 | 75.83% | 2 | 0 | 11 |  |  |  | No | R-454B | 3.7083 | Residential & Commercial | Ducted CEE Tier 1
215940982 | Central HP <5.4 tons | KENMORE | HRCU-A-CB (Split System: Heat Pump with Remote Outdoor Unit-Air-Source) | (C,H,T)5H3V48*K*AAA* |  |  | EA*5X48M21A*+WALLCON | *97CTN0802120A* | 43500 | 20.5 | 9.5 | 48000 | 36600 | 76.25% | 1.92 | 0 | 10.5 |  |  |  | No | R-454B | 3.625 | Residential & Commercial | Ducted CEE Tier 1
214279916 | Central HP <5.4 tons | CARRIER | HRCU-A-CB (Split System: Heat Pump with Remote Outdoor Unit-Air-Source) | 38MURAQ24AB3* |  |  | CAP**3621AL* | 59SC6A060M17**16 | 23600 | 17 | 9 | 25800 | 23600 | 91.47% | 1.96 | 0 | 10 |  |  |  | No | R-410A | 1.9667 | Residential & Commercial | Ducted CEE Tier 1
211245996 | Central HP <5.4 tons | CARRIER | HRCU-A-CB (Split System: Heat Pump with Remote Outdoor Unit-Air-Source) | 38MURAQ24AB3* |  |  | CAP**2517AL* | GG96VTAA42060B | 24600 | 16.5 | 8.5 | 25400 | 21400 | 84.25% | 1.78 | 0 | 10 |  |  |  | No | R-410A | 2.05 | Residential & Commercial | Ducted CEE Tier 1
211245997 | Central HP <5.4 tons | CARRIER | HRCU-A-CB (Split System: Heat Pump with Remote Outdoor Unit-Air-Source) | 38MURAQ24AB3* |  |  | CAP**3014AL* | GG96VTAA30040A | 23600 | 15.5 | 8.5 | 26200 | 23600 | 90.08% | 1.94 | 0 | 10 |  |  |  | No | R-410A | 1.9667 | Residential & Commercial | Ducted CEE Tier 1
211246015 | Central HP <5.4 tons | CARRIER | HRCU-A-CB (Split System: Heat Pump with Remote Outdoor Unit-Air-Source) | 38MURAQ24AB3* |  |  | CNPV*2417AL* | GG96VTAA30040A | 23400 | 15.5 | 8.5 | 26600 | 24000 | 90.23% | 1.96 | 0 | 10 |  |  |  | No | R-410A | 1.95 | Residential & Commercial | Ducted CEE Tier 1
211246016 | Central HP <5.4 tons | CARRIER | HRCU-A-CB (Split System: Heat Pump with Remote Outdoor Unit-Air-Source) | 38MURAQ24AB3* |  |  | CNPV*2417AL* | GG96VTAA42060B | 23400 | 16 | 8.5 | 26600 | 23800 | 89.47% | 1.96 | 0 | 10 |  |  |  | No | R-410A | 1.95 | Residential & Commercial | Ducted CEE Tier 1
211239680 | Central HP <5.4 tons | CARRIER | HRCU-A-CB (Split System: Heat Pump with Remote Outdoor Unit-Air-Source) | 38MURAQ24AB3* |  |  | CAP**2417AL* | 59TP6B080V17**16 | 23800 | 16.5 | 8.5 | 26800 | 24000 | 89.55% | 1.98 | 0 | 10 |  |  |  | No | R-410A | 1.9833 | Residential & Commercial | Ducted CEE Tier 1
211257762 | Central HP <5.4 tons | CARRIER | HRCU-A-CB (Split System: Heat Pump with Remote Outdoor Unit-Air-Source) | 38MURAQ18AB3* |  |  | CAP**2414AL* | 58SP*A045V14**12 | 17700 | 16 | 8.5 | 18600 | 19100 | 102.7% | 2.3 | 0 | 10.5 |  |  |  | No | R-410A | 1.475 | Residential & Commercial | Ducted CEE Tier 1
211257778 | Central HP <5.4 tons | CARRIER | HRCU-A-CB (Split System: Heat Pump with Remote Outdoor Unit-Air-Source) | 38MURAQ18AB3* |  |  | CAP**2414AL* | 58S(B,C)*A070E14**12 | 17600 | 16 | 8.5 | 18400 | 19100 | 103.8% | 2.3 | 0 | 10.5 |  |  |  | No | R-410A | 1.4667 | Residential & Commercial | Ducted CEE Tier 1
211257829 | Central HP <5.4 tons | CARRIER | HRCU-A-CB (Split System: Heat Pump with Remote Outdoor Unit-Air-Source) | 38MURAQ18AB3* |  |  | CAP**2417AL* | OVLAAB036098 | 18000 | 15.5 | 8.5 | 19000 | 18900 | 99.47% | 2.26 | 0 | 10.5 |  |  |  | No | R-410A | 1.5 | Residential & Commercial | Ducted CEE Tier 1
211257848 | Central HP <5.4 tons | CARRIER | HRCU-A-CB (Split System: Heat Pump with Remote Outdoor Unit-Air-Source) | 38MURAQ18AB3* |  |  | CAP**2517AL* | 58TP*A045V14**12 | 18200 | 16.5 | 8.5 | 18000 | 17500 | 97.22% | 2.12 | 0 | 11 |  |  |  | No | R-410A | 1.5167 | Residential & Commercial | Ducted CEE Tier 1
211257878 | Central HP <5.4 tons | CARRIER | HRCU-A-CB (Split System: Heat Pump with Remote Outdoor Unit-Air-Source) | 38MURAQ18AB3* |  |  | CAP**2517AL* | OVMAAB042112 | 18700 | 15.5 | 8.5 | 18700 | 17400 | 93.05% | 2.12 | 0 | 11 |  |  |  | No | R-410A | 1.5583 | Residential & Commercial | Ducted CEE Tier 1
211257929 | Central HP <5.4 tons | CARRIER | HRCU-A-CB (Split System: Heat Pump with Remote Outdoor Unit-Air-Source) | 38MURAQ18AB3* |  |  | CAP**3017AL* | 59TP6B040V14**10 | 17500 | 16 | 8.5 | 18100 | 18600 | 102.8% | 2.24 | 0 | 10.5 |  |  |  | No | R-410A | 1.4583 | Residential & Commercial | Ducted CEE Tier 1
211239746 | Central HP <5.4 tons | CARRIER | HRCU-A-CB (Split System: Heat Pump with Remote Outdoor Unit-Air-Source) | 38MURAQ24AB3* |  |  | CAP**2517AL* | OVMAAB036098 | 24200 | 17 | 8.5 | 25200 | 21600 | 85.71% | 1.8 | 0 | 10 |  |  |  | No | R-410A | 2.0167 | Residential & Commercial | Ducted CEE Tier 1
211239762 | Central HP <5.4 tons | CARRIER | HRCU-A-CB (Split System: Heat Pump with Remote Outdoor Unit-Air-Source) | 38MURAQ24AB3* |  |  | CAP**3014AL* | 58S(B,C)*A070E14**12 | 24200 | 16.5 | 8.5 | 26400 | 23000 | 87.12% | 1.9 | 0 | 10 |  |  |  | No | R-410A | 2.0167 | Residential & Commercial | Ducted CEE Tier 1
211239779 | Central HP <5.4 tons | CARRIER | HRCU-A-CB (Split System: Heat Pump with Remote Outdoor Unit-Air-Source) | 38MURAQ24AB3* |  |  | CAP**3017AL* | 58TP*A070V14**12 | 24200 | 16.5 | 8.5 | 26400 | 22800 | 86.36% | 1.88 | 0 | 10 |  |  |  | No | R-410A | 2.0167 | Residential & Commercial | Ducted CEE Tier 1
211239781 | Central HP <5.4 tons | CARRIER | HRCU-A-CB (Split System: Heat Pump with Remote Outdoor Unit-Air-Source) | 38MURAQ24AB3* |  |  | CAP**3017AL* | 59TP6B040V17**12 | 23200 | 16 | 8.5 | 25800 | 24200 | 93.8% | 2 | 0 | 10 |  |  |  | No | R-410A | 1.9333 | Residential & Commercial | Ducted CEE Tier 1
211239782 | Central HP <5.4 tons | CARRIER | HRCU-A-CB (Split System: Heat Pump with Remote Outdoor Unit-Air-Source) | 38MURAQ24AB3* |  |  | CAP**3017AL* | 59TP6B080V17**16 | 24200 | 16.5 | 8.5 | 26400 | 23000 | 87.12% | 1.9 | 0 | 10 |  |  |  | No | R-410A | 2.0167 | Residential & Commercial | Ducted CEE Tier 1
211239799 | Central HP <5.4 tons | CARRIER | HRCU-A-CB (Split System: Heat Pump with Remote Outdoor Unit-Air-Source) | 38MURAQ24AB3* |  |  | CAP**3017AL* | 59SC5B080E17**16 | 24600 | 15.5 | 8.5 | 27000 | 22400 | 82.96% | 1.82 | 0 | 10 |  |  |  | No | R-410A | 2.05 | Residential & Commercial | Ducted CEE Tier 1
211239814 | Central HP <5.4 tons | CARRIER | HRCU-A-CB (Split System: Heat Pump with Remote Outdoor Unit-Air-Source) | 38MURAQ24AB3* |  |  | CAP**3617AL* | 59SU5A040E17**12 | 23800 | 16.5 | 8.5 | 25800 | 23200 | 89.92% | 1.92 | 0 | 10 |  |  |  | No | R-410A | 1.9833 | Residential & Commercial | Ducted CEE Tier 1
213075930 | Central HP <5.4 tons | KEEPRITE | HRCU-A-CB (Split System: Heat Pump with Remote Outdoor Unit-Air-Source) | DLCURAH36ABK |  |  | EA*4X43L21A* | *95MSU1002120A* | 36400 | 16 | 8.5 | 38000 | 34800 | 91.58% | 2.06 | 0 | 10 |  |  |  | No | R-410A | 3.0333 | Residential & Commercial | Ducted CEE Tier 1
210470271 | Central HP <5.4 tons | DAY & NIGHT | HRCU-A-CB (Split System: Heat Pump with Remote Outdoor Unit-Air-Source) | CVH837GKA2* |  |  | EA*4X60L24A*+WALLCON | *80CTL0902120A* | 32800 | 17.5 | 8.5 | 31800 | 24800 | 77.99% | 1.98 | 0 | 11.7 |  |  |  | No | R-410A | 2.7333 | Residential & Commercial | Ducted CEE Tier 1
215942448 | Central HP <5.4 tons | KENMORE | HRCU-A-CB (Split System: Heat Pump with Remote Outdoor Unit-Air-Source) | (C,H,T)5H3V36*K*AAA* |  |  | EVM5X61M24A*+WALLCON | *97CMN0802120B* | 36000 | 22 | 8.5 | 37400 | 28200 | 75.4% | 2.04 | 0 | 12.5 |  |  |  | No | R-454B | 3 | Residential & Commercial | Ducted CEE Tier 1
213773595 | Central HP <5.4 tons | CARRIER | HRCU-A-CB (Split System: Heat Pump with Remote Outdoor Unit-Air-Source) | 25VNA825A*032* |  |  | CAP**4321AL*+UI | 58TN*B090C21**20 | 24400 | 17 | 8.1 | 21200 | 16600 | 78.3% | 2.02 | 0 | 11 |  |  |  | No | R-410A | 2.0333 | Residential & Commercial | Ducted CEE Tier 1
215940692 | Central HP <5.4 tons | KENMORE | HRCU-A-CB (Split System: Heat Pump with Remote Outdoor Unit-Air-Source) | (C,H,T)5H3V36*K*AAA* |  |  | EVD5X42M24A*+WALLCON | *96CTN0802120B* | 35400 | 21.5 | 8.5 | 38000 | 28600 | 75.26% | 2.04 | 0 | 12 |  |  |  | No | R-454B | 2.95 | Residential & Commercial | Ducted CEE Tier 1
215940612 | Central HP <5.4 tons | KENMORE | HRCU-A-CB (Split System: Heat Pump with Remote Outdoor Unit-Air-Source) | (C,H,T)5H3V36*K*AAA* |  |  | EVD5X38M17A*+WALLCON | *97CTN0801716A* | 35200 | 21 | 8.5 | 38500 | 29200 | 75.84% | 2.06 | 0 | 11.7 |  |  |  | No | R-454B | 2.9333 | Residential & Commercial | Ducted CEE Tier 1
215940412 | Central HP <5.4 tons | KENMORE | HRCU-A-CB (Split System: Heat Pump with Remote Outdoor Unit-Air-Source) | (C,H,T)5H3V36*K*AAA* |  |  | EVM5X60M21A*+WALLCON | *80CSU0401712B* | 35600 | 22 | 8.5 | 38000 | 28600 | 75.26% | 2.02 | 0 | 12.5 |  |  |  | No | R-454B | 2.9667 | Residential & Commercial | Ducted CEE Tier 1
215940262 | Central HP <5.4 tons | KENMORE | HRCU-A-CB (Split System: Heat Pump with Remote Outdoor Unit-Air-Source) | (C,H,T)5H3V36*K*AAA* |  |  | EVM5X44M21A*+WALLCON | *96CTN0802120B* | 35600 | 21.5 | 8.5 | 38000 | 28600 | 75.26% | 2.04 | 0 | 12 |  |  |  | No | R-454B | 2.9667 | Residential & Commercial | Ducted CEE Tier 1
211389568 | Central HP <5.4 tons | CHAMPION HEATING AND COOLING | HRCU-A-CB (Split System: Heat Pump with Remote Outdoor Unit-Air-Source) | HMH72B341 |  |  | XAFC36DBCN1 | TM8Y080C16MP11 | 34000 | 18.5 | 8.5 | 34000 | 24000 | 70.59% | 2.1 | 0 | 10 |  |  |  | No | R-410A | 2.8333 | Residential & Commercial | Ducted CEE Tier 1
211239830 | Central HP <5.4 tons | CARRIER | HRCU-A-CB (Split System: Heat Pump with Remote Outdoor Unit-Air-Source) | 38MURAQ24AB3* |  |  | CAP**3617AL* | 59SC5B060E14**12 | 24400 | 15.5 | 8.5 | 26600 | 22400 | 84.21% | 1.84 | 0 | 10 |  |  |  | No | R-410A | 2.0333 | Residential & Commercial | Ducted CEE Tier 1
211239880 | Central HP <5.4 tons | CARRIER | HRCU-A-CB (Split System: Heat Pump with Remote Outdoor Unit-Air-Source) | 38MURAQ24AB3* |  |  | CAP**3621AL* | 59TP6B080V21**20 | 23800 | 17 | 8.5 | 25800 | 23200 | 89.92% | 1.94 | 0 | 10 |  |  |  | No | R-410A | 1.9833 | Residential & Commercial | Ducted CEE Tier 1
211239898 | Central HP <5.4 tons | CARRIER | HRCU-A-CB (Split System: Heat Pump with Remote Outdoor Unit-Air-Source) | 38MURAQ24AB3* |  |  | CAP**3621AL* | OVMAAB036098 | 23600 | 16.5 | 8.5 | 25800 | 23200 | 89.92% | 1.94 | 0 | 10 |  |  |  | No | R-410A | 1.9667 | Residential & Commercial | Ducted CEE Tier 1
211239914 | Central HP <5.4 tons | CARRIER | HRCU-A-CB (Split System: Heat Pump with Remote Outdoor Unit-Air-Source) | 38MURAQ24AB3* |  |  | CAP**3717AL* | 58SP*A070V17**16 | 24200 | 16.5 | 8.5 | 25400 | 21800 | 85.83% | 1.82 | 0 | 10 |  |  |  | No | R-410A | 2.0167 | Residential & Commercial | Ducted CEE Tier 1
212969821 | Central HP <5.4 tons | DAY & NIGHT | HRCU-A-CB (Split System: Heat Pump with Remote Outdoor Unit-Air-Source) | DLCURAH24ABK |  |  | EN(A,D)4X30L14** | *80VSL0451412B* | 23400 | 17 | 8.1 | 25800 | 24400 | 94.57% | 2.04 | 0 | 10 |  |  |  | No | R-410A | 1.95 | Residential & Commercial | Ducted CEE Tier 1
213780441 | Central HP <5.4 tons | DAY & NIGHT | HRCU-A-CB (Split System: Heat Pump with Remote Outdoor Unit-Air-Source) | CVH837GKA** |  |  | EHD4X60AAL+WALLCON | *96CTN1002122B* | 33000 | 16.5 | 8.1 | 32200 | 24800 | 77.02% | 2 | 0 | 11.5 |  |  |  | No | R-410A | 2.75 | Residential & Commercial | Ducted CEE Tier 1
213779071 | Central HP <5.4 tons | DAY & NIGHT | HRCU-A-CB (Split System: Heat Pump with Remote Outdoor Unit-Air-Source) | CVH837GKA** |  |  | EA*4X42L21A*+WALLCON | *80CTL0701716B* | 31400 | 17 | 8.1 | 33200 | 24400 | 73.49% | 1.86 | 0 | 10.5 |  |  |  | No | R-410A | 2.6167 | Residential & Commercial | Ducted CEE Tier 1
213779221 | Central HP <5.4 tons | DAY & NIGHT | HRCU-A-CB (Split System: Heat Pump with Remote Outdoor Unit-Air-Source) | CVH837GKA** |  |  | EA*4X42L24A*+WALLCON | *97CMN1202422B* | 31800 | 17 | 8.1 | 32800 | 24400 | 74.39% | 1.88 | 0 | 11 |  |  |  | No | R-410A | 2.65 | Residential & Commercial | Ducted CEE Tier 1
213778821 | Central HP <5.4 tons | DAY & NIGHT | HRCU-A-CB (Split System: Heat Pump with Remote Outdoor Unit-Air-Source) | CVH837GKA** |  |  | EA*4X36L21A*+WALLCON | *80CTL0451712B* | 31200 | 16.5 | 8.1 | 33400 | 24600 | 73.65% | 1.82 | 0 | 10.5 |  |  |  | No | R-410A | 2.6 | Residential & Commercial | Ducted CEE Tier 1
212983622 | Central HP <5.4 tons | DAY & NIGHT | HRCU-A-CB (Split System: Heat Pump with Remote Outdoor Unit-Air-Source) | DLCURAH24ABK |  |  | EN(A,D,W)4X36L17** | *92MSN0601412A* | 23800 | 17 | 8.5 | 26400 | 23800 | 90.15% | 1.98 | 0 | 10.5 |  |  |  | No | R-410A | 1.9833 | Residential & Commercial | Ducted CEE Tier 1
211226087 | Central HP <5.4 tons | CARRIER | HRCU-A-CB (Split System: Heat Pump with Remote Outdoor Unit-Air-Source) | 38MURAQ36AB3* |  |  | CNPV*4824AL* | 58S(B,C)*A110E24**20 | 36000 | 16.5 | 8.1 | 38500 | 34800 | 90.39% | 2.02 | 0 | 10.5 |  |  |  | No | R-410A | 3 | Residential & Commercial | Ducted CEE Tier 1
211226096 | Central HP <5.4 tons | CARRIER | HRCU-A-CB (Split System: Heat Pump with Remote Outdoor Unit-Air-Source) | 38MURAQ36AB3* |  |  | CNPV*4824AL* | 58TP*A110V21**22 | 37000 | 16 | 8.1 | 39500 | 35000 | 88.61% | 2.06 | 0 | 10.5 |  |  |  | No | R-410A | 3.0833 | Residential & Commercial | Ducted CEE Tier 1
211226130 | Central HP <5.4 tons | CARRIER | HRCU-A-CB (Split System: Heat Pump with Remote Outdoor Unit-Air-Source) | 38MURAQ36AB3* |  |  | FX4DN(B,F)049L |  | 36800 | 16 | 8.5 | 38500 | 34600 | 89.87% | 2.08 | 0 | 10 |  |  |  | No | R-410A | 3.0667 | Residential & Commercial | Ducted CEE Tier 1
215940742 | Central HP <5.4 tons | KENMORE | HRCU-A-CB (Split System: Heat Pump with Remote Outdoor Unit-Air-Source) | (C,H,T)5H3V36*K*AAA* |  |  | EVD5X48M24A*+WALLCON | *97CTN0802120A* | 35000 | 21 | 8.5 | 38500 | 28400 | 73.77% | 2.04 | 0 | 12 |  |  |  | No | R-454B | 2.9167 | Residential & Commercial | Ducted CEE Tier 1
215939772 | Central HP <5.4 tons | KENMORE | HRCU-A-CB (Split System: Heat Pump with Remote Outdoor Unit-Air-Source) | (C,H,T)5H3V36*K*AAA* |  |  | EA*5X48M21A*+WALLCON | *97CTN0802120A* | 33400 | 20 | 9.5 | 34600 | 26400 | 76.3% | 2.04 | 0 | 11.5 |  |  |  | No | R-454B | 2.7833 | Residential & Commercial | Ducted CEE Tier 1
215939672 | Central HP <5.4 tons | KENMORE | HRCU-A-CB (Split System: Heat Pump with Remote Outdoor Unit-Air-Source) | (C,H,T)5H3V36*K*AAA* |  |  | EA*5X42M21A*+WALLCON | *80CSU0601716B* | 32800 | 20 | 9.5 | 34800 | 26600 | 76.44% | 2 | 0 | 11.5 |  |  |  | No | R-454B | 2.7333 | Residential & Commercial | Ducted CEE Tier 1
215940492 | Central HP <5.4 tons | KENMORE | HRCU-A-CB (Split System: Heat Pump with Remote Outdoor Unit-Air-Source) | (C,H,T)5H3V36*K*AAA* |  |  | EVM5X60M24A*+WALLCON | *97CTN1002122A* | 35600 | 22 | 8.5 | 38000 | 28400 | 74.74% | 2.04 | 0 | 12.5 |  |  |  | No | R-454B | 2.9667 | Residential & Commercial | Ducted CEE Tier 1
215942388 | Central HP <5.4 tons | KENMORE | HRCU-A-CB (Split System: Heat Pump with Remote Outdoor Unit-Air-Source) | (C,H,T)5H3V36*K*AAA* |  |  | EVM5X49M21A*+WALLCON | *97CMN0601714B* | 35200 | 21 | 8.5 | 37400 | 28000 | 74.87% | 2.06 | 0 | 11.7 |  |  |  | No | R-454B | 2.9333 | Residential & Commercial | Ducted CEE Tier 1
213770256 | Central HP <5.4 tons | BRYANT HEATING AND COOLING SYSTEMS | HRCU-A-CB (Split System: Heat Pump with Remote Outdoor Unit-Air-Source) | 284ANV048*0**B* |  |  | CAP**4821AL*+UI | 88*TB36045C17*** | 42500 | 20 | 9 | 47000 | 37600 | 80% | 2.16 | 0 | 10 |  |  |  | No | R-410A | 3.5417 | Residential & Commercial | Ducted CEE Tier 1
213770288 | Central HP <5.4 tons | BRYANT HEATING AND COOLING SYSTEMS | HRCU-A-CB (Split System: Heat Pump with Remote Outdoor Unit-Air-Source) | 284ANV048*0**B* |  |  | CAP**6024AL*+UI | 88*TB66135C24*** | 45000 | 21 | 9.5 | 45500 | 36000 | 79.12% | 2.34 | 0 | 11.7 |  |  |  | No | R-410A | 3.75 | Residential & Commercial | Ducted CEE Tier 1
213781375 | Central HP <5.4 tons | CARRIER | HRCU-A-CB (Split System: Heat Pump with Remote Outdoor Unit-Air-Source) | 25VNA837A*031* |  |  | CAP**4821AL*+UI | 59TN6C080C17**14 | 32200 | 17 | 8.1 | 32800 | 25000 | 76.22% | 1.96 | 0 | 11 |  |  |  | No | R-410A | 2.6833 | Residential & Commercial | Ducted CEE Tier 1
215932460 | Central HP <5.4 tons | DAY & NIGHT | HRCU-A-CB (Split System: Heat Pump with Remote Outdoor Unit-Air-Source) | C5H3V36*K*AAA* |  |  | EA*5X48M21A*+WALLCON | *95CSU0601716B* | 33200 | 19.5 | 9.5 | 35000 | 26800 | 76.57% | 2.02 | 0 | 11 |  |  |  | No | R-454B | 2.7667 | Residential & Commercial | Ducted CEE Tier 1
215932630 | Central HP <5.4 tons | DAY & NIGHT | HRCU-A-CB (Split System: Heat Pump with Remote Outdoor Unit-Air-Source) | C5H3V36*K*AAA* |  |  | EA*5X60M24A*+WALLCON | *97CMN1202422B* | 34000 | 20.5 | 9.5 | 34200 | 26000 | 76.02% | 2.06 | 0 | 11.7 |  |  |  | No | R-454B | 2.8333 | Residential & Commercial | Ducted CEE Tier 1
211239915 | Central HP <5.4 tons | CARRIER | HRCU-A-CB (Split System: Heat Pump with Remote Outdoor Unit-Air-Source) | 38MURAQ24AB3* |  |  | CAP**3717AL* | 59SU5A060E17**16 | 24800 | 17 | 8.5 | 25600 | 21400 | 83.59% | 1.8 | 0 | 10.5 |  |  |  | No | R-410A | 2.0667 | Residential & Commercial | Ducted CEE Tier 1
211239930 | Central HP <5.4 tons | CARRIER | HRCU-A-CB (Split System: Heat Pump with Remote Outdoor Unit-Air-Source) | 38MURAQ24AB3* |  |  | CAP**3717AL* | 58S(B,C)*A045E14**12 | 25200 | 16 | 8.5 | 26200 | 21000 | 80.15% | 1.76 | 0 | 10 |  |  |  | No | R-410A | 2.1 | Residential & Commercial | Ducted CEE Tier 1
211239931 | Central HP <5.4 tons | CARRIER | HRCU-A-CB (Split System: Heat Pump with Remote Outdoor Unit-Air-Source) | 38MURAQ24AB3* |  |  | CAP**3717AL* | 58S(B,C)*A045E17**12 | 24600 | 16.5 | 8.5 | 25600 | 21600 | 84.38% | 1.8 | 0 | 10 |  |  |  | No | R-410A | 2.05 | Residential & Commercial | Ducted CEE Tier 1
211239980 | Central HP <5.4 tons | CARRIER | HRCU-A-CB (Split System: Heat Pump with Remote Outdoor Unit-Air-Source) | 38MURAQ24AB3* |  |  | CAP**3721AL* | 58S(B,C)*A070E21**16 | 25000 | 17 | 8.5 | 25600 | 20800 | 81.25% | 1.76 | 0 | 10.5 |  |  |  | No | R-410A | 2.0833 | Residential & Commercial | Ducted CEE Tier 1
211240030 | Central HP <5.4 tons | CARRIER | HRCU-A-CB (Split System: Heat Pump with Remote Outdoor Unit-Air-Source) | 38MURAQ24AB3* |  |  | CNPV*2417AL* | 59TP6B080V17**16 | 23800 | 16 | 8.5 | 26800 | 23400 | 87.31% | 1.92 | 0 | 10 |  |  |  | No | R-410A | 1.9833 | Residential & Commercial | Ducted CEE Tier 1
211240063 | Central HP <5.4 tons | CARRIER | HRCU-A-CB (Split System: Heat Pump with Remote Outdoor Unit-Air-Source) | 38MURAQ24AB3* |  |  | CNPV*3014AL* | 59TP6B060V14**12 | 23400 | 16.5 | 8.1 | 25800 | 24000 | 93.02% | 1.98 | 0 | 10 |  |  |  | No | R-410A | 1.95 | Residential & Commercial | Ducted CEE Tier 1
211240065 | Central HP <5.4 tons | CARRIER | HRCU-A-CB (Split System: Heat Pump with Remote Outdoor Unit-Air-Source) | 38MURAQ24AB3* |  |  | CNPV*3014AL* | 58S(B,C)*A045E14**12 | 24400 | 16 | 8.1 | 26600 | 22600 | 84.96% | 1.84 | 0 | 10 |  |  |  | No | R-410A | 2.0333 | Residential & Commercial | Ducted CEE Tier 1
210470557 | Central HP <5.4 tons | DAY & NIGHT | HRCU-A-CB (Split System: Heat Pump with Remote Outdoor Unit-Air-Source) | CVH837GKA2* |  |  | EA*4X61L24A*+WALLCON | *80CTL0902120A* | 33200 | 18 | 8.5 | 32000 | 24800 | 77.5% | 2 | 0 | 12 |  |  |  | No | R-410A | 2.7667 | Residential & Commercial | Ducted CEE Tier 1
210470656 | Central HP <5.4 tons | DAY & NIGHT | HRCU-A-CB (Split System: Heat Pump with Remote Outdoor Unit-Air-Source) | CVH837GKA2* |  |  | EA*4X61L24A*+WALLCON | *97CMN0602120A* | 33000 | 17.5 | 8.5 | 32400 | 25200 | 77.78% | 1.98 | 0 | 11.7 |  |  |  | No | R-410A | 2.75 | Residential & Commercial | Ducted CEE Tier 1
210471025 | Central HP <5.4 tons | DAY & NIGHT | HRCU-A-CB (Split System: Heat Pump with Remote Outdoor Unit-Air-Source) | CVH837GKA2* |  |  | EHD4X36AAL+WALLCON | *95CSU0802120A* | 32200 | 16.5 | 8.1 | 33200 | 24600 | 74.1% | 1.94 | 0 | 11 |  |  |  | No | R-410A | 2.6833 | Residential & Commercial | Ducted CEE Tier 1
211389777 | Central HP <5.4 tons | FRASER-JOHNSTON | HRCU-A-CB (Split System: Heat Pump with Remote Outdoor Unit-Air-Source) | HMH72B341 |  |  | XAFB30CXXN1+TXV | TM8Y080B12MP11 | 32800 | 17.5 | 8.1 | 33000 | 23200 | 70.3% | 2.02 | 0 | 10 |  |  |  | No | R-410A | 2.7333 | Residential & Commercial | Ducted CEE Tier 1
211390254 | Central HP <5.4 tons | LUXAIRE | HRCU-A-CB (Split System: Heat Pump with Remote Outdoor Unit-Air-Source) | HMH72B341 |  |  | XAFC36DBCN1 | TM8V080C16MP12 | 34000 | 17.5 | 8.5 | 33800 | 23800 | 70.41% | 2.08 | 0 | 10 |  |  |  | No | R-410A | 2.8333 | Residential & Commercial | Ducted CEE Tier 1
215853344 | Central HP <5.4 tons | COLEMAN | HRCU-A-CB (Split System: Heat Pump with Remote Outdoor Unit-Air-Source) | HH836E2S11 |  |  | CTF36B5CDS1 | TL9E060B12UH11 | 33000 | 18 | 8.5 | 30800 | 25200 | 81.82% | 2 | 0 | 11 |  |  |  | No | R-454B | 2.75 | Residential & Commercial | Ducted CEE Tier 1
215853346 | Central HP <5.4 tons | COLEMAN | HRCU-A-CB (Split System: Heat Pump with Remote Outdoor Unit-Air-Source) | HH836E2S11 |  |  | CTU48C5XFS1+JME12C2SN1+TXV |  | 34000 | 19 | 9 | 31400 | 25200 | 80.25% | 2 | 0 | 11.7 |  |  |  | No | R-454B | 2.8333 | Residential & Commercial | Ducted CEE Tier 1
215853362 | Central HP <5.4 tons | COLEMAN | HRCU-A-CB (Split System: Heat Pump with Remote Outdoor Unit-Air-Source) | HH836E2S11 |  |  | CTF36C5CDS1 | Z9ES080C16SMPS1 | 33400 | 18 | 8.5 | 30600 | 25000 | 81.7% | 2 | 0 | 11.7 |  |  |  | No | R-454B | 2.7833 | Residential & Commercial | Ducted CEE Tier 1
211258015 | Central HP <5.4 tons | CARRIER | HRCU-A-CB (Split System: Heat Pump with Remote Outdoor Unit-Air-Source) | 38MURAQ18AB3* |  |  | CNPV*2417AL* | 59SC5B060E14**12 | 17800 | 16 | 8.5 | 18700 | 18800 | 100.5% | 2.26 | 0 | 11 |  |  |  | No | R-410A | 1.4833 | Residential & Commercial | Ducted CEE Tier 1
211258064 | Central HP <5.4 tons | CARRIER | HRCU-A-CB (Split System: Heat Pump with Remote Outdoor Unit-Air-Source) | 38MURAQ18AB3* |  |  | CNPV*3017AL* | 59SP6A060V14**12 | 18000 | 16 | 8.5 | 18600 | 18400 | 98.92% | 2.22 | 0 | 11 |  |  |  | No | R-410A | 1.5 | Residential & Commercial | Ducted CEE Tier 1
211258095 | Central HP <5.4 tons | CARRIER | HRCU-A-CB (Split System: Heat Pump with Remote Outdoor Unit-Air-Source) | 38MURAQ18AB3* |  |  | CNPV*3017AL* | 59SC2D060E14**12 | 18300 | 16 | 8.5 | 18800 | 18300 | 97.34% | 2.22 | 0 | 11 |  |  |  | No | R-410A | 1.525 | Residential & Commercial | Ducted CEE Tier 1
215941252 | Central HP <5.4 tons | KENMORE | HRCU-A-CB (Split System: Heat Pump with Remote Outdoor Unit-Air-Source) | (C,H,T)5H3V48*K*AAA* |  |  | ESH5X60M12A*+WALLCON | *97CTN1002122A* | 45000 | 20.5 | 9 | 48500 | 36600 | 75.46% | 1.82 | 0 | 11 |  |  |  | No | R-454B | 3.75 | Residential & Commercial | Ducted CEE Tier 1
215940952 | Central HP <5.4 tons | KENMORE | HRCU-A-CB (Split System: Heat Pump with Remote Outdoor Unit-Air-Source) | (C,H,T)5H3V48*K*AAA* |  |  | EA*5X48M21A*+WALLCON | *80CSU0401712B* | 43500 | 21 | 9.5 | 48000 | 36400 | 75.83% | 1.92 | 0 | 11 |  |  |  | No | R-454B | 3.625 | Residential & Commercial | Ducted CEE Tier 1
215941172 | Central HP <5.4 tons | KENMORE | HRCU-A-CB (Split System: Heat Pump with Remote Outdoor Unit-Air-Source) | (C,H,T)5H3V48*K*AAA* |  |  | ESH5X48M12A*+WALLCON | *97CTN0801716A* | 43500 | 19 | 9 | 49000 | 37400 | 76.33% | 1.8 | 0 | 10.5 |  |  |  | No | R-454B | 3.625 | Residential & Commercial | Ducted CEE Tier 1
215940972 | Central HP <5.4 tons | KENMORE | HRCU-A-CB (Split System: Heat Pump with Remote Outdoor Unit-Air-Source) | (C,H,T)5H3V48*K*AAA* |  |  | EA*5X48M21A*+WALLCON | *97CTN0801716A* | 43000 | 20 | 9.5 | 48500 | 37400 | 77.11% | 2 | 0 | 10.5 |  |  |  | No | R-454B | 3.5833 | Residential & Commercial | Ducted CEE Tier 1
215936824 | Central HP <5.4 tons | CARRIER | HRCU-A-CB (Split System: Heat Pump with Remote Outdoor Unit-Air-Source) | 27VNA336A*030* |  |  | CVAVA6024XMA*+UI | 59MN7C100C21**22 | 35600 | 22 | 8.5 | 38000 | 28400 | 74.74% | 2.04 | 0 | 12.5 |  |  |  | No | R-454B | 2.9667 | Residential & Commercial | Ducted CEE Tier 1
211240113 | Central HP <5.4 tons | CARRIER | HRCU-A-CB (Split System: Heat Pump with Remote Outdoor Unit-Air-Source) | 38MURAQ24AB3* |  |  | CNPV*3617AL* | 58SP*A045V14**12 | 23400 | 16.5 | 8.1 | 25800 | 24200 | 93.8% | 2 | 0 | 10 |  |  |  | No | R-410A | 1.95 | Residential & Commercial | Ducted CEE Tier 1
211240164 | Central HP <5.4 tons | CARRIER | HRCU-A-CB (Split System: Heat Pump with Remote Outdoor Unit-Air-Source) | 38MURAQ24AB3* |  |  | CNPV*3621AL* | 59SP6A080V17**16 | 24200 | 16.5 | 8.1 | 26200 | 23000 | 87.79% | 1.9 | 0 | 10.5 |  |  |  | No | R-410A | 2.0167 | Residential & Commercial | Ducted CEE Tier 1
211240166 | Central HP <5.4 tons | CARRIER | HRCU-A-CB (Split System: Heat Pump with Remote Outdoor Unit-Air-Source) | 38MURAQ24AB3* |  |  | CNPV*3621AL* | 58S(B,C)*A070E17**16 | 24800 | 16 | 8.1 | 26800 | 22200 | 82.84% | 1.82 | 0 | 10.5 |  |  |  | No | R-410A | 2.0667 | Residential & Commercial | Ducted CEE Tier 1
213607632 | Central HP <5.4 tons | BRYANT HEATING AND COOLING SYSTEMS | HRCU-A-CB (Split System: Heat Pump with Remote Outdoor Unit-Air-Source) | 38MURAQ24AB3* |  |  | FG4ANXC36L* |  | 24600 | 17.5 | 9 | 25800 | 22400 | 86.82% | 1.86 | 0 | 10.5 |  |  |  | No | R-410A | 2.05 | Residential & Commercial | Ducted CEE Tier 1
212983256 | Central HP <5.4 tons | DAY & NIGHT | HRCU-A-CB (Split System: Heat Pump with Remote Outdoor Unit-Air-Source) | DLCURAH18ABK |  |  | EA*4X19L17A* | *92MSN0401712A* | 17700 | 16 | 8.1 | 17900 | 18000 | 100.6% | 2.16 | 0 | 10.5 |  |  |  | No | R-410A | 1.475 | Residential & Commercial | Ducted CEE Tier 1
212982300 | Central HP <5.4 tons | CARRIER | HRCU-A-CB (Split System: Heat Pump with Remote Outdoor Unit-Air-Source) | 38MURAQ24AB3* |  |  | CAP**3717AL* | 58SU*B060M17**16 | 24000 | 17.5 | 8.5 | 25600 | 21600 | 84.38% | 1.82 | 0 | 10 |  |  |  | No | R-410A | 2 | Residential & Commercial | Ducted CEE Tier 1
215940632 | Central HP <5.4 tons | KENMORE | HRCU-A-CB (Split System: Heat Pump with Remote Outdoor Unit-Air-Source) | (C,H,T)5H3V36*K*AAA* |  |  | EVD5X42M21A*+WALLCON | *80CSU0401712B* | 34600 | 21 | 8.5 | 38500 | 28000 | 72.73% | 2.04 | 0 | 12 |  |  |  | No | R-454B | 2.8833 | Residential & Commercial | Ducted CEE Tier 1
215940252 | Central HP <5.4 tons | KENMORE | HRCU-A-CB (Split System: Heat Pump with Remote Outdoor Unit-Air-Source) | (C,H,T)5H3V36*K*AAA* |  |  | ESH5X60M12A*+WALLCON | *97CTN1202422A* | 34200 | 19.5 | 9 | 34200 | 26000 | 76.02% | 1.94 | 0 | 11.7 |  |  |  | No | R-454B | 2.85 | Residential & Commercial | Ducted CEE Tier 1
213770344 | Central HP <5.4 tons | BRYANT HEATING AND COOLING SYSTEMS | HRCU-A-CB (Split System: Heat Pump with Remote Outdoor Unit-Air-Source) | 284ANV048*0**B* |  |  | CSPH*6012AL*+UI | 88*TB48070C17*** | 44500 | 20 | 9 | 46500 | 36600 | 78.71% | 2.28 | 0 | 11 |  |  |  | No | R-410A | 3.7083 | Residential & Commercial | Ducted CEE Tier 1
213781201 | Central HP <5.4 tons | DAY & NIGHT | HRCU-A-CB (Split System: Heat Pump with Remote Outdoor Unit-Air-Source) | CVH837GKA2* |  |  | EA*4X43L21A*+WALLCON | *80CTL1102120B* | 33000 | 17 | 8.5 | 32600 | 25000 | 76.69% | 1.98 | 0 | 11.5 |  |  |  | No | R-410A | 2.75 | Residential & Commercial | Ducted CEE Tier 1
213780881 | Central HP <5.4 tons | DAY & NIGHT | HRCU-A-CB (Split System: Heat Pump with Remote Outdoor Unit-Air-Source) | CVH837GKA2* |  |  | EA*4X37L21A*+WALLCON | *80CTL0902120B* | 32800 | 17 | 8.5 | 33000 | 25000 | 75.76% | 1.98 | 0 | 11 |  |  |  | No | R-410A | 2.7333 | Residential & Commercial | Ducted CEE Tier 1
213780981 | Central HP <5.4 tons | DAY & NIGHT | HRCU-A-CB (Split System: Heat Pump with Remote Outdoor Unit-Air-Source) | CVH837GKA2* |  |  | EA*4X42L21A*+WALLCON | *80CTL0701716B* | 31400 | 17 | 8.1 | 33200 | 24400 | 73.49% | 1.86 | 0 | 10.5 |  |  |  | No | R-410A | 2.6167 | Residential & Commercial | Ducted CEE Tier 1
213781031 | Central HP <5.4 tons | DAY & NIGHT | HRCU-A-CB (Split System: Heat Pump with Remote Outdoor Unit-Air-Source) | CVH837GKA2* |  |  | EA*4X42L21A*+WALLCON | *97CMN0601714B* | 31600 | 16.5 | 8.1 | 33200 | 24600 | 74.1% | 1.84 | 0 | 10.5 |  |  |  | No | R-410A | 2.6333 | Residential & Commercial | Ducted CEE Tier 1
213770352 | Central HP <5.4 tons | BRYANT HEATING AND COOLING SYSTEMS | HRCU-A-CB (Split System: Heat Pump with Remote Outdoor Unit-Air-Source) | 284ANV048*0**B* |  |  | CSPH*6012AL*+UI | 987MC66100C21*** | 45000 | 20.5 | 9 | 46000 | 36200 | 78.7% | 2.34 | 0 | 11.7 |  |  |  | No | R-410A | 3.75 | Residential & Commercial | Ducted CEE Tier 1
215937744 | Central HP <5.4 tons | CARRIER | HRCU-A-CB (Split System: Heat Pump with Remote Outdoor Unit-Air-Source) | 27VNA348A*030* |  |  | CVAVA4821XMA*+UI | 58TN*B090C17**16 | 43500 | 20 | 8.1 | 52500 | 37600 | 71.62% | 2 | 0 | 11.5 |  |  |  | No | R-454B | 3.625 | Residential & Commercial | Ducted CEE Tier 1
213781672 | Central HP <5.4 tons | KEEPRITE | HRCU-A-CB (Split System: Heat Pump with Remote Outdoor Unit-Air-Source) | CVH837GKA2* |  |  | EA*4X61L24A*+WALLCON | *80CTL1102120B* | 33200 | 17.5 | 8.5 | 32000 | 24800 | 77.5% | 2 | 0 | 11.5 |  |  |  | No | R-410A | 2.7667 | Residential & Commercial | Ducted CEE Tier 1
213782322 | Central HP <5.4 tons | KEEPRITE | HRCU-A-CB (Split System: Heat Pump with Remote Outdoor Unit-Air-Source) | CVH837GKA2* |  |  | EHD4X60AAL+WALLCON | *97CMN1202422B* | 33000 | 16.5 | 8.1 | 32200 | 24800 | 77.02% | 2 | 0 | 11 |  |  |  | No | R-410A | 2.75 | Residential & Commercial | Ducted CEE Tier 1
213770273 | Central HP <5.4 tons | CARRIER | HRCU-A-CB (Split System: Heat Pump with Remote Outdoor Unit-Air-Source) | 25VNA448A*031* |  |  | CAP**4824AL*+UI | 58TN*B135C24**22 | 44000 | 21 | 9 | 46000 | 36200 | 78.7% | 2.28 | 0 | 11.7 |  |  |  | No | R-410A | 3.6667 | Residential & Commercial | Ducted CEE Tier 1
214242192 | Central HP <5.4 tons | KEEPRITE | HRCU-A-CB (Split System: Heat Pump with Remote Outdoor Unit-Air-Source) | CVH825GKA3* |  |  | EN(A,D,W)4X42L21**+WALLCON | *96CTN0801714B* | 23800 | 16.5 | 8.1 | 21400 | 16700 | 78.04% | 1.94 | 0 | 11 |  |  |  | No | R-410A | 1.9833 | Residential & Commercial | Ducted CEE Tier 1
213774661 | Central HP <5.4 tons | DAY & NIGHT | HRCU-A-CB (Split System: Heat Pump with Remote Outdoor Unit-Air-Source) | CVH825GKA3* |  |  | EHD4X48AAL+WALLCON | *97CMN1002122B* | 24200 | 16 | 8.1 | 21200 | 16600 | 78.3% | 2.02 | 0 | 11 |  |  |  | No | R-410A | 2.0167 | Residential & Commercial | Ducted CEE Tier 1
213774711 | Central HP <5.4 tons | DAY & NIGHT | HRCU-A-CB (Split System: Heat Pump with Remote Outdoor Unit-Air-Source) | CVH825GKA3* |  |  | EHD4X48AAL+WALLCON | *96CTN1002122B* | 24200 | 16 | 8.1 | 21200 | 16600 | 78.3% | 2.02 | 0 | 11 |  |  |  | No | R-410A | 2.0167 | Residential & Commercial | Ducted CEE Tier 1
215935012 | Central HP <5.4 tons | KENMORE | HRCU-A-CB (Split System: Heat Pump with Remote Outdoor Unit-Air-Source) | (C,H,T)5H3V36*K*AAA* |  |  | EVM5X49M21A*+WALLCON | *80CTL0701716B* | 35400 | 21.5 | 8.5 | 38500 | 29000 | 75.32% | 2.02 | 0 | 12 |  |  |  | No | R-454B | 2.95 | Residential & Commercial | Ducted CEE Tier 1
215935082 | Central HP <5.4 tons | KENMORE | HRCU-A-CB (Split System: Heat Pump with Remote Outdoor Unit-Air-Source) | (C,H,T)5H3V36*K*AAA* |  |  | EVM5X49M21A*+WALLCON | *95CSU1002122B* | 35600 | 22 | 8.5 | 38000 | 28400 | 74.74% | 2.04 | 0 | 12.5 |  |  |  | No | R-454B | 2.9667 | Residential & Commercial | Ducted CEE Tier 1
213774535 | Central HP <5.4 tons | CARRIER | HRCU-A-CB (Split System: Heat Pump with Remote Outdoor Unit-Air-Source) | 25VNA825A*032* |  |  | CSPH*4212AL*+UI | 59TN6C100C21**22 | 24200 | 16 | 8.1 | 21400 | 16600 | 77.57% | 2 | 0 | 10.5 |  |  |  | No | R-410A | 2.0167 | Residential & Commercial | Ducted CEE Tier 1
215942458 | Central HP <5.4 tons | KENMORE | HRCU-A-CB (Split System: Heat Pump with Remote Outdoor Unit-Air-Source) | (C,H,T)5H3V36*K*AAA* |  |  | EVD5X60M21A*+WALLCON | *97CMN0601714B* | 35200 | 21 | 8.5 | 37400 | 28000 | 74.87% | 2.06 | 0 | 11.7 |  |  |  | No | R-454B | 2.9333 | Residential & Commercial | Ducted CEE Tier 1
213782222 | Central HP <5.4 tons | KEEPRITE | HRCU-A-CB (Split System: Heat Pump with Remote Outdoor Unit-Air-Source) | CVH837GKA2* |  |  | EHD4X60AAL+WALLCON | *80CTL0701412B* | 32800 | 16.5 | 8.1 | 32400 | 25600 | 79.01% | 2 | 0 | 11 |  |  |  | No | R-410A | 2.7333 | Residential & Commercial | Ducted CEE Tier 1
213782272 | Central HP <5.4 tons | KEEPRITE | HRCU-A-CB (Split System: Heat Pump with Remote Outdoor Unit-Air-Source) | CVH837GKA2* |  |  | EHD4X60AAL+WALLCON | *80CTL1352422B* | 33000 | 16.5 | 8.1 | 32200 | 24800 | 77.02% | 2 | 0 | 11.5 |  |  |  | No | R-410A | 2.75 | Residential & Commercial | Ducted CEE Tier 1
214574494 | Central HP <5.4 tons | DAY & NIGHT | HRCU-A-CB (Split System: Heat Pump with Remote Outdoor Unit-Air-Source) | CVH837GKA2* |  |  | EN(A,D)4X36L21**+WALLCON | *97CMN0802120B* | 31400 | 17 | 8.1 | 33200 | 24200 | 72.89% | 1.82 | 0 | 11 |  |  |  | No | R-410A | 2.6167 | Residential & Commercial | Ducted CEE Tier 1
214574544 | Central HP <5.4 tons | DAY & NIGHT | HRCU-A-CB (Split System: Heat Pump with Remote Outdoor Unit-Air-Source) | CVH837GKA2* |  |  | EN(A,D,W)4X42L21**+WALLCON | *97CMN0602120B* | 31600 | 16.5 | 8.1 | 33200 | 24600 | 74.1% | 1.86 | 0 | 11 |  |  |  | No | R-410A | 2.6333 | Residential & Commercial | Ducted CEE Tier 1
214574744 | Central HP <5.4 tons | DAY & NIGHT | HRCU-A-CB (Split System: Heat Pump with Remote Outdoor Unit-Air-Source) | CVH837GKA2* |  |  | EN(A,D,W)4X60L24**+WALLCON | *96CTN0802120B* | 32800 | 19 | 8.5 | 32200 | 24600 | 76.4% | 1.98 | 0 | 12 |  |  |  | No | R-410A | 2.7333 | Residential & Commercial | Ducted CEE Tier 1
211392944 | Central HP <5.4 tons | FRASER-JOHNSTON | HRCU-A-CB (Split System: Heat Pump with Remote Outdoor Unit-Air-Source) | HMH72B341 |  |  | XAUB30CXXN1+TXV | TM8E040A12MP11 | 32800 | 18 | 8.1 | 33400 | 23400 | 70.06% | 2.04 | 0 | 10 |  |  |  | No | R-410A | 2.7333 | Residential & Commercial | Ducted CEE Tier 1
215942578 | Central HP <5.4 tons | KENMORE | HRCU-A-CB (Split System: Heat Pump with Remote Outdoor Unit-Air-Source) | (C,H,T)5H3V36*K*AAA* |  |  | EVD5X61M24A*+WALLCON | *95CSU0802120B* | 36000 | 22 | 8.5 | 37400 | 28200 | 75.4% | 2.04 | 0 | 12.5 |  |  |  | No | R-454B | 3 | Residential & Commercial | Ducted CEE Tier 1
215940822 | Central HP <5.4 tons | KENMORE | HRCU-A-CB (Split System: Heat Pump with Remote Outdoor Unit-Air-Source) | (C,H,T)5H3V36*K*AAA* |  |  | EVD5X60M21A*+WALLCON | *80CSU0401712B* | 35800 | 22 | 8.5 | 38000 | 28400 | 74.74% | 2.02 | 0 | 12.5 |  |  |  | No | R-454B | 2.9833 | Residential & Commercial | Ducted CEE Tier 1
215940202 | Central HP <5.4 tons | KENMORE | HRCU-A-CB (Split System: Heat Pump with Remote Outdoor Unit-Air-Source) | (C,H,T)5H3V36*K*AAA* |  |  | ESH5X60M12A*+WALLCON | *80CSU0601716B* | 34200 | 19.5 | 9 | 34200 | 26000 | 76.02% | 1.94 | 0 | 11.7 |  |  |  | No | R-454B | 2.85 | Residential & Commercial | Ducted CEE Tier 1
215940222 | Central HP <5.4 tons | KENMORE | HRCU-A-CB (Split System: Heat Pump with Remote Outdoor Unit-Air-Source) | (C,H,T)5H3V36*K*AAA* |  |  | ESH5X60M12A*+WALLCON | *97CTN0801716A* | 34000 | 19 | 9 | 34800 | 26400 | 75.86% | 1.92 | 0 | 11 |  |  |  | No | R-454B | 2.8333 | Residential & Commercial | Ducted CEE Tier 1
215940372 | Central HP <5.4 tons | KENMORE | HRCU-A-CB (Split System: Heat Pump with Remote Outdoor Unit-Air-Source) | (C,H,T)5H3V36*K*AAA* |  |  | EVM5X49M21A*+WALLCON | *97CTN0801716A* | 35400 | 21 | 8.5 | 38500 | 29000 | 75.32% | 2.02 | 0 | 12 |  |  |  | No | R-454B | 2.95 | Residential & Commercial | Ducted CEE Tier 1
215940572 | Central HP <5.4 tons | KENMORE | HRCU-A-CB (Split System: Heat Pump with Remote Outdoor Unit-Air-Source) | (C,H,T)5H3V36*K*AAA* |  |  | EVD5X36M21A*+WALLCON | *97CTN1002122A* | 34400 | 21 | 8.5 | 38500 | 28000 | 72.73% | 2.06 | 0 | 12 |  |  |  | No | R-454B | 2.8667 | Residential & Commercial | Ducted CEE Tier 1
213779685 | Central HP <5.4 tons | CARRIER | HRCU-A-CB (Split System: Heat Pump with Remote Outdoor Unit-Air-Source) | 25VNA837A*030* |  |  | CAP**6121AL*+UI | 59MN7C060C17**14 | 33000 | 17 | 8.1 | 32200 | 25200 | 78.26% | 1.94 | 0 | 11 |  |  |  | No | R-410A | 2.75 | Residential & Commercial | Ducted CEE Tier 1
213779705 | Central HP <5.4 tons | CARRIER | HRCU-A-CB (Split System: Heat Pump with Remote Outdoor Unit-Air-Source) | 25VNA837A*030* |  |  | CAP**6121AL*+UI | 59MN7C100C21**22 | 33200 | 17.5 | 8.5 | 32000 | 24800 | 77.5% | 1.98 | 0 | 11.7 |  |  |  | No | R-410A | 2.7667 | Residential & Commercial | Ducted CEE Tier 1
213779735 | Central HP <5.4 tons | CARRIER | HRCU-A-CB (Split System: Heat Pump with Remote Outdoor Unit-Air-Source) | 25VNA837A*030* |  |  | CAP**6121AL*+UI | 59TN6C100C21**22 | 33200 | 17.5 | 8.5 | 32000 | 24800 | 77.5% | 1.98 | 0 | 11.7 |  |  |  | No | R-410A | 2.7667 | Residential & Commercial | Ducted CEE Tier 1
213773845 | Central HP <5.4 tons | CARRIER | HRCU-A-CB (Split System: Heat Pump with Remote Outdoor Unit-Air-Source) | 25VNA825A*032* |  |  | CAP**4824AL*+UI | 59MN7C120C24**22 | 24000 | 16.5 | 8.1 | 21000 | 16500 | 78.57% | 2.02 | 0 | 11 |  |  |  | No | R-410A | 2 | Residential & Commercial | Ducted CEE Tier 1
215942498 | Central HP <5.4 tons | KENMORE | HRCU-A-CB (Split System: Heat Pump with Remote Outdoor Unit-Air-Source) | (C,H,T)5H3V36*K*AAA* |  |  | EVD5X61M21A*+WALLCON | *80CTL0901716B* | 35800 | 22 | 8.5 | 37400 | 28400 | 75.94% | 2.02 | 0 | 12.5 |  |  |  | No | R-454B | 2.9833 | Residential & Commercial | Ducted CEE Tier 1
215940592 | Central HP <5.4 tons | KENMORE | HRCU-A-CB (Split System: Heat Pump with Remote Outdoor Unit-Air-Source) | (C,H,T)5H3V36*K*AAA* |  |  | EVD5X38M17A*+WALLCON | *80CSU0601716B* | 35600 | 22 | 8.5 | 38000 | 28600 | 75.26% | 2.02 | 0 | 12 |  |  |  | No | R-454B | 2.9667 | Residential & Commercial | Ducted CEE Tier 1
215940752 | Central HP <5.4 tons | KENMORE | HRCU-A-CB (Split System: Heat Pump with Remote Outdoor Unit-Air-Source) | (C,H,T)5H3V36*K*AAA* |  |  | EVD5X48M24A*+WALLCON | *97CTN1002122A* | 35000 | 21.5 | 8.5 | 38000 | 28200 | 74.21% | 2.02 | 0 | 12 |  |  |  | No | R-454B | 2.9167 | Residential & Commercial | Ducted CEE Tier 1
215940782 | Central HP <5.4 tons | KENMORE | HRCU-A-CB (Split System: Heat Pump with Remote Outdoor Unit-Air-Source) | (C,H,T)5H3V36*K*AAA* |  |  | EVD5X49M24A*+WALLCON | *97CTN0802120A* | 35400 | 21.5 | 8.5 | 38000 | 28600 | 75.26% | 2.04 | 0 | 12 |  |  |  | No | R-454B | 2.95 | Residential & Commercial | Ducted CEE Tier 1
215940282 | Central HP <5.4 tons | KENMORE | HRCU-A-CB (Split System: Heat Pump with Remote Outdoor Unit-Air-Source) | (C,H,T)5H3V36*K*AAA* |  |  | EVM5X44M21A*+WALLCON | *80CSU0601716B* | 35600 | 22 | 8.5 | 38000 | 28600 | 75.26% | 2.02 | 0 | 12.5 |  |  |  | No | R-454B | 2.9667 | Residential & Commercial | Ducted CEE Tier 1
215940382 | Central HP <5.4 tons | KENMORE | HRCU-A-CB (Split System: Heat Pump with Remote Outdoor Unit-Air-Source) | (C,H,T)5H3V36*K*AAA* |  |  | EVM5X49M21A*+WALLCON | *97CTN0802120A* | 35600 | 21.5 | 8.5 | 38000 | 28600 | 75.26% | 2.04 | 0 | 12 |  |  |  | No | R-454B | 2.9667 | Residential & Commercial | Ducted CEE Tier 1
213781281 | Central HP <5.4 tons | DAY & NIGHT | HRCU-A-CB (Split System: Heat Pump with Remote Outdoor Unit-Air-Source) | CVH837GKA2* |  |  | EA*4X48L21A*+WALLCON | *80CTL0451712B* | 32000 | 16.5 | 8.1 | 32800 | 25200 | 76.83% | 1.92 | 0 | 10.5 |  |  |  | No | R-410A | 2.6667 | Residential & Commercial | Ducted CEE Tier 1
213781701 | Central HP <5.4 tons | DAY & NIGHT | HRCU-A-CB (Split System: Heat Pump with Remote Outdoor Unit-Air-Source) | CVH837GKA2* |  |  | EA*4X61L24A*+WALLCON | *97CMN1202422B* | 33200 | 17.5 | 8.5 | 32000 | 24800 | 77.5% | 1.98 | 0 | 11.7 |  |  |  | No | R-410A | 2.7667 | Residential & Commercial | Ducted CEE Tier 1
211388628 | Central HP <5.4 tons | LUXAIRE | HRCU-A-CB (Split System: Heat Pump with Remote Outdoor Unit-Air-Source) | HMH72B341 |  |  | XAFC36DBCN1 | TM9E100C16MP12 | 34000 | 18 | 8.1 | 33600 | 23800 | 70.83% | 2.08 | 0 | 10 |  |  |  | No | R-410A | 2.8333 | Residential & Commercial | Ducted CEE Tier 1
214569562 | Central HP <5.4 tons | CARRIER | HRCU-A-CB (Split System: Heat Pump with Remote Outdoor Unit-Air-Source) | 25VNA436A*031* |  |  | CAP**4821AL*+UI | 59CU5B080C21**20 | 33800 | 19 | 9.5 | 36600 | 25800 | 70.49% | 2.04 | 0 | 12 |  |  |  | No | R-410A | 2.8167 | Residential & Commercial | Ducted CEE Tier 1
214569580 | Central HP <5.4 tons | CARRIER | HRCU-A-CB (Split System: Heat Pump with Remote Outdoor Unit-Air-Source) | 25VNA436A*031* |  |  | CAP**4824AL*+UI | 59MN7C080C21**20 | 33800 | 19.5 | 9.5 | 36400 | 25800 | 70.88% | 2.04 | 0 | 12 |  |  |  | No | R-410A | 2.8167 | Residential & Commercial | Ducted CEE Tier 1
214569582 | Central HP <5.4 tons | CARRIER | HRCU-A-CB (Split System: Heat Pump with Remote Outdoor Unit-Air-Source) | 25VNA436A*031* |  |  | CAP**4824AL*+UI | 59TN6C080C21**20 | 33800 | 19.5 | 9.5 | 36400 | 25600 | 70.33% | 2.04 | 0 | 12 |  |  |  | No | R-410A | 2.8167 | Residential & Commercial | Ducted CEE Tier 1
214569596 | Central HP <5.4 tons | CARRIER | HRCU-A-CB (Split System: Heat Pump with Remote Outdoor Unit-Air-Source) | 25VNA436A*031* |  |  | CAP**6121AL*+UI | 58TN*B070C21**20 | 34800 | 19.5 | 9 | 35800 | 25200 | 70.39% | 2.02 | 0 | 12 |  |  |  | No | R-410A | 2.9 | Residential & Commercial | Ducted CEE Tier 1
213770260 | Central HP <5.4 tons | BRYANT HEATING AND COOLING SYSTEMS | HRCU-A-CB (Split System: Heat Pump with Remote Outdoor Unit-Air-Source) | 284ANV048*0**B* |  |  | CAP**4821AL*+UI | 88*TB48070C17*** | 43000 | 20.5 | 9 | 46500 | 37000 | 79.57% | 2.22 | 0 | 10.5 |  |  |  | No | R-410A | 3.5833 | Residential & Commercial | Ducted CEE Tier 1
213770276 | Central HP <5.4 tons | BRYANT HEATING AND COOLING SYSTEMS | HRCU-A-CB (Split System: Heat Pump with Remote Outdoor Unit-Air-Source) | 284ANV048*0**B* |  |  | CAP**4824AL*+UI | 987MC66100C21*** | 44000 | 21 | 9 | 46500 | 36200 | 77.85% | 2.26 | 0 | 11.5 |  |  |  | No | R-410A | 3.6667 | Residential & Commercial | Ducted CEE Tier 1
213770278 | Central HP <5.4 tons | BRYANT HEATING AND COOLING SYSTEMS | HRCU-A-CB (Split System: Heat Pump with Remote Outdoor Unit-Air-Source) | 284ANV048*0**B* |  |  | CAP**4824AL*+UI | 987MC66120C24*** | 43500 | 20.5 | 9 | 46500 | 36400 | 78.28% | 2.26 | 0 | 11.5 |  |  |  | No | R-410A | 3.625 | Residential & Commercial | Ducted CEE Tier 1
213781131 | Central HP <5.4 tons | DAY & NIGHT | HRCU-A-CB (Split System: Heat Pump with Remote Outdoor Unit-Air-Source) | CVH837GKA2* |  |  | EA*4X42L24A*+WALLCON | *97CMN1202422B* | 31800 | 17 | 8.1 | 32800 | 24400 | 74.39% | 1.88 | 0 | 11 |  |  |  | No | R-410A | 2.65 | Residential & Commercial | Ducted CEE Tier 1
213781231 | Central HP <5.4 tons | DAY & NIGHT | HRCU-A-CB (Split System: Heat Pump with Remote Outdoor Unit-Air-Source) | CVH837GKA2* |  |  | EA*4X43L21A*+WALLCON | *97CMN0801714B* | 32800 | 17 | 8.1 | 33000 | 25200 | 76.36% | 1.96 | 0 | 11 |  |  |  | No | R-410A | 2.7333 | Residential & Commercial | Ducted CEE Tier 1
214569328 | Central HP <5.4 tons | CARRIER | HRCU-A-CB (Split System: Heat Pump with Remote Outdoor Unit-Air-Source) | 25VNA424A*031* |  |  | CAP**3721AL*+UI | 59CU5B100C21**22 | 24200 | 20.5 | 11 | 26400 | 19600 | 74.24% | 2.56 | 0 | 13.5 |  |  |  | No | R-410A | 2.0167 | Residential & Commercial | Ducted CEE Tier 1
215941122 | Central HP <5.4 tons | KENMORE | HRCU-A-CB (Split System: Heat Pump with Remote Outdoor Unit-Air-Source) | (C,H,T)5H3V48*K*AAA* |  |  | EA*5X61M24A*+WALLCON | *97CTN1002122A* | 45500 | 21.5 | 9.5 | 48500 | 36800 | 75.88% | 2 | 0 | 11 |  |  |  | No | R-454B | 3.7917 | Residential & Commercial | Ducted CEE Tier 1
215941222 | Central HP <5.4 tons | KENMORE | HRCU-A-CB (Split System: Heat Pump with Remote Outdoor Unit-Air-Source) | (C,H,T)5H3V48*K*AAA* |  |  | ESH5X60M12A*+WALLCON | *80CSU0601716B* | 45000 | 20.5 | 9 | 48500 | 36600 | 75.46% | 1.82 | 0 | 11.5 |  |  |  | No | R-454B | 3.75 | Residential & Commercial | Ducted CEE Tier 1
215941472 | Central HP <5.4 tons | KENMORE | HRCU-A-CB (Split System: Heat Pump with Remote Outdoor Unit-Air-Source) | (C,H,T)5H3V48*K*AAA* |  |  | EVM5X60M24A*+WALLCON | *97CTN1002122A* | 45500 | 20.5 | 8.1 | 52500 | 38000 | 72.38% | 1.9 | 0 | 11.5 |  |  |  | No | R-454B | 3.7917 | Residential & Commercial | Ducted CEE Tier 1
215941072 | Central HP <5.4 tons | KENMORE | HRCU-A-CB (Split System: Heat Pump with Remote Outdoor Unit-Air-Source) | (C,H,T)5H3V48*K*AAA* |  |  | EA*5X61M21A*+WALLCON | *97CTN0801716A* | 44500 | 20 | 9 | 49000 | 37600 | 76.73% | 2 | 0 | 11 |  |  |  | No | R-454B | 3.7083 | Residential & Commercial | Ducted CEE Tier 1
214719969 | Central HP <5.4 tons | FRASER-JOHNSTON | HRCU-A-CB (Split System: Heat Pump with Remote Outdoor Unit-Air-Source) | HH860E2S11 |  |  | CTU60C5XGS1+TXV | TPLC120C20MP13 | 44500 | 18 | 9 | 45000 | 33800 | 75.11% | 2 | 0 | 11 |  |  |  | No | R-454B | 3.7083 | Residential & Commercial | Ducted CEE Tier 1
212383264 | Central HP <5.4 tons | CARRIER | HRCU-A-CB (Split System: Heat Pump with Remote Outdoor Unit-Air-Source) | 38MURAQ36AB3* |  |  | CAP**3621AL* | 58TP*A110V21**22 | 36000 | 15.5 | 8.1 | 39500 | 35200 | 89.11% | 1.84 | 0 | 10 |  |  |  | No | R-410A | 3 | Residential & Commercial | Ducted CEE Tier 1
211230938 | Central HP <5.4 tons | CARRIER | HRCU-A-CB (Split System: Heat Pump with Remote Outdoor Unit-Air-Source) | 38MURAQ36AB3* |  |  | CAP**3621AL* | GG96VTAA60100C | 35200 | 16.5 | 8.1 | 38500 | 35200 | 91.43% | 1.82 | 0 | 10 |  |  |  | No | R-410A | 2.9333 | Residential & Commercial | Ducted CEE Tier 1
211230958 | Central HP <5.4 tons | CARRIER | HRCU-A-CB (Split System: Heat Pump with Remote Outdoor Unit-Air-Source) | 38MURAQ36AB3* |  |  | CNPV*4824AL* | GG96VTAA60100C | 36000 | 16.5 | 8.1 | 38500 | 34800 | 90.39% | 2.02 | 0 | 10.5 |  |  |  | No | R-410A | 3 | Residential & Commercial | Ducted CEE Tier 1
211225689 | Central HP <5.4 tons | CARRIER | HRCU-A-CB (Split System: Heat Pump with Remote Outdoor Unit-Air-Source) | 38MURAQ36AB3* |  |  | CAP**3621AL* | 59TP6B100V21**22 | 35200 | 16.5 | 8.1 | 38500 | 35200 | 91.43% | 1.82 | 0 | 10 |  |  |  | No | R-410A | 2.9333 | Residential & Commercial | Ducted CEE Tier 1
211225712 | Central HP <5.4 tons | CARRIER | HRCU-A-CB (Split System: Heat Pump with Remote Outdoor Unit-Air-Source) | 38MURAQ36AB3* |  |  | CAP**3717AL* | 59SC2D080E17**16 | 36800 | 15.2 | 8.5 | 39500 | 35000 | 88.61% | 2.06 | 0 | 10 |  |  |  | No | R-410A | 3.0667 | Residential & Commercial | Ducted CEE Tier 1
211225730 | Central HP <5.4 tons | CARRIER | HRCU-A-CB (Split System: Heat Pump with Remote Outdoor Unit-Air-Source) | 38MURAQ36AB3* |  |  | CAP**3721AL* | 58S(B,C)*A090E17**14 | 36800 | 16 | 8.5 | 38500 | 34800 | 90.39% | 2.1 | 0 | 10 |  |  |  | No | R-410A | 3.0667 | Residential & Commercial | Ducted CEE Tier 1
211225748 | Central HP <5.4 tons | CARRIER | HRCU-A-CB (Split System: Heat Pump with Remote Outdoor Unit-Air-Source) | 38MURAQ36AB3* |  |  | CAP**3721AL* | 59SC2D080E17**16 | 36200 | 16 | 8.5 | 38500 | 34800 | 90.39% | 2.08 | 0 | 10 |  |  |  | No | R-410A | 3.0167 | Residential & Commercial | Ducted CEE Tier 1
211225764 | Central HP <5.4 tons | CARRIER | HRCU-A-CB (Split System: Heat Pump with Remote Outdoor Unit-Air-Source) | 38MURAQ36AB3* |  |  | CAP**3721AL* | 59TP6B100V21**20 | 36600 | 15.5 | 8.5 | 38500 | 34800 | 90.39% | 2.1 | 0 | 10 |  |  |  | No | R-410A | 3.05 | Residential & Commercial | Ducted CEE Tier 1
211225778 | Central HP <5.4 tons | CARRIER | HRCU-A-CB (Split System: Heat Pump with Remote Outdoor Unit-Air-Source) | 38MURAQ36AB3* |  |  | CAP**4221AL* | 58S(B,C)*A090E17**14 | 36000 | 15.5 | 8.1 | 39500 | 35200 | 89.11% | 1.9 | 0 | 10 |  |  |  | No | R-410A | 3 | Residential & Commercial | Ducted CEE Tier 1
211225787 | Central HP <5.4 tons | CARRIER | HRCU-A-CB (Split System: Heat Pump with Remote Outdoor Unit-Air-Source) | 38MURAQ36AB3* |  |  | CAP**4221AL* | 58SU*A060E17**16 | 35000 | 16.5 | 8.1 | 38500 | 35000 | 90.91% | 1.86 | 0 | 10 |  |  |  | No | R-410A | 2.9167 | Residential & Commercial | Ducted CEE Tier 1
213770726 | Central HP <5.4 tons | BRYANT HEATING AND COOLING SYSTEMS | HRCU-A-CB (Split System: Heat Pump with Remote Outdoor Unit-Air-Source) | 288BNV025*0**B* |  |  | CAP**3017AL*+UI | 88*TB48070C17*** | 23400 | 16.5 | 8.1 | 21600 | 16700 | 77.31% | 1.92 | 0 | 11 |  |  |  | No | R-410A | 1.95 | Residential & Commercial | Ducted CEE Tier 1
213771726 | Central HP <5.4 tons | BRYANT HEATING AND COOLING SYSTEMS | HRCU-A-CB (Split System: Heat Pump with Remote Outdoor Unit-Air-Source) | 288BNV025*0**B* |  |  | CAP**4824AL*+UI | 986TD66100C21*** | 24200 | 16.5 | 8.1 | 21000 | 16500 | 78.57% | 2.02 | 0 | 11 |  |  |  | No | R-410A | 2.0167 | Residential & Commercial | Ducted CEE Tier 1
211225803 | Central HP <5.4 tons | CARRIER | HRCU-A-CB (Split System: Heat Pump with Remote Outdoor Unit-Air-Source) | 38MURAQ36AB3* |  |  | CAP**4221AL* | 59SC5B100E21**22 | 36600 | 15.2 | 8.5 | 40000 | 35200 | 88% | 1.94 | 0 | 10 |  |  |  | No | R-410A | 3.05 | Residential & Commercial | Ducted CEE Tier 1
211225905 | Central HP <5.4 tons | CARRIER | HRCU-A-CB (Split System: Heat Pump with Remote Outdoor Unit-Air-Source) | 38MURAQ36AB3* |  |  | CAP**4321AL* | 59TP6B080V21**20 | 37000 | 15.5 | 8.5 | 38500 | 35000 | 90.91% | 2.1 | 0 | 10 |  |  |  | No | R-410A | 3.0833 | Residential & Commercial | Ducted CEE Tier 1
211225939 | Central HP <5.4 tons | CARRIER | HRCU-A-CB (Split System: Heat Pump with Remote Outdoor Unit-Air-Source) | 38MURAQ36AB3* |  |  | CAP**4821AL* | 59SC2D080E17**16 | 36000 | 16 | 8.5 | 38500 | 34600 | 89.87% | 2.06 | 0 | 10 |  |  |  | No | R-410A | 3 | Residential & Commercial | Ducted CEE Tier 1
211225955 | Central HP <5.4 tons | CARRIER | HRCU-A-CB (Split System: Heat Pump with Remote Outdoor Unit-Air-Source) | 38MURAQ36AB3* |  |  | CAP**4821AL* | 59SU5A100E21**20 | 36200 | 16 | 8.5 | 38500 | 34600 | 89.87% | 2.06 | 0 | 10 |  |  |  | No | R-410A | 3.0167 | Residential & Commercial | Ducted CEE Tier 1
211225980 | Central HP <5.4 tons | CARRIER | HRCU-A-CB (Split System: Heat Pump with Remote Outdoor Unit-Air-Source) | 38MURAQ36AB3* |  |  | CAP**4824AL* | 58SU*A100E21**20 | 36000 | 16 | 8.5 | 38500 | 34600 | 89.87% | 2.06 | 0 | 10 |  |  |  | No | R-410A | 3 | Residential & Commercial | Ducted CEE Tier 1
211226032 | Central HP <5.4 tons | CARRIER | HRCU-A-CB (Split System: Heat Pump with Remote Outdoor Unit-Air-Source) | 38MURAQ36AB3* |  |  | CNPV*4821AL* | 58S(B,C)*A045E17**12 | 35800 | 15.5 | 8.1 | 38500 | 35000 | 90.91% | 2 | 0 | 10 |  |  |  | No | R-410A | 2.9833 | Residential & Commercial | Ducted CEE Tier 1
213770316 | Central HP <5.4 tons | BRYANT HEATING AND COOLING SYSTEMS | HRCU-A-CB (Split System: Heat Pump with Remote Outdoor Unit-Air-Source) | 284ANV048*0**B* |  |  | CAP**6124AL*+UI | 987MC66100C21*** | 45500 | 21 | 9.5 | 46000 | 36200 | 78.7% | 2.36 | 0 | 12 |  |  |  | No | R-410A | 3.7917 | Residential & Commercial | Ducted CEE Tier 1
214608210 | Central HP <5.4 tons | ECOER | HRCU-A-CB (Split System: Heat Pump with Remote Outdoor Unit-Air-Source) | EODA18H-2436 |  |  | EAHATN-24BAA |  | 23400 | 18.5 | 8.5 | 24000 | 17600 | 73.33% | 2.1 | 0 | 12 |  |  |  | No | R-410A | 1.95 | Residential & Commercial | Ducted CEE Tier 1
213780393 | Central HP <5.4 tons | KENMORE | HRCU-A-CB (Split System: Heat Pump with Remote Outdoor Unit-Air-Source) | (C,H,T)VH837GKA** |  |  | EHD4X60AAL+WALLCON | *97CMN0801714B* | 32800 | 16.5 | 8.1 | 32600 | 25000 | 76.69% | 1.96 | 0 | 11 |  |  |  | No | R-410A | 2.7333 | Residential & Commercial | Ducted CEE Tier 1
213780023 | Central HP <5.4 tons | KENMORE | HRCU-A-CB (Split System: Heat Pump with Remote Outdoor Unit-Air-Source) | (C,H,T)VH837GKA** |  |  | EHD4X42AAL+WALLCON | *80CTL0902120B* | 32400 | 16.5 | 8.1 | 32800 | 24600 | 75% | 1.94 | 0 | 11 |  |  |  | No | R-410A | 2.7 | Residential & Commercial | Ducted CEE Tier 1
213779793 | Central HP <5.4 tons | KENMORE | HRCU-A-CB (Split System: Heat Pump with Remote Outdoor Unit-Air-Source) | (C,H,T)VH837GKA** |  |  | EA*4X61L24A*+WALLCON | *97CMN1202422B* | 33200 | 17.5 | 8.5 | 32000 | 24800 | 77.5% | 1.98 | 0 | 11.7 |  |  |  | No | R-410A | 2.7667 | Residential & Commercial | Ducted CEE Tier 1
213780193 | Central HP <5.4 tons | KENMORE | HRCU-A-CB (Split System: Heat Pump with Remote Outdoor Unit-Air-Source) | (C,H,T)VH837GKA** |  |  | EHD4X48AAL+WALLCON | *80CTL1102120B* | 32600 | 16.5 | 8.1 | 32800 | 24800 | 75.61% | 1.96 | 0 | 11 |  |  |  | No | R-410A | 2.7167 | Residential & Commercial | Ducted CEE Tier 1
213780243 | Central HP <5.4 tons | KENMORE | HRCU-A-CB (Split System: Heat Pump with Remote Outdoor Unit-Air-Source) | (C,H,T)VH837GKA** |  |  | EHD4X48AAL+WALLCON | *97CMN1002122B* | 32600 | 16.5 | 8.1 | 33000 | 24800 | 75.15% | 1.96 | 0 | 11 |  |  |  | No | R-410A | 2.7167 | Residential & Commercial | Ducted CEE Tier 1
211226064 | Central HP <5.4 tons | CARRIER | HRCU-A-CB (Split System: Heat Pump with Remote Outdoor Unit-Air-Source) | 38MURAQ36AB3* |  |  | CNPV*4821AL* | 59SP6A080V17**16 | 35800 | 16 | 8.1 | 38500 | 34800 | 90.39% | 2 | 0 | 10 |  |  |  | No | R-410A | 2.9833 | Residential & Commercial | Ducted CEE Tier 1
211225711 | Central HP <5.4 tons | CARRIER | HRCU-A-CB (Split System: Heat Pump with Remote Outdoor Unit-Air-Source) | 38MURAQ36AB3* |  |  | CAP**3717AL* | 59SC2D060E17**14 | 35800 | 16 | 8.1 | 38500 | 34800 | 90.39% | 2 | 0 | 10 |  |  |  | No | R-410A | 2.9833 | Residential & Commercial | Ducted CEE Tier 1
211225763 | Central HP <5.4 tons | CARRIER | HRCU-A-CB (Split System: Heat Pump with Remote Outdoor Unit-Air-Source) | 38MURAQ36AB3* |  |  | CAP**3721AL* | 59TP6B080V21**20 | 37000 | 15.5 | 8.5 | 38500 | 35000 | 90.91% | 2.1 | 0 | 10 |  |  |  | No | R-410A | 3.0833 | Residential & Commercial | Ducted CEE Tier 1
212979653 | Central HP <5.4 tons | CARRIER | HRCU-A-CB (Split System: Heat Pump with Remote Outdoor Unit-Air-Source) | 38MURAQ36AB3* |  |  | CAP**4821AL* | 58S(B,C)*B090M17**14 | 35800 | 16.5 | 8.5 | 37800 | 34600 | 91.53% | 2.02 | 0 | 10 |  |  |  | No | R-410A | 2.9833 | Residential & Commercial | Ducted CEE Tier 1
212980982 | Central HP <5.4 tons | CARRIER | HRCU-A-CB (Split System: Heat Pump with Remote Outdoor Unit-Air-Source) | 38MURAQ24AB3* |  |  | CAP**3621AL* | 58S(B,C)*B110M21**20 | 23600 | 17.5 | 8.5 | 26200 | 23800 | 90.84% | 2 | 0 | 10 |  |  |  | No | R-410A | 1.9667 | Residential & Commercial | Ducted CEE Tier 1
212983267 | Central HP <5.4 tons | DAY & NIGHT | HRCU-A-CB (Split System: Heat Pump with Remote Outdoor Unit-Air-Source) | DLCURAH18ABK |  |  | EA*4X24L17A* | *92MSN0401712A* | 17200 | 15.5 | 8.5 | 18300 | 19400 | 106% | 2.32 | 0 | 10 |  |  |  | No | R-410A | 1.4333 | Residential & Commercial | Ducted CEE Tier 1
212979959 | Central HP <5.4 tons | DAY & NIGHT | HRCU-A-CB (Split System: Heat Pump with Remote Outdoor Unit-Air-Source) | DLCURAH18ABK |  |  | EA*4X24L17A* | *80MS(N,L)0901714A* | 17500 | 16 | 8.5 | 18500 | 19400 | 104.9% | 2.34 | 0 | 10.5 |  |  |  | No | R-410A | 1.4583 | Residential & Commercial | Ducted CEE Tier 1
212980007 | Central HP <5.4 tons | DAY & NIGHT | HRCU-A-CB (Split System: Heat Pump with Remote Outdoor Unit-Air-Source) | DLCURAH18ABK |  |  | EN(A,D)4X30L17** | *80MS(N,L)0901714A* | 17700 | 16.5 | 8.1 | 18300 | 18600 | 101.6% | 2.24 | 0 | 11 |  |  |  | No | R-410A | 1.475 | Residential & Commercial | Ducted CEE Tier 1
213770318 | Central HP <5.4 tons | BRYANT HEATING AND COOLING SYSTEMS | HRCU-A-CB (Split System: Heat Pump with Remote Outdoor Unit-Air-Source) | 284ANV048*0**B* |  |  | CAP**6124AL*+UI | 987MC66120C24*** | 45500 | 21 | 9.5 | 46000 | 36200 | 78.7% | 2.34 | 0 | 11.7 |  |  |  | No | R-410A | 3.7917 | Residential & Commercial | Ducted CEE Tier 1
211225732 | Central HP <5.4 tons | CARRIER | HRCU-A-CB (Split System: Heat Pump with Remote Outdoor Unit-Air-Source) | 38MURAQ36AB3* |  |  | CAP**3721AL* | 58S(B,C)*A090E21**20 | 36800 | 16 | 8.5 | 38500 | 34800 | 90.39% | 2.1 | 0 | 10 |  |  |  | No | R-410A | 3.0667 | Residential & Commercial | Ducted CEE Tier 1
211225733 | Central HP <5.4 tons | CARRIER | HRCU-A-CB (Split System: Heat Pump with Remote Outdoor Unit-Air-Source) | 38MURAQ36AB3* |  |  | CAP**3721AL* | 58S(B,C)*A110E21**20 | 37000 | 15.5 | 8.5 | 38500 | 34800 | 90.39% | 2.12 | 0 | 10 |  |  |  | No | R-410A | 3.0833 | Residential & Commercial | Ducted CEE Tier 1
211225765 | Central HP <5.4 tons | CARRIER | HRCU-A-CB (Split System: Heat Pump with Remote Outdoor Unit-Air-Source) | 38MURAQ36AB3* |  |  | CAP**3721AL* | 59TP6B100V21**22 | 36800 | 16.5 | 8.5 | 38500 | 34800 | 90.39% | 2.1 | 0 | 10 |  |  |  | No | R-410A | 3.0667 | Residential & Commercial | Ducted CEE Tier 1
213779743 | Central HP <5.4 tons | KENMORE | HRCU-A-CB (Split System: Heat Pump with Remote Outdoor Unit-Air-Source) | (C,H,T)VH837GKA** |  |  | EA*4X61L21A*+WALLCON | *96CTN1002122B* | 33200 | 17.5 | 8.5 | 32000 | 24800 | 77.5% | 1.98 | 0 | 11.7 |  |  |  | No | R-410A | 2.7667 | Residential & Commercial | Ducted CEE Tier 1
213778973 | Central HP <5.4 tons | KENMORE | HRCU-A-CB (Split System: Heat Pump with Remote Outdoor Unit-Air-Source) | (C,H,T)VH837GKA** |  |  | EA*4X37L21A*+WALLCON | *80CTL0902120B* | 32800 | 17 | 8.5 | 33000 | 25000 | 75.76% | 1.98 | 0 | 11 |  |  |  | No | R-410A | 2.7333 | Residential & Commercial | Ducted CEE Tier 1
213779123 | Central HP <5.4 tons | KENMORE | HRCU-A-CB (Split System: Heat Pump with Remote Outdoor Unit-Air-Source) | (C,H,T)VH837GKA** |  |  | EA*4X42L21A*+WALLCON | *97CMN0601714B* | 31600 | 16.5 | 8.1 | 33200 | 24600 | 74.1% | 1.84 | 0 | 10.5 |  |  |  | No | R-410A | 2.6333 | Residential & Commercial | Ducted CEE Tier 1
213778753 | Central HP <5.4 tons | KENMORE | HRCU-A-CB (Split System: Heat Pump with Remote Outdoor Unit-Air-Source) | (C,H,T)VH837GKA** |  |  | EA*4X36L17A*+WALLCON | *80CTL0701716B* | 31400 | 16.5 | 8.1 | 33400 | 24400 | 73.05% | 1.82 | 0 | 10.5 |  |  |  | No | R-410A | 2.6167 | Residential & Commercial | Ducted CEE Tier 1
213778823 | Central HP <5.4 tons | KENMORE | HRCU-A-CB (Split System: Heat Pump with Remote Outdoor Unit-Air-Source) | (C,H,T)VH837GKA** |  |  | EA*4X36L21A*+WALLCON | *80CTL0451712B* | 31200 | 16.5 | 8.1 | 33400 | 24600 | 73.65% | 1.82 | 0 | 10.5 |  |  |  | No | R-410A | 2.6 | Residential & Commercial | Ducted CEE Tier 1
213774493 | Central HP <5.4 tons | KENMORE | HRCU-A-CB (Split System: Heat Pump with Remote Outdoor Unit-Air-Source) | (C,H,T)VH825GKA3* |  |  | EHD4X42AAL+WALLCON | *97CMN1002122B* | 24200 | 16 | 8.1 | 21400 | 16600 | 77.57% | 2 | 0 | 10.5 |  |  |  | No | R-410A | 2.0167 | Residential & Commercial | Ducted CEE Tier 1
214569648 | Central HP <5.4 tons | CARRIER | HRCU-A-CB (Split System: Heat Pump with Remote Outdoor Unit-Air-Source) | 25VNA436A*031* |  |  | CSPH*4812AL*+UI | 59CU5B100C21**22 | 34200 | 19 | 9 | 36400 | 25800 | 70.88% | 2.06 | 0 | 12 |  |  |  | No | R-410A | 2.85 | Residential & Commercial | Ducted CEE Tier 1
214569664 | Central HP <5.4 tons | CARRIER | HRCU-A-CB (Split System: Heat Pump with Remote Outdoor Unit-Air-Source) | 25VNA436A*031* |  |  | CSPH*6012AL*+UI | 59MN7C080C21**20 | 34400 | 18.5 | 9 | 36000 | 25400 | 70.56% | 2.04 | 0 | 12 |  |  |  | No | R-410A | 2.8667 | Residential & Commercial | Ducted CEE Tier 1
213770274 | Central HP <5.4 tons | BRYANT HEATING AND COOLING SYSTEMS | HRCU-A-CB (Split System: Heat Pump with Remote Outdoor Unit-Air-Source) | 284ANV048*0**B* |  |  | CAP**4824AL*+UI | 88*TB66135C24*** | 44000 | 21 | 9 | 46000 | 36200 | 78.7% | 2.28 | 0 | 11.7 |  |  |  | No | R-410A | 3.6667 | Residential & Commercial | Ducted CEE Tier 1
212981838 | Central HP <5.4 tons | DAY & NIGHT | HRCU-A-CB (Split System: Heat Pump with Remote Outdoor Unit-Air-Source) | DLCURAH18ABK |  |  | EA*4X24L17A* | *80MSU1002120A* | 17200 | 15.5 | 8.5 | 18300 | 19400 | 106% | 2.32 | 0 | 10 |  |  |  | No | R-410A | 1.4333 | Residential & Commercial | Ducted CEE Tier 1
212982438 | Central HP <5.4 tons | DAY & NIGHT | HRCU-A-CB (Split System: Heat Pump with Remote Outdoor Unit-Air-Source) | DLCURAH18ABK |  |  | EN(A,D)4X30L17** | *80MSU0401712A* | 17500 | 16 | 8.1 | 18200 | 18500 | 101.6% | 2.22 | 0 | 10.5 |  |  |  | No | R-410A | 1.4583 | Residential & Commercial | Ducted CEE Tier 1
211225767 | Central HP <5.4 tons | CARRIER | HRCU-A-CB (Split System: Heat Pump with Remote Outdoor Unit-Air-Source) | 38MURAQ36AB3* |  |  | CAP**3721AL* | OVLAAB048112 | 36600 | 15.2 | 8.5 | 38500 | 35000 | 90.91% | 2.08 | 0 | 10 |  |  |  | No | R-410A | 3.05 | Residential & Commercial | Ducted CEE Tier 1
211226137 | Central HP <5.4 tons | CARRIER | HRCU-A-CB (Split System: Heat Pump with Remote Outdoor Unit-Air-Source) | 38MURAQ36AB3* |  |  | CAP**4321AL* | 59SC2D100E21**22 | 37400 | 15.2 | 8.5 | 39000 | 35000 | 89.74% | 2.16 | 0 | 10 |  |  |  | No | R-410A | 3.1167 | Residential & Commercial | Ducted CEE Tier 1
212977078 | Central HP <5.4 tons | CARRIER | HRCU-A-CB (Split System: Heat Pump with Remote Outdoor Unit-Air-Source) | 38MURAQ36AB3* |  |  | CAP**4821AL* | 59TP6C100V21**22 | 35800 | 16.5 | 8.5 | 37800 | 34600 | 91.53% | 2.02 | 0 | 10 |  |  |  | No | R-410A | 2.9833 | Residential & Commercial | Ducted CEE Tier 1
213778961 | Central HP <5.4 tons | DAY & NIGHT | HRCU-A-CB (Split System: Heat Pump with Remote Outdoor Unit-Air-Source) | CVH837GKA** |  |  | EA*4X37L21A*+WALLCON | *80CTL0901716B* | 32600 | 17 | 8.5 | 32800 | 25000 | 76.22% | 1.98 | 0 | 11 |  |  |  | No | R-410A | 2.7167 | Residential & Commercial | Ducted CEE Tier 1
214395013 | Central HP <5.4 tons | DAY & NIGHT | HRCU-A-CB (Split System: Heat Pump with Remote Outdoor Unit-Air-Source) | DLCURAH24ABK |  |  | EN(A,D)4X24L17** | *96MSN0601716A* | 23400 | 16 | 9 | 26600 | 24200 | 90.98% | 2 | 0 | 10 |  |  |  | No | R-410A | 1.95 | Residential & Commercial | Ducted CEE Tier 1
214595726 | Central HP <5.4 tons | DAY & NIGHT | HRCU-A-CB (Split System: Heat Pump with Remote Outdoor Unit-Air-Source) | DLCURAH24ABK |  |  | EA*4X30L17A* | *96VTN0601716B* | 23600 | 16.5 | 9 | 26000 | 24000 | 92.31% | 2 | 0 | 10 |  |  |  | No | R-410A | 1.9667 | Residential & Commercial | Ducted CEE Tier 1
213779291 | Central HP <5.4 tons | DAY & NIGHT | HRCU-A-CB (Split System: Heat Pump with Remote Outdoor Unit-Air-Source) | CVH837GKA** |  |  | EA*4X43L21A*+WALLCON | *80CTL1102120B* | 33000 | 17 | 8.5 | 32600 | 25000 | 76.69% | 1.98 | 0 | 11.5 |  |  |  | No | R-410A | 2.75 | Residential & Commercial | Ducted CEE Tier 1
213779341 | Central HP <5.4 tons | DAY & NIGHT | HRCU-A-CB (Split System: Heat Pump with Remote Outdoor Unit-Air-Source) | CVH837GKA** |  |  | EA*4X43L21A*+WALLCON | *96CTN0601714B* | 32800 | 17 | 8.1 | 33000 | 25400 | 76.97% | 1.96 | 0 | 11 |  |  |  | No | R-410A | 2.7333 | Residential & Commercial | Ducted CEE Tier 1
212983582 | Central HP <5.4 tons | DAY & NIGHT | HRCU-A-CB (Split System: Heat Pump with Remote Outdoor Unit-Air-Source) | DLCURAH24ABK |  |  | EN(A,D)4X24L14** | *92MSN0601412A* | 23400 | 16.5 | 8.5 | 27000 | 24600 | 91.11% | 2.04 | 0 | 10 |  |  |  | No | R-410A | 1.95 | Residential & Commercial | Ducted CEE Tier 1
213770796 | Central HP <5.4 tons | BRYANT HEATING AND COOLING SYSTEMS | HRCU-A-CB (Split System: Heat Pump with Remote Outdoor Unit-Air-Source) | 288BNV025*0**B* |  |  | CAP**3017AL*+UI | 986TD42080C17*** | 23400 | 16.5 | 8.1 | 21600 | 16700 | 77.31% | 1.92 | 0 | 10.5 |  |  |  | No | R-410A | 1.95 | Residential & Commercial | Ducted CEE Tier 1
213770896 | Central HP <5.4 tons | BRYANT HEATING AND COOLING SYSTEMS | HRCU-A-CB (Split System: Heat Pump with Remote Outdoor Unit-Air-Source) | 288BNV025*0**B* |  |  | CAP**3617AL*+UI | 986TD42080C17*** | 23600 | 16.5 | 8.1 | 21600 | 16700 | 77.31% | 1.94 | 0 | 10.5 |  |  |  | No | R-410A | 1.9667 | Residential & Commercial | Ducted CEE Tier 1
213771446 | Central HP <5.4 tons | BRYANT HEATING AND COOLING SYSTEMS | HRCU-A-CB (Split System: Heat Pump with Remote Outdoor Unit-Air-Source) | 288BNV025*0**B* |  |  | CAP**4321AL*+UI | 88*TB48070C17*** | 24400 | 17 | 8.5 | 21200 | 16600 | 78.3% | 2.02 | 0 | 11 |  |  |  | No | R-410A | 2.0333 | Residential & Commercial | Ducted CEE Tier 1
213771466 | Central HP <5.4 tons | BRYANT HEATING AND COOLING SYSTEMS | HRCU-A-CB (Split System: Heat Pump with Remote Outdoor Unit-Air-Source) | 288BNV025*0**B* |  |  | CAP**4321AL*+UI | 88*TB60090C21*** | 24400 | 17 | 8.5 | 21200 | 16600 | 78.3% | 2.04 | 0 | 11 |  |  |  | No | R-410A | 2.0333 | Residential & Commercial | Ducted CEE Tier 1
213770342 | Central HP <5.4 tons | BRYANT HEATING AND COOLING SYSTEMS | HRCU-A-CB (Split System: Heat Pump with Remote Outdoor Unit-Air-Source) | 284ANV048*0**B* |  |  | CSPH*6012AL*+UI | 88*TB36045C17*** | 44000 | 19.5 | 8.5 | 47000 | 37400 | 79.57% | 2.24 | 0 | 10 |  |  |  | No | R-410A | 3.6667 | Residential & Commercial | Ducted CEE Tier 1
214238880 | Central HP <5.4 tons | KEEPRITE | HRCU-A-CB (Split System: Heat Pump with Remote Outdoor Unit-Air-Source) | CVH837GKA2* |  |  | EN(A,D)4X36L21**+WALLCON | *80CTL1102120B* | 31400 | 16.5 | 8.1 | 33000 | 24000 | 72.73% | 1.82 | 0 | 11 |  |  |  | No | R-410A | 2.6167 | Residential & Commercial | Ducted CEE Tier 1
214238990 | Central HP <5.4 tons | KEEPRITE | HRCU-A-CB (Split System: Heat Pump with Remote Outdoor Unit-Air-Source) | CVH837GKA2* |  |  | END4X42L17**+WALLCON | *80CTL0901716B* | 32000 | 17 | 8.1 | 33000 | 24600 | 74.55% | 1.9 | 0 | 11.5 |  |  |  | No | R-410A | 2.6667 | Residential & Commercial | Ducted CEE Tier 1
214239040 | Central HP <5.4 tons | KEEPRITE | HRCU-A-CB (Split System: Heat Pump with Remote Outdoor Unit-Air-Source) | CVH837GKA2* |  |  | END4X42L17**+WALLCON | *96CTN0801714B* | 32000 | 16.5 | 8.1 | 33000 | 24800 | 75.15% | 1.9 | 0 | 11 |  |  |  | No | R-410A | 2.6667 | Residential & Commercial | Ducted CEE Tier 1
212983602 | Central HP <5.4 tons | DAY & NIGHT | HRCU-A-CB (Split System: Heat Pump with Remote Outdoor Unit-Air-Source) | DLCURAH24ABK |  |  | EN(A,D)4X30L14** | *92MSN0601412A* | 23800 | 16.5 | 8.5 | 26400 | 24000 | 90.91% | 2 | 0 | 10 |  |  |  | No | R-410A | 1.9833 | Residential & Commercial | Ducted CEE Tier 1
214240010 | Central HP <5.4 tons | KEEPRITE | HRCU-A-CB (Split System: Heat Pump with Remote Outdoor Unit-Air-Source) | CVH837GKA** |  |  | EN(A,D)4X48L24**+WALLCON | *97CMN1202422B* | 32400 | 17 | 8.1 | 32800 | 24600 | 75% | 1.94 | 0 | 11.5 |  |  |  | No | R-410A | 2.7 | Residential & Commercial | Ducted CEE Tier 1
214239760 | Central HP <5.4 tons | KEEPRITE | HRCU-A-CB (Split System: Heat Pump with Remote Outdoor Unit-Air-Source) | CVH837GKA** |  |  | EN(A,D,W)4X42L21**+WALLCON | *80CTL0902120B* | 31800 | 17 | 8.1 | 33000 | 24400 | 73.94% | 1.88 | 0 | 11 |  |  |  | No | R-410A | 2.65 | Residential & Commercial | Ducted CEE Tier 1
213779441 | Central HP <5.4 tons | DAY & NIGHT | HRCU-A-CB (Split System: Heat Pump with Remote Outdoor Unit-Air-Source) | CVH837GKA** |  |  | EA*4X48L21A*+WALLCON | *97CMN0801714B* | 32200 | 17 | 8.1 | 32600 | 25000 | 76.69% | 1.94 | 0 | 11 |  |  |  | No | R-410A | 2.6833 | Residential & Commercial | Ducted CEE Tier 1
214239770 | Central HP <5.4 tons | KEEPRITE | HRCU-A-CB (Split System: Heat Pump with Remote Outdoor Unit-Air-Source) | CVH837GKA** |  |  | EN(A,D,W)4X42L21**+WALLCON | *80CTL1102120B* | 31800 | 17 | 8.1 | 33000 | 24400 | 73.94% | 1.88 | 0 | 11 |  |  |  | No | R-410A | 2.65 | Residential & Commercial | Ducted CEE Tier 1
214239870 | Central HP <5.4 tons | KEEPRITE | HRCU-A-CB (Split System: Heat Pump with Remote Outdoor Unit-Air-Source) | CVH837GKA** |  |  | EN(A,D,W)4X48L21**+WALLCON | *80CTL0901716B* | 32400 | 17 | 8.1 | 32800 | 24800 | 75.61% | 1.94 | 0 | 11.7 |  |  |  | No | R-410A | 2.7 | Residential & Commercial | Ducted CEE Tier 1
214239900 | Central HP <5.4 tons | KEEPRITE | HRCU-A-CB (Split System: Heat Pump with Remote Outdoor Unit-Air-Source) | CVH837GKA** |  |  | EN(A,D,W)4X48L21**+WALLCON | *95CSU0601716B* | 32200 | 17 | 8.1 | 33000 | 24800 | 75.15% | 1.92 | 0 | 11.5 |  |  |  | No | R-410A | 2.6833 | Residential & Commercial | Ducted CEE Tier 1
213770506 | Central HP <5.4 tons | BRYANT HEATING AND COOLING SYSTEMS | HRCU-A-CB (Split System: Heat Pump with Remote Outdoor Unit-Air-Source) | 288BNV025*0**B* |  |  | CAP**2417AL*+UI | 88*TB48070C17*** | 23200 | 16.5 | 8.1 | 22000 | 16800 | 76.36% | 1.9 | 0 | 10.5 |  |  |  | No | R-410A | 1.9333 | Residential & Commercial | Ducted CEE Tier 1
215667211 | Central HP <5.4 tons | KENMORE | HRCU-A-CB (Split System: Heat Pump with Remote Outdoor Unit-Air-Source) | (C,H,T)5H0V24*K*AAA* |  |  | EA*5X25M17A*+WALLCON | *80CTL0701716B* | 24000 | 17.5 | 9 | 23200 | 16400 | 70.69% | 2 | 0 | 10.5 |  |  |  | No | R-454B | 2 | Residential & Commercial | Ducted CEE Tier 1
213770836 | Central HP <5.4 tons | BRYANT HEATING AND COOLING SYSTEMS | HRCU-A-CB (Split System: Heat Pump with Remote Outdoor Unit-Air-Source) | 288BNV025*0**B* |  |  | CAP**3617AL*+UI | 88*TB48090C17*** | 23600 | 16.5 | 8.1 | 21400 | 16700 | 78.04% | 1.94 | 0 | 11 |  |  |  | No | R-410A | 1.9667 | Residential & Commercial | Ducted CEE Tier 1
213770666 | Central HP <5.4 tons | BRYANT HEATING AND COOLING SYSTEMS | HRCU-A-CB (Split System: Heat Pump with Remote Outdoor Unit-Air-Source) | 288BNV025*0**B* |  |  | CAP**2517AL*+UI | 986TD42060C17*** | 24200 | 16.5 | 8.1 | 21400 | 16700 | 78.04% | 2 | 0 | 11 |  |  |  | No | R-410A | 2.0167 | Residential & Commercial | Ducted CEE Tier 1
213770916 | Central HP <5.4 tons | BRYANT HEATING AND COOLING SYSTEMS | HRCU-A-CB (Split System: Heat Pump with Remote Outdoor Unit-Air-Source) | 288BNV025*0**B* |  |  | CAP**3621AL*+UI | 88*TB48070C17*** | 23600 | 16.5 | 8.1 | 21400 | 16700 | 78.04% | 1.94 | 0 | 10.5 |  |  |  | No | R-410A | 1.9667 | Residential & Commercial | Ducted CEE Tier 1
213780655 | Central HP <5.4 tons | CARRIER | HRCU-A-CB (Split System: Heat Pump with Remote Outdoor Unit-Air-Source) | 25VNA837A*031* |  |  | CAP**3617AL*+UI | 58TN*B070C17**16 | 31400 | 16.5 | 8.1 | 33400 | 24400 | 73.05% | 1.82 | 0 | 10.5 |  |  |  | No | R-410A | 2.6167 | Residential & Commercial | Ducted CEE Tier 1
213780855 | Central HP <5.4 tons | CARRIER | HRCU-A-CB (Split System: Heat Pump with Remote Outdoor Unit-Air-Source) | 25VNA837A*031* |  |  | CAP**3721AL*+UI | 58TN*B070C17**16 | 32800 | 17 | 8.5 | 33000 | 25200 | 76.36% | 1.96 | 0 | 11 |  |  |  | No | R-410A | 2.7333 | Residential & Commercial | Ducted CEE Tier 1
213770310 | Central HP <5.4 tons | BRYANT HEATING AND COOLING SYSTEMS | HRCU-A-CB (Split System: Heat Pump with Remote Outdoor Unit-Air-Source) | 284ANV048*0**B* |  |  | CAP**6124AL*+UI | 88*TB60090C21*** | 45500 | 21.5 | 9.5 | 46000 | 36000 | 78.26% | 2.36 | 0 | 12 |  |  |  | No | R-410A | 3.7917 | Residential & Commercial | Ducted CEE Tier 1
213770326 | Central HP <5.4 tons | BRYANT HEATING AND COOLING SYSTEMS | HRCU-A-CB (Split System: Heat Pump with Remote Outdoor Unit-Air-Source) | 284ANV048*0**B* |  |  | CSPH*4812AL*+UI | 88*TB48070C17*** | 44000 | 19.5 | 8.5 | 47000 | 37000 | 78.72% | 2.16 | 0 | 10.5 |  |  |  | No | R-410A | 3.6667 | Residential & Commercial | Ducted CEE Tier 1
214239290 | Central HP <5.4 tons | KEEPRITE | HRCU-A-CB (Split System: Heat Pump with Remote Outdoor Unit-Air-Source) | CVH837GKA2* |  |  | EN(A,D)4X48L24**+WALLCON | *80CTL0902120B* | 32400 | 17 | 8.1 | 32600 | 24600 | 75.46% | 1.96 | 0 | 11.7 |  |  |  | No | R-410A | 2.7 | Residential & Commercial | Ducted CEE Tier 1
213607648 | Central HP <5.4 tons | BRYANT HEATING AND COOLING SYSTEMS | HRCU-A-CB (Split System: Heat Pump with Remote Outdoor Unit-Air-Source) | 38MURAQ24AB3* |  |  | PF4TNXB24L* |  | 24600 | 17 | 9.5 | 26000 | 22200 | 85.38% | 1.84 | 0 | 10 |  |  |  | No | R-410A | 2.05 | Residential & Commercial | Ducted CEE Tier 1
211225779 | Central HP <5.4 tons | CARRIER | HRCU-A-CB (Split System: Heat Pump with Remote Outdoor Unit-Air-Source) | 38MURAQ36AB3* |  |  | CAP**4221AL* | 58S(B,C)*A090E21**16 | 35800 | 16 | 8.1 | 38500 | 35000 | 90.91% | 1.9 | 0 | 10 |  |  |  | No | R-410A | 2.9833 | Residential & Commercial | Ducted CEE Tier 1
211225788 | Central HP <5.4 tons | CARRIER | HRCU-A-CB (Split System: Heat Pump with Remote Outdoor Unit-Air-Source) | 38MURAQ36AB3* |  |  | CAP**4221AL* | 58SU*A080E21**20 | 36800 | 15.5 | 8.5 | 40000 | 35200 | 88% | 1.96 | 0 | 10 |  |  |  | No | R-410A | 3.0667 | Residential & Commercial | Ducted CEE Tier 1
212982426 | Central HP <5.4 tons | DAY & NIGHT | HRCU-A-CB (Split System: Heat Pump with Remote Outdoor Unit-Air-Source) | DLCURAH18ABK |  |  | EN(A,D)4X24L17** | *80MSU0401712A* | 17500 | 16 | 8.5 | 18400 | 18900 | 102.7% | 2.28 | 0 | 10.5 |  |  |  | No | R-410A | 1.4583 | Residential & Commercial | Ducted CEE Tier 1
212983289 | Central HP <5.4 tons | DAY & NIGHT | HRCU-A-CB (Split System: Heat Pump with Remote Outdoor Unit-Air-Source) | DLCURAH18ABK |  |  | EA*4X30L17A* | *92MSN0401712A* | 17300 | 15.5 | 8.5 | 18100 | 18800 | 103.9% | 2.24 | 0 | 10.5 |  |  |  | No | R-410A | 1.4417 | Residential & Commercial | Ducted CEE Tier 1
213771216 | Central HP <5.4 tons | BRYANT HEATING AND COOLING SYSTEMS | HRCU-A-CB (Split System: Heat Pump with Remote Outdoor Unit-Air-Source) | 288BNV025*0**B* |  |  | CAP**3721AL*+UI | 986TD42060C17*** | 24400 | 16.5 | 8.1 | 21200 | 16700 | 78.77% | 2.02 | 0 | 11 |  |  |  | No | R-410A | 2.0333 | Residential & Commercial | Ducted CEE Tier 1
213771336 | Central HP <5.4 tons | BRYANT HEATING AND COOLING SYSTEMS | HRCU-A-CB (Split System: Heat Pump with Remote Outdoor Unit-Air-Source) | 288BNV025*0**B* |  |  | CAP**4221AL*+UI | 986TD42060C17*** | 23600 | 16.5 | 8.1 | 21400 | 16700 | 78.04% | 1.96 | 0 | 10.5 |  |  |  | No | R-410A | 1.9667 | Residential & Commercial | Ducted CEE Tier 1
213771566 | Central HP <5.4 tons | BRYANT HEATING AND COOLING SYSTEMS | HRCU-A-CB (Split System: Heat Pump with Remote Outdoor Unit-Air-Source) | 288BNV025*0**B* |  |  | CAP**4821AL*+UI | 88*TB48070C17*** | 24000 | 17 | 8.1 | 21000 | 16500 | 78.57% | 2 | 0 | 11 |  |  |  | No | R-410A | 2 | Residential & Commercial | Ducted CEE Tier 1
213771646 | Central HP <5.4 tons | BRYANT HEATING AND COOLING SYSTEMS | HRCU-A-CB (Split System: Heat Pump with Remote Outdoor Unit-Air-Source) | 288BNV025*0**B* |  |  | CAP**4821AL*+UI | 986TD42060C17*** | 24000 | 16.5 | 8.1 | 21000 | 16600 | 79.05% | 2 | 0 | 10.5 |  |  |  | No | R-410A | 2 | Residential & Commercial | Ducted CEE Tier 1
213771696 | Central HP <5.4 tons | BRYANT HEATING AND COOLING SYSTEMS | HRCU-A-CB (Split System: Heat Pump with Remote Outdoor Unit-Air-Source) | 288BNV025*0**B* |  |  | CAP**4824AL*+UI | 88*TB66135C24*** | 24200 | 17 | 8.1 | 21000 | 16500 | 78.57% | 2.02 | 0 | 11 |  |  |  | No | R-410A | 2.0167 | Residential & Commercial | Ducted CEE Tier 1
213771146 | Central HP <5.4 tons | BRYANT HEATING AND COOLING SYSTEMS | HRCU-A-CB (Split System: Heat Pump with Remote Outdoor Unit-Air-Source) | 288BNV025*0**B* |  |  | CAP**3721AL*+UI | 88*TB48090C17*** | 24600 | 17 | 8.5 | 21000 | 16600 | 79.05% | 2.02 | 0 | 11 |  |  |  | No | R-410A | 2.05 | Residential & Commercial | Ducted CEE Tier 1
213770616 | Central HP <5.4 tons | BRYANT HEATING AND COOLING SYSTEMS | HRCU-A-CB (Split System: Heat Pump with Remote Outdoor Unit-Air-Source) | 288BNV025*0**B* |  |  | CAP**2517AL*+UI | 88*TB48090C17*** | 24400 | 16.5 | 8.5 | 21200 | 16700 | 78.77% | 2.02 | 0 | 11 |  |  |  | No | R-410A | 2.0333 | Residential & Commercial | Ducted CEE Tier 1
213770716 | Central HP <5.4 tons | BRYANT HEATING AND COOLING SYSTEMS | HRCU-A-CB (Split System: Heat Pump with Remote Outdoor Unit-Air-Source) | 288BNV025*0**B* |  |  | CAP**3017AL*+UI | 88*TB36070C14*** | 23600 | 16.5 | 8.1 | 21600 | 16700 | 77.31% | 1.92 | 0 | 10.5 |  |  |  | No | R-410A | 1.9667 | Residential & Commercial | Ducted CEE Tier 1
213770816 | Central HP <5.4 tons | BRYANT HEATING AND COOLING SYSTEMS | HRCU-A-CB (Split System: Heat Pump with Remote Outdoor Unit-Air-Source) | 288BNV025*0**B* |  |  | CAP**3617AL*+UI | 88*TB36070C14*** | 23600 | 16.5 | 8.1 | 21400 | 16700 | 78.04% | 1.94 | 0 | 10.5 |  |  |  | No | R-410A | 1.9667 | Residential & Commercial | Ducted CEE Tier 1
213770606 | Central HP <5.4 tons | BRYANT HEATING AND COOLING SYSTEMS | HRCU-A-CB (Split System: Heat Pump with Remote Outdoor Unit-Air-Source) | 288BNV025*0**B* |  |  | CAP**2517AL*+UI | 88*TB48070C17*** | 24400 | 16.5 | 8.1 | 21200 | 16700 | 78.77% | 2.02 | 0 | 11 |  |  |  | No | R-410A | 2.0333 | Residential & Commercial | Ducted CEE Tier 1
213770626 | Central HP <5.4 tons | BRYANT HEATING AND COOLING SYSTEMS | HRCU-A-CB (Split System: Heat Pump with Remote Outdoor Unit-Air-Source) | 288BNV025*0**B* |  |  | CAP**2517AL*+UI | 935CB48060C17*** | 24200 | 16.5 | 8.1 | 21400 | 16700 | 78.04% | 2.02 | 0 | 10.5 |  |  |  | No | R-410A | 2.0167 | Residential & Commercial | Ducted CEE Tier 1
213771426 | Central HP <5.4 tons | BRYANT HEATING AND COOLING SYSTEMS | HRCU-A-CB (Split System: Heat Pump with Remote Outdoor Unit-Air-Source) | 288BNV025*0**B* |  |  | CAP**4224AL*+UI | 986TD66120C24*** | 23800 | 17 | 8.1 | 21400 | 16600 | 77.57% | 1.96 | 0 | 11 |  |  |  | No | R-410A | 1.9833 | Residential & Commercial | Ducted CEE Tier 1
213771576 | Central HP <5.4 tons | BRYANT HEATING AND COOLING SYSTEMS | HRCU-A-CB (Split System: Heat Pump with Remote Outdoor Unit-Air-Source) | 288BNV025*0**B* |  |  | CAP**4821AL*+UI | 88*TB48090C17*** | 24200 | 17 | 8.1 | 20800 | 16500 | 79.33% | 2.02 | 0 | 11 |  |  |  | No | R-410A | 2.0167 | Residential & Commercial | Ducted CEE Tier 1
213772676 | Central HP <5.4 tons | BRYANT HEATING AND COOLING SYSTEMS | HRCU-A-CB (Split System: Heat Pump with Remote Outdoor Unit-Air-Source) | 288BNV025*0**C* |  |  | CAP**2417AL*+UI | 987MC42080C17*** | 23200 | 16 | 8.1 | 22000 | 16800 | 76.36% | 1.88 | 0 | 10.5 |  |  |  | No | R-410A | 1.9333 | Residential & Commercial | Ducted CEE Tier 1
213772726 | Central HP <5.4 tons | BRYANT HEATING AND COOLING SYSTEMS | HRCU-A-CB (Split System: Heat Pump with Remote Outdoor Unit-Air-Source) | 288BNV025*0**C* |  |  | CAP**2517AL*+UI | 88*TB36070C14*** | 24400 | 16.5 | 8.1 | 21200 | 16600 | 78.3% | 2 | 0 | 11 |  |  |  | No | R-410A | 2.0333 | Residential & Commercial | Ducted CEE Tier 1
213772426 | Central HP <5.4 tons | BRYANT HEATING AND COOLING SYSTEMS | HRCU-A-CB (Split System: Heat Pump with Remote Outdoor Unit-Air-Source) | 288BNV025*0**B* |  |  | CSPH*4812AL*+UI | 88*TB36045C17*** | 24200 | 16 | 8.1 | 21400 | 16700 | 78.04% | 2 | 0 | 10.5 |  |  |  | No | R-410A | 2.0167 | Residential & Commercial | Ducted CEE Tier 1
213772526 | Central HP <5.4 tons | BRYANT HEATING AND COOLING SYSTEMS | HRCU-A-CB (Split System: Heat Pump with Remote Outdoor Unit-Air-Source) | 288BNV025*0**B* |  |  | CSPH*4812AL*+UI | 987MC66100C21*** | 24200 | 16 | 8.1 | 21200 | 16600 | 78.3% | 2.02 | 0 | 11 |  |  |  | No | R-410A | 2.0167 | Residential & Commercial | Ducted CEE Tier 1
213770856 | Central HP <5.4 tons | BRYANT HEATING AND COOLING SYSTEMS | HRCU-A-CB (Split System: Heat Pump with Remote Outdoor Unit-Air-Source) | 288BNV025*0**B* |  |  | CAP**3617AL*+UI | 987MC42060C17*** | 23400 | 16 | 8.1 | 21600 | 16800 | 77.78% | 1.92 | 0 | 10.5 |  |  |  | No | R-410A | 1.95 | Residential & Commercial | Ducted CEE Tier 1
213771006 | Central HP <5.4 tons | BRYANT HEATING AND COOLING SYSTEMS | HRCU-A-CB (Split System: Heat Pump with Remote Outdoor Unit-Air-Source) | 288BNV025*0**B* |  |  | CAP**3621AL*+UI | 986TD42080C17*** | 23600 | 16.5 | 8.1 | 21400 | 16700 | 78.04% | 1.94 | 0 | 10.5 |  |  |  | No | R-410A | 1.9667 | Residential & Commercial | Ducted CEE Tier 1
213771086 | Central HP <5.4 tons | BRYANT HEATING AND COOLING SYSTEMS | HRCU-A-CB (Split System: Heat Pump with Remote Outdoor Unit-Air-Source) | 288BNV025*0**B* |  |  | CAP**3717AL*+UI | 987MC42080C17*** | 24200 | 16 | 8.1 | 21400 | 16700 | 78.04% | 2 | 0 | 11 |  |  |  | No | R-410A | 2.0167 | Residential & Commercial | Ducted CEE Tier 1
213782333 | Central HP <5.4 tons | KENMORE | HRCU-A-CB (Split System: Heat Pump with Remote Outdoor Unit-Air-Source) | (C,H,T)VH837GKA2* |  |  | EHD4X60AAL+WALLCON | *96CTN0601714B* | 32800 | 16.5 | 8.1 | 32400 | 25000 | 77.16% | 1.96 | 0 | 11 |  |  |  | No | R-410A | 2.7333 | Residential & Commercial | Ducted CEE Tier 1
213782113 | Central HP <5.4 tons | KENMORE | HRCU-A-CB (Split System: Heat Pump with Remote Outdoor Unit-Air-Source) | (C,H,T)VH837GKA2* |  |  | EHD4X48AAL+WALLCON | *80CTL1352422B* | 32600 | 16.5 | 8.1 | 32600 | 24800 | 76.07% | 1.96 | 0 | 11 |  |  |  | No | R-410A | 2.7167 | Residential & Commercial | Ducted CEE Tier 1
213781043 | Central HP <5.4 tons | KENMORE | HRCU-A-CB (Split System: Heat Pump with Remote Outdoor Unit-Air-Source) | (C,H,T)VH837GKA2* |  |  | EA*4X42L21A*+WALLCON | *97CMN0801714B* | 31600 | 16.5 | 8.1 | 33400 | 24600 | 73.65% | 1.86 | 0 | 10.5 |  |  |  | No | R-410A | 2.6333 | Residential & Commercial | Ducted CEE Tier 1
213781213 | Central HP <5.4 tons | KENMORE | HRCU-A-CB (Split System: Heat Pump with Remote Outdoor Unit-Air-Source) | (C,H,T)VH837GKA2* |  |  | EA*4X43L21A*+WALLCON | *95CSU0601716B* | 32800 | 17 | 8.5 | 33000 | 25200 | 76.36% | 1.96 | 0 | 11 |  |  |  | No | R-410A | 2.7333 | Residential & Commercial | Ducted CEE Tier 1
213781263 | Central HP <5.4 tons | KENMORE | HRCU-A-CB (Split System: Heat Pump with Remote Outdoor Unit-Air-Source) | (C,H,T)VH837GKA2* |  |  | EA*4X43L21A*+WALLCON | *96CTN0801714B* | 32800 | 17 | 8.5 | 32800 | 25200 | 76.83% | 1.96 | 0 | 11 |  |  |  | No | R-410A | 2.7333 | Residential & Commercial | Ducted CEE Tier 1
213781313 | Central HP <5.4 tons | KENMORE | HRCU-A-CB (Split System: Heat Pump with Remote Outdoor Unit-Air-Source) | (C,H,T)VH837GKA2* |  |  | EA*4X48L21A*+WALLCON | *80CTL0902120B* | 32200 | 17 | 8.1 | 32600 | 24800 | 76.07% | 1.98 | 0 | 11 |  |  |  | No | R-410A | 2.6833 | Residential & Commercial | Ducted CEE Tier 1
213771106 | Central HP <5.4 tons | BRYANT HEATING AND COOLING SYSTEMS | HRCU-A-CB (Split System: Heat Pump with Remote Outdoor Unit-Air-Source) | 288BNV025*0**B* |  |  | CAP**3717AL*+UI | 986TD42060C17*** | 24000 | 16 | 8.1 | 21400 | 16800 | 78.5% | 1.98 | 0 | 11 |  |  |  | No | R-410A | 2 | Residential & Commercial | Ducted CEE Tier 1
213770646 | Central HP <5.4 tons | BRYANT HEATING AND COOLING SYSTEMS | HRCU-A-CB (Split System: Heat Pump with Remote Outdoor Unit-Air-Source) | 288BNV025*0**B* |  |  | CAP**2517AL*+UI | 987MC42080C17*** | 24200 | 16.5 | 8.1 | 21400 | 16700 | 78.04% | 2.02 | 0 | 11 |  |  |  | No | R-410A | 2.0167 | Residential & Commercial | Ducted CEE Tier 1
213770846 | Central HP <5.4 tons | BRYANT HEATING AND COOLING SYSTEMS | HRCU-A-CB (Split System: Heat Pump with Remote Outdoor Unit-Air-Source) | 288BNV025*0**B* |  |  | CAP**3617AL*+UI | 935CB48060C17*** | 23400 | 16.5 | 8.1 | 21600 | 16700 | 77.31% | 1.94 | 0 | 10.5 |  |  |  | No | R-410A | 1.95 | Residential & Commercial | Ducted CEE Tier 1
213778785 | Central HP <5.4 tons | CARRIER | HRCU-A-CB (Split System: Heat Pump with Remote Outdoor Unit-Air-Source) | 25VNA837A*030* |  |  | CAP**3617AL*+UI | 59MN7C080C17**14 | 31400 | 16.5 | 8.1 | 33200 | 24400 | 73.49% | 1.82 | 0 | 10.5 |  |  |  | No | R-410A | 2.6167 | Residential & Commercial | Ducted CEE Tier 1
211391326 | Central HP <5.4 tons | FRASER-JOHNSTON | HRCU-A-CB (Split System: Heat Pump with Remote Outdoor Unit-Air-Source) | HMH72B341 |  |  | XAFC36DXXN1+TXV | TMLE120C16MP11 | 34000 | 18 | 8.5 | 33600 | 23800 | 70.83% | 2.08 | 0 | 10 |  |  |  | No | R-410A | 2.8333 | Residential & Commercial | Ducted CEE Tier 1
214242462 | Central HP <5.4 tons | KEEPRITE | HRCU-A-CB (Split System: Heat Pump with Remote Outdoor Unit-Air-Source) | CVH825GKA2* |  |  | EN(A,D)4X24L17**+WALLCON | *95CSU0601716B* | 23200 | 15.5 | 8.1 | 22000 | 16900 | 76.82% | 1.92 | 0 | 10.5 |  |  |  | No | R-410A | 1.9333 | Residential & Commercial | Ducted CEE Tier 1
214242582 | Central HP <5.4 tons | KEEPRITE | HRCU-A-CB (Split System: Heat Pump with Remote Outdoor Unit-Air-Source) | CVH825GKA2* |  |  | EN(A,D)4X30L17**+WALLCON | *95CSU0601716B* | 23400 | 16.5 | 8.1 | 21600 | 16700 | 77.31% | 1.92 | 0 | 10.5 |  |  |  | No | R-410A | 1.95 | Residential & Commercial | Ducted CEE Tier 1
214242782 | Central HP <5.4 tons | KEEPRITE | HRCU-A-CB (Split System: Heat Pump with Remote Outdoor Unit-Air-Source) | CVH825GKA2* |  |  | EN(A,D)4X36L21**+WALLCON | *80CTL1102120B* | 23600 | 16.5 | 8.1 | 21600 | 16700 | 77.31% | 1.92 | 0 | 11 |  |  |  | No | R-410A | 1.9667 | Residential & Commercial | Ducted CEE Tier 1
213770298 | Central HP <5.4 tons | BRYANT HEATING AND COOLING SYSTEMS | HRCU-A-CB (Split System: Heat Pump with Remote Outdoor Unit-Air-Source) | 284ANV048*0**B* |  |  | CAP**6121AL*+UI | 88*TB36045C17*** | 44000 | 20 | 9 | 47000 | 37600 | 80% | 2.24 | 0 | 10 |  |  |  | No | R-410A | 3.6667 | Residential & Commercial | Ducted CEE Tier 1
213770314 | Central HP <5.4 tons | BRYANT HEATING AND COOLING SYSTEMS | HRCU-A-CB (Split System: Heat Pump with Remote Outdoor Unit-Air-Source) | 284ANV048*0**B* |  |  | CAP**6124AL*+UI | 88*TB66135C24*** | 45500 | 21.5 | 9.5 | 46000 | 36000 | 78.26% | 2.36 | 0 | 11.7 |  |  |  | No | R-410A | 3.7917 | Residential & Commercial | Ducted CEE Tier 1
214239400 | Central HP <5.4 tons | KEEPRITE | HRCU-A-CB (Split System: Heat Pump with Remote Outdoor Unit-Air-Source) | CVH837GKA2* |  |  | EN(A,D,W)4X60L24**+WALLCON | *97CMN1202422B* | 32800 | 17.5 | 8.1 | 32200 | 24600 | 76.4% | 1.96 | 0 | 11.7 |  |  |  | No | R-410A | 2.7333 | Residential & Commercial | Ducted CEE Tier 1
214239300 | Central HP <5.4 tons | KEEPRITE | HRCU-A-CB (Split System: Heat Pump with Remote Outdoor Unit-Air-Source) | CVH837GKA2* |  |  | EN(A,D)4X48L24**+WALLCON | *80CTL1102120B* | 32400 | 17 | 8.1 | 32600 | 24600 | 75.46% | 1.96 | 0 | 11.5 |  |  |  | No | R-410A | 2.7 | Residential & Commercial | Ducted CEE Tier 1
213780961 | Central HP <5.4 tons | DAY & NIGHT | HRCU-A-CB (Split System: Heat Pump with Remote Outdoor Unit-Air-Source) | CVH837GKA2* |  |  | EA*4X37L21A*+WALLCON | *96CTN1002122B* | 33000 | 17 | 8.5 | 32600 | 25000 | 76.69% | 1.98 | 0 | 11.5 |  |  |  | No | R-410A | 2.75 | Residential & Commercial | Ducted CEE Tier 1
215938452 | Central HP <5.4 tons | KENMORE | HRCU-A-CB (Split System: Heat Pump with Remote Outdoor Unit-Air-Source) | (C,H,T)5H3V48*K*AAA* |  |  | EVD5X61M21A*+WALLCON | *80CTL0901716B* | 45000 | 21 | 8.1 | 53500 | 37600 | 70.28% | 1.95 | 0 | 12 |  |  |  | No | R-454B | 3.75 | Residential & Commercial | Ducted CEE Tier 1
215941012 | Central HP <5.4 tons | KENMORE | HRCU-A-CB (Split System: Heat Pump with Remote Outdoor Unit-Air-Source) | (C,H,T)5H3V48*K*AAA* |  |  | EA*5X60M24A*+WALLCON | *97CTN0802120A* | 44500 | 21 | 9.5 | 48500 | 36600 | 75.46% | 2 | 0 | 11 |  |  |  | No | R-454B | 3.7083 | Residential & Commercial | Ducted CEE Tier 1
211392663 | Central HP <5.4 tons | LUXAIRE | HRCU-A-CB (Split System: Heat Pump with Remote Outdoor Unit-Air-Source) | HMH72B341 |  |  | XAFB36DBCN1 | TMLE060A12MP11 | 34000 | 18 | 8.1 | 33800 | 23800 | 70.41% | 2.06 | 0 | 10 |  |  |  | No | R-410A | 2.8333 | Residential & Commercial | Ducted CEE Tier 1
214728369 | Central HP <5.4 tons | CHAMPION HEATING AND COOLING | HRCU-A-CB (Split System: Heat Pump with Remote Outdoor Unit-Air-Source) | HH836E2S11 |  |  | CTU36B5XDS1+TXV | TM9Y060B12MP11 | 33200 | 18 | 8.5 | 31200 | 25600 | 82.05% | 2 | 0 | 11 |  |  |  | No | R-454B | 2.7667 | Residential & Commercial | Ducted CEE Tier 1
211392911 | Central HP <5.4 tons | LUXAIRE | HRCU-A-CB (Split System: Heat Pump with Remote Outdoor Unit-Air-Source) | HMH72B341 |  |  | XAFB30CXXN1+TXV | TM8E040A12MP11 | 32800 | 18 | 8.1 | 33400 | 23400 | 70.06% | 2.04 | 0 | 10 |  |  |  | No | R-410A | 2.7333 | Residential & Commercial | Ducted CEE Tier 1
214239340 | Central HP <5.4 tons | KEEPRITE | HRCU-A-CB (Split System: Heat Pump with Remote Outdoor Unit-Air-Source) | CVH837GKA2* |  |  | EN(A,D)4X48L24**+WALLCON | *96CTN1002122B* | 32400 | 17 | 8.1 | 32600 | 24600 | 75.46% | 1.96 | 0 | 11.7 |  |  |  | No | R-410A | 2.7 | Residential & Commercial | Ducted CEE Tier 1
214239020 | Central HP <5.4 tons | KEEPRITE | HRCU-A-CB (Split System: Heat Pump with Remote Outdoor Unit-Air-Source) | CVH837GKA2* |  |  | END4X42L17**+WALLCON | *97CMN0801714B* | 32000 | 16.5 | 8.1 | 33200 | 24800 | 74.7% | 1.88 | 0 | 11 |  |  |  | No | R-410A | 2.6667 | Residential & Commercial | Ducted CEE Tier 1
213770284 | Central HP <5.4 tons | BRYANT HEATING AND COOLING SYSTEMS | HRCU-A-CB (Split System: Heat Pump with Remote Outdoor Unit-Air-Source) | 284ANV048*0**B* |  |  | CAP**6024AL*+UI | 88*TB60090C21*** | 44500 | 21 | 9.5 | 46000 | 36000 | 78.26% | 2.34 | 0 | 12 |  |  |  | No | R-410A | 3.7083 | Residential & Commercial | Ducted CEE Tier 1
213770286 | Central HP <5.4 tons | BRYANT HEATING AND COOLING SYSTEMS | HRCU-A-CB (Split System: Heat Pump with Remote Outdoor Unit-Air-Source) | 284ANV048*0**B* |  |  | CAP**6024AL*+UI | 88*TB60110C21*** | 45000 | 21 | 9.5 | 45500 | 36000 | 79.12% | 2.34 | 0 | 12 |  |  |  | No | R-410A | 3.75 | Residential & Commercial | Ducted CEE Tier 1
211240181 | Central HP <5.4 tons | CARRIER | HRCU-A-CB (Split System: Heat Pump with Remote Outdoor Unit-Air-Source) | 38MURAQ24AB3* |  |  | CNPV*3621AL* | 59SC5B080E21**20 | 24600 | 16.5 | 8.5 | 26600 | 22400 | 84.21% | 1.84 | 0 | 10.5 |  |  |  | No | R-410A | 2.05 | Residential & Commercial | Ducted CEE Tier 1
211240196 | Central HP <5.4 tons | CARRIER | HRCU-A-CB (Split System: Heat Pump with Remote Outdoor Unit-Air-Source) | 38MURAQ24AB3* |  |  | CNPV*3621AL* | 59SC2D080E17**16 | 24200 | 17 | 8.1 | 26200 | 22800 | 87.02% | 1.88 | 0 | 10.5 |  |  |  | No | R-410A | 2.0167 | Residential & Commercial | Ducted CEE Tier 1
215940192 | Central HP <5.4 tons | KENMORE | HRCU-A-CB (Split System: Heat Pump with Remote Outdoor Unit-Air-Source) | (C,H,T)5H3V36*K*AAA* |  |  | ESH5X60M12A*+WALLCON | *80CSU0401712B* | 34200 | 19.5 | 9 | 34200 | 26000 | 76.02% | 1.94 | 0 | 11.7 |  |  |  | No | R-454B | 2.85 | Residential & Commercial | Ducted CEE Tier 1
211206936 | Central HP <5.4 tons | COLEMAN | HRCU-A-CB (Split System: Heat Pump with Remote Outdoor Unit-Air-Source) | HC20B4821 |  |  | XAMC48HE3N1+CC | CP9C100C16MP13 | 43500 | 19 | 9 | 44000 | 36200 | 82.27% | 2.14 | 0 | 12 |  |  |  | No | R-410A | 3.625 | Residential & Commercial | Ducted CEE Tier 1
211206938 | Central HP <5.4 tons | COLEMAN | HRCU-A-CB (Split System: Heat Pump with Remote Outdoor Unit-Air-Source) | HC20B4821 |  |  | XAMC48HE3N1+CC | TM9V080C16MP12 | 43500 | 18 | 8.5 | 45500 | 36800 | 80.88% | 2.14 | 0 | 11 |  |  |  | No | R-410A | 3.625 | Residential & Commercial | Ducted CEE Tier 1
211206988 | Central HP <5.4 tons | COLEMAN | HRCU-A-CB (Split System: Heat Pump with Remote Outdoor Unit-Air-Source) | HC20B4821 |  |  | XAMC48HE3N1+CC | TMLV100C16MP12 | 43500 | 19 | 9 | 44500 | 36200 | 81.35% | 2.14 | 0 | 12 |  |  |  | No | R-410A | 3.625 | Residential & Commercial | Ducted CEE Tier 1
215931972 | Central HP <5.4 tons | KENMORE | HRCU-A-CB (Split System: Heat Pump with Remote Outdoor Unit-Air-Source) | (C,H,T)5H3V36*K*AAA* |  |  | EA*5X25M17A*+WALLCON | *97CMN0601714B* | 33400 | 19 | 9.5 | 34400 | 26200 | 76.16% | 2.04 | 0 | 10.5 |  |  |  | No | R-454B | 2.7833 | Residential & Commercial | Ducted CEE Tier 1
215932322 | Central HP <5.4 tons | KENMORE | HRCU-A-CB (Split System: Heat Pump with Remote Outdoor Unit-Air-Source) | (C,H,T)5H3V36*K*AAA* |  |  | EA*5X42M21A*+WALLCON | *97CMN0802120B* | 32800 | 19.5 | 9.5 | 34800 | 26800 | 77.01% | 2.02 | 0 | 11 |  |  |  | No | R-454B | 2.7333 | Residential & Commercial | Ducted CEE Tier 1
213772976 | Central HP <5.4 tons | BRYANT HEATING AND COOLING SYSTEMS | HRCU-A-CB (Split System: Heat Pump with Remote Outdoor Unit-Air-Source) | 288BNV025*0**C* |  |  | CAP**3617AL*+UI | 935CB48060C17*** | 23400 | 16.5 | 8.1 | 21600 | 16700 | 77.31% | 1.92 | 0 | 10.5 |  |  |  | No | R-410A | 1.95 | Residential & Commercial | Ducted CEE Tier 1
214243222 | Central HP <5.4 tons | KEEPRITE | HRCU-A-CB (Split System: Heat Pump with Remote Outdoor Unit-Air-Source) | CVH825GKA2* |  |  | EN(A,D)4X48L24**+WALLCON | *80CTL1352422B* | 24200 | 17 | 8.1 | 21200 | 16600 | 78.3% | 2.02 | 0 | 11.5 |  |  |  | No | R-410A | 2.0167 | Residential & Commercial | Ducted CEE Tier 1
214243032 | Central HP <5.4 tons | KEEPRITE | HRCU-A-CB (Split System: Heat Pump with Remote Outdoor Unit-Air-Source) | CVH825GKA2* |  |  | EN(A,D,W)4X42L21**+WALLCON | *97CMN0801714B* | 23600 | 16.5 | 8.1 | 21400 | 16700 | 78.04% | 1.96 | 0 | 11 |  |  |  | No | R-410A | 1.9667 | Residential & Commercial | Ducted CEE Tier 1
214243082 | Central HP <5.4 tons | KEEPRITE | HRCU-A-CB (Split System: Heat Pump with Remote Outdoor Unit-Air-Source) | CVH825GKA2* |  |  | EN(A,D,W)4X48L21**+WALLCON | *80CTL0451712B* | 24000 | 16.5 | 8.1 | 21400 | 16700 | 78.04% | 2 | 0 | 11 |  |  |  | No | R-410A | 2 | Residential & Commercial | Ducted CEE Tier 1
214242512 | Central HP <5.4 tons | KEEPRITE | HRCU-A-CB (Split System: Heat Pump with Remote Outdoor Unit-Air-Source) | CVH825GKA2* |  |  | EN(A,D)4X24L17**+WALLCON | *96CTN0801714B* | 23200 | 16 | 8.1 | 22000 | 16900 | 76.82% | 1.92 | 0 | 10.5 |  |  |  | No | R-410A | 1.9333 | Residential & Commercial | Ducted CEE Tier 1
213770304 | Central HP <5.4 tons | BRYANT HEATING AND COOLING SYSTEMS | HRCU-A-CB (Split System: Heat Pump with Remote Outdoor Unit-Air-Source) | 284ANV048*0**B* |  |  | CAP**6121AL*+UI | 88*TB60110C21*** | 45500 | 21.5 | 9.5 | 46000 | 36200 | 78.7% | 2.36 | 0 | 12 |  |  |  | No | R-410A | 3.7917 | Residential & Commercial | Ducted CEE Tier 1
213770346 | Central HP <5.4 tons | BRYANT HEATING AND COOLING SYSTEMS | HRCU-A-CB (Split System: Heat Pump with Remote Outdoor Unit-Air-Source) | 284ANV048*0**B* |  |  | CSPH*6012AL*+UI | 88*TB60090C21*** | 45000 | 20.5 | 9 | 46000 | 36000 | 78.26% | 2.36 | 0 | 11.7 |  |  |  | No | R-410A | 3.75 | Residential & Commercial | Ducted CEE Tier 1
213773176 | Central HP <5.4 tons | BRYANT HEATING AND COOLING SYSTEMS | HRCU-A-CB (Split System: Heat Pump with Remote Outdoor Unit-Air-Source) | 288BNV025*0**C* |  |  | CAP**3717AL*+UI | 88*TB48070C17*** | 24200 | 16.5 | 8.1 | 21400 | 16700 | 78.04% | 1.98 | 0 | 10.5 |  |  |  | No | R-410A | 2.0167 | Residential & Commercial | Ducted CEE Tier 1
213773376 | Central HP <5.4 tons | BRYANT HEATING AND COOLING SYSTEMS | HRCU-A-CB (Split System: Heat Pump with Remote Outdoor Unit-Air-Source) | 288BNV025*0**C* |  |  | CAP**4221AL*+UI | 88*TB36045C17*** | 23600 | 16.5 | 8.1 | 21600 | 16700 | 77.31% | 1.94 | 0 | 10.5 |  |  |  | No | R-410A | 1.9667 | Residential & Commercial | Ducted CEE Tier 1
213773446 | Central HP <5.4 tons | BRYANT HEATING AND COOLING SYSTEMS | HRCU-A-CB (Split System: Heat Pump with Remote Outdoor Unit-Air-Source) | 288BNV025*0**C* |  |  | CAP**4221AL*+UI | 987MC42080C17*** | 23600 | 16.5 | 8.1 | 21400 | 16700 | 78.04% | 1.94 | 0 | 10.5 |  |  |  | No | R-410A | 1.9667 | Residential & Commercial | Ducted CEE Tier 1
213770736 | Central HP <5.4 tons | BRYANT HEATING AND COOLING SYSTEMS | HRCU-A-CB (Split System: Heat Pump with Remote Outdoor Unit-Air-Source) | 288BNV025*0**B* |  |  | CAP**3017AL*+UI | 88*TB48090C17*** | 23600 | 16.5 | 8.1 | 21400 | 16700 | 78.04% | 1.92 | 0 | 11 |  |  |  | No | R-410A | 1.9667 | Residential & Commercial | Ducted CEE Tier 1
213770986 | Central HP <5.4 tons | BRYANT HEATING AND COOLING SYSTEMS | HRCU-A-CB (Split System: Heat Pump with Remote Outdoor Unit-Air-Source) | 288BNV025*0**B* |  |  | CAP**3621AL*+UI | 987MC66100C21*** | 23600 | 16.5 | 8.1 | 21400 | 16600 | 77.57% | 1.94 | 0 | 11 |  |  |  | No | R-410A | 1.9667 | Residential & Commercial | Ducted CEE Tier 1
213771116 | Central HP <5.4 tons | BRYANT HEATING AND COOLING SYSTEMS | HRCU-A-CB (Split System: Heat Pump with Remote Outdoor Unit-Air-Source) | 288BNV025*0**B* |  |  | CAP**3717AL*+UI | 986TD42080C17*** | 24200 | 16.5 | 8.1 | 21400 | 16700 | 78.04% | 2 | 0 | 11 |  |  |  | No | R-410A | 2.0167 | Residential & Commercial | Ducted CEE Tier 1
213771186 | Central HP <5.4 tons | BRYANT HEATING AND COOLING SYSTEMS | HRCU-A-CB (Split System: Heat Pump with Remote Outdoor Unit-Air-Source) | 288BNV025*0**B* |  |  | CAP**3721AL*+UI | 987MC42060C17*** | 24200 | 16 | 8.1 | 21200 | 16700 | 78.77% | 2.02 | 0 | 10.5 |  |  |  | No | R-410A | 2.0167 | Residential & Commercial | Ducted CEE Tier 1
213771436 | Central HP <5.4 tons | BRYANT HEATING AND COOLING SYSTEMS | HRCU-A-CB (Split System: Heat Pump with Remote Outdoor Unit-Air-Source) | 288BNV025*0**B* |  |  | CAP**4321AL*+UI | 88*TB36045C17*** | 24200 | 16.5 | 8.1 | 21200 | 16700 | 78.77% | 2.02 | 0 | 10.5 |  |  |  | No | R-410A | 2.0167 | Residential & Commercial | Ducted CEE Tier 1
213771636 | Central HP <5.4 tons | BRYANT HEATING AND COOLING SYSTEMS | HRCU-A-CB (Split System: Heat Pump with Remote Outdoor Unit-Air-Source) | 288BNV025*0**B* |  |  | CAP**4821AL*+UI | 987MC66100C21*** | 24000 | 16.5 | 8.1 | 21000 | 16500 | 78.57% | 2.02 | 0 | 11 |  |  |  | No | R-410A | 2 | Residential & Commercial | Ducted CEE Tier 1
215669599 | Central HP <5.4 tons | KEEPRITE | HRCU-A-CB (Split System: Heat Pump with Remote Outdoor Unit-Air-Source) | C5H0V36*K*AAA* |  |  | EA*5X61M21A*+WALLCON | *96CTN0801714B* | 34600 | 18 | 9 | 34600 | 25000 | 72.25% | 1.9 | 0 | 10 |  |  |  | No | R-454B | 2.8833 | Residential & Commercial | Ducted CEE Tier 1
213770320 | Central HP <5.4 tons | BRYANT HEATING AND COOLING SYSTEMS | HRCU-A-CB (Split System: Heat Pump with Remote Outdoor Unit-Air-Source) | 284ANV048*0**B* |  |  | CAP**6124AL*+UI | 986TD66100C21*** | 45500 | 21 | 9.5 | 46000 | 36200 | 78.7% | 2.36 | 0 | 12 |  |  |  | No | R-410A | 3.7917 | Residential & Commercial | Ducted CEE Tier 1
213770336 | Central HP <5.4 tons | BRYANT HEATING AND COOLING SYSTEMS | HRCU-A-CB (Split System: Heat Pump with Remote Outdoor Unit-Air-Source) | 284ANV048*0**B* |  |  | CSPH*4812AL*+UI | 987MC66120C24*** | 44000 | 20 | 8.5 | 46500 | 36600 | 78.71% | 2.2 | 0 | 11 |  |  |  | No | R-410A | 3.6667 | Residential & Commercial | Ducted CEE Tier 1
214238920 | Central HP <5.4 tons | KEEPRITE | HRCU-A-CB (Split System: Heat Pump with Remote Outdoor Unit-Air-Source) | CVH837GKA2* |  |  | EN(A,D)4X36L21**+WALLCON | *97CMN1002122B* | 31400 | 16.5 | 8.1 | 33000 | 24000 | 72.73% | 1.82 | 0 | 11 |  |  |  | No | R-410A | 2.6167 | Residential & Commercial | Ducted CEE Tier 1
213780821 | Central HP <5.4 tons | DAY & NIGHT | HRCU-A-CB (Split System: Heat Pump with Remote Outdoor Unit-Air-Source) | CVH837GKA2* |  |  | EA*4X36L21A*+WALLCON | *96CTN0601714B* | 31400 | 16.5 | 8.1 | 33200 | 24400 | 73.49% | 1.82 | 0 | 10.5 |  |  |  | No | R-410A | 2.6167 | Residential & Commercial | Ducted CEE Tier 1
213780841 | Central HP <5.4 tons | DAY & NIGHT | HRCU-A-CB (Split System: Heat Pump with Remote Outdoor Unit-Air-Source) | CVH837GKA2* |  |  | EA*4X36L21A*+WALLCON | *96CTN1002122B* | 31600 | 17 | 8.1 | 32800 | 24200 | 73.78% | 1.86 | 0 | 11 |  |  |  | No | R-410A | 2.6333 | Residential & Commercial | Ducted CEE Tier 1
213781091 | Central HP <5.4 tons | DAY & NIGHT | HRCU-A-CB (Split System: Heat Pump with Remote Outdoor Unit-Air-Source) | CVH837GKA2* |  |  | EA*4X42L24A*+WALLCON | *80CTL0902120B* | 31800 | 17 | 8.1 | 32800 | 24200 | 73.78% | 1.88 | 0 | 11 |  |  |  | No | R-410A | 2.65 | Residential & Commercial | Ducted CEE Tier 1
213770686 | Central HP <5.4 tons | BRYANT HEATING AND COOLING SYSTEMS | HRCU-A-CB (Split System: Heat Pump with Remote Outdoor Unit-Air-Source) | 288BNV025*0**B* |  |  | CAP**3014AL*+UI | 88*TB36070C14*** | 23400 | 16.5 | 8.1 | 21600 | 16700 | 77.31% | 1.92 | 0 | 11 |  |  |  | No | R-410A | 1.95 | Residential & Commercial | Ducted CEE Tier 1
213770676 | Central HP <5.4 tons | BRYANT HEATING AND COOLING SYSTEMS | HRCU-A-CB (Split System: Heat Pump with Remote Outdoor Unit-Air-Source) | 288BNV025*0**B* |  |  | CAP**2517AL*+UI | 986TD42080C17*** | 24200 | 16.5 | 8.1 | 21400 | 16700 | 78.04% | 2.02 | 0 | 11 |  |  |  | No | R-410A | 2.0167 | Residential & Commercial | Ducted CEE Tier 1
213770826 | Central HP <5.4 tons | BRYANT HEATING AND COOLING SYSTEMS | HRCU-A-CB (Split System: Heat Pump with Remote Outdoor Unit-Air-Source) | 288BNV025*0**B* |  |  | CAP**3617AL*+UI | 88*TB48070C17*** | 23600 | 16.5 | 8.1 | 21400 | 16700 | 78.04% | 1.94 | 0 | 11 |  |  |  | No | R-410A | 1.9667 | Residential & Commercial | Ducted CEE Tier 1
213770926 | Central HP <5.4 tons | BRYANT HEATING AND COOLING SYSTEMS | HRCU-A-CB (Split System: Heat Pump with Remote Outdoor Unit-Air-Source) | 288BNV025*0**B* |  |  | CAP**3621AL*+UI | 88*TB48090C17*** | 23600 | 16.5 | 8.1 | 21400 | 16600 | 77.57% | 1.94 | 0 | 10.5 |  |  |  | No | R-410A | 1.9667 | Residential & Commercial | Ducted CEE Tier 1
213771176 | Central HP <5.4 tons | BRYANT HEATING AND COOLING SYSTEMS | HRCU-A-CB (Split System: Heat Pump with Remote Outdoor Unit-Air-Source) | 288BNV025*0**B* |  |  | CAP**3721AL*+UI | 935CB48060C17*** | 24400 | 16.5 | 8.1 | 21400 | 16700 | 78.04% | 2.02 | 0 | 10.5 |  |  |  | No | R-410A | 2.0333 | Residential & Commercial | Ducted CEE Tier 1
213780321 | Central HP <5.4 tons | DAY & NIGHT | HRCU-A-CB (Split System: Heat Pump with Remote Outdoor Unit-Air-Source) | CVH837GKA** |  |  | EHD4X60AAL+WALLCON | *80CTL0701716B* | 32800 | 16.5 | 8.1 | 32400 | 25000 | 77.16% | 1.98 | 0 | 11 |  |  |  | No | R-410A | 2.7333 | Residential & Commercial | Ducted CEE Tier 1
213780371 | Central HP <5.4 tons | DAY & NIGHT | HRCU-A-CB (Split System: Heat Pump with Remote Outdoor Unit-Air-Source) | CVH837GKA** |  |  | EHD4X60AAL+WALLCON | *95CSU0601716B* | 32800 | 16.5 | 8.1 | 32200 | 25000 | 77.64% | 1.96 | 0 | 11 |  |  |  | No | R-410A | 2.7333 | Residential & Commercial | Ducted CEE Tier 1
213778851 | Central HP <5.4 tons | DAY & NIGHT | HRCU-A-CB (Split System: Heat Pump with Remote Outdoor Unit-Air-Source) | CVH837GKA** |  |  | EA*4X36L21A*+WALLCON | *80CTL0902120B* | 31600 | 17 | 8.1 | 32800 | 24200 | 73.78% | 1.86 | 0 | 11 |  |  |  | No | R-410A | 2.6333 | Residential & Commercial | Ducted CEE Tier 1
214239990 | Central HP <5.4 tons | KEEPRITE | HRCU-A-CB (Split System: Heat Pump with Remote Outdoor Unit-Air-Source) | CVH837GKA** |  |  | EN(A,D)4X48L24**+WALLCON | *80CTL1352422B* | 32400 | 17 | 8.1 | 32600 | 24600 | 75.46% | 1.96 | 0 | 11.7 |  |  |  | No | R-410A | 2.7 | Residential & Commercial | Ducted CEE Tier 1
213779011 | Central HP <5.4 tons | DAY & NIGHT | HRCU-A-CB (Split System: Heat Pump with Remote Outdoor Unit-Air-Source) | CVH837GKA** |  |  | EA*4X37L21A*+WALLCON | *97CMN0801714B* | 32800 | 17 | 8.1 | 33000 | 25200 | 76.36% | 1.96 | 0 | 11 |  |  |  | No | R-410A | 2.7333 | Residential & Commercial | Ducted CEE Tier 1
213779611 | Central HP <5.4 tons | DAY & NIGHT | HRCU-A-CB (Split System: Heat Pump with Remote Outdoor Unit-Air-Source) | CVH837GKA** |  |  | EA*4X60L24A*+WALLCON | *96CTN1002122B* | 32800 | 17.5 | 8.1 | 31800 | 24600 | 77.36% | 1.98 | 0 | 11.5 |  |  |  | No | R-410A | 2.7333 | Residential & Commercial | Ducted CEE Tier 1
213779761 | Central HP <5.4 tons | DAY & NIGHT | HRCU-A-CB (Split System: Heat Pump with Remote Outdoor Unit-Air-Source) | CVH837GKA** |  |  | EA*4X61L24A*+WALLCON | *80CTL1102120B* | 33200 | 17.5 | 8.5 | 32000 | 24800 | 77.5% | 2 | 0 | 11.5 |  |  |  | No | R-410A | 2.7667 | Residential & Commercial | Ducted CEE Tier 1
213772736 | Central HP <5.4 tons | BRYANT HEATING AND COOLING SYSTEMS | HRCU-A-CB (Split System: Heat Pump with Remote Outdoor Unit-Air-Source) | 288BNV025*0**C* |  |  | CAP**2517AL*+UI | 88*TB48070C17*** | 24400 | 16.5 | 8.1 | 21200 | 16700 | 78.77% | 2 | 0 | 10.5 |  |  |  | No | R-410A | 2.0333 | Residential & Commercial | Ducted CEE Tier 1
213772886 | Central HP <5.4 tons | BRYANT HEATING AND COOLING SYSTEMS | HRCU-A-CB (Split System: Heat Pump with Remote Outdoor Unit-Air-Source) | 288BNV025*0**C* |  |  | CAP**3017AL*+UI | 987MC42060C17*** | 23200 | 16 | 8.1 | 21600 | 16800 | 77.78% | 1.9 | 0 | 10.5 |  |  |  | No | R-410A | 1.9333 | Residential & Commercial | Ducted CEE Tier 1
213773286 | Central HP <5.4 tons | BRYANT HEATING AND COOLING SYSTEMS | HRCU-A-CB (Split System: Heat Pump with Remote Outdoor Unit-Air-Source) | 288BNV025*0**C* |  |  | CAP**3721AL*+UI | 88*TB60090C21*** | 24400 | 16.5 | 8.1 | 21200 | 16600 | 78.3% | 2.02 | 0 | 11 |  |  |  | No | R-410A | 2.0333 | Residential & Commercial | Ducted CEE Tier 1
213773436 | Central HP <5.4 tons | BRYANT HEATING AND COOLING SYSTEMS | HRCU-A-CB (Split System: Heat Pump with Remote Outdoor Unit-Air-Source) | 288BNV025*0**C* |  |  | CAP**4221AL*+UI | 987MC42060C17*** | 23600 | 16 | 8.1 | 21600 | 16700 | 77.31% | 1.94 | 0 | 10.5 |  |  |  | No | R-410A | 1.9667 | Residential & Commercial | Ducted CEE Tier 1
213770282 | Central HP <5.4 tons | BRYANT HEATING AND COOLING SYSTEMS | HRCU-A-CB (Split System: Heat Pump with Remote Outdoor Unit-Air-Source) | 284ANV048*0**B* |  |  | CAP**4824AL*+UI | 986TD66120C24*** | 44000 | 21 | 9 | 46500 | 36200 | 77.85% | 2.28 | 0 | 11.7 |  |  |  | No | R-410A | 3.6667 | Residential & Commercial | Ducted CEE Tier 1
215941002 | Central HP <5.4 tons | KENMORE | HRCU-A-CB (Split System: Heat Pump with Remote Outdoor Unit-Air-Source) | (C,H,T)5H3V48*K*AAA* |  |  | EA*5X60M24A*+WALLCON | *96CTN0802120B* | 44500 | 21 | 9.5 | 48500 | 36600 | 75.46% | 2 | 0 | 11 |  |  |  | No | R-454B | 3.7083 | Residential & Commercial | Ducted CEE Tier 1
215941752 | Central HP <5.4 tons | KENMORE | HRCU-A-CB (Split System: Heat Pump with Remote Outdoor Unit-Air-Source) | (C,H,T)5H3V48*K*AAA* |  |  | EVD5X60M24A*+WALLCON | *97CTN1002122A* | 45500 | 20.5 | 8.1 | 52500 | 38000 | 72.38% | 1.9 | 0 | 11.5 |  |  |  | No | R-454B | 3.7917 | Residential & Commercial | Ducted CEE Tier 1
211390172 | Central HP <5.4 tons | LUXAIRE | HRCU-A-CB (Split System: Heat Pump with Remote Outdoor Unit-Air-Source) | HMH72B341 |  |  | XAFC36DXXN1+TXV | TM8V080C16MP12 | 34000 | 17.5 | 8.5 | 33800 | 23800 | 70.41% | 2.08 | 0 | 10 |  |  |  | No | R-410A | 2.8333 | Residential & Commercial | Ducted CEE Tier 1
214728386 | Central HP <5.4 tons | CHAMPION HEATING AND COOLING | HRCU-A-CB (Split System: Heat Pump with Remote Outdoor Unit-Air-Source) | HH836E2S11 |  |  | CTU36B5XDS1+TXV | TM9E060B12MP12 | 33200 | 17 | 8.5 | 31600 | 25400 | 80.38% | 2 | 0 | 11 |  |  |  | No | R-454B | 2.7667 | Residential & Commercial | Ducted CEE Tier 1
213772646 | Central HP <5.4 tons | BRYANT HEATING AND COOLING SYSTEMS | HRCU-A-CB (Split System: Heat Pump with Remote Outdoor Unit-Air-Source) | 288BNV025*0**C* |  |  | CAP**2417AL*+UI | 88*TB48090C17*** | 23400 | 16.5 | 8.1 | 21800 | 16800 | 77.06% | 1.88 | 0 | 10.5 |  |  |  | No | R-410A | 1.95 | Residential & Commercial | Ducted CEE Tier 1
213773016 | Central HP <5.4 tons | BRYANT HEATING AND COOLING SYSTEMS | HRCU-A-CB (Split System: Heat Pump with Remote Outdoor Unit-Air-Source) | 288BNV025*0**C* |  |  | CAP**3617AL*+UI | 986TD42060C17*** | 23400 | 16 | 8.1 | 21600 | 16700 | 77.31% | 1.92 | 0 | 10.5 |  |  |  | No | R-410A | 1.95 | Residential & Commercial | Ducted CEE Tier 1
213773046 | Central HP <5.4 tons | BRYANT HEATING AND COOLING SYSTEMS | HRCU-A-CB (Split System: Heat Pump with Remote Outdoor Unit-Air-Source) | 288BNV025*0**C* |  |  | CAP**3621AL*+UI | 88*TB48070C17*** | 23600 | 16.5 | 8.1 | 21400 | 16700 | 78.04% | 1.92 | 0 | 10.5 |  |  |  | No | R-410A | 1.9667 | Residential & Commercial | Ducted CEE Tier 1
213773276 | Central HP <5.4 tons | BRYANT HEATING AND COOLING SYSTEMS | HRCU-A-CB (Split System: Heat Pump with Remote Outdoor Unit-Air-Source) | 288BNV025*0**C* |  |  | CAP**3721AL*+UI | 88*TB48090C17*** | 24200 | 17 | 8.1 | 21000 | 16600 | 79.05% | 2.02 | 0 | 11 |  |  |  | No | R-410A | 2.0167 | Residential & Commercial | Ducted CEE Tier 1
213773426 | Central HP <5.4 tons | BRYANT HEATING AND COOLING SYSTEMS | HRCU-A-CB (Split System: Heat Pump with Remote Outdoor Unit-Air-Source) | 288BNV025*0**C* |  |  | CAP**4221AL*+UI | 935CB48060C17*** | 23600 | 16.5 | 8.1 | 21400 | 16700 | 78.04% | 1.94 | 0 | 10.5 |  |  |  | No | R-410A | 1.9667 | Residential & Commercial | Ducted CEE Tier 1
215667778 | Central HP <5.4 tons | KENMORE | HRCU-A-CB (Split System: Heat Pump with Remote Outdoor Unit-Air-Source) | (C,H,T)5H0V24*K*AAA* |  |  | EA*5X37M17A*+WALLCON | *97CMN0601714B* | 23600 | 17 | 9 | 23600 | 16600 | 70.34% | 1.98 | 0 | 10 |  |  |  | No | R-454B | 1.9667 | Residential & Commercial | Ducted CEE Tier 1
213770596 | Central HP <5.4 tons | BRYANT HEATING AND COOLING SYSTEMS | HRCU-A-CB (Split System: Heat Pump with Remote Outdoor Unit-Air-Source) | 288BNV025*0**B* |  |  | CAP**2517AL*+UI | 88*TB36070C14*** | 24400 | 16.5 | 8.5 | 21200 | 16600 | 78.3% | 2.02 | 0 | 11 |  |  |  | No | R-410A | 2.0333 | Residential & Commercial | Ducted CEE Tier 1
213770996 | Central HP <5.4 tons | BRYANT HEATING AND COOLING SYSTEMS | HRCU-A-CB (Split System: Heat Pump with Remote Outdoor Unit-Air-Source) | 288BNV025*0**B* |  |  | CAP**3621AL*+UI | 986TD42060C17*** | 23400 | 16.5 | 8.1 | 21600 | 16700 | 77.31% | 1.94 | 0 | 10.5 |  |  |  | No | R-410A | 1.95 | Residential & Commercial | Ducted CEE Tier 1
213770806 | Central HP <5.4 tons | BRYANT HEATING AND COOLING SYSTEMS | HRCU-A-CB (Split System: Heat Pump with Remote Outdoor Unit-Air-Source) | 288BNV025*0**B* |  |  | CAP**3617AL*+UI | 88*TB36045C17*** | 23400 | 16 | 8.1 | 21600 | 16800 | 77.78% | 1.92 | 0 | 10.5 |  |  |  | No | R-410A | 1.95 | Residential & Commercial | Ducted CEE Tier 1
213771256 | Central HP <5.4 tons | BRYANT HEATING AND COOLING SYSTEMS | HRCU-A-CB (Split System: Heat Pump with Remote Outdoor Unit-Air-Source) | 288BNV025*0**B* |  |  | CAP**4221AL*+UI | 88*TB48070C17*** | 23800 | 16.5 | 8.1 | 21400 | 16700 | 78.04% | 1.96 | 0 | 10.5 |  |  |  | No | R-410A | 1.9833 | Residential & Commercial | Ducted CEE Tier 1
213771306 | Central HP <5.4 tons | BRYANT HEATING AND COOLING SYSTEMS | HRCU-A-CB (Split System: Heat Pump with Remote Outdoor Unit-Air-Source) | 288BNV025*0**B* |  |  | CAP**4221AL*+UI | 987MC42060C17*** | 23600 | 16 | 8.1 | 21600 | 16700 | 77.31% | 1.94 | 0 | 10.5 |  |  |  | No | R-410A | 1.9667 | Residential & Commercial | Ducted CEE Tier 1
215936874 | Central HP <5.4 tons | CARRIER | HRCU-A-CB (Split System: Heat Pump with Remote Outdoor Unit-Air-Source) | 27VNA336A*030* |  |  | CVAVA6121XMA*+UI | 58TN*B070C17**16 | 35800 | 22 | 9 | 38000 | 28600 | 75.26% | 2.06 | 0 | 12 |  |  |  | No | R-454B | 2.9833 | Residential & Commercial | Ducted CEE Tier 1
215936924 | Central HP <5.4 tons | CARRIER | HRCU-A-CB (Split System: Heat Pump with Remote Outdoor Unit-Air-Source) | 27VNA336A*030* |  |  | CVAVA6124XMA*+UI | 58TN*B090C21**20 | 36000 | 22.5 | 8.5 | 37600 | 28200 | 75% | 2.06 | 0 | 12.5 |  |  |  | No | R-454B | 3 | Residential & Commercial | Ducted CEE Tier 1
213770355 | Central HP <5.4 tons | CARRIER | HRCU-A-CB (Split System: Heat Pump with Remote Outdoor Unit-Air-Source) | 25VNA448A*031* |  |  | CSPH*6012AL*+UI | 59TN6C100C21**22 | 45000 | 20.5 | 9 | 46000 | 36200 | 78.7% | 2.34 | 0 | 11.7 |  |  |  | No | R-410A | 3.75 | Residential & Commercial | Ducted CEE Tier 1
214569412 | Central HP <5.4 tons | CARRIER | HRCU-A-CB (Split System: Heat Pump with Remote Outdoor Unit-Air-Source) | 25VNA448A*031* |  |  | CAP**4824AL*+UI | 59CU5B100C21**22 | 44000 | 21 | 10 | 46000 | 36200 | 78.7% | 2.3 | 0 | 11.5 |  |  |  | No | R-410A | 3.6667 | Residential & Commercial | Ducted CEE Tier 1
211206832 | Central HP <5.4 tons | COLEMAN | HRCU-A-CB (Split System: Heat Pump with Remote Outdoor Unit-Air-Source) | HC20B2421 |  |  | XAMB24DE1N1+CC | TM9V060B12MP12 | 22600 | 17 | 8.5 | 23800 | 18500 | 77.73% | 1.92 | 0 | 12 |  |  |  | No | R-410A | 1.8833 | Residential & Commercial | Ducted CEE Tier 1
211390274 | Central HP <5.4 tons | CHAMPION HEATING AND COOLING | HRCU-A-CB (Split System: Heat Pump with Remote Outdoor Unit-Air-Source) | HMH72B341 |  |  | XAFC36DBCN1 | TMLV100C16MP12 | 34000 | 17.5 | 8.5 | 33800 | 23800 | 70.41% | 2.08 | 0 | 10 |  |  |  | No | R-410A | 2.8333 | Residential & Commercial | Ducted CEE Tier 1
215674161 | Central HP <5.4 tons | KEEPRITE | HRCU-A-CB (Split System: Heat Pump with Remote Outdoor Unit-Air-Source) | C5H0V48*K*AAA* |  |  | EA*5X60M24A*+WALLCON | *80CSU0802120A* | 45000 | 18 | 9 | 47000 | 33400 | 71.06% | 2.08 | 0 | 10 |  |  |  | No | R-454B | 3.75 | Residential & Commercial | Ducted CEE Tier 1
213771356 | Central HP <5.4 tons | BRYANT HEATING AND COOLING SYSTEMS | HRCU-A-CB (Split System: Heat Pump with Remote Outdoor Unit-Air-Source) | 288BNV025*0**B* |  |  | CAP**4221AL*+UI | 986TD66100C21*** | 23800 | 16.5 | 8.1 | 21400 | 16600 | 77.57% | 1.96 | 0 | 11 |  |  |  | No | R-410A | 1.9833 | Residential & Commercial | Ducted CEE Tier 1
213771046 | Central HP <5.4 tons | BRYANT HEATING AND COOLING SYSTEMS | HRCU-A-CB (Split System: Heat Pump with Remote Outdoor Unit-Air-Source) | 288BNV025*0**B* |  |  | CAP**3717AL*+UI | 88*TB48070C17*** | 24200 | 16.5 | 8.1 | 21400 | 16700 | 78.04% | 2 | 0 | 11 |  |  |  | No | R-410A | 2.0167 | Residential & Commercial | Ducted CEE Tier 1
213771296 | Central HP <5.4 tons | BRYANT HEATING AND COOLING SYSTEMS | HRCU-A-CB (Split System: Heat Pump with Remote Outdoor Unit-Air-Source) | 288BNV025*0**B* |  |  | CAP**4221AL*+UI | 935CB48060C17*** | 23600 | 16.5 | 8.1 | 21400 | 16700 | 78.04% | 1.96 | 0 | 10.5 |  |  |  | No | R-410A | 1.9667 | Residential & Commercial | Ducted CEE Tier 1
213771396 | Central HP <5.4 tons | BRYANT HEATING AND COOLING SYSTEMS | HRCU-A-CB (Split System: Heat Pump with Remote Outdoor Unit-Air-Source) | 288BNV025*0**B* |  |  | CAP**4224AL*+UI | 987MC66100C21*** | 23800 | 16.5 | 8.1 | 21400 | 16600 | 77.57% | 1.96 | 0 | 11 |  |  |  | No | R-410A | 1.9833 | Residential & Commercial | Ducted CEE Tier 1
213771496 | Central HP <5.4 tons | BRYANT HEATING AND COOLING SYSTEMS | HRCU-A-CB (Split System: Heat Pump with Remote Outdoor Unit-Air-Source) | 288BNV025*0**B* |  |  | CAP**4321AL*+UI | 987MC42060C17*** | 24200 | 16.5 | 8.1 | 21200 | 16700 | 78.77% | 2.02 | 0 | 10.5 |  |  |  | No | R-410A | 2.0167 | Residential & Commercial | Ducted CEE Tier 1
213770566 | Central HP <5.4 tons | BRYANT HEATING AND COOLING SYSTEMS | HRCU-A-CB (Split System: Heat Pump with Remote Outdoor Unit-Air-Source) | 288BNV025*0**B* |  |  | CAP**2417AL*+UI | 986TD42060C17*** | 23200 | 16 | 8.1 | 22000 | 16900 | 76.82% | 1.88 | 0 | 10.5 |  |  |  | No | R-410A | 1.9333 | Residential & Commercial | Ducted CEE Tier 1
213780911 | Central HP <5.4 tons | DAY & NIGHT | HRCU-A-CB (Split System: Heat Pump with Remote Outdoor Unit-Air-Source) | CVH837GKA2* |  |  | EA*4X37L21A*+WALLCON | *97CMN0601714B* | 32600 | 16.5 | 8.1 | 33200 | 25400 | 76.51% | 1.94 | 0 | 11 |  |  |  | No | R-410A | 2.7167 | Residential & Commercial | Ducted CEE Tier 1
213781181 | Central HP <5.4 tons | DAY & NIGHT | HRCU-A-CB (Split System: Heat Pump with Remote Outdoor Unit-Air-Source) | CVH837GKA2* |  |  | EA*4X43L21A*+WALLCON | *80CTL0901716B* | 33000 | 17 | 8.5 | 32800 | 25000 | 76.22% | 1.98 | 0 | 11 |  |  |  | No | R-410A | 2.75 | Residential & Commercial | Ducted CEE Tier 1
214238950 | Central HP <5.4 tons | KEEPRITE | HRCU-A-CB (Split System: Heat Pump with Remote Outdoor Unit-Air-Source) | CVH837GKA2* |  |  | EN(A,D)4X36L21**+WALLCON | *96CTN1002122B* | 31400 | 16.5 | 8.1 | 33000 | 24000 | 72.73% | 1.82 | 0 | 11 |  |  |  | No | R-410A | 2.6167 | Residential & Commercial | Ducted CEE Tier 1
213781061 | Central HP <5.4 tons | DAY & NIGHT | HRCU-A-CB (Split System: Heat Pump with Remote Outdoor Unit-Air-Source) | CVH837GKA2* |  |  | EA*4X42L21A*+WALLCON | *96CTN0601714B* | 31600 | 16.5 | 8.1 | 33200 | 24600 | 74.1% | 1.86 | 0 | 10.5 |  |  |  | No | R-410A | 2.6333 | Residential & Commercial | Ducted CEE Tier 1
213781161 | Central HP <5.4 tons | DAY & NIGHT | HRCU-A-CB (Split System: Heat Pump with Remote Outdoor Unit-Air-Source) | CVH837GKA2* |  |  | EA*4X43L21A*+WALLCON | *80CTL0451712B* | 32600 | 16.5 | 8.1 | 33200 | 25400 | 76.51% | 1.94 | 0 | 10.5 |  |  |  | No | R-410A | 2.7167 | Residential & Commercial | Ducted CEE Tier 1
213781461 | Central HP <5.4 tons | DAY & NIGHT | HRCU-A-CB (Split System: Heat Pump with Remote Outdoor Unit-Air-Source) | CVH837GKA2* |  |  | EA*4X48L24A*+WALLCON | *96CTN1202422B* | 32400 | 17 | 8.5 | 32400 | 24800 | 76.54% | 1.98 | 0 | 11 |  |  |  | No | R-410A | 2.7 | Residential & Commercial | Ducted CEE Tier 1
213781511 | Central HP <5.4 tons | DAY & NIGHT | HRCU-A-CB (Split System: Heat Pump with Remote Outdoor Unit-Air-Source) | CVH837GKA2* |  |  | EA*4X60L24A*+WALLCON | *97CMN1202422B* | 32800 | 17.5 | 8.1 | 31600 | 24600 | 77.85% | 1.98 | 0 | 11.5 |  |  |  | No | R-410A | 2.7333 | Residential & Commercial | Ducted CEE Tier 1
213781331 | Central HP <5.4 tons | DAY & NIGHT | HRCU-A-CB (Split System: Heat Pump with Remote Outdoor Unit-Air-Source) | CVH837GKA2* |  |  | EA*4X48L21A*+WALLCON | *95CSU0601716B* | 32200 | 17 | 8.1 | 32600 | 25000 | 76.69% | 1.94 | 0 | 11 |  |  |  | No | R-410A | 2.6833 | Residential & Commercial | Ducted CEE Tier 1
214728374 | Central HP <5.4 tons | CHAMPION HEATING AND COOLING | HRCU-A-CB (Split System: Heat Pump with Remote Outdoor Unit-Air-Source) | HH836E2S11 |  |  | CTU36B5XDS1+TXV | TM8V080B12MP12 | 33000 | 17 | 8.5 | 31000 | 25200 | 81.29% | 2 | 0 | 11 |  |  |  | No | R-454B | 2.75 | Residential & Commercial | Ducted CEE Tier 1
214728391 | Central HP <5.4 tons | CHAMPION HEATING AND COOLING | HRCU-A-CB (Split System: Heat Pump with Remote Outdoor Unit-Air-Source) | HH836E2S11 |  |  | CTU36B5XDS1+TXV | TM9V060B12MP12 | 33000 | 17 | 8.5 | 31000 | 25200 | 81.29% | 2 | 0 | 11 |  |  |  | No | R-454B | 2.75 | Residential & Commercial | Ducted CEE Tier 1
211393770 | Central HP <5.4 tons | CHAMPION HEATING AND COOLING | HRCU-A-CB (Split System: Heat Pump with Remote Outdoor Unit-Air-Source) | HMH72B341 |  |  | XAFA30DXXN1+TXV | TMLE040A12MP11 | 33800 | 18 | 8.1 | 33600 | 23600 | 70.24% | 2.04 | 0 | 10 |  |  |  | No | R-410A | 2.8167 | Residential & Commercial | Ducted CEE Tier 1
211391314 | Central HP <5.4 tons | CHAMPION HEATING AND COOLING | HRCU-A-CB (Split System: Heat Pump with Remote Outdoor Unit-Air-Source) | HMH72B341 |  |  | XAFC36DXXN1+TXV | TM8E120C16MP11 | 34000 | 18 | 8.5 | 33600 | 23800 | 70.83% | 2.08 | 0 | 10 |  |  |  | No | R-410A | 2.8333 | Residential & Commercial | Ducted CEE Tier 1
214720176 | Central HP <5.4 tons | FRASER-JOHNSTON | HRCU-A-CB (Split System: Heat Pump with Remote Outdoor Unit-Air-Source) | HH860E2S11 |  |  | CTU60C5XGS1+TXV | TM8E120C16MP11 | 44500 | 18 | 9 | 45500 | 34200 | 75.16% | 2 | 0 | 11 |  |  |  | No | R-454B | 3.7083 | Residential & Commercial | Ducted CEE Tier 1
215941592 | Central HP <5.4 tons | KENMORE | HRCU-A-CB (Split System: Heat Pump with Remote Outdoor Unit-Air-Source) | (C,H,T)5H3V48*K*AAA* |  |  | EVD5X48M24A*+WALLCON | *96CTN0802120B* | 44500 | 20 | 8.1 | 52000 | 38000 | 73.08% | 1.9 | 0 | 11 |  |  |  | No | R-454B | 3.7083 | Residential & Commercial | Ducted CEE Tier 1
215941272 | Central HP <5.4 tons | KENMORE | HRCU-A-CB (Split System: Heat Pump with Remote Outdoor Unit-Air-Source) | (C,H,T)5H3V48*K*AAA* |  |  | EVM5X48M21A*+WALLCON | *96CTN0802120B* | 44500 | 19.5 | 8.1 | 52000 | 38500 | 74.04% | 1.9 | 0 | 10.5 |  |  |  | No | R-454B | 3.7083 | Residential & Commercial | Ducted CEE Tier 1
214569362 | Central HP <5.4 tons | CARRIER | HRCU-A-CB (Split System: Heat Pump with Remote Outdoor Unit-Air-Source) | 25VNA424A*031* |  |  | CSPH*3012AL*+UI | 59MN7C060C21**20 | 23400 | 18.5 | 10.5 | 27000 | 20000 | 74.07% | 2.44 | 0 | 12.5 |  |  |  | No | R-410A | 1.95 | Residential & Commercial | Ducted CEE Tier 1
213773496 | Central HP <5.4 tons | BRYANT HEATING AND COOLING SYSTEMS | HRCU-A-CB (Split System: Heat Pump with Remote Outdoor Unit-Air-Source) | 288BNV025*0**C* |  |  | CAP**4224AL*+UI | 88*TB60090C21*** | 23800 | 16.5 | 8.1 | 21400 | 16600 | 77.57% | 1.96 | 0 | 10.5 |  |  |  | No | R-410A | 1.9833 | Residential & Commercial | Ducted CEE Tier 1
213773696 | Central HP <5.4 tons | BRYANT HEATING AND COOLING SYSTEMS | HRCU-A-CB (Split System: Heat Pump with Remote Outdoor Unit-Air-Source) | 288BNV025*0**C* |  |  | CAP**4821AL*+UI | 88*TB48070C17*** | 24000 | 17 | 8.1 | 21000 | 16600 | 79.05% | 2 | 0 | 11 |  |  |  | No | R-410A | 2 | Residential & Commercial | Ducted CEE Tier 1
213773526 | Central HP <5.4 tons | BRYANT HEATING AND COOLING SYSTEMS | HRCU-A-CB (Split System: Heat Pump with Remote Outdoor Unit-Air-Source) | 288BNV025*0**C* |  |  | CAP**4224AL*+UI | 987MC66100C21*** | 23800 | 16.5 | 8.1 | 21400 | 16600 | 77.57% | 1.96 | 0 | 11 |  |  |  | No | R-410A | 1.9833 | Residential & Commercial | Ducted CEE Tier 1
213773596 | Central HP <5.4 tons | BRYANT HEATING AND COOLING SYSTEMS | HRCU-A-CB (Split System: Heat Pump with Remote Outdoor Unit-Air-Source) | 288BNV025*0**C* |  |  | CAP**4321AL*+UI | 88*TB60090C21*** | 24400 | 17 | 8.1 | 21200 | 16600 | 78.3% | 2.02 | 0 | 11 |  |  |  | No | R-410A | 2.0333 | Residential & Commercial | Ducted CEE Tier 1
213772696 | Central HP <5.4 tons | BRYANT HEATING AND COOLING SYSTEMS | HRCU-A-CB (Split System: Heat Pump with Remote Outdoor Unit-Air-Source) | 288BNV025*0**C* |  |  | CAP**2417AL*+UI | 986TD42060C17*** | 23200 | 16 | 8.1 | 22000 | 16800 | 76.36% | 1.88 | 0 | 10 |  |  |  | No | R-410A | 1.9333 | Residential & Commercial | Ducted CEE Tier 1
213781431 | Central HP <5.4 tons | DAY & NIGHT | HRCU-A-CB (Split System: Heat Pump with Remote Outdoor Unit-Air-Source) | CVH837GKA2* |  |  | EA*4X48L24A*+WALLCON | *97CMN1002122B* | 32400 | 17 | 8.5 | 32200 | 24800 | 77.02% | 1.98 | 0 | 11 |  |  |  | No | R-410A | 2.7 | Residential & Commercial | Ducted CEE Tier 1
213781501 | Central HP <5.4 tons | DAY & NIGHT | HRCU-A-CB (Split System: Heat Pump with Remote Outdoor Unit-Air-Source) | CVH837GKA2* |  |  | EA*4X60L24A*+WALLCON | *97CMN1002122B* | 32800 | 17.5 | 8.1 | 31800 | 24600 | 77.36% | 1.98 | 0 | 11.5 |  |  |  | No | R-410A | 2.7333 | Residential & Commercial | Ducted CEE Tier 1
213781651 | Central HP <5.4 tons | DAY & NIGHT | HRCU-A-CB (Split System: Heat Pump with Remote Outdoor Unit-Air-Source) | CVH837GKA2* |  |  | EA*4X61L21A*+WALLCON | *96CTN1002122B* | 33200 | 17.5 | 8.5 | 32000 | 24800 | 77.5% | 1.98 | 0 | 11.7 |  |  |  | No | R-410A | 2.7667 | Residential & Commercial | Ducted CEE Tier 1
211392066 | Central HP <5.4 tons | CHAMPION HEATING AND COOLING | HRCU-A-CB (Split System: Heat Pump with Remote Outdoor Unit-Air-Source) | HMH72B341 |  |  | XAFC36DXXN1+TXV | TMLE080C16MP11 | 34000 | 17 | 8.5 | 33600 | 23600 | 70.24% | 2.08 | 0 | 10 |  |  |  | No | R-410A | 2.8333 | Residential & Commercial | Ducted CEE Tier 1
211206879 | Central HP <5.4 tons | COLEMAN | HRCU-A-CB (Split System: Heat Pump with Remote Outdoor Unit-Air-Source) | HC20B3621 |  |  | XAMB36DE2N1+CC | TM9V080B12MP12 | 32200 | 18 | 8.5 | 34000 | 29400 | 86.47% | 1.92 | 0 | 11.7 |  |  |  | No | R-410A | 2.6833 | Residential & Commercial | Ducted CEE Tier 1
213772996 | Central HP <5.4 tons | BRYANT HEATING AND COOLING SYSTEMS | HRCU-A-CB (Split System: Heat Pump with Remote Outdoor Unit-Air-Source) | 288BNV025*0**C* |  |  | CAP**3617AL*+UI | 987MC42080C17*** | 23400 | 16.5 | 8.1 | 21600 | 16700 | 77.31% | 1.92 | 0 | 10.5 |  |  |  | No | R-410A | 1.95 | Residential & Commercial | Ducted CEE Tier 1
213773116 | Central HP <5.4 tons | BRYANT HEATING AND COOLING SYSTEMS | HRCU-A-CB (Split System: Heat Pump with Remote Outdoor Unit-Air-Source) | 288BNV025*0**C* |  |  | CAP**3621AL*+UI | 987MC66100C21*** | 23600 | 16.5 | 8.1 | 21400 | 16600 | 77.57% | 1.94 | 0 | 10.5 |  |  |  | No | R-410A | 1.9667 | Residential & Commercial | Ducted CEE Tier 1
213773516 | Central HP <5.4 tons | BRYANT HEATING AND COOLING SYSTEMS | HRCU-A-CB (Split System: Heat Pump with Remote Outdoor Unit-Air-Source) | 288BNV025*0**C* |  |  | CAP**4224AL*+UI | 88*TB66135C24*** | 23800 | 16.5 | 8.1 | 21400 | 16600 | 77.57% | 1.96 | 0 | 10.5 |  |  |  | No | R-410A | 1.9833 | Residential & Commercial | Ducted CEE Tier 1
213773766 | Central HP <5.4 tons | BRYANT HEATING AND COOLING SYSTEMS | HRCU-A-CB (Split System: Heat Pump with Remote Outdoor Unit-Air-Source) | 288BNV025*0**C* |  |  | CAP**4821AL*+UI | 987MC66100C21*** | 24000 | 16.5 | 8.1 | 21000 | 16500 | 78.57% | 2.02 | 0 | 11 |  |  |  | No | R-410A | 2 | Residential & Commercial | Ducted CEE Tier 1
213773816 | Central HP <5.4 tons | BRYANT HEATING AND COOLING SYSTEMS | HRCU-A-CB (Split System: Heat Pump with Remote Outdoor Unit-Air-Source) | 288BNV025*0**C* |  |  | CAP**4824AL*+UI | 88*TB60110C21*** | 24200 | 17 | 8.1 | 21000 | 16500 | 78.57% | 2.02 | 0 | 11 |  |  |  | No | R-410A | 2.0167 | Residential & Commercial | Ducted CEE Tier 1
213774436 | Central HP <5.4 tons | BRYANT HEATING AND COOLING SYSTEMS | HRCU-A-CB (Split System: Heat Pump with Remote Outdoor Unit-Air-Source) | 288BNV025*0**C* |  |  | CSPH*4212AL*+UI | 88*TB60110C21*** | 24200 | 16 | 8.1 | 21400 | 16600 | 77.57% | 2 | 0 | 10.5 |  |  |  | No | R-410A | 2.0167 | Residential & Commercial | Ducted CEE Tier 1
213774536 | Central HP <5.4 tons | BRYANT HEATING AND COOLING SYSTEMS | HRCU-A-CB (Split System: Heat Pump with Remote Outdoor Unit-Air-Source) | 288BNV025*0**C* |  |  | CSPH*4212AL*+UI | 986TD66100C21*** | 24200 | 16 | 8.1 | 21400 | 16600 | 77.57% | 2 | 0 | 10.5 |  |  |  | No | R-410A | 2.0167 | Residential & Commercial | Ducted CEE Tier 1
211391533 | Central HP <5.4 tons | LUXAIRE | HRCU-A-CB (Split System: Heat Pump with Remote Outdoor Unit-Air-Source) | HMH72B341 |  |  | XAFC36DBCN1 | TMLE100C16MP11 | 34000 | 17.5 | 8.1 | 33600 | 23800 | 70.83% | 2.08 | 0 | 10 |  |  |  | No | R-410A | 2.8333 | Residential & Commercial | Ducted CEE Tier 1
212982384 | Central HP <5.4 tons | CARRIER | HRCU-A-CB (Split System: Heat Pump with Remote Outdoor Unit-Air-Source) | 38MURAQ18AB3* |  |  | CAP**2417AL* | 58SU*B060M17**16 | 17600 | 16.5 | 8.5 | 18600 | 19100 | 102.7% | 2.3 | 0 | 10.5 |  |  |  | No | R-410A | 1.4667 | Residential & Commercial | Ducted CEE Tier 1
211206884 | Central HP <5.4 tons | COLEMAN | HRCU-A-CB (Split System: Heat Pump with Remote Outdoor Unit-Air-Source) | HC20B3621 |  |  | XAMB36DE2N1+CC | TP9C080B12MP13 | 32200 | 18 | 8.5 | 34000 | 29400 | 86.47% | 1.92 | 0 | 11.7 |  |  |  | No | R-410A | 2.6833 | Residential & Commercial | Ducted CEE Tier 1
213779745 | Central HP <5.4 tons | CARRIER | HRCU-A-CB (Split System: Heat Pump with Remote Outdoor Unit-Air-Source) | 25VNA837A*030* |  |  | CAP**6124AL*+UI | 58TN*B090C21**20 | 33200 | 17.5 | 8.5 | 32000 | 24800 | 77.5% | 2 | 0 | 11.7 |  |  |  | No | R-410A | 2.7667 | Residential & Commercial | Ducted CEE Tier 1
213779795 | Central HP <5.4 tons | CARRIER | HRCU-A-CB (Split System: Heat Pump with Remote Outdoor Unit-Air-Source) | 25VNA837A*030* |  |  | CAP**6124AL*+UI | 59TN6C100C21**22 | 33200 | 17.5 | 8.5 | 32000 | 24800 | 77.5% | 2 | 0 | 11.7 |  |  |  | No | R-410A | 2.7667 | Residential & Commercial | Ducted CEE Tier 1
213780285 | Central HP <5.4 tons | CARRIER | HRCU-A-CB (Split System: Heat Pump with Remote Outdoor Unit-Air-Source) | 25VNA837A*030* |  |  | CSPH*4812AL*+UI | 59TN6C120C24**22 | 32600 | 16.5 | 8.1 | 33000 | 24800 | 75.15% | 1.96 | 0 | 11 |  |  |  | No | R-410A | 2.7167 | Residential & Commercial | Ducted CEE Tier 1
213774496 | Central HP <5.4 tons | BRYANT HEATING AND COOLING SYSTEMS | HRCU-A-CB (Split System: Heat Pump with Remote Outdoor Unit-Air-Source) | 288BNV025*0**C* |  |  | CSPH*4212AL*+UI | 987MC66120C24*** | 24200 | 16 | 8.1 | 21400 | 16600 | 77.57% | 2 | 0 | 10.5 |  |  |  | No | R-410A | 2.0167 | Residential & Commercial | Ducted CEE Tier 1
213774596 | Central HP <5.4 tons | BRYANT HEATING AND COOLING SYSTEMS | HRCU-A-CB (Split System: Heat Pump with Remote Outdoor Unit-Air-Source) | 288BNV025*0**C* |  |  | CSPH*4812AL*+UI | 88*TB60090C21*** | 24200 | 16 | 8.1 | 21200 | 16600 | 78.3% | 2.02 | 0 | 10.5 |  |  |  | No | R-410A | 2.0167 | Residential & Commercial | Ducted CEE Tier 1
213774616 | Central HP <5.4 tons | BRYANT HEATING AND COOLING SYSTEMS | HRCU-A-CB (Split System: Heat Pump with Remote Outdoor Unit-Air-Source) | 288BNV025*0**C* |  |  | CSPH*4812AL*+UI | 88*TB66135C24*** | 24200 | 16 | 8.1 | 21200 | 16600 | 78.3% | 2 | 0 | 10.5 |  |  |  | No | R-410A | 2.0167 | Residential & Commercial | Ducted CEE Tier 1
211390191 | Central HP <5.4 tons | CHAMPION HEATING AND COOLING | HRCU-A-CB (Split System: Heat Pump with Remote Outdoor Unit-Air-Source) | HMH72B341 |  |  | XAFC36DXXN1+TXV | TMLV100C16MP12 | 34000 | 17.5 | 8.5 | 33800 | 23800 | 70.41% | 2.08 | 0 | 10 |  |  |  | No | R-410A | 2.8333 | Residential & Commercial | Ducted CEE Tier 1
211391413 | Central HP <5.4 tons | LUXAIRE | HRCU-A-CB (Split System: Heat Pump with Remote Outdoor Unit-Air-Source) | HMH72B341 |  |  | XAHC36DXXN1+TXV | TMLE100C16MP11 | 33600 | 17.5 | 8.1 | 33000 | 23200 | 70.3% | 2.04 | 0 | 10 |  |  |  | No | R-410A | 2.8 | Residential & Commercial | Ducted CEE Tier 1
211391563 | Central HP <5.4 tons | LUXAIRE | HRCU-A-CB (Split System: Heat Pump with Remote Outdoor Unit-Air-Source) | HMH72B341 |  |  | XAFC30CXXN1+TXV | TMLE100C16MP11 | 33000 | 18 | 8.5 | 33000 | 23200 | 70.3% | 2.04 | 0 | 10 |  |  |  | No | R-410A | 2.75 | Residential & Commercial | Ducted CEE Tier 1
211388738 | Central HP <5.4 tons | CHAMPION HEATING AND COOLING | HRCU-A-CB (Split System: Heat Pump with Remote Outdoor Unit-Air-Source) | HMH72B341 |  |  | XAFC30CXXN1+TXV | TM9E080C16MP12 | 33000 | 18 | 8.1 | 33000 | 23200 | 70.3% | 2.04 | 0 | 10 |  |  |  | No | R-410A | 2.75 | Residential & Commercial | Ducted CEE Tier 1
215674282 | Central HP <5.4 tons | KENMORE | HRCU-A-CB (Split System: Heat Pump with Remote Outdoor Unit-Air-Source) | (C,H,T)5H0V48*K*AAA* |  |  | EA*5X60M24A*+WALLCON | *96CTN1002122B* | 45000 | 18 | 9 | 47500 | 33600 | 70.74% | 2.06 | 0 | 10 |  |  |  | No | R-454B | 3.75 | Residential & Commercial | Ducted CEE Tier 1
215674452 | Central HP <5.4 tons | KENMORE | HRCU-A-CB (Split System: Heat Pump with Remote Outdoor Unit-Air-Source) | (C,H,T)5H0V48*K*AAA* |  |  | EA*5X61M21A*+WALLCON | *96CTN1002122B* | 46000 | 18 | 9 | 47500 | 33800 | 71.16% | 2.08 | 0 | 10 |  |  |  | No | R-454B | 3.8333 | Residential & Commercial | Ducted CEE Tier 1
215674182 | Central HP <5.4 tons | KENMORE | HRCU-A-CB (Split System: Heat Pump with Remote Outdoor Unit-Air-Source) | (C,H,T)5H0V48*K*AAA* |  |  | EA*5X60M24A*+WALLCON | *80CTL0702120B* | 45000 | 18 | 9 | 47500 | 33600 | 70.74% | 2.08 | 0 | 10 |  |  |  | No | R-454B | 3.75 | Residential & Commercial | Ducted CEE Tier 1
210474466 | Central HP <5.4 tons | DAY & NIGHT | HRCU-A-CB (Split System: Heat Pump with Remote Outdoor Unit-Air-Source) | CVH825GKA3* |  |  | EHD4X48AAL+WALLCON | *95CSU1002122A* | 24200 | 16.5 | 8.1 | 21200 | 16600 | 78.3% | 2.02 | 0 | 11 |  |  |  | No | R-410A | 2.0167 | Residential & Commercial | Ducted CEE Tier 1
213779811 | Central HP <5.4 tons | DAY & NIGHT | HRCU-A-CB (Split System: Heat Pump with Remote Outdoor Unit-Air-Source) | CVH837GKA** |  |  | EA*4X61L24A*+WALLCON | *96CTN1202422B* | 33200 | 17.5 | 8.5 | 32000 | 24800 | 77.5% | 2 | 0 | 11.7 |  |  |  | No | R-410A | 2.7667 | Residential & Commercial | Ducted CEE Tier 1
213780131 | Central HP <5.4 tons | DAY & NIGHT | HRCU-A-CB (Split System: Heat Pump with Remote Outdoor Unit-Air-Source) | CVH837GKA** |  |  | EHD4X42AAL+WALLCON | *96CTN1202422B* | 32600 | 16.5 | 8.1 | 33000 | 24600 | 74.55% | 1.94 | 0 | 11 |  |  |  | No | R-410A | 2.7167 | Residential & Commercial | Ducted CEE Tier 1
213780211 | Central HP <5.4 tons | DAY & NIGHT | HRCU-A-CB (Split System: Heat Pump with Remote Outdoor Unit-Air-Source) | CVH837GKA** |  |  | EHD4X48AAL+WALLCON | *95CSU0601716B* | 32400 | 16 | 8.1 | 33000 | 25000 | 75.76% | 1.94 | 0 | 11 |  |  |  | No | R-410A | 2.7 | Residential & Commercial | Ducted CEE Tier 1
213780281 | Central HP <5.4 tons | DAY & NIGHT | HRCU-A-CB (Split System: Heat Pump with Remote Outdoor Unit-Air-Source) | CVH837GKA** |  |  | EHD4X48AAL+WALLCON | *96CTN1002122B* | 32600 | 16.5 | 8.1 | 33000 | 24800 | 75.15% | 1.96 | 0 | 11 |  |  |  | No | R-410A | 2.7167 | Residential & Commercial | Ducted CEE Tier 1
214239880 | Central HP <5.4 tons | KEEPRITE | HRCU-A-CB (Split System: Heat Pump with Remote Outdoor Unit-Air-Source) | CVH837GKA** |  |  | EN(A,D,W)4X48L21**+WALLCON | *80CTL0902120B* | 32400 | 17 | 8.1 | 32600 | 24600 | 75.46% | 1.96 | 0 | 11.7 |  |  |  | No | R-410A | 2.7 | Residential & Commercial | Ducted CEE Tier 1
214240040 | Central HP <5.4 tons | KEEPRITE | HRCU-A-CB (Split System: Heat Pump with Remote Outdoor Unit-Air-Source) | CVH837GKA** |  |  | EN(A,D,W)4X60L24**+WALLCON | *80CTL0902120B* | 32800 | 17.5 | 8.1 | 32200 | 24600 | 76.4% | 1.96 | 0 | 12 |  |  |  | No | R-410A | 2.7333 | Residential & Commercial | Ducted CEE Tier 1
214242162 | Central HP <5.4 tons | KEEPRITE | HRCU-A-CB (Split System: Heat Pump with Remote Outdoor Unit-Air-Source) | CVH825GKA3* |  |  | EN(A,D,W)4X42L21**+WALLCON | *97CMN0801714B* | 23600 | 16.5 | 8.1 | 21400 | 16700 | 78.04% | 1.94 | 0 | 11 |  |  |  | No | R-410A | 1.9667 | Residential & Commercial | Ducted CEE Tier 1
214241732 | Central HP <5.4 tons | KEEPRITE | HRCU-A-CB (Split System: Heat Pump with Remote Outdoor Unit-Air-Source) | CVH825GKA3* |  |  | EN(A,D)4X30L17**+WALLCON | *97CMN0801714B* | 23400 | 16.5 | 8.1 | 21600 | 16700 | 77.31% | 1.9 | 0 | 10.5 |  |  |  | No | R-410A | 1.95 | Residential & Commercial | Ducted CEE Tier 1
214242152 | Central HP <5.4 tons | KEEPRITE | HRCU-A-CB (Split System: Heat Pump with Remote Outdoor Unit-Air-Source) | CVH825GKA3* |  |  | EN(A,D,W)4X42L21**+WALLCON | *97CMN0601714B* | 23600 | 16 | 8.1 | 21600 | 16700 | 77.31% | 1.94 | 0 | 10.5 |  |  |  | No | R-410A | 1.9667 | Residential & Commercial | Ducted CEE Tier 1
213773796 | Central HP <5.4 tons | BRYANT HEATING AND COOLING SYSTEMS | HRCU-A-CB (Split System: Heat Pump with Remote Outdoor Unit-Air-Source) | 288BNV025*0**C* |  |  | CAP**4821AL*+UI | 986TD66100C21*** | 24000 | 16.5 | 8.1 | 21000 | 16500 | 78.57% | 2.02 | 0 | 11 |  |  |  | No | R-410A | 2 | Residential & Commercial | Ducted CEE Tier 1
213774396 | Central HP <5.4 tons | BRYANT HEATING AND COOLING SYSTEMS | HRCU-A-CB (Split System: Heat Pump with Remote Outdoor Unit-Air-Source) | 288BNV025*0**C* |  |  | CSPH*4212AL*+UI | 88*TB36070C14*** | 24200 | 16 | 8.1 | 21200 | 16600 | 78.3% | 2 | 0 | 10.5 |  |  |  | No | R-410A | 2.0167 | Residential & Commercial | Ducted CEE Tier 1
213774646 | Central HP <5.4 tons | BRYANT HEATING AND COOLING SYSTEMS | HRCU-A-CB (Split System: Heat Pump with Remote Outdoor Unit-Air-Source) | 288BNV025*0**C* |  |  | CSPH*4812AL*+UI | 987MC42080C17*** | 24200 | 16 | 8.1 | 21400 | 16600 | 77.57% | 2 | 0 | 10.5 |  |  |  | No | R-410A | 2.0167 | Residential & Commercial | Ducted CEE Tier 1
213774666 | Central HP <5.4 tons | BRYANT HEATING AND COOLING SYSTEMS | HRCU-A-CB (Split System: Heat Pump with Remote Outdoor Unit-Air-Source) | 288BNV025*0**C* |  |  | CSPH*4812AL*+UI | 987MC66120C24*** | 24200 | 16 | 8.1 | 21200 | 16600 | 78.3% | 2 | 0 | 10.5 |  |  |  | No | R-410A | 2.0167 | Residential & Commercial | Ducted CEE Tier 1
213772796 | Central HP <5.4 tons | BRYANT HEATING AND COOLING SYSTEMS | HRCU-A-CB (Split System: Heat Pump with Remote Outdoor Unit-Air-Source) | 288BNV025*0**C* |  |  | CAP**2517AL*+UI | 986TD42060C17*** | 24200 | 16.5 | 8.1 | 21400 | 16700 | 78.04% | 2 | 0 | 10.5 |  |  |  | No | R-410A | 2.0167 | Residential & Commercial | Ducted CEE Tier 1
213779765 | Central HP <5.4 tons | CARRIER | HRCU-A-CB (Split System: Heat Pump with Remote Outdoor Unit-Air-Source) | 25VNA837A*030* |  |  | CAP**6124AL*+UI | 58TN*B135C24**22 | 33200 | 17.5 | 8.5 | 32000 | 24800 | 77.5% | 2 | 0 | 11.7 |  |  |  | No | R-410A | 2.7667 | Residential & Commercial | Ducted CEE Tier 1
214239160 | Central HP <5.4 tons | KEEPRITE | HRCU-A-CB (Split System: Heat Pump with Remote Outdoor Unit-Air-Source) | CVH837GKA2* |  |  | EN(A,D,W)4X42L21**+WALLCON | *96CTN1002122B* | 31800 | 16.5 | 8.1 | 33000 | 24400 | 73.94% | 1.88 | 0 | 11 |  |  |  | No | R-410A | 2.65 | Residential & Commercial | Ducted CEE Tier 1
214239190 | Central HP <5.4 tons | KEEPRITE | HRCU-A-CB (Split System: Heat Pump with Remote Outdoor Unit-Air-Source) | CVH837GKA2* |  |  | EN(A,D,W)4X48L21**+WALLCON | *80CTL0901716B* | 32400 | 17 | 8.1 | 32800 | 24800 | 75.61% | 1.94 | 0 | 11.7 |  |  |  | No | R-410A | 2.7 | Residential & Commercial | Ducted CEE Tier 1
215940122 | Central HP <5.4 tons | KENMORE | HRCU-A-CB (Split System: Heat Pump with Remote Outdoor Unit-Air-Source) | (C,H,T)5H3V36*K*AAA* |  |  | ESH5X48M12A*+WALLCON | *80CSU0601716B* | 33800 | 19.5 | 9 | 34600 | 26400 | 76.3% | 1.92 | 0 | 11.7 |  |  |  | No | R-454B | 2.8167 | Residential & Commercial | Ducted CEE Tier 1
215940442 | Central HP <5.4 tons | KENMORE | HRCU-A-CB (Split System: Heat Pump with Remote Outdoor Unit-Air-Source) | (C,H,T)5H3V36*K*AAA* |  |  | EVM5X60M21A*+WALLCON | *97CTN0801716A* | 35400 | 21 | 8.5 | 38500 | 29000 | 75.32% | 2.02 | 0 | 12 |  |  |  | No | R-454B | 2.95 | Residential & Commercial | Ducted CEE Tier 1
215939972 | Central HP <5.4 tons | KENMORE | HRCU-A-CB (Split System: Heat Pump with Remote Outdoor Unit-Air-Source) | (C,H,T)5H3V36*K*AAA* |  |  | ESH5X36M12A*+WALLCON | *97CTN0601716A* | 33000 | 18 | 9 | 35600 | 27400 | 76.97% | 1.9 | 0 | 10.5 |  |  |  | No | R-454B | 2.75 | Residential & Commercial | Ducted CEE Tier 1
211206970 | Central HP <5.4 tons | COLEMAN | HRCU-A-CB (Split System: Heat Pump with Remote Outdoor Unit-Air-Source) | HC20B4821 |  |  | XAMC48HE3N1+CC | TPLC120C20MP13 | 43500 | 19 | 9 | 44500 | 36200 | 81.35% | 2.14 | 0 | 12 |  |  |  | No | R-410A | 3.625 | Residential & Commercial | Ducted CEE Tier 1
215940722 | Central HP <5.4 tons | KENMORE | HRCU-A-CB (Split System: Heat Pump with Remote Outdoor Unit-Air-Source) | (C,H,T)5H3V36*K*AAA* |  |  | EVD5X42M24A*+WALLCON | *97CTN1202422A* | 35600 | 22 | 8.5 | 38000 | 28400 | 74.74% | 2.04 | 0 | 12.5 |  |  |  | No | R-454B | 2.9667 | Residential & Commercial | Ducted CEE Tier 1
215939652 | Central HP <5.4 tons | KENMORE | HRCU-A-CB (Split System: Heat Pump with Remote Outdoor Unit-Air-Source) | (C,H,T)5H3V36*K*AAA* |  |  | EA*5X42M21A*+WALLCON | *96CTN0802120B* | 32600 | 19.5 | 9.5 | 34800 | 26800 | 77.01% | 2.02 | 0 | 11.7 |  |  |  | No | R-454B | 2.7167 | Residential & Commercial | Ducted CEE Tier 1
213770866 | Central HP <5.4 tons | BRYANT HEATING AND COOLING SYSTEMS | HRCU-A-CB (Split System: Heat Pump with Remote Outdoor Unit-Air-Source) | 288BNV025*0**B* |  |  | CAP**3617AL*+UI | 987MC42080C17*** | 23400 | 16.5 | 8.1 | 21600 | 16700 | 77.31% | 1.94 | 0 | 10.5 |  |  |  | No | R-410A | 1.95 | Residential & Commercial | Ducted CEE Tier 1
213771166 | Central HP <5.4 tons | BRYANT HEATING AND COOLING SYSTEMS | HRCU-A-CB (Split System: Heat Pump with Remote Outdoor Unit-Air-Source) | 288BNV025*0**B* |  |  | CAP**3721AL*+UI | 88*TB60110C21*** | 24400 | 17 | 8.5 | 21200 | 16600 | 78.3% | 2.04 | 0 | 11 |  |  |  | No | R-410A | 2.0333 | Residential & Commercial | Ducted CEE Tier 1
213771626 | Central HP <5.4 tons | BRYANT HEATING AND COOLING SYSTEMS | HRCU-A-CB (Split System: Heat Pump with Remote Outdoor Unit-Air-Source) | 288BNV025*0**B* |  |  | CAP**4821AL*+UI | 987MC42080C17*** | 24000 | 16.5 | 8.1 | 21000 | 16600 | 79.05% | 2 | 0 | 11 |  |  |  | No | R-410A | 2 | Residential & Commercial | Ducted CEE Tier 1
213772396 | Central HP <5.4 tons | BRYANT HEATING AND COOLING SYSTEMS | HRCU-A-CB (Split System: Heat Pump with Remote Outdoor Unit-Air-Source) | 288BNV025*0**B* |  |  | CSPH*4212AL*+UI | 986TD42080C17*** | 24000 | 16 | 8.1 | 21400 | 16600 | 77.57% | 2 | 0 | 10.5 |  |  |  | No | R-410A | 2 | Residential & Commercial | Ducted CEE Tier 1
213771946 | Central HP <5.4 tons | BRYANT HEATING AND COOLING SYSTEMS | HRCU-A-CB (Split System: Heat Pump with Remote Outdoor Unit-Air-Source) | 288BNV025*0**B* |  |  | CSPH*3012AL*+UI | 88*TB48090C17*** | 23800 | 16 | 8.1 | 21800 | 16800 | 77.06% | 1.96 | 0 | 10.5 |  |  |  | No | R-410A | 1.9833 | Residential & Commercial | Ducted CEE Tier 1
213771926 | Central HP <5.4 tons | BRYANT HEATING AND COOLING SYSTEMS | HRCU-A-CB (Split System: Heat Pump with Remote Outdoor Unit-Air-Source) | 288BNV025*0**B* |  |  | CSPH*3012AL*+UI | 88*TB36070C14*** | 23800 | 16 | 8.1 | 21800 | 16800 | 77.06% | 1.98 | 0 | 10.5 |  |  |  | No | R-410A | 1.9833 | Residential & Commercial | Ducted CEE Tier 1
211389725 | Central HP <5.4 tons | CHAMPION HEATING AND COOLING | HRCU-A-CB (Split System: Heat Pump with Remote Outdoor Unit-Air-Source) | HMH72B341 |  |  | XAFC30CXXN1+TXV | TM8Y080B12MP11 | 32800 | 17.5 | 8.1 | 33000 | 23200 | 70.3% | 2.02 | 0 | 10 |  |  |  | No | R-410A | 2.7333 | Residential & Commercial | Ducted CEE Tier 1
211391876 | Central HP <5.4 tons | LUXAIRE | HRCU-A-CB (Split System: Heat Pump with Remote Outdoor Unit-Air-Source) | HMH72B341 |  |  | XAFB36DBCN1 | TMLE100B12MP11 | 34000 | 18 | 8.1 | 33800 | 23800 | 70.41% | 2.06 | 0 | 10 |  |  |  | No | R-410A | 2.8333 | Residential & Commercial | Ducted CEE Tier 1
213772846 | Central HP <5.4 tons | BRYANT HEATING AND COOLING SYSTEMS | HRCU-A-CB (Split System: Heat Pump with Remote Outdoor Unit-Air-Source) | 288BNV025*0**C* |  |  | CAP**3017AL*+UI | 88*TB36070C14*** | 23600 | 16.5 | 8.1 | 21600 | 16700 | 77.31% | 1.9 | 0 | 10.5 |  |  |  | No | R-410A | 1.9667 | Residential & Commercial | Ducted CEE Tier 1
213772896 | Central HP <5.4 tons | BRYANT HEATING AND COOLING SYSTEMS | HRCU-A-CB (Split System: Heat Pump with Remote Outdoor Unit-Air-Source) | 288BNV025*0**C* |  |  | CAP**3017AL*+UI | 987MC42080C17*** | 23400 | 16 | 8.1 | 21600 | 16700 | 77.31% | 1.9 | 0 | 10.5 |  |  |  | No | R-410A | 1.95 | Residential & Commercial | Ducted CEE Tier 1
213772946 | Central HP <5.4 tons | BRYANT HEATING AND COOLING SYSTEMS | HRCU-A-CB (Split System: Heat Pump with Remote Outdoor Unit-Air-Source) | 288BNV025*0**C* |  |  | CAP**3617AL*+UI | 88*TB36070C14*** | 23600 | 16.5 | 8.1 | 21400 | 16700 | 78.04% | 1.92 | 0 | 10.5 |  |  |  | No | R-410A | 1.9667 | Residential & Commercial | Ducted CEE Tier 1
213772966 | Central HP <5.4 tons | BRYANT HEATING AND COOLING SYSTEMS | HRCU-A-CB (Split System: Heat Pump with Remote Outdoor Unit-Air-Source) | 288BNV025*0**C* |  |  | CAP**3617AL*+UI | 88*TB48090C17*** | 23600 | 16.5 | 8.1 | 21400 | 16700 | 78.04% | 1.92 | 0 | 10.5 |  |  |  | No | R-410A | 1.9667 | Residential & Commercial | Ducted CEE Tier 1
213773366 | Central HP <5.4 tons | BRYANT HEATING AND COOLING SYSTEMS | HRCU-A-CB (Split System: Heat Pump with Remote Outdoor Unit-Air-Source) | 288BNV025*0**C* |  |  | CAP**3721AL*+UI | 986TD66100C21*** | 24400 | 16.5 | 8.5 | 21200 | 16600 | 78.3% | 2.02 | 0 | 11 |  |  |  | No | R-410A | 2.0333 | Residential & Commercial | Ducted CEE Tier 1
213773666 | Central HP <5.4 tons | BRYANT HEATING AND COOLING SYSTEMS | HRCU-A-CB (Split System: Heat Pump with Remote Outdoor Unit-Air-Source) | 288BNV025*0**C* |  |  | CAP**4321AL*+UI | 986TD42080C17*** | 24400 | 16.5 | 8.1 | 21200 | 16600 | 78.3% | 2.02 | 0 | 11 |  |  |  | No | R-410A | 2.0333 | Residential & Commercial | Ducted CEE Tier 1
214809204 | Central HP <5.4 tons | CHAMPION HEATING AND COOLING | HRCU-A-CB (Split System: Heat Pump with Remote Outdoor Unit-Air-Source) | HH860E2S11 |  |  | CTU60C5XGS1+TXV | TM8Y100C20MP11 | 44500 | 18 | 9 | 45000 | 33800 | 75.11% | 2 | 0 | 11.7 |  |  |  | No | R-454B | 3.7083 | Residential & Commercial | Ducted CEE Tier 1
215941242 | Central HP <5.4 tons | KENMORE | HRCU-A-CB (Split System: Heat Pump with Remote Outdoor Unit-Air-Source) | (C,H,T)5H3V48*K*AAA* |  |  | ESH5X60M12A*+WALLCON | *97CTN0802120A* | 45000 | 20 | 9 | 48500 | 36600 | 75.46% | 1.82 | 0 | 11 |  |  |  | No | R-454B | 3.75 | Residential & Commercial | Ducted CEE Tier 1
213779066 | Central HP <5.4 tons | BRYANT HEATING AND COOLING SYSTEMS | HRCU-A-CB (Split System: Heat Pump with Remote Outdoor Unit-Air-Source) | 288BNV037*0**A* |  |  | CAP**4221AL*+UI | 88*TB48070C17*** | 31400 | 17 | 8.1 | 33200 | 24400 | 73.49% | 1.86 | 0 | 10.5 |  |  |  | No | R-410A | 2.6167 | Residential & Commercial | Ducted CEE Tier 1
213779146 | Central HP <5.4 tons | BRYANT HEATING AND COOLING SYSTEMS | HRCU-A-CB (Split System: Heat Pump with Remote Outdoor Unit-Air-Source) | 288BNV037*0**A* |  |  | CAP**4221AL*+UI | 986TD42060C17*** | 31600 | 16.5 | 8.1 | 33200 | 24600 | 74.1% | 1.86 | 0 | 10.5 |  |  |  | No | R-410A | 2.6333 | Residential & Commercial | Ducted CEE Tier 1
213779316 | Central HP <5.4 tons | BRYANT HEATING AND COOLING SYSTEMS | HRCU-A-CB (Split System: Heat Pump with Remote Outdoor Unit-Air-Source) | 288BNV037*0**A* |  |  | CAP**4321AL*+UI | 987MC42080C17*** | 32800 | 17 | 8.1 | 33000 | 25200 | 76.36% | 1.96 | 0 | 11 |  |  |  | No | R-410A | 2.7333 | Residential & Commercial | Ducted CEE Tier 1
213779366 | Central HP <5.4 tons | BRYANT HEATING AND COOLING SYSTEMS | HRCU-A-CB (Split System: Heat Pump with Remote Outdoor Unit-Air-Source) | 288BNV037*0**A* |  |  | CAP**4821AL*+UI | 88*TB36045C17*** | 32000 | 16.5 | 8.1 | 32800 | 25200 | 76.83% | 1.92 | 0 | 10.5 |  |  |  | No | R-410A | 2.6667 | Residential & Commercial | Ducted CEE Tier 1
213779466 | Central HP <5.4 tons | BRYANT HEATING AND COOLING SYSTEMS | HRCU-A-CB (Split System: Heat Pump with Remote Outdoor Unit-Air-Source) | 288BNV037*0**A* |  |  | CAP**4821AL*+UI | 986TD42080C17*** | 32200 | 17 | 8.1 | 32800 | 25000 | 76.22% | 1.96 | 0 | 11 |  |  |  | No | R-410A | 2.6833 | Residential & Commercial | Ducted CEE Tier 1
213779516 | Central HP <5.4 tons | BRYANT HEATING AND COOLING SYSTEMS | HRCU-A-CB (Split System: Heat Pump with Remote Outdoor Unit-Air-Source) | 288BNV037*0**A* |  |  | CAP**4824AL*+UI | 987MC66100C21*** | 32400 | 17 | 8.5 | 32200 | 24800 | 77.02% | 1.98 | 0 | 11 |  |  |  | No | R-410A | 2.7 | Residential & Commercial | Ducted CEE Tier 1
213779566 | Central HP <5.4 tons | BRYANT HEATING AND COOLING SYSTEMS | HRCU-A-CB (Split System: Heat Pump with Remote Outdoor Unit-Air-Source) | 288BNV037*0**A* |  |  | CAP**6024AL*+UI | 88*TB60110C21*** | 32800 | 17.5 | 8.1 | 31800 | 24600 | 77.36% | 1.98 | 0 | 11.5 |  |  |  | No | R-410A | 2.7333 | Residential & Commercial | Ducted CEE Tier 1
214651813 | Central HP <5.4 tons | COLEMAN | HRCU-A-CB (Split System: Heat Pump with Remote Outdoor Unit-Air-Source) | HH860E2S11 |  |  | CTU60D5XGS1+TXV | TM9Y120D20MP11 | 44000 | 18 | 9 | 44000 | 33400 | 75.91% | 2 | 0 | 11.7 |  |  |  | No | R-454B | 3.6667 | Residential & Commercial | Ducted CEE Tier 1
215941582 | Central HP <5.4 tons | KENMORE | HRCU-A-CB (Split System: Heat Pump with Remote Outdoor Unit-Air-Source) | (C,H,T)5H3V48*K*AAA* |  |  | EVD5X48M21A*+WALLCON | *97CTN1002122A* | 44500 | 20 | 8.1 | 52000 | 38500 | 74.04% | 2 | 0 | 11 |  |  |  | No | R-454B | 3.7083 | Residential & Commercial | Ducted CEE Tier 1
215940962 | Central HP <5.4 tons | KENMORE | HRCU-A-CB (Split System: Heat Pump with Remote Outdoor Unit-Air-Source) | (C,H,T)5H3V48*K*AAA* |  |  | EA*5X48M21A*+WALLCON | *80CSU0601716B* | 43500 | 21 | 9.5 | 48000 | 36600 | 76.25% | 1.9 | 0 | 11 |  |  |  | No | R-454B | 3.625 | Residential & Commercial | Ducted CEE Tier 1
213773625 | Central HP <5.4 tons | CARRIER | HRCU-A-CB (Split System: Heat Pump with Remote Outdoor Unit-Air-Source) | 25VNA825A*032* |  |  | CAP**4321AL*+UI | 59MN7C060C17**14 | 24200 | 16.5 | 8.1 | 21200 | 16700 | 78.77% | 2 | 0 | 10.5 |  |  |  | No | R-410A | 2.0167 | Residential & Commercial | Ducted CEE Tier 1
213773675 | Central HP <5.4 tons | CARRIER | HRCU-A-CB (Split System: Heat Pump with Remote Outdoor Unit-Air-Source) | 25VNA825A*032* |  |  | CAP**4321AL*+UI | 59TN6C100C21**22 | 24400 | 16.5 | 8.5 | 21200 | 16600 | 78.3% | 2.02 | 0 | 11 |  |  |  | No | R-410A | 2.0333 | Residential & Commercial | Ducted CEE Tier 1
211206950 | Central HP <5.4 tons | COLEMAN | HRCU-A-CB (Split System: Heat Pump with Remote Outdoor Unit-Air-Source) | HC20B4821 |  |  | XAMC48HE3N1+CC | TM8V120C20MP12 | 43500 | 19 | 9 | 44500 | 36200 | 81.35% | 2.14 | 0 | 12 |  |  |  | No | R-410A | 3.625 | Residential & Commercial | Ducted CEE Tier 1
211206902 | Central HP <5.4 tons | COLEMAN | HRCU-A-CB (Split System: Heat Pump with Remote Outdoor Unit-Air-Source) | HC20B6021 |  |  | XAMC60HE4N1+CC | TM9V100C20MP12 | 52000 | 18 | 8.5 | 55000 | 42000 | 76.36% | 2.16 | 0 | 11 |  |  |  | No | R-410A | 4.3333 | Residential & Commercial | Ducted CEE Tier 1
215932421 | Central HP <5.4 tons | KEEPRITE | HRCU-A-CB (Split System: Heat Pump with Remote Outdoor Unit-Air-Source) | C5H3V36*K*AAA* |  |  | EA*5X48M21A*+WALLCON | *80CTL0702120B* | 33400 | 20 | 9.5 | 34600 | 26400 | 76.3% | 2.04 | 0 | 11.5 |  |  |  | No | R-454B | 2.7833 | Residential & Commercial | Ducted CEE Tier 1
213772626 | Central HP <5.4 tons | BRYANT HEATING AND COOLING SYSTEMS | HRCU-A-CB (Split System: Heat Pump with Remote Outdoor Unit-Air-Source) | 288BNV025*0**C* |  |  | CAP**2417AL*+UI | 88*TB36070C14*** | 23400 | 16.5 | 8.1 | 22000 | 16800 | 76.36% | 1.88 | 0 | 10.5 |  |  |  | No | R-410A | 1.95 | Residential & Commercial | Ducted CEE Tier 1
213773066 | Central HP <5.4 tons | BRYANT HEATING AND COOLING SYSTEMS | HRCU-A-CB (Split System: Heat Pump with Remote Outdoor Unit-Air-Source) | 288BNV025*0**C* |  |  | CAP**3621AL*+UI | 88*TB60090C21*** | 23600 | 16.5 | 8.1 | 21400 | 16600 | 77.57% | 1.94 | 0 | 10.5 |  |  |  | No | R-410A | 1.9667 | Residential & Commercial | Ducted CEE Tier 1
213773096 | Central HP <5.4 tons | BRYANT HEATING AND COOLING SYSTEMS | HRCU-A-CB (Split System: Heat Pump with Remote Outdoor Unit-Air-Source) | 288BNV025*0**C* |  |  | CAP**3621AL*+UI | 987MC42060C17*** | 23400 | 16 | 8.1 | 21600 | 16700 | 77.31% | 1.92 | 0 | 10.5 |  |  |  | No | R-410A | 1.95 | Residential & Commercial | Ducted CEE Tier 1
213773616 | Central HP <5.4 tons | BRYANT HEATING AND COOLING SYSTEMS | HRCU-A-CB (Split System: Heat Pump with Remote Outdoor Unit-Air-Source) | 288BNV025*0**C* |  |  | CAP**4321AL*+UI | 935CB48060C17*** | 24400 | 16.5 | 8.1 | 21200 | 16600 | 78.3% | 2.02 | 0 | 10.5 |  |  |  | No | R-410A | 2.0333 | Residential & Commercial | Ducted CEE Tier 1
213774636 | Central HP <5.4 tons | BRYANT HEATING AND COOLING SYSTEMS | HRCU-A-CB (Split System: Heat Pump with Remote Outdoor Unit-Air-Source) | 288BNV025*0**C* |  |  | CSPH*4812AL*+UI | 987MC42060C17*** | 24000 | 15.5 | 8.1 | 21400 | 16700 | 78.04% | 2 | 0 | 10.5 |  |  |  | No | R-410A | 2 | Residential & Commercial | Ducted CEE Tier 1
214243043 | Central HP <5.4 tons | KENMORE | HRCU-A-CB (Split System: Heat Pump with Remote Outdoor Unit-Air-Source) | (C,H,T)VH825GKA2* |  |  | EN(A,D,W)4X42L21**+WALLCON | *97CMN1002122B* | 23800 | 16.5 | 8.1 | 21400 | 16600 | 77.57% | 1.96 | 0 | 11 |  |  |  | No | R-410A | 1.9833 | Residential & Commercial | Ducted CEE Tier 1
215674211 | Central HP <5.4 tons | KEEPRITE | HRCU-A-CB (Split System: Heat Pump with Remote Outdoor Unit-Air-Source) | C5H0V48*K*AAA* |  |  | EA*5X60M24A*+WALLCON | *80CTL1352422B* | 45000 | 18 | 9 | 47500 | 33400 | 70.32% | 2.08 | 0 | 10 |  |  |  | No | R-454B | 3.75 | Residential & Commercial | Ducted CEE Tier 1
211206896 | Central HP <5.4 tons | COLEMAN | HRCU-A-CB (Split System: Heat Pump with Remote Outdoor Unit-Air-Source) | HC20B3621 |  |  | XAMB36DE2N1+CC | TPLC080B12MP13 | 32600 | 18 | 8.5 | 34400 | 29600 | 86.05% | 1.94 | 0 | 11.7 |  |  |  | No | R-410A | 2.7167 | Residential & Commercial | Ducted CEE Tier 1
211389589 | Central HP <5.4 tons | LUXAIRE | HRCU-A-CB (Split System: Heat Pump with Remote Outdoor Unit-Air-Source) | HMH72B341 |  |  | XAFC30CXXN1+TXV | TM8Y080C16MP11 | 33200 | 18 | 8.5 | 33400 | 23400 | 70.06% | 2.06 | 0 | 10 |  |  |  | No | R-410A | 2.7667 | Residential & Commercial | Ducted CEE Tier 1
211390158 | Central HP <5.4 tons | LUXAIRE | HRCU-A-CB (Split System: Heat Pump with Remote Outdoor Unit-Air-Source) | HMH72B341 |  |  | XAFC36DXXN1+TXV | TM8V100C16MP12 | 34000 | 17.5 | 8.5 | 33800 | 23800 | 70.41% | 2.08 | 0 | 10 |  |  |  | No | R-410A | 2.8333 | Residential & Commercial | Ducted CEE Tier 1
214779457 | Central HP <5.4 tons | CHAMPION HEATING AND COOLING | HRCU-A-CB (Split System: Heat Pump with Remote Outdoor Unit-Air-Source) | HH836E2S11 |  |  | CTU36B5XDS1+JMET12BS2N1+TXV |  | 34200 | 19 | 9 | 31600 | 25800 | 81.65% | 2 | 0 | 11.7 |  |  |  | No | R-454B | 2.85 | Residential & Commercial | Ducted CEE Tier 1
214807784 | Central HP <5.4 tons | CHAMPION HEATING AND COOLING | HRCU-A-CB (Split System: Heat Pump with Remote Outdoor Unit-Air-Source) | HH836E2S11 |  |  | CTU48C5XFS1+JMVT17CC2N1+TXV |  | 34400 | 19 | 9 | 32000 | 25200 | 78.75% | 2 | 0 | 11.7 |  |  |  | No | R-454B | 2.8667 | Residential & Commercial | Ducted CEE Tier 1
214239210 | Central HP <5.4 tons | KEEPRITE | HRCU-A-CB (Split System: Heat Pump with Remote Outdoor Unit-Air-Source) | CVH837GKA2* |  |  | EN(A,D,W)4X48L21**+WALLCON | *80CTL1102120B* | 32400 | 17 | 8.1 | 32600 | 24600 | 75.46% | 1.96 | 0 | 11.5 |  |  |  | No | R-410A | 2.7 | Residential & Commercial | Ducted CEE Tier 1
213781122 | Central HP <5.4 tons | KEEPRITE | HRCU-A-CB (Split System: Heat Pump with Remote Outdoor Unit-Air-Source) | CVH837GKA2* |  |  | EA*4X42L24A*+WALLCON | *97CMN1002122B* | 31800 | 17 | 8.1 | 33000 | 24200 | 73.33% | 1.88 | 0 | 11 |  |  |  | No | R-410A | 2.65 | Residential & Commercial | Ducted CEE Tier 1
215669729 | Central HP <5.4 tons | KEEPRITE | HRCU-A-CB (Split System: Heat Pump with Remote Outdoor Unit-Air-Source) | C5H0V36*K*AAA* |  |  | EA*5X61M24A*+WALLCON | *96CTN1002122B* | 35000 | 18.5 | 9 | 34400 | 24800 | 72.09% | 1.92 | 0 | 10.5 |  |  |  | No | R-454B | 2.9167 | Residential & Commercial | Ducted CEE Tier 1
215668969 | Central HP <5.4 tons | KEEPRITE | HRCU-A-CB (Split System: Heat Pump with Remote Outdoor Unit-Air-Source) | C5H0V36*K*AAA* |  |  | EA*5X43M21A*+WALLCON | *80CSU1002120A* | 34400 | 17.5 | 9 | 35400 | 25200 | 71.19% | 1.9 | 0 | 10 |  |  |  | No | R-454B | 2.8667 | Residential & Commercial | Ducted CEE Tier 1
215668985 | Central HP <5.4 tons | KEEPRITE | HRCU-A-CB (Split System: Heat Pump with Remote Outdoor Unit-Air-Source) | C5H0V36*K*AAA* |  |  | EA*5X43M21A*+WALLCON | *80CTL0701716B* | 34400 | 18 | 8.1 | 35400 | 25200 | 71.19% | 1.9 | 0 | 10 |  |  |  | No | R-454B | 2.8667 | Residential & Commercial | Ducted CEE Tier 1
215669419 | Central HP <5.4 tons | KEEPRITE | HRCU-A-CB (Split System: Heat Pump with Remote Outdoor Unit-Air-Source) | C5H0V36*K*AAA* |  |  | EA*5X60M24A*+WALLCON | *96CTN1202422B* | 34400 | 18.5 | 9 | 34200 | 24800 | 72.51% | 1.9 | 0 | 10.5 |  |  |  | No | R-454B | 2.8667 | Residential & Commercial | Ducted CEE Tier 1
211206983 | Central HP <5.4 tons | COLEMAN | HRCU-A-CB (Split System: Heat Pump with Remote Outdoor Unit-Air-Source) | HC20B4821 |  |  | XAMC48HE3N1+CC | TM8V080C16MP12 | 43500 | 19 | 9 | 44500 | 36200 | 81.35% | 2.14 | 0 | 12 |  |  |  | No | R-410A | 3.625 | Residential & Commercial | Ducted CEE Tier 1
211206998 | Central HP <5.4 tons | COLEMAN | HRCU-A-CB (Split System: Heat Pump with Remote Outdoor Unit-Air-Source) | HC20B4821 |  |  | XAMC48HE3N1+CC | TPLC100C16MP13 | 43500 | 19 | 9 | 44500 | 36200 | 81.35% | 2.14 | 0 | 12 |  |  |  | No | R-410A | 3.625 | Residential & Commercial | Ducted CEE Tier 1
215940482 | Central HP <5.4 tons | KENMORE | HRCU-A-CB (Split System: Heat Pump with Remote Outdoor Unit-Air-Source) | (C,H,T)5H3V36*K*AAA* |  |  | EVM5X60M24A*+WALLCON | *97CTN0802120A* | 35400 | 21.5 | 8.5 | 38000 | 28600 | 75.26% | 2.04 | 0 | 12 |  |  |  | No | R-454B | 2.95 | Residential & Commercial | Ducted CEE Tier 1
215939982 | Central HP <5.4 tons | KENMORE | HRCU-A-CB (Split System: Heat Pump with Remote Outdoor Unit-Air-Source) | (C,H,T)5H3V36*K*AAA* |  |  | ESH5X36M12A*+WALLCON | *97CTN0801716A* | 33000 | 18.5 | 9 | 35400 | 27200 | 76.84% | 1.92 | 0 | 10.5 |  |  |  | No | R-454B | 2.75 | Residential & Commercial | Ducted CEE Tier 1
215940032 | Central HP <5.4 tons | KENMORE | HRCU-A-CB (Split System: Heat Pump with Remote Outdoor Unit-Air-Source) | (C,H,T)5H3V36*K*AAA* |  |  | ESH5X42M12A*+WALLCON | *80CSU0401712B* | 33600 | 19.5 | 9 | 34600 | 26600 | 76.88% | 1.92 | 0 | 11.7 |  |  |  | No | R-454B | 2.8 | Residential & Commercial | Ducted CEE Tier 1
211206926 | Central HP <5.4 tons | COLEMAN | HRCU-A-CB (Split System: Heat Pump with Remote Outdoor Unit-Air-Source) | HC20B4821 |  |  | XAMC48HE3N1+CC | TM9V100C16MP12 | 43500 | 19 | 9 | 44000 | 36200 | 82.27% | 2.14 | 0 | 12 |  |  |  | No | R-410A | 3.625 | Residential & Commercial | Ducted CEE Tier 1
215940162 | Central HP <5.4 tons | KENMORE | HRCU-A-CB (Split System: Heat Pump with Remote Outdoor Unit-Air-Source) | (C,H,T)5H3V36*K*AAA* |  |  | ESH5X48M12A*+WALLCON | *97CTN1002122A* | 33800 | 19.5 | 9 | 34600 | 26400 | 76.3% | 1.92 | 0 | 11.7 |  |  |  | No | R-454B | 2.8167 | Residential & Commercial | Ducted CEE Tier 1
215940112 | Central HP <5.4 tons | KENMORE | HRCU-A-CB (Split System: Heat Pump with Remote Outdoor Unit-Air-Source) | (C,H,T)5H3V36*K*AAA* |  |  | ESH5X48M12A*+WALLCON | *80CSU0401712B* | 33800 | 19.5 | 9 | 34600 | 26400 | 76.3% | 1.92 | 0 | 11.7 |  |  |  | No | R-454B | 2.8167 | Residential & Commercial | Ducted CEE Tier 1
211206907 | Central HP <5.4 tons | COLEMAN | HRCU-A-CB (Split System: Heat Pump with Remote Outdoor Unit-Air-Source) | HC20B6021 |  |  | XAMC60HE4N1+CC | TP9C100C20MP13 | 52000 | 18 | 8.5 | 55000 | 42000 | 76.36% | 2.16 | 0 | 11 |  |  |  | No | R-410A | 4.3333 | Residential & Commercial | Ducted CEE Tier 1
214720009 | Central HP <5.4 tons | CHAMPION HEATING AND COOLING | HRCU-A-CB (Split System: Heat Pump with Remote Outdoor Unit-Air-Source) | HH836E2S11 |  |  | CTU48C5XFS1+TXV | TMLE080C20MP11 | 34600 | 17 | 8.5 | 32800 | 25800 | 78.66% | 2 | 0 | 11 |  |  |  | No | R-454B | 2.8833 | Residential & Commercial | Ducted CEE Tier 1
214720061 | Central HP <5.4 tons | CHAMPION HEATING AND COOLING | HRCU-A-CB (Split System: Heat Pump with Remote Outdoor Unit-Air-Source) | HH836E2S11 |  |  | CTU48C5XFS1+TXV | TM8V080C16MP12 | 33400 | 18 | 9 | 31600 | 25400 | 80.38% | 2 | 0 | 11 |  |  |  | No | R-454B | 2.7833 | Residential & Commercial | Ducted CEE Tier 1
211391264 | Central HP <5.4 tons | LUXAIRE | HRCU-A-CB (Split System: Heat Pump with Remote Outdoor Unit-Air-Source) | HMH72B341 |  |  | XAHC36DBCN1 | TMLE120C16MP11 | 33600 | 17.5 | 8.1 | 33000 | 23200 | 70.3% | 2.04 | 0 | 10 |  |  |  | No | R-410A | 2.8 | Residential & Commercial | Ducted CEE Tier 1
211225872 | Central HP <5.4 tons | CARRIER | HRCU-A-CB (Split System: Heat Pump with Remote Outdoor Unit-Air-Source) | 38MURAQ36AB3* |  |  | CAP**4321AL* | 58S(B,C)*A090E21**20 | 36800 | 16 | 8.5 | 38500 | 34800 | 90.39% | 2.1 | 0 | 10 |  |  |  | No | R-410A | 3.0667 | Residential & Commercial | Ducted CEE Tier 1
211225879 | Central HP <5.4 tons | CARRIER | HRCU-A-CB (Split System: Heat Pump with Remote Outdoor Unit-Air-Source) | 38MURAQ36AB3* |  |  | CAP**4321AL* | 58SU*A060E17**16 | 37200 | 16 | 8.5 | 38500 | 34800 | 90.39% | 2.12 | 0 | 10 |  |  |  | No | R-410A | 3.1 | Residential & Commercial | Ducted CEE Tier 1
211225940 | Central HP <5.4 tons | CARRIER | HRCU-A-CB (Split System: Heat Pump with Remote Outdoor Unit-Air-Source) | 38MURAQ36AB3* |  |  | CAP**4821AL* | 59SC2D080E21**20 | 35600 | 16.5 | 8.5 | 37800 | 34600 | 91.53% | 2.04 | 0 | 10 |  |  |  | No | R-410A | 2.9667 | Residential & Commercial | Ducted CEE Tier 1
213781463 | Central HP <5.4 tons | KENMORE | HRCU-A-CB (Split System: Heat Pump with Remote Outdoor Unit-Air-Source) | (C,H,T)VH837GKA2* |  |  | EA*4X48L24A*+WALLCON | *96CTN1202422B* | 32400 | 17 | 8.5 | 32400 | 24800 | 76.54% | 1.98 | 0 | 11 |  |  |  | No | R-410A | 2.7 | Residential & Commercial | Ducted CEE Tier 1
213781613 | Central HP <5.4 tons | KENMORE | HRCU-A-CB (Split System: Heat Pump with Remote Outdoor Unit-Air-Source) | (C,H,T)VH837GKA2* |  |  | EA*4X61L21A*+WALLCON | *97CMN0801714B* | 33000 | 17 | 8.1 | 32200 | 25000 | 77.64% | 1.96 | 0 | 11 |  |  |  | No | R-410A | 2.75 | Residential & Commercial | Ducted CEE Tier 1
214574136 | Central HP <5.4 tons | KENMORE | HRCU-A-CB (Split System: Heat Pump with Remote Outdoor Unit-Air-Source) | (C,H,T)VH837GKA2* |  |  | EA*4X61L21A*+WALLCON | *97CMN0802120B* | 33200 | 17.5 | 8.5 | 32000 | 24800 | 77.5% | 2 | 0 | 11.5 |  |  |  | No | R-410A | 2.7667 | Residential & Commercial | Ducted CEE Tier 1
213780872 | Central HP <5.4 tons | KEEPRITE | HRCU-A-CB (Split System: Heat Pump with Remote Outdoor Unit-Air-Source) | CVH837GKA2* |  |  | EA*4X37L21A*+WALLCON | *80CTL0901716B* | 32600 | 17 | 8.5 | 32800 | 25000 | 76.22% | 1.98 | 0 | 11 |  |  |  | No | R-410A | 2.7167 | Residential & Commercial | Ducted CEE Tier 1
213780922 | Central HP <5.4 tons | KEEPRITE | HRCU-A-CB (Split System: Heat Pump with Remote Outdoor Unit-Air-Source) | CVH837GKA2* |  |  | EA*4X37L21A*+WALLCON | *97CMN0801714B* | 32800 | 17 | 8.1 | 33000 | 25200 | 76.36% | 1.96 | 0 | 11 |  |  |  | No | R-410A | 2.7333 | Residential & Commercial | Ducted CEE Tier 1
213780972 | Central HP <5.4 tons | KEEPRITE | HRCU-A-CB (Split System: Heat Pump with Remote Outdoor Unit-Air-Source) | CVH837GKA2* |  |  | EA*4X42L21A*+WALLCON | *80CTL0451712B* | 31600 | 16.5 | 8.1 | 33400 | 24800 | 74.25% | 1.84 | 0 | 10.5 |  |  |  | No | R-410A | 2.6333 | Residential & Commercial | Ducted CEE Tier 1
213781142 | Central HP <5.4 tons | KEEPRITE | HRCU-A-CB (Split System: Heat Pump with Remote Outdoor Unit-Air-Source) | CVH837GKA2* |  |  | EA*4X42L24A*+WALLCON | *96CTN1002122B* | 31800 | 17 | 8.1 | 33000 | 24200 | 73.33% | 1.88 | 0 | 11 |  |  |  | No | R-410A | 2.65 | Residential & Commercial | Ducted CEE Tier 1
213781172 | Central HP <5.4 tons | KEEPRITE | HRCU-A-CB (Split System: Heat Pump with Remote Outdoor Unit-Air-Source) | CVH837GKA2* |  |  | EA*4X43L21A*+WALLCON | *80CTL0701716B* | 32800 | 17 | 8.5 | 33000 | 25200 | 76.36% | 1.96 | 0 | 11 |  |  |  | No | R-410A | 2.7333 | Residential & Commercial | Ducted CEE Tier 1
211225799 | Central HP <5.4 tons | CARRIER | HRCU-A-CB (Split System: Heat Pump with Remote Outdoor Unit-Air-Source) | 38MURAQ36AB3* |  |  | CAP**4221AL* | 59SC2D100E21**20 | 35200 | 16.5 | 8.1 | 38500 | 35000 | 90.91% | 1.88 | 0 | 10 |  |  |  | No | R-410A | 2.9333 | Residential & Commercial | Ducted CEE Tier 1
211225800 | Central HP <5.4 tons | CARRIER | HRCU-A-CB (Split System: Heat Pump with Remote Outdoor Unit-Air-Source) | 38MURAQ36AB3* |  |  | CAP**4221AL* | 59SC2D100E21**22 | 36600 | 15.2 | 8.5 | 40000 | 35200 | 88% | 1.94 | 0 | 10 |  |  |  | No | R-410A | 3.05 | Residential & Commercial | Ducted CEE Tier 1
211225850 | Central HP <5.4 tons | CARRIER | HRCU-A-CB (Split System: Heat Pump with Remote Outdoor Unit-Air-Source) | 38MURAQ36AB3* |  |  | CAP**4224AL* | 59SP6A080V21**20 | 35600 | 16 | 8.1 | 38500 | 35000 | 90.91% | 1.9 | 0 | 10 |  |  |  | No | R-410A | 2.9667 | Residential & Commercial | Ducted CEE Tier 1
211225852 | Central HP <5.4 tons | CARRIER | HRCU-A-CB (Split System: Heat Pump with Remote Outdoor Unit-Air-Source) | 38MURAQ36AB3* |  |  | CAP**4224AL* | 59SP6A120V24**22 | 35400 | 16 | 8.1 | 38500 | 35000 | 90.91% | 1.88 | 0 | 10 |  |  |  | No | R-410A | 2.95 | Residential & Commercial | Ducted CEE Tier 1
211225990 | Central HP <5.4 tons | CARRIER | HRCU-A-CB (Split System: Heat Pump with Remote Outdoor Unit-Air-Source) | 38MURAQ36AB3* |  |  | CAP**4824AL* | 59SC5B080E21**20 | 36600 | 15.5 | 8.5 | 38500 | 34800 | 90.39% | 2.1 | 0 | 10 |  |  |  | No | R-410A | 3.05 | Residential & Commercial | Ducted CEE Tier 1
211226045 | Central HP <5.4 tons | CARRIER | HRCU-A-CB (Split System: Heat Pump with Remote Outdoor Unit-Air-Source) | 38MURAQ36AB3* |  |  | CNPV*4821AL* | 58SU*A100E21**20 | 36200 | 16 | 8.1 | 38500 | 34800 | 90.39% | 2.02 | 0 | 10 |  |  |  | No | R-410A | 3.0167 | Residential & Commercial | Ducted CEE Tier 1
211226047 | Central HP <5.4 tons | CARRIER | HRCU-A-CB (Split System: Heat Pump with Remote Outdoor Unit-Air-Source) | 38MURAQ36AB3* |  |  | CNPV*4821AL* | 58TP*A090V17**16 | 36400 | 16 | 8.1 | 38500 | 34800 | 90.39% | 2.04 | 0 | 10.5 |  |  |  | No | R-410A | 3.0333 | Residential & Commercial | Ducted CEE Tier 1
214239840 | Central HP <5.4 tons | KEEPRITE | HRCU-A-CB (Split System: Heat Pump with Remote Outdoor Unit-Air-Source) | CVH837GKA** |  |  | EN(A,D,W)4X42L21**+WALLCON | *96CTN1002122B* | 31800 | 16.5 | 8.1 | 33000 | 24400 | 73.94% | 1.88 | 0 | 11 |  |  |  | No | R-410A | 2.65 | Residential & Commercial | Ducted CEE Tier 1
213779512 | Central HP <5.4 tons | KEEPRITE | HRCU-A-CB (Split System: Heat Pump with Remote Outdoor Unit-Air-Source) | CVH837GKA** |  |  | EA*4X48L24A*+WALLCON | *80CTL1352422B* | 32400 | 17.5 | 8.5 | 32400 | 24800 | 76.54% | 1.98 | 0 | 11.5 |  |  |  | No | R-410A | 2.7 | Residential & Commercial | Ducted CEE Tier 1
213779781 | Central HP <5.4 tons | DAY & NIGHT | HRCU-A-CB (Split System: Heat Pump with Remote Outdoor Unit-Air-Source) | CVH837GKA** |  |  | EA*4X61L24A*+WALLCON | *97CMN1002122B* | 33200 | 17.5 | 8.5 | 32000 | 24800 | 77.5% | 2 | 0 | 11.7 |  |  |  | No | R-410A | 2.7667 | Residential & Commercial | Ducted CEE Tier 1
213780451 | Central HP <5.4 tons | DAY & NIGHT | HRCU-A-CB (Split System: Heat Pump with Remote Outdoor Unit-Air-Source) | CVH837GKA** |  |  | EHD4X60AAL+WALLCON | *96CTN1202422B* | 33000 | 16.5 | 8.1 | 32200 | 24800 | 77.02% | 2 | 0 | 11.5 |  |  |  | No | R-410A | 2.75 | Residential & Commercial | Ducted CEE Tier 1
214239560 | Central HP <5.4 tons | KEEPRITE | HRCU-A-CB (Split System: Heat Pump with Remote Outdoor Unit-Air-Source) | CVH837GKA** |  |  | EN(A,D)4X36L21**+WALLCON | *80CTL1102120B* | 31400 | 16.5 | 8.1 | 33000 | 24000 | 72.73% | 1.82 | 0 | 11 |  |  |  | No | R-410A | 2.6167 | Residential & Commercial | Ducted CEE Tier 1
213778912 | Central HP <5.4 tons | KEEPRITE | HRCU-A-CB (Split System: Heat Pump with Remote Outdoor Unit-Air-Source) | CVH837GKA** |  |  | EA*4X36L21A*+WALLCON | *96CTN0601714B* | 31400 | 16.5 | 8.1 | 33200 | 24400 | 73.49% | 1.82 | 0 | 10.5 |  |  |  | No | R-410A | 2.6167 | Residential & Commercial | Ducted CEE Tier 1
213780431 | Central HP <5.4 tons | DAY & NIGHT | HRCU-A-CB (Split System: Heat Pump with Remote Outdoor Unit-Air-Source) | CVH837GKA** |  |  | EHD4X60AAL+WALLCON | *96CTN0801714B* | 32800 | 16.5 | 8.1 | 32200 | 25000 | 77.64% | 1.98 | 0 | 11 |  |  |  | No | R-410A | 2.7333 | Residential & Commercial | Ducted CEE Tier 1
213772776 | Central HP <5.4 tons | BRYANT HEATING AND COOLING SYSTEMS | HRCU-A-CB (Split System: Heat Pump with Remote Outdoor Unit-Air-Source) | 288BNV025*0**C* |  |  | CAP**2517AL*+UI | 987MC42080C17*** | 24200 | 16.5 | 8.1 | 21400 | 16700 | 78.04% | 2 | 0 | 10.5 |  |  |  | No | R-410A | 2.0167 | Residential & Commercial | Ducted CEE Tier 1
213773126 | Central HP <5.4 tons | BRYANT HEATING AND COOLING SYSTEMS | HRCU-A-CB (Split System: Heat Pump with Remote Outdoor Unit-Air-Source) | 288BNV025*0**C* |  |  | CAP**3621AL*+UI | 986TD42060C17*** | 23400 | 16.5 | 8.1 | 21600 | 16700 | 77.31% | 1.92 | 0 | 10.5 |  |  |  | No | R-410A | 1.95 | Residential & Commercial | Ducted CEE Tier 1
213773246 | Central HP <5.4 tons | BRYANT HEATING AND COOLING SYSTEMS | HRCU-A-CB (Split System: Heat Pump with Remote Outdoor Unit-Air-Source) | 288BNV025*0**C* |  |  | CAP**3717AL*+UI | 986TD42080C17*** | 24200 | 16.5 | 8.1 | 21400 | 16700 | 78.04% | 1.98 | 0 | 10.5 |  |  |  | No | R-410A | 2.0167 | Residential & Commercial | Ducted CEE Tier 1
213773296 | Central HP <5.4 tons | BRYANT HEATING AND COOLING SYSTEMS | HRCU-A-CB (Split System: Heat Pump with Remote Outdoor Unit-Air-Source) | 288BNV025*0**C* |  |  | CAP**3721AL*+UI | 88*TB60110C21*** | 24400 | 17 | 8.1 | 21200 | 16600 | 78.3% | 2.02 | 0 | 11 |  |  |  | No | R-410A | 2.0333 | Residential & Commercial | Ducted CEE Tier 1
213779616 | Central HP <5.4 tons | BRYANT HEATING AND COOLING SYSTEMS | HRCU-A-CB (Split System: Heat Pump with Remote Outdoor Unit-Air-Source) | 288BNV037*0**A* |  |  | CAP**6024AL*+UI | 986TD66120C24*** | 32800 | 17.5 | 8.1 | 31800 | 24600 | 77.36% | 1.98 | 0 | 11.5 |  |  |  | No | R-410A | 2.7333 | Residential & Commercial | Ducted CEE Tier 1
213780116 | Central HP <5.4 tons | BRYANT HEATING AND COOLING SYSTEMS | HRCU-A-CB (Split System: Heat Pump with Remote Outdoor Unit-Air-Source) | 288BNV037*0**A* |  |  | CSPH*4212AL*+UI | 986TD66100C21*** | 32600 | 16.5 | 8.1 | 33000 | 24600 | 74.55% | 1.94 | 0 | 11 |  |  |  | No | R-410A | 2.7167 | Residential & Commercial | Ducted CEE Tier 1
213780416 | Central HP <5.4 tons | BRYANT HEATING AND COOLING SYSTEMS | HRCU-A-CB (Split System: Heat Pump with Remote Outdoor Unit-Air-Source) | 288BNV037*0**A* |  |  | CSPH*6012AL*+UI | 986TD42060C17*** | 32800 | 16.5 | 8.1 | 32400 | 25000 | 77.16% | 1.96 | 0 | 11 |  |  |  | No | R-410A | 2.7333 | Residential & Commercial | Ducted CEE Tier 1
213780436 | Central HP <5.4 tons | BRYANT HEATING AND COOLING SYSTEMS | HRCU-A-CB (Split System: Heat Pump with Remote Outdoor Unit-Air-Source) | 288BNV037*0**A* |  |  | CSPH*6012AL*+UI | 986TD66100C21*** | 33000 | 16.5 | 8.1 | 32200 | 24800 | 77.02% | 2 | 0 | 11.5 |  |  |  | No | R-410A | 2.75 | Residential & Commercial | Ducted CEE Tier 1
213778776 | Central HP <5.4 tons | BRYANT HEATING AND COOLING SYSTEMS | HRCU-A-CB (Split System: Heat Pump with Remote Outdoor Unit-Air-Source) | 288BNV037*0**A* |  |  | CAP**3617AL*+UI | 987MC42060C17*** | 31200 | 16.5 | 8.1 | 33400 | 24600 | 73.65% | 1.82 | 0 | 10.5 |  |  |  | No | R-410A | 2.6 | Residential & Commercial | Ducted CEE Tier 1
211392619 | Central HP <5.4 tons | LUXAIRE | HRCU-A-CB (Split System: Heat Pump with Remote Outdoor Unit-Air-Source) | HMH72B341 |  |  | XAFB36DXXN1+TXV | TMLE060A12MP11 | 34000 | 18 | 8.1 | 33800 | 23800 | 70.41% | 2.06 | 0 | 10 |  |  |  | No | R-410A | 2.8333 | Residential & Commercial | Ducted CEE Tier 1
211388643 | Central HP <5.4 tons | LUXAIRE | HRCU-A-CB (Split System: Heat Pump with Remote Outdoor Unit-Air-Source) | HMH72B341 |  |  | XAFC30CXXN1+TXV | TM9E100C16MP12 | 33000 | 17.5 | 8.5 | 33000 | 23200 | 70.3% | 2.04 | 0 | 10 |  |  |  | No | R-410A | 2.75 | Residential & Commercial | Ducted CEE Tier 1
211388702 | Central HP <5.4 tons | LUXAIRE | HRCU-A-CB (Split System: Heat Pump with Remote Outdoor Unit-Air-Source) | HMH72B341 |  |  | XAFC36DXXN1+TXV | TM9E080C16MP12 | 34000 | 18 | 8.1 | 33600 | 23800 | 70.83% | 2.08 | 0 | 10 |  |  |  | No | R-410A | 2.8333 | Residential & Commercial | Ducted CEE Tier 1
211226056 | Central HP <5.4 tons | CARRIER | HRCU-A-CB (Split System: Heat Pump with Remote Outdoor Unit-Air-Source) | 38MURAQ36AB3* |  |  | CNPV*4821AL* | 59SC2D100E21**22 | 37600 | 15.5 | 8.5 | 39500 | 35000 | 88.61% | 2.08 | 0 | 10.5 |  |  |  | No | R-410A | 3.1333 | Residential & Commercial | Ducted CEE Tier 1
211225883 | Central HP <5.4 tons | CARRIER | HRCU-A-CB (Split System: Heat Pump with Remote Outdoor Unit-Air-Source) | 38MURAQ36AB3* |  |  | CAP**4321AL* | 58TP*A090V17**16 | 36600 | 16 | 8.5 | 38500 | 34800 | 90.39% | 2.08 | 0 | 10 |  |  |  | No | R-410A | 3.05 | Residential & Commercial | Ducted CEE Tier 1
211225932 | Central HP <5.4 tons | CARRIER | HRCU-A-CB (Split System: Heat Pump with Remote Outdoor Unit-Air-Source) | 38MURAQ36AB3* |  |  | CAP**4821AL* | 58TP*A090V17**16 | 36200 | 16 | 8.5 | 38500 | 34600 | 89.87% | 2.06 | 0 | 10 |  |  |  | No | R-410A | 3.0167 | Residential & Commercial | Ducted CEE Tier 1
211225934 | Central HP <5.4 tons | CARRIER | HRCU-A-CB (Split System: Heat Pump with Remote Outdoor Unit-Air-Source) | 38MURAQ36AB3* |  |  | CAP**4821AL* | 58TP*A110V21**22 | 36800 | 16 | 8.5 | 38500 | 34800 | 90.39% | 2.1 | 0 | 10 |  |  |  | No | R-410A | 3.0667 | Residential & Commercial | Ducted CEE Tier 1
214240101 | Central HP <5.4 tons | KENMORE | HRCU-A-CB (Split System: Heat Pump with Remote Outdoor Unit-Air-Source) | (C,H,T)VH837GKA** |  |  | EN(A,D,W)4X60L24**+WALLCON | *96CTN1202422B* | 32800 | 17.5 | 8.1 | 32200 | 24600 | 76.4% | 1.96 | 0 | 11.7 |  |  |  | No | R-410A | 2.7333 | Residential & Commercial | Ducted CEE Tier 1
214240001 | Central HP <5.4 tons | KENMORE | HRCU-A-CB (Split System: Heat Pump with Remote Outdoor Unit-Air-Source) | (C,H,T)VH837GKA** |  |  | EN(A,D)4X48L24**+WALLCON | *97CMN1002122B* | 32400 | 17 | 8.1 | 32600 | 24600 | 75.46% | 1.96 | 0 | 11.7 |  |  |  | No | R-410A | 2.7 | Residential & Commercial | Ducted CEE Tier 1
213773623 | Central HP <5.4 tons | KENMORE | HRCU-A-CB (Split System: Heat Pump with Remote Outdoor Unit-Air-Source) | (C,H,T)VH825GKA3* |  |  | EA*4X43L21A*+WALLCON | *95CSU0601716B* | 24400 | 16.5 | 8.1 | 21200 | 16600 | 78.3% | 2.02 | 0 | 10.5 |  |  |  | No | R-410A | 2.0333 | Residential & Commercial | Ducted CEE Tier 1
213773693 | Central HP <5.4 tons | KENMORE | HRCU-A-CB (Split System: Heat Pump with Remote Outdoor Unit-Air-Source) | (C,H,T)VH825GKA3* |  |  | EA*4X48L21A*+WALLCON | *80CTL0451712B* | 24000 | 16.5 | 8.1 | 21000 | 16700 | 79.52% | 2 | 0 | 10.5 |  |  |  | No | R-410A | 2 | Residential & Commercial | Ducted CEE Tier 1
213773743 | Central HP <5.4 tons | KENMORE | HRCU-A-CB (Split System: Heat Pump with Remote Outdoor Unit-Air-Source) | (C,H,T)VH825GKA3* |  |  | EA*4X48L21A*+WALLCON | *95CSU0601716B* | 24000 | 16.5 | 8.1 | 21000 | 16600 | 79.05% | 2 | 0 | 10.5 |  |  |  | No | R-410A | 2 | Residential & Commercial | Ducted CEE Tier 1
213773773 | Central HP <5.4 tons | KENMORE | HRCU-A-CB (Split System: Heat Pump with Remote Outdoor Unit-Air-Source) | (C,H,T)VH825GKA3* |  |  | EA*4X48L21A*+WALLCON | *97CMN1002122B* | 24000 | 16.5 | 8.1 | 21000 | 16500 | 78.57% | 2.02 | 0 | 11 |  |  |  | No | R-410A | 2 | Residential & Commercial | Ducted CEE Tier 1
213773473 | Central HP <5.4 tons | KENMORE | HRCU-A-CB (Split System: Heat Pump with Remote Outdoor Unit-Air-Source) | (C,H,T)VH825GKA3* |  |  | EA*4X42L21A*+WALLCON | *96CTN0601714B* | 23600 | 16.5 | 8.1 | 21400 | 16700 | 78.04% | 1.94 | 0 | 10.5 |  |  |  | No | R-410A | 1.9667 | Residential & Commercial | Ducted CEE Tier 1
211225728 | Central HP <5.4 tons | CARRIER | HRCU-A-CB (Split System: Heat Pump with Remote Outdoor Unit-Air-Source) | 38MURAQ36AB3* |  |  | CAP**3721AL* | 58S(B,C)*A070E17**12 | 36400 | 15.5 | 8.5 | 38500 | 34800 | 90.39% | 2.08 | 0 | 10 |  |  |  | No | R-410A | 3.0333 | Residential & Commercial | Ducted CEE Tier 1
211225769 | Central HP <5.4 tons | CARRIER | HRCU-A-CB (Split System: Heat Pump with Remote Outdoor Unit-Air-Source) | 38MURAQ36AB3* |  |  | CAP**3721AL* | OVMAAB042112 | 36200 | 15.5 | 8.5 | 38500 | 34800 | 90.39% | 2.06 | 0 | 10 |  |  |  | No | R-410A | 3.0167 | Residential & Commercial | Ducted CEE Tier 1
214242852 | Central HP <5.4 tons | KEEPRITE | HRCU-A-CB (Split System: Heat Pump with Remote Outdoor Unit-Air-Source) | CVH825GKA2* |  |  | EN(A,D)4X36L21**+WALLCON | *96CTN1002122B* | 23600 | 16.5 | 8.1 | 21400 | 16700 | 78.04% | 1.92 | 0 | 11 |  |  |  | No | R-410A | 1.9667 | Residential & Commercial | Ducted CEE Tier 1
214242432 | Central HP <5.4 tons | KEEPRITE | HRCU-A-CB (Split System: Heat Pump with Remote Outdoor Unit-Air-Source) | CVH825GKA2* |  |  | EN(A,D)4X24L17**+WALLCON | *80CTL0701412B* | 23200 | 16 | 8.1 | 22000 | 16800 | 76.36% | 1.94 | 0 | 10.5 |  |  |  | No | R-410A | 1.9333 | Residential & Commercial | Ducted CEE Tier 1
215931722 | Central HP <5.4 tons | KENMORE | HRCU-A-CB (Split System: Heat Pump with Remote Outdoor Unit-Air-Source) | (C,H,T)5H3V60*K*AAA* |  |  | EA*5X61M24A*+WALLCON | *80CTL1352422B* | 57000 | 19 | 8.5 | 60500 | 46000 | 76.03% | 2.04 | 0 | 11.7 |  |  |  | No | R-454B | 4.75 | Residential & Commercial | Ducted CEE Tier 1
215931572 | Central HP <5.4 tons | KENMORE | HRCU-A-CB (Split System: Heat Pump with Remote Outdoor Unit-Air-Source) | (C,H,T)5H3V60*K*AAA* |  |  | EA*5X60M24A*+WALLCON | *80CTL1352422B* | 56000 | 18.5 | 8.5 | 60500 | 45500 | 75.21% | 2.08 | 0 | 11.5 |  |  |  | No | R-454B | 4.6667 | Residential & Commercial | Ducted CEE Tier 1
211206842 | Central HP <5.4 tons | COLEMAN | HRCU-A-CB (Split System: Heat Pump with Remote Outdoor Unit-Air-Source) | HC20B2421 |  |  | XAMB24DE1N1+CC | CP9C060B12MP13 | 22600 | 17 | 8.5 | 23800 | 18500 | 77.73% | 1.92 | 0 | 12 |  |  |  | No | R-410A | 1.8833 | Residential & Commercial | Ducted CEE Tier 1
215674361 | Central HP <5.4 tons | KEEPRITE | HRCU-A-CB (Split System: Heat Pump with Remote Outdoor Unit-Air-Source) | C5H0V48*K*AAA* |  |  | EA*5X61M21A*+WALLCON | *80CTL0901716B* | 46000 | 18 | 9 | 48000 | 33800 | 70.42% | 2.06 | 0 | 10 |  |  |  | No | R-454B | 3.8333 | Residential & Commercial | Ducted CEE Tier 1
211206889 | Central HP <5.4 tons | COLEMAN | HRCU-A-CB (Split System: Heat Pump with Remote Outdoor Unit-Air-Source) | HC20B3621 |  |  | XAMB36DE2N1+CC | CP9C080B12MP13 | 32200 | 18 | 8.5 | 34000 | 29400 | 86.47% | 1.92 | 0 | 11.7 |  |  |  | No | R-410A | 2.6833 | Residential & Commercial | Ducted CEE Tier 1
211206891 | Central HP <5.4 tons | COLEMAN | HRCU-A-CB (Split System: Heat Pump with Remote Outdoor Unit-Air-Source) | HC20B3621 |  |  | XAMB36DE2N1+CC | TM8V080B12MP12 | 32600 | 18 | 8.5 | 34400 | 29600 | 86.05% | 1.94 | 0 | 11.7 |  |  |  | No | R-410A | 2.7167 | Residential & Commercial | Ducted CEE Tier 1
213779076 | Central HP <5.4 tons | BRYANT HEATING AND COOLING SYSTEMS | HRCU-A-CB (Split System: Heat Pump with Remote Outdoor Unit-Air-Source) | 288BNV037*0**A* |  |  | CAP**4221AL*+UI | 88*TB48090C17*** | 31800 | 17 | 8.1 | 33000 | 24400 | 73.94% | 1.88 | 0 | 11 |  |  |  | No | R-410A | 2.65 | Residential & Commercial | Ducted CEE Tier 1
213778826 | Central HP <5.4 tons | BRYANT HEATING AND COOLING SYSTEMS | HRCU-A-CB (Split System: Heat Pump with Remote Outdoor Unit-Air-Source) | 288BNV037*0**A* |  |  | CAP**3621AL*+UI | 88*TB48070C17*** | 31400 | 16.5 | 8.1 | 33000 | 24400 | 73.94% | 1.84 | 0 | 10.5 |  |  |  | No | R-410A | 2.6167 | Residential & Commercial | Ducted CEE Tier 1
213778926 | Central HP <5.4 tons | BRYANT HEATING AND COOLING SYSTEMS | HRCU-A-CB (Split System: Heat Pump with Remote Outdoor Unit-Air-Source) | 288BNV037*0**A* |  |  | CAP**3621AL*+UI | 986TD66100C21*** | 31600 | 17 | 8.1 | 32800 | 24200 | 73.78% | 1.86 | 0 | 11 |  |  |  | No | R-410A | 2.6333 | Residential & Commercial | Ducted CEE Tier 1
215669689 | Central HP <5.4 tons | KEEPRITE | HRCU-A-CB (Split System: Heat Pump with Remote Outdoor Unit-Air-Source) | C5H0V36*K*AAA* |  |  | EA*5X61M24A*+WALLCON | *97CMN0602120B* | 34600 | 18 | 9 | 34600 | 25000 | 72.25% | 1.9 | 0 | 10 |  |  |  | No | R-454B | 2.8833 | Residential & Commercial | Ducted CEE Tier 1
215669679 | Central HP <5.4 tons | KEEPRITE | HRCU-A-CB (Split System: Heat Pump with Remote Outdoor Unit-Air-Source) | C5H0V36*K*AAA* |  |  | EA*5X61M24A*+WALLCON | *95CSU1002122B* | 35000 | 18.5 | 9 | 34400 | 24600 | 71.51% | 1.92 | 0 | 10 |  |  |  | No | R-454B | 2.9167 | Residential & Commercial | Ducted CEE Tier 1
215669259 | Central HP <5.4 tons | KEEPRITE | HRCU-A-CB (Split System: Heat Pump with Remote Outdoor Unit-Air-Source) | C5H0V36*K*AAA* |  |  | EA*5X48M21A*+WALLCON | *97CMN1002122B* | 33800 | 18 | 9 | 35000 | 25000 | 71.43% | 1.9 | 0 | 10 |  |  |  | No | R-454B | 2.8167 | Residential & Commercial | Ducted CEE Tier 1
213772453 | Central HP <5.4 tons | KENMORE | HRCU-A-CB (Split System: Heat Pump with Remote Outdoor Unit-Air-Source) | (C,H,T)VH825GKA2* |  |  | EHD4X48AAL+WALLCON | *80CTL0701716B* | 24200 | 16.5 | 8.1 | 21200 | 16600 | 78.3% | 2.02 | 0 | 10.5 |  |  |  | No | R-410A | 2.0167 | Residential & Commercial | Ducted CEE Tier 1
213771653 | Central HP <5.4 tons | KENMORE | HRCU-A-CB (Split System: Heat Pump with Remote Outdoor Unit-Air-Source) | (C,H,T)VH825GKA2* |  |  | EA*4X48L21A*+WALLCON | *96CTN0601714B* | 24000 | 16.5 | 8.1 | 21000 | 16600 | 79.05% | 2 | 0 | 10.5 |  |  |  | No | R-410A | 2 | Residential & Commercial | Ducted CEE Tier 1
213771453 | Central HP <5.4 tons | KENMORE | HRCU-A-CB (Split System: Heat Pump with Remote Outdoor Unit-Air-Source) | (C,H,T)VH825GKA2* |  |  | EA*4X43L21A*+WALLCON | *80CTL0701716B* | 24400 | 17 | 8.5 | 21200 | 16600 | 78.3% | 2.02 | 0 | 11 |  |  |  | No | R-410A | 2.0333 | Residential & Commercial | Ducted CEE Tier 1
213771503 | Central HP <5.4 tons | KENMORE | HRCU-A-CB (Split System: Heat Pump with Remote Outdoor Unit-Air-Source) | (C,H,T)VH825GKA2* |  |  | EA*4X43L21A*+WALLCON | *97CMN0601714B* | 24200 | 16.5 | 8.1 | 21200 | 16700 | 78.77% | 2.02 | 0 | 10.5 |  |  |  | No | R-410A | 2.0167 | Residential & Commercial | Ducted CEE Tier 1
213771133 | Central HP <5.4 tons | KENMORE | HRCU-A-CB (Split System: Heat Pump with Remote Outdoor Unit-Air-Source) | (C,H,T)VH825GKA2* |  |  | EA*4X37L21A*+WALLCON | *80CTL0451712B* | 24200 | 16.5 | 8.1 | 21200 | 16700 | 78.77% | 2.02 | 0 | 10.5 |  |  |  | No | R-410A | 2.0167 | Residential & Commercial | Ducted CEE Tier 1
213770683 | Central HP <5.4 tons | KENMORE | HRCU-A-CB (Split System: Heat Pump with Remote Outdoor Unit-Air-Source) | (C,H,T)VH825GKA2* |  |  | EA*4X25L17A*+WALLCON | *96CTN0801714B* | 24200 | 16.5 | 8.1 | 21400 | 16700 | 78.04% | 2.02 | 0 | 11 |  |  |  | No | R-410A | 2.0167 | Residential & Commercial | Ducted CEE Tier 1
213770983 | Central HP <5.4 tons | KENMORE | HRCU-A-CB (Split System: Heat Pump with Remote Outdoor Unit-Air-Source) | (C,H,T)VH825GKA2* |  |  | EA*4X36L21A*+WALLCON | *97CMN0801714B* | 23600 | 16.5 | 8.1 | 21600 | 16700 | 77.31% | 1.94 | 0 | 10.5 |  |  |  | No | R-410A | 1.9667 | Residential & Commercial | Ducted CEE Tier 1
211391981 | Central HP <5.4 tons | LUXAIRE | HRCU-A-CB (Split System: Heat Pump with Remote Outdoor Unit-Air-Source) | HMH72B341 |  |  | XAHC36DXXN1+TXV | TMLE080C16MP11 | 33600 | 17.5 | 8.1 | 32800 | 23200 | 70.73% | 2.04 | 0 | 10 |  |  |  | No | R-410A | 2.8 | Residential & Commercial | Ducted CEE Tier 1
211388888 | Central HP <5.4 tons | LUXAIRE | HRCU-A-CB (Split System: Heat Pump with Remote Outdoor Unit-Air-Source) | HMH72B341 |  |  | XAFB36DBCN1 | TM9E080B12MP12 | 34000 | 17.5 | 8.1 | 33800 | 24000 | 71.01% | 2.06 | 0 | 10 |  |  |  | No | R-410A | 2.8333 | Residential & Commercial | Ducted CEE Tier 1
211392885 | Central HP <5.4 tons | LUXAIRE | HRCU-A-CB (Split System: Heat Pump with Remote Outdoor Unit-Air-Source) | HMH72B341 |  |  | XAFB36DBCN1 | TMLE040A12MP11 | 34000 | 18 | 8.1 | 33600 | 23800 | 70.83% | 2.06 | 0 | 10 |  |  |  | No | R-410A | 2.8333 | Residential & Commercial | Ducted CEE Tier 1
215939812 | Central HP <5.4 tons | KENMORE | HRCU-A-CB (Split System: Heat Pump with Remote Outdoor Unit-Air-Source) | (C,H,T)5H3V36*K*AAA* |  |  | EA*5X60M24A*+WALLCON | *97CTN1002122A* | 34000 | 20.5 | 9.5 | 34000 | 25800 | 75.88% | 2.06 | 0 | 12 |  |  |  | No | R-454B | 2.8333 | Residential & Commercial | Ducted CEE Tier 1
211206924 | Central HP <5.4 tons | COLEMAN | HRCU-A-CB (Split System: Heat Pump with Remote Outdoor Unit-Air-Source) | HC20B4821 |  |  | XAMC48HE3N1+CC | CP9C100C20MP13 | 43500 | 19 | 9 | 44500 | 36400 | 81.8% | 2.14 | 0 | 11.7 |  |  |  | No | R-410A | 3.625 | Residential & Commercial | Ducted CEE Tier 1
215939632 | Central HP <5.4 tons | KENMORE | HRCU-A-CB (Split System: Heat Pump with Remote Outdoor Unit-Air-Source) | (C,H,T)5H3V36*K*AAA* |  |  | EA*5X36M17A*+WALLCON | *97CTN0601716A* | 32000 | 18.5 | 9 | 35800 | 27600 | 77.09% | 1.88 | 0 | 10.5 |  |  |  | No | R-454B | 2.6667 | Residential & Commercial | Ducted CEE Tier 1
215940182 | Central HP <5.4 tons | KENMORE | HRCU-A-CB (Split System: Heat Pump with Remote Outdoor Unit-Air-Source) | (C,H,T)5H3V36*K*AAA* |  |  | ESH5X60M12A*+WALLCON | *96CTN0802120B* | 34200 | 19.5 | 9 | 34200 | 26000 | 76.02% | 1.96 | 0 | 11.7 |  |  |  | No | R-454B | 2.85 | Residential & Commercial | Ducted CEE Tier 1
215940232 | Central HP <5.4 tons | KENMORE | HRCU-A-CB (Split System: Heat Pump with Remote Outdoor Unit-Air-Source) | (C,H,T)5H3V36*K*AAA* |  |  | ESH5X60M12A*+WALLCON | *97CTN0802120A* | 34200 | 19.5 | 9 | 34200 | 26000 | 76.02% | 1.96 | 0 | 11.7 |  |  |  | No | R-454B | 2.85 | Residential & Commercial | Ducted CEE Tier 1
211206960 | Central HP <5.4 tons | COLEMAN | HRCU-A-CB (Split System: Heat Pump with Remote Outdoor Unit-Air-Source) | HC20B4821 |  |  | XAMC48HE3N1+CC | TMLV120C20MP12 | 43500 | 19 | 9 | 44500 | 36200 | 81.35% | 2.14 | 0 | 12 |  |  |  | No | R-410A | 3.625 | Residential & Commercial | Ducted CEE Tier 1
213778976 | Central HP <5.4 tons | BRYANT HEATING AND COOLING SYSTEMS | HRCU-A-CB (Split System: Heat Pump with Remote Outdoor Unit-Air-Source) | 288BNV037*0**A* |  |  | CAP**3721AL*+UI | 88*TB60110C21*** | 33000 | 17 | 8.5 | 32800 | 25000 | 76.22% | 1.98 | 0 | 11.5 |  |  |  | No | R-410A | 2.75 | Residential & Commercial | Ducted CEE Tier 1
215681941 | Central HP <5.4 tons | KENMORE | HRCU-A-CB (Split System: Heat Pump with Remote Outdoor Unit-Air-Source) | (C,H,T)5H0V48*K*AAA* |  |  | EVM5X60M21A*+WALLCON | *80CSU1002120B* | 48000 | 18.5 | 9 | 50000 | 36600 | 73.2% | 2 | 0 | 10 |  |  |  | No | R-454B | 4 | Residential & Commercial | Ducted CEE Tier 1
215681991 | Central HP <5.4 tons | KENMORE | HRCU-A-CB (Split System: Heat Pump with Remote Outdoor Unit-Air-Source) | (C,H,T)5H0V48*K*AAA* |  |  | EVM5X60M24A*+WALLCON | *80CSU0802120B* | 48000 | 19 | 9 | 50000 | 36200 | 72.4% | 2.12 | 0 | 10 |  |  |  | No | R-454B | 4 | Residential & Commercial | Ducted CEE Tier 1
215681441 | Central HP <5.4 tons | KENMORE | HRCU-A-CB (Split System: Heat Pump with Remote Outdoor Unit-Air-Source) | (C,H,T)5H0V48*K*AAA* |  |  | EA*5X61M21A*+WALLCON | *96CTN0802120B* | 46000 | 18 | 9 | 48000 | 33800 | 70.42% | 2.08 | 0 | 10 |  |  |  | No | R-454B | 3.8333 | Residential & Commercial | Ducted CEE Tier 1
215682091 | Central HP <5.4 tons | KENMORE | HRCU-A-CB (Split System: Heat Pump with Remote Outdoor Unit-Air-Source) | (C,H,T)5H0V48*K*AAA* |  |  | EVM5X61M24A*+WALLCON | *97CTN1202422A* | 48500 | 19.5 | 9.5 | 50000 | 36600 | 73.2% | 2.12 | 0 | 10.5 |  |  |  | No | R-454B | 4.0417 | Residential & Commercial | Ducted CEE Tier 1
213772496 | Central HP <5.4 tons | BRYANT HEATING AND COOLING SYSTEMS | HRCU-A-CB (Split System: Heat Pump with Remote Outdoor Unit-Air-Source) | 288BNV025*0**B* |  |  | CSPH*4812AL*+UI | 935CB48060C17*** | 24200 | 16 | 8.1 | 21400 | 16600 | 77.57% | 2.02 | 0 | 10.5 |  |  |  | No | R-410A | 2.0167 | Residential & Commercial | Ducted CEE Tier 1
213771346 | Central HP <5.4 tons | BRYANT HEATING AND COOLING SYSTEMS | HRCU-A-CB (Split System: Heat Pump with Remote Outdoor Unit-Air-Source) | 288BNV025*0**B* |  |  | CAP**4221AL*+UI | 986TD42080C17*** | 23600 | 16.5 | 8.1 | 21400 | 16700 | 78.04% | 1.96 | 0 | 10.5 |  |  |  | No | R-410A | 1.9667 | Residential & Commercial | Ducted CEE Tier 1
213771666 | Central HP <5.4 tons | BRYANT HEATING AND COOLING SYSTEMS | HRCU-A-CB (Split System: Heat Pump with Remote Outdoor Unit-Air-Source) | 288BNV025*0**B* |  |  | CAP**4821AL*+UI | 986TD66100C21*** | 24000 | 16.5 | 8.1 | 21000 | 16500 | 78.57% | 2.02 | 0 | 11 |  |  |  | No | R-410A | 2 | Residential & Commercial | Ducted CEE Tier 1
213772116 | Central HP <5.4 tons | BRYANT HEATING AND COOLING SYSTEMS | HRCU-A-CB (Split System: Heat Pump with Remote Outdoor Unit-Air-Source) | 288BNV025*0**B* |  |  | CSPH*3612AL*+UI | 88*TB48090C17*** | 24200 | 16.5 | 8.1 | 21400 | 16700 | 78.04% | 1.98 | 0 | 10.5 |  |  |  | No | R-410A | 2.0167 | Residential & Commercial | Ducted CEE Tier 1
213772366 | Central HP <5.4 tons | BRYANT HEATING AND COOLING SYSTEMS | HRCU-A-CB (Split System: Heat Pump with Remote Outdoor Unit-Air-Source) | 288BNV025*0**B* |  |  | CSPH*4212AL*+UI | 987MC66120C24*** | 24200 | 16 | 8.1 | 21400 | 16600 | 77.57% | 2 | 0 | 10.5 |  |  |  | No | R-410A | 2.0167 | Residential & Commercial | Ducted CEE Tier 1
213772706 | Central HP <5.4 tons | BRYANT HEATING AND COOLING SYSTEMS | HRCU-A-CB (Split System: Heat Pump with Remote Outdoor Unit-Air-Source) | 288BNV025*0**C* |  |  | CAP**2417AL*+UI | 986TD42080C17*** | 23200 | 16 | 8.1 | 22200 | 16800 | 75.68% | 1.88 | 0 | 10.5 |  |  |  | No | R-410A | 1.9333 | Residential & Commercial | Ducted CEE Tier 1
215932570 | Central HP <5.4 tons | DAY & NIGHT | HRCU-A-CB (Split System: Heat Pump with Remote Outdoor Unit-Air-Source) | C5H3V36*K*AAA* |  |  | EA*5X60M24A*+WALLCON | *80CTL1352422B* | 34000 | 20.5 | 9.5 | 34000 | 25800 | 75.88% | 2.06 | 0 | 12 |  |  |  | No | R-454B | 2.8333 | Residential & Commercial | Ducted CEE Tier 1
215932620 | Central HP <5.4 tons | DAY & NIGHT | HRCU-A-CB (Split System: Heat Pump with Remote Outdoor Unit-Air-Source) | C5H3V36*K*AAA* |  |  | EA*5X60M24A*+WALLCON | *97CMN1002122B* | 34000 | 20.5 | 9.5 | 34000 | 25800 | 75.88% | 2.06 | 0 | 12 |  |  |  | No | R-454B | 2.8333 | Residential & Commercial | Ducted CEE Tier 1
215932880 | Central HP <5.4 tons | DAY & NIGHT | HRCU-A-CB (Split System: Heat Pump with Remote Outdoor Unit-Air-Source) | C5H3V36*K*AAA* |  |  | EA*5X61M24A*+WALLCON | *80CTL1352422B* | 34600 | 20.5 | 9.5 | 34200 | 25800 | 75.44% | 2.06 | 0 | 12 |  |  |  | No | R-454B | 2.8833 | Residential & Commercial | Ducted CEE Tier 1
213770311 | Central HP <5.4 tons | CARRIER | HRCU-A-CB (Split System: Heat Pump with Remote Outdoor Unit-Air-Source) | 25VNA448A*031* |  |  | CAP**6124AL*+UI | 58TN*B110C21**20 | 45500 | 21.5 | 9.5 | 46000 | 36200 | 78.7% | 2.36 | 0 | 12 |  |  |  | No | R-410A | 3.7917 | Residential & Commercial | Ducted CEE Tier 1
211206837 | Central HP <5.4 tons | COLEMAN | HRCU-A-CB (Split System: Heat Pump with Remote Outdoor Unit-Air-Source) | HC20B2421 |  |  | XAMB24DE1N1+CC | TP9C060B12MP13 | 22600 | 17 | 8.5 | 23800 | 18500 | 77.73% | 1.92 | 0 | 12 |  |  |  | No | R-410A | 1.8833 | Residential & Commercial | Ducted CEE Tier 1
213770263 | Central HP <5.4 tons | CARRIER | HRCU-A-CB (Split System: Heat Pump with Remote Outdoor Unit-Air-Source) | 25VNA448A*031* |  |  | CAP**4821AL*+UI | 58TN*B110C21**20 | 44000 | 21 | 9 | 46500 | 36200 | 77.85% | 2.26 | 0 | 11.5 |  |  |  | No | R-410A | 3.6667 | Residential & Commercial | Ducted CEE Tier 1
213770297 | Central HP <5.4 tons | CARRIER | HRCU-A-CB (Split System: Heat Pump with Remote Outdoor Unit-Air-Source) | 25VNA448A*031* |  |  | CAP**6121AL*+UI | 58TN*B045C17**12 | 44000 | 20 | 9 | 47000 | 37600 | 80% | 2.24 | 0 | 10 |  |  |  | No | R-410A | 3.6667 | Residential & Commercial | Ducted CEE Tier 1
213770349 | Central HP <5.4 tons | CARRIER | HRCU-A-CB (Split System: Heat Pump with Remote Outdoor Unit-Air-Source) | 25VNA448A*031* |  |  | CSPH*6012AL*+UI | 58TN*B135C24**22 | 45500 | 20.5 | 9 | 46000 | 36000 | 78.26% | 2.36 | 0 | 12 |  |  |  | No | R-410A | 3.7917 | Residential & Commercial | Ducted CEE Tier 1
213773736 | Central HP <5.4 tons | BRYANT HEATING AND COOLING SYSTEMS | HRCU-A-CB (Split System: Heat Pump with Remote Outdoor Unit-Air-Source) | 288BNV025*0**C* |  |  | CAP**4821AL*+UI | 935CB48060C17*** | 24000 | 16.5 | 8.1 | 21000 | 16600 | 79.05% | 2 | 0 | 10.5 |  |  |  | No | R-410A | 2 | Residential & Commercial | Ducted CEE Tier 1
213773786 | Central HP <5.4 tons | BRYANT HEATING AND COOLING SYSTEMS | HRCU-A-CB (Split System: Heat Pump with Remote Outdoor Unit-Air-Source) | 288BNV025*0**C* |  |  | CAP**4821AL*+UI | 986TD42080C17*** | 24000 | 16.5 | 8.1 | 21000 | 16600 | 79.05% | 2 | 0 | 11 |  |  |  | No | R-410A | 2 | Residential & Commercial | Ducted CEE Tier 1
215933400 | Central HP <5.4 tons | DAY & NIGHT | HRCU-A-CB (Split System: Heat Pump with Remote Outdoor Unit-Air-Source) | C5H3V36*K*AAA* |  |  | ESH5X42M12A*+WALLCON | *97CMN0601714B* | 33200 | 18.5 | 9 | 34200 | 26200 | 76.61% | 1.94 | 0 | 10.5 |  |  |  | No | R-454B | 2.7667 | Residential & Commercial | Ducted CEE Tier 1
213772806 | Central HP <5.4 tons | BRYANT HEATING AND COOLING SYSTEMS | HRCU-A-CB (Split System: Heat Pump with Remote Outdoor Unit-Air-Source) | 288BNV025*0**C* |  |  | CAP**2517AL*+UI | 986TD42080C17*** | 24200 | 16.5 | 8.1 | 21400 | 16600 | 77.57% | 2 | 0 | 11 |  |  |  | No | R-410A | 2.0167 | Residential & Commercial | Ducted CEE Tier 1
215935080 | Central HP <5.4 tons | DAY & NIGHT | HRCU-A-CB (Split System: Heat Pump with Remote Outdoor Unit-Air-Source) | C5H3V36*K*AAA* |  |  | EVM5X49M21A*+WALLCON | *95CSU1002122B* | 35600 | 22 | 8.5 | 38000 | 28400 | 74.74% | 2.04 | 0 | 12.5 |  |  |  | No | R-454B | 2.9667 | Residential & Commercial | Ducted CEE Tier 1
215935230 | Central HP <5.4 tons | DAY & NIGHT | HRCU-A-CB (Split System: Heat Pump with Remote Outdoor Unit-Air-Source) | C5H3V36*K*AAA* |  |  | EVM5X60M21A*+WALLCON | *80CTL1102120B* | 35600 | 22 | 8.5 | 38000 | 28400 | 74.74% | 2.02 | 0 | 12.5 |  |  |  | No | R-454B | 2.9667 | Residential & Commercial | Ducted CEE Tier 1
215933420 | Central HP <5.4 tons | DAY & NIGHT | HRCU-A-CB (Split System: Heat Pump with Remote Outdoor Unit-Air-Source) | C5H3V36*K*AAA* |  |  | ESH5X42M12A*+WALLCON | *97CMN0801714B* | 33400 | 18.5 | 9 | 35400 | 27000 | 76.27% | 1.92 | 0 | 11 |  |  |  | No | R-454B | 2.7833 | Residential & Commercial | Ducted CEE Tier 1
213770305 | Central HP <5.4 tons | CARRIER | HRCU-A-CB (Split System: Heat Pump with Remote Outdoor Unit-Air-Source) | 25VNA448A*031* |  |  | CAP**6121AL*+UI | 59MN7C100C21**22 | 45500 | 21 | 9.5 | 46000 | 36400 | 79.13% | 2.34 | 0 | 11.7 |  |  |  | No | R-410A | 3.7917 | Residential & Commercial | Ducted CEE Tier 1
213770341 | Central HP <5.4 tons | CARRIER | HRCU-A-CB (Split System: Heat Pump with Remote Outdoor Unit-Air-Source) | 25VNA448A*031* |  |  | CSPH*6012AL*+UI | 58TN*B045C17**12 | 44000 | 19.5 | 8.5 | 47000 | 37400 | 79.57% | 2.24 | 0 | 10 |  |  |  | No | R-410A | 3.6667 | Residential & Commercial | Ducted CEE Tier 1
213770351 | Central HP <5.4 tons | CARRIER | HRCU-A-CB (Split System: Heat Pump with Remote Outdoor Unit-Air-Source) | 25VNA448A*031* |  |  | CSPH*6012AL*+UI | 59MN7C100C21**22 | 45000 | 20.5 | 9 | 46000 | 36200 | 78.7% | 2.34 | 0 | 11.7 |  |  |  | No | R-410A | 3.75 | Residential & Commercial | Ducted CEE Tier 1
213770353 | Central HP <5.4 tons | CARRIER | HRCU-A-CB (Split System: Heat Pump with Remote Outdoor Unit-Air-Source) | 25VNA448A*031* |  |  | CSPH*6012AL*+UI | 59MN7C120C24**22 | 45000 | 20 | 9 | 46000 | 36200 | 78.7% | 2.34 | 0 | 11.7 |  |  |  | No | R-410A | 3.75 | Residential & Commercial | Ducted CEE Tier 1
215933450 | Central HP <5.4 tons | DAY & NIGHT | HRCU-A-CB (Split System: Heat Pump with Remote Outdoor Unit-Air-Source) | C5H3V36*K*AAA* |  |  | ESH5X42M12A*+WALLCON | *97CMN1202422B* | 33600 | 19 | 9 | 34800 | 26600 | 76.44% | 1.94 | 0 | 11.5 |  |  |  | No | R-454B | 2.8 | Residential & Commercial | Ducted CEE Tier 1
215933470 | Central HP <5.4 tons | DAY & NIGHT | HRCU-A-CB (Split System: Heat Pump with Remote Outdoor Unit-Air-Source) | C5H3V36*K*AAA* |  |  | ESH5X42M12A*+WALLCON | *96CTN0601714B* | 33200 | 18.5 | 9 | 34200 | 26200 | 76.61% | 1.94 | 0 | 10.5 |  |  |  | No | R-454B | 2.7667 | Residential & Commercial | Ducted CEE Tier 1
215933870 | Central HP <5.4 tons | DAY & NIGHT | HRCU-A-CB (Split System: Heat Pump with Remote Outdoor Unit-Air-Source) | C5H3V36*K*AAA* |  |  | ESH5X60M12A*+WALLCON | *97CMN0602120B* | 34000 | 19 | 9 | 34800 | 26400 | 75.86% | 1.92 | 0 | 11.5 |  |  |  | No | R-454B | 2.8333 | Residential & Commercial | Ducted CEE Tier 1
213773026 | Central HP <5.4 tons | BRYANT HEATING AND COOLING SYSTEMS | HRCU-A-CB (Split System: Heat Pump with Remote Outdoor Unit-Air-Source) | 288BNV025*0**C* |  |  | CAP**3617AL*+UI | 986TD42080C17*** | 23600 | 16.5 | 8.1 | 21600 | 16700 | 77.31% | 1.92 | 0 | 10.5 |  |  |  | No | R-410A | 1.9667 | Residential & Commercial | Ducted CEE Tier 1
213773076 | Central HP <5.4 tons | BRYANT HEATING AND COOLING SYSTEMS | HRCU-A-CB (Split System: Heat Pump with Remote Outdoor Unit-Air-Source) | 288BNV025*0**C* |  |  | CAP**3621AL*+UI | 88*TB60110C21*** | 23600 | 16.5 | 8.1 | 21400 | 16600 | 77.57% | 1.94 | 0 | 10.5 |  |  |  | No | R-410A | 1.9667 | Residential & Commercial | Ducted CEE Tier 1
215935220 | Central HP <5.4 tons | DAY & NIGHT | HRCU-A-CB (Split System: Heat Pump with Remote Outdoor Unit-Air-Source) | C5H3V36*K*AAA* |  |  | EVM5X60M21A*+WALLCON | *80CTL0902120B* | 35600 | 22 | 8.5 | 38000 | 28400 | 74.74% | 2.02 | 0 | 12.5 |  |  |  | No | R-454B | 2.9667 | Residential & Commercial | Ducted CEE Tier 1
215935320 | Central HP <5.4 tons | DAY & NIGHT | HRCU-A-CB (Split System: Heat Pump with Remote Outdoor Unit-Air-Source) | C5H3V36*K*AAA* |  |  | EVM5X60M21A*+WALLCON | *96CTN1002122B* | 35600 | 22 | 8.5 | 38000 | 28600 | 75.26% | 2.02 | 0 | 12.5 |  |  |  | No | R-454B | 2.9667 | Residential & Commercial | Ducted CEE Tier 1
211226107 | Central HP <5.4 tons | CARRIER | HRCU-A-CB (Split System: Heat Pump with Remote Outdoor Unit-Air-Source) | 38MURAQ36AB3* |  |  | CNPV*4824AL* | 59SC5B120E24**22 | 37400 | 15.5 | 8.1 | 39500 | 35000 | 88.61% | 2.08 | 0 | 10.5 |  |  |  | No | R-410A | 3.1167 | Residential & Commercial | Ducted CEE Tier 1
211226123 | Central HP <5.4 tons | CARRIER | HRCU-A-CB (Split System: Heat Pump with Remote Outdoor Unit-Air-Source) | 38MURAQ36AB3* |  |  | FB4CNP042L |  | 37000 | 16 | 8.1 | 38500 | 34800 | 90.39% | 2 | 0 | 10 |  |  |  | No | R-410A | 3.0833 | Residential & Commercial | Ducted CEE Tier 1
213779026 | Central HP <5.4 tons | BRYANT HEATING AND COOLING SYSTEMS | HRCU-A-CB (Split System: Heat Pump with Remote Outdoor Unit-Air-Source) | 288BNV037*0**A* |  |  | CAP**3721AL*+UI | 986TD42060C17*** | 32600 | 17 | 8.1 | 33000 | 25400 | 76.97% | 1.94 | 0 | 11 |  |  |  | No | R-410A | 2.7167 | Residential & Commercial | Ducted CEE Tier 1
213779176 | Central HP <5.4 tons | BRYANT HEATING AND COOLING SYSTEMS | HRCU-A-CB (Split System: Heat Pump with Remote Outdoor Unit-Air-Source) | 288BNV037*0**A* |  |  | CAP**4224AL*+UI | 88*TB60090C21*** | 31800 | 17 | 8.1 | 32800 | 24200 | 73.78% | 1.88 | 0 | 11 |  |  |  | No | R-410A | 2.65 | Residential & Commercial | Ducted CEE Tier 1
215935370 | Central HP <5.4 tons | DAY & NIGHT | HRCU-A-CB (Split System: Heat Pump with Remote Outdoor Unit-Air-Source) | C5H3V36*K*AAA* |  |  | EVM5X60M24A*+WALLCON | *80CTL1352422B* | 35600 | 22 | 8.5 | 38000 | 28400 | 74.74% | 2.04 | 0 | 12.5 |  |  |  | No | R-454B | 2.9667 | Residential & Commercial | Ducted CEE Tier 1
213773326 | Central HP <5.4 tons | BRYANT HEATING AND COOLING SYSTEMS | HRCU-A-CB (Split System: Heat Pump with Remote Outdoor Unit-Air-Source) | 288BNV025*0**C* |  |  | CAP**3721AL*+UI | 987MC42080C17*** | 24400 | 16.5 | 8.1 | 21200 | 16600 | 78.3% | 2.02 | 0 | 11 |  |  |  | No | R-410A | 2.0333 | Residential & Commercial | Ducted CEE Tier 1
213773396 | Central HP <5.4 tons | BRYANT HEATING AND COOLING SYSTEMS | HRCU-A-CB (Split System: Heat Pump with Remote Outdoor Unit-Air-Source) | 288BNV025*0**C* |  |  | CAP**4221AL*+UI | 88*TB48090C17*** | 23800 | 16.5 | 8.1 | 21400 | 16600 | 77.57% | 1.96 | 0 | 10.5 |  |  |  | No | R-410A | 1.9833 | Residential & Commercial | Ducted CEE Tier 1
215932640 | Central HP <5.4 tons | DAY & NIGHT | HRCU-A-CB (Split System: Heat Pump with Remote Outdoor Unit-Air-Source) | C5H3V36*K*AAA* |  |  | EA*5X60M24A*+WALLCON | *96CTN1002122B* | 34000 | 20.5 | 9.5 | 34000 | 25800 | 75.88% | 2.06 | 0 | 12 |  |  |  | No | R-454B | 2.8333 | Residential & Commercial | Ducted CEE Tier 1
215932860 | Central HP <5.4 tons | DAY & NIGHT | HRCU-A-CB (Split System: Heat Pump with Remote Outdoor Unit-Air-Source) | C5H3V36*K*AAA* |  |  | EA*5X61M24A*+WALLCON | *80CTL0702120B* | 34400 | 20.5 | 9.5 | 34400 | 26000 | 75.58% | 2.06 | 0 | 12 |  |  |  | No | R-454B | 2.8667 | Residential & Commercial | Ducted CEE Tier 1
213773173 | Central HP <5.4 tons | KENMORE | HRCU-A-CB (Split System: Heat Pump with Remote Outdoor Unit-Air-Source) | (C,H,T)VH825GKA3* |  |  | EA*4X37L17A*+WALLCON | *80CTL0701412B* | 24200 | 16.5 | 8.1 | 21400 | 16700 | 78.04% | 2 | 0 | 10.5 |  |  |  | No | R-410A | 2.0167 | Residential & Commercial | Ducted CEE Tier 1
213772616 | Central HP <5.4 tons | BRYANT HEATING AND COOLING SYSTEMS | HRCU-A-CB (Split System: Heat Pump with Remote Outdoor Unit-Air-Source) | 288BNV025*0**C* |  |  | CAP**2417AL*+UI | 88*TB36045C17*** | 23200 | 16 | 8.1 | 22000 | 16900 | 76.82% | 1.88 | 0 | 10 |  |  |  | No | R-410A | 1.9333 | Residential & Commercial | Ducted CEE Tier 1
213772636 | Central HP <5.4 tons | BRYANT HEATING AND COOLING SYSTEMS | HRCU-A-CB (Split System: Heat Pump with Remote Outdoor Unit-Air-Source) | 288BNV025*0**C* |  |  | CAP**2417AL*+UI | 88*TB48070C17*** | 23200 | 16.5 | 8.1 | 22000 | 16800 | 76.36% | 1.88 | 0 | 10.5 |  |  |  | No | R-410A | 1.9333 | Residential & Commercial | Ducted CEE Tier 1
215935310 | Central HP <5.4 tons | DAY & NIGHT | HRCU-A-CB (Split System: Heat Pump with Remote Outdoor Unit-Air-Source) | C5H3V36*K*AAA* |  |  | EVM5X60M21A*+WALLCON | *96CTN0801714B* | 35400 | 21.5 | 8.5 | 38000 | 28800 | 75.79% | 2.02 | 0 | 12 |  |  |  | No | R-454B | 2.95 | Residential & Commercial | Ducted CEE Tier 1
215935360 | Central HP <5.4 tons | DAY & NIGHT | HRCU-A-CB (Split System: Heat Pump with Remote Outdoor Unit-Air-Source) | C5H3V36*K*AAA* |  |  | EVM5X60M24A*+WALLCON | *80CTL1102120B* | 35600 | 22 | 8.5 | 38000 | 28400 | 74.74% | 2.04 | 0 | 12.5 |  |  |  | No | R-454B | 2.9667 | Residential & Commercial | Ducted CEE Tier 1
213772716 | Central HP <5.4 tons | BRYANT HEATING AND COOLING SYSTEMS | HRCU-A-CB (Split System: Heat Pump with Remote Outdoor Unit-Air-Source) | 288BNV025*0**C* |  |  | CAP**2517AL*+UI | 88*TB36045C17*** | 24200 | 16.5 | 8.1 | 21400 | 16700 | 78.04% | 2 | 0 | 10.5 |  |  |  | No | R-410A | 2.0167 | Residential & Commercial | Ducted CEE Tier 1
215932550 | Central HP <5.4 tons | DAY & NIGHT | HRCU-A-CB (Split System: Heat Pump with Remote Outdoor Unit-Air-Source) | C5H3V36*K*AAA* |  |  | EA*5X60M24A*+WALLCON | *80CTL0902120B* | 34000 | 20.5 | 9.5 | 34000 | 25800 | 75.88% | 2.06 | 0 | 12 |  |  |  | No | R-454B | 2.8333 | Residential & Commercial | Ducted CEE Tier 1
215934690 | Central HP <5.4 tons | DAY & NIGHT | HRCU-A-CB (Split System: Heat Pump with Remote Outdoor Unit-Air-Source) | C5H3V36*K*AAA* |  |  | EVM5X32M17A*+WALLCON | *97CMN0601714B* | 35000 | 21 | 8.5 | 38000 | 28000 | 73.68% | 2.06 | 0 | 11.5 |  |  |  | No | R-454B | 2.9167 | Residential & Commercial | Ducted CEE Tier 1
213781421 | Central HP <5.4 tons | DAY & NIGHT | HRCU-A-CB (Split System: Heat Pump with Remote Outdoor Unit-Air-Source) | CVH837GKA2* |  |  | EA*4X48L24A*+WALLCON | *80CTL1352422B* | 32400 | 17.5 | 8.5 | 32400 | 24800 | 76.54% | 1.98 | 0 | 11.5 |  |  |  | No | R-410A | 2.7 | Residential & Commercial | Ducted CEE Tier 1
213782221 | Central HP <5.4 tons | DAY & NIGHT | HRCU-A-CB (Split System: Heat Pump with Remote Outdoor Unit-Air-Source) | CVH837GKA2* |  |  | EHD4X60AAL+WALLCON | *80CTL0701412B* | 32800 | 16.5 | 8.1 | 32400 | 25600 | 79.01% | 2 | 0 | 11 |  |  |  | No | R-410A | 2.7333 | Residential & Commercial | Ducted CEE Tier 1
215934020 | Central HP <5.4 tons | DAY & NIGHT | HRCU-A-CB (Split System: Heat Pump with Remote Outdoor Unit-Air-Source) | C5H3V48*K*AAA* |  |  | EA*5X48M21A*+WALLCON | *80CTL1102120B* | 44000 | 21 | 9.5 | 48000 | 36400 | 75.83% | 1.92 | 0 | 11 |  |  |  | No | R-454B | 3.6667 | Residential & Commercial | Ducted CEE Tier 1
215934070 | Central HP <5.4 tons | DAY & NIGHT | HRCU-A-CB (Split System: Heat Pump with Remote Outdoor Unit-Air-Source) | C5H3V48*K*AAA* |  |  | EA*5X48M21A*+WALLCON | *97CMN0802120B* | 43500 | 20.5 | 9.5 | 48000 | 36600 | 76.25% | 2 | 0 | 10.5 |  |  |  | No | R-454B | 3.625 | Residential & Commercial | Ducted CEE Tier 1
215934370 | Central HP <5.4 tons | DAY & NIGHT | HRCU-A-CB (Split System: Heat Pump with Remote Outdoor Unit-Air-Source) | C5H3V48*K*AAA* |  |  | EA*5X61M24A*+WALLCON | *97CMN0602120B* | 44500 | 20.5 | 9.5 | 48500 | 37400 | 77.11% | 2 | 0 | 10.5 |  |  |  | No | R-454B | 3.7083 | Residential & Commercial | Ducted CEE Tier 1
215934520 | Central HP <5.4 tons | DAY & NIGHT | HRCU-A-CB (Split System: Heat Pump with Remote Outdoor Unit-Air-Source) | C5H3V48*K*AAA* |  |  | ESH5X48M12A*+WALLCON | *96CTN0801714B* | 43000 | 19.5 | 8.5 | 49000 | 35400 | 72.24% | 1.8 | 0 | 11 |  |  |  | No | R-454B | 3.5833 | Residential & Commercial | Ducted CEE Tier 1
213771735 | Central HP <5.4 tons | CARRIER | HRCU-A-CB (Split System: Heat Pump with Remote Outdoor Unit-Air-Source) | 25VNA825A*031* |  |  | CAP**4824AL*+UI | 59TN6C120C24**22 | 24200 | 17 | 8.1 | 21000 | 16500 | 78.57% | 2.02 | 0 | 11 |  |  |  | No | R-410A | 2.0167 | Residential & Commercial | Ducted CEE Tier 1
211225697 | Central HP <5.4 tons | CARRIER | HRCU-A-CB (Split System: Heat Pump with Remote Outdoor Unit-Air-Source) | 38MURAQ36AB3* |  |  | CAP**3717AL* | 58S(B,C)*A070E14**12 | 35800 | 15.5 | 8.1 | 38500 | 35000 | 90.91% | 2 | 0 | 10 |  |  |  | No | R-410A | 2.9833 | Residential & Commercial | Ducted CEE Tier 1
211225706 | Central HP <5.4 tons | CARRIER | HRCU-A-CB (Split System: Heat Pump with Remote Outdoor Unit-Air-Source) | 38MURAQ36AB3* |  |  | CAP**3717AL* | 58TP*A070V14**12 | 36000 | 15.5 | 8.1 | 38500 | 35000 | 90.91% | 2 | 0 | 10 |  |  |  | No | R-410A | 3 | Residential & Commercial | Ducted CEE Tier 1
211225731 | Central HP <5.4 tons | CARRIER | HRCU-A-CB (Split System: Heat Pump with Remote Outdoor Unit-Air-Source) | 38MURAQ36AB3* |  |  | CAP**3721AL* | 58S(B,C)*A090E21**16 | 36600 | 16 | 8.5 | 38500 | 34800 | 90.39% | 2.1 | 0 | 10 |  |  |  | No | R-410A | 3.05 | Residential & Commercial | Ducted CEE Tier 1
211225747 | Central HP <5.4 tons | CARRIER | HRCU-A-CB (Split System: Heat Pump with Remote Outdoor Unit-Air-Source) | 38MURAQ36AB3* |  |  | CAP**3721AL* | 59SC2D060E17**14 | 36400 | 16 | 8.5 | 38500 | 34800 | 90.39% | 2.08 | 0 | 10 |  |  |  | No | R-410A | 3.0333 | Residential & Commercial | Ducted CEE Tier 1
211225756 | Central HP <5.4 tons | CARRIER | HRCU-A-CB (Split System: Heat Pump with Remote Outdoor Unit-Air-Source) | 38MURAQ36AB3* |  |  | CAP**3721AL* | 59SP6A080V17**16 | 36800 | 15.2 | 8.5 | 38500 | 35000 | 90.91% | 2.1 | 0 | 10 |  |  |  | No | R-410A | 3.0667 | Residential & Commercial | Ducted CEE Tier 1
211225811 | Central HP <5.4 tons | CARRIER | HRCU-A-CB (Split System: Heat Pump with Remote Outdoor Unit-Air-Source) | 38MURAQ36AB3* |  |  | CAP**4221AL* | 59SU5A100E21**22 | 36600 | 15.2 | 8.1 | 40000 | 35200 | 88% | 1.94 | 0 | 10 |  |  |  | No | R-410A | 3.05 | Residential & Commercial | Ducted CEE Tier 1
213780636 | Central HP <5.4 tons | BRYANT HEATING AND COOLING SYSTEMS | HRCU-A-CB (Split System: Heat Pump with Remote Outdoor Unit-Air-Source) | 288BNV037*0**B* |  |  | CAP**3617AL*+UI | 88*TB36045C17*** | 31200 | 16.5 | 8.1 | 33400 | 24600 | 73.65% | 1.8 | 0 | 10.5 |  |  |  | No | R-410A | 2.6 | Residential & Commercial | Ducted CEE Tier 1
213780686 | Central HP <5.4 tons | BRYANT HEATING AND COOLING SYSTEMS | HRCU-A-CB (Split System: Heat Pump with Remote Outdoor Unit-Air-Source) | 288BNV037*0**B* |  |  | CAP**3617AL*+UI | 987MC42060C17*** | 31200 | 16.5 | 8.1 | 33400 | 24600 | 73.65% | 1.82 | 0 | 10.5 |  |  |  | No | R-410A | 2.6 | Residential & Commercial | Ducted CEE Tier 1
213780836 | Central HP <5.4 tons | BRYANT HEATING AND COOLING SYSTEMS | HRCU-A-CB (Split System: Heat Pump with Remote Outdoor Unit-Air-Source) | 288BNV037*0**B* |  |  | CAP**3621AL*+UI | 986TD66100C21*** | 31600 | 17 | 8.1 | 32800 | 24200 | 73.78% | 1.86 | 0 | 11 |  |  |  | No | R-410A | 2.6333 | Residential & Commercial | Ducted CEE Tier 1
213781136 | Central HP <5.4 tons | BRYANT HEATING AND COOLING SYSTEMS | HRCU-A-CB (Split System: Heat Pump with Remote Outdoor Unit-Air-Source) | 288BNV037*0**B* |  |  | CAP**4224AL*+UI | 986TD66100C21*** | 31800 | 17 | 8.1 | 33000 | 24200 | 73.33% | 1.88 | 0 | 11 |  |  |  | No | R-410A | 2.65 | Residential & Commercial | Ducted CEE Tier 1
213781186 | Central HP <5.4 tons | BRYANT HEATING AND COOLING SYSTEMS | HRCU-A-CB (Split System: Heat Pump with Remote Outdoor Unit-Air-Source) | 288BNV037*0**B* |  |  | CAP**4321AL*+UI | 88*TB60090C21*** | 32800 | 17 | 8.5 | 32600 | 25000 | 76.69% | 1.98 | 0 | 11.5 |  |  |  | No | R-410A | 2.7333 | Residential & Commercial | Ducted CEE Tier 1
213781386 | Central HP <5.4 tons | BRYANT HEATING AND COOLING SYSTEMS | HRCU-A-CB (Split System: Heat Pump with Remote Outdoor Unit-Air-Source) | 288BNV037*0**B* |  |  | CAP**4821AL*+UI | 986TD66100C21*** | 32400 | 17 | 8.1 | 32600 | 24800 | 76.07% | 1.98 | 0 | 11 |  |  |  | No | R-410A | 2.7 | Residential & Commercial | Ducted CEE Tier 1
213772666 | Central HP <5.4 tons | BRYANT HEATING AND COOLING SYSTEMS | HRCU-A-CB (Split System: Heat Pump with Remote Outdoor Unit-Air-Source) | 288BNV025*0**C* |  |  | CAP**2417AL*+UI | 987MC42060C17*** | 23000 | 16 | 8.1 | 22000 | 16900 | 76.82% | 1.88 | 0 | 10 |  |  |  | No | R-410A | 1.9167 | Residential & Commercial | Ducted CEE Tier 1
213772766 | Central HP <5.4 tons | BRYANT HEATING AND COOLING SYSTEMS | HRCU-A-CB (Split System: Heat Pump with Remote Outdoor Unit-Air-Source) | 288BNV025*0**C* |  |  | CAP**2517AL*+UI | 987MC42060C17*** | 24200 | 15.5 | 8.1 | 20000 | 16700 | 83.5% | 2 | 0 | 10.5 |  |  |  | No | R-410A | 2.0167 | Residential & Commercial | Ducted CEE Tier 1
213772866 | Central HP <5.4 tons | BRYANT HEATING AND COOLING SYSTEMS | HRCU-A-CB (Split System: Heat Pump with Remote Outdoor Unit-Air-Source) | 288BNV025*0**C* |  |  | CAP**3017AL*+UI | 88*TB48090C17*** | 23600 | 16.5 | 8.1 | 21400 | 16700 | 78.04% | 1.9 | 0 | 10.5 |  |  |  | No | R-410A | 1.9667 | Residential & Commercial | Ducted CEE Tier 1
213772936 | Central HP <5.4 tons | BRYANT HEATING AND COOLING SYSTEMS | HRCU-A-CB (Split System: Heat Pump with Remote Outdoor Unit-Air-Source) | 288BNV025*0**C* |  |  | CAP**3617AL*+UI | 88*TB36045C17*** | 23400 | 16 | 8.1 | 21600 | 16800 | 77.78% | 1.92 | 0 | 10.5 |  |  |  | No | R-410A | 1.95 | Residential & Commercial | Ducted CEE Tier 1
213773546 | Central HP <5.4 tons | BRYANT HEATING AND COOLING SYSTEMS | HRCU-A-CB (Split System: Heat Pump with Remote Outdoor Unit-Air-Source) | 288BNV025*0**C* |  |  | CAP**4224AL*+UI | 986TD66100C21*** | 23800 | 16.5 | 8.1 | 21400 | 16600 | 77.57% | 1.96 | 0 | 11 |  |  |  | No | R-410A | 1.9833 | Residential & Commercial | Ducted CEE Tier 1
213773746 | Central HP <5.4 tons | BRYANT HEATING AND COOLING SYSTEMS | HRCU-A-CB (Split System: Heat Pump with Remote Outdoor Unit-Air-Source) | 288BNV025*0**C* |  |  | CAP**4821AL*+UI | 987MC42060C17*** | 24000 | 16.5 | 8.1 | 21000 | 16600 | 79.05% | 2 | 0 | 10.5 |  |  |  | No | R-410A | 2 | Residential & Commercial | Ducted CEE Tier 1
213774566 | Central HP <5.4 tons | BRYANT HEATING AND COOLING SYSTEMS | HRCU-A-CB (Split System: Heat Pump with Remote Outdoor Unit-Air-Source) | 288BNV025*0**C* |  |  | CSPH*4812AL*+UI | 88*TB36070C14*** | 24400 | 16.5 | 8.1 | 21200 | 16600 | 78.3% | 2 | 0 | 10.5 |  |  |  | No | R-410A | 2.0333 | Residential & Commercial | Ducted CEE Tier 1
211225822 | Central HP <5.4 tons | CARRIER | HRCU-A-CB (Split System: Heat Pump with Remote Outdoor Unit-Air-Source) | 38MURAQ36AB3* |  |  | CAP**4224AL* | 58S(B,C)*A070E21**16 | 35200 | 16 | 8.1 | 38500 | 35000 | 90.91% | 1.88 | 0 | 10 |  |  |  | No | R-410A | 2.9333 | Residential & Commercial | Ducted CEE Tier 1
211225906 | Central HP <5.4 tons | CARRIER | HRCU-A-CB (Split System: Heat Pump with Remote Outdoor Unit-Air-Source) | 38MURAQ36AB3* |  |  | CAP**4321AL* | 59TP6B100V21**20 | 36800 | 15.5 | 8.5 | 38500 | 34800 | 90.39% | 2.1 | 0 | 10 |  |  |  | No | R-410A | 3.0667 | Residential & Commercial | Ducted CEE Tier 1
211225922 | Central HP <5.4 tons | CARRIER | HRCU-A-CB (Split System: Heat Pump with Remote Outdoor Unit-Air-Source) | 38MURAQ36AB3* |  |  | CAP**4821AL* | 58S(B,C)*A110E21**20 | 35800 | 16.5 | 8.5 | 38500 | 34600 | 89.87% | 2.04 | 0 | 10 |  |  |  | No | R-410A | 2.9833 | Residential & Commercial | Ducted CEE Tier 1
211225929 | Central HP <5.4 tons | CARRIER | HRCU-A-CB (Split System: Heat Pump with Remote Outdoor Unit-Air-Source) | 38MURAQ36AB3* |  |  | CAP**4821AL* | 58SU*A080E21**20 | 37400 | 15.5 | 8.5 | 38500 | 35000 | 90.91% | 2.14 | 0 | 10 |  |  |  | No | R-410A | 3.1167 | Residential & Commercial | Ducted CEE Tier 1
211225970 | Central HP <5.4 tons | CARRIER | HRCU-A-CB (Split System: Heat Pump with Remote Outdoor Unit-Air-Source) | 38MURAQ36AB3* |  |  | CAP**4824AL* | 58S(B,C)*A090E24**20 | 36000 | 16.5 | 8.5 | 38500 | 34600 | 89.87% | 2.06 | 0 | 10 |  |  |  | No | R-410A | 3 | Residential & Commercial | Ducted CEE Tier 1
211225780 | Central HP <5.4 tons | CARRIER | HRCU-A-CB (Split System: Heat Pump with Remote Outdoor Unit-Air-Source) | 38MURAQ36AB3* |  |  | CAP**4221AL* | 58S(B,C)*A090E21**20 | 36000 | 16 | 8.1 | 39500 | 35000 | 88.61% | 1.9 | 0 | 10 |  |  |  | No | R-410A | 3 | Residential & Commercial | Ducted CEE Tier 1
211225796 | Central HP <5.4 tons | CARRIER | HRCU-A-CB (Split System: Heat Pump with Remote Outdoor Unit-Air-Source) | 38MURAQ36AB3* |  |  | CAP**4221AL* | 59SC2D060E17**14 | 35400 | 16 | 8.1 | 38500 | 35000 | 90.91% | 1.88 | 0 | 10 |  |  |  | No | R-410A | 2.95 | Residential & Commercial | Ducted CEE Tier 1
213772816 | Central HP <5.4 tons | BRYANT HEATING AND COOLING SYSTEMS | HRCU-A-CB (Split System: Heat Pump with Remote Outdoor Unit-Air-Source) | 288BNV025*0**C* |  |  | CAP**3014AL*+UI | 88*TB36070C14*** | 23400 | 16.5 | 8.1 | 21600 | 16700 | 77.31% | 1.9 | 0 | 10.5 |  |  |  | No | R-410A | 1.95 | Residential & Commercial | Ducted CEE Tier 1
213772986 | Central HP <5.4 tons | BRYANT HEATING AND COOLING SYSTEMS | HRCU-A-CB (Split System: Heat Pump with Remote Outdoor Unit-Air-Source) | 288BNV025*0**C* |  |  | CAP**3617AL*+UI | 987MC42060C17*** | 23400 | 16 | 8.1 | 21600 | 16700 | 77.31% | 1.92 | 0 | 10.5 |  |  |  | No | R-410A | 1.95 | Residential & Commercial | Ducted CEE Tier 1
213773136 | Central HP <5.4 tons | BRYANT HEATING AND COOLING SYSTEMS | HRCU-A-CB (Split System: Heat Pump with Remote Outdoor Unit-Air-Source) | 288BNV025*0**C* |  |  | CAP**3621AL*+UI | 986TD42080C17*** | 23600 | 16.5 | 8.1 | 21400 | 16700 | 78.04% | 1.92 | 0 | 10.5 |  |  |  | No | R-410A | 1.9667 | Residential & Commercial | Ducted CEE Tier 1
213773236 | Central HP <5.4 tons | BRYANT HEATING AND COOLING SYSTEMS | HRCU-A-CB (Split System: Heat Pump with Remote Outdoor Unit-Air-Source) | 288BNV025*0**C* |  |  | CAP**3717AL*+UI | 986TD42060C17*** | 24000 | 16 | 8.1 | 21400 | 16700 | 78.04% | 1.98 | 0 | 10.5 |  |  |  | No | R-410A | 2 | Residential & Commercial | Ducted CEE Tier 1
215935070 | Central HP <5.4 tons | DAY & NIGHT | HRCU-A-CB (Split System: Heat Pump with Remote Outdoor Unit-Air-Source) | C5H3V36*K*AAA* |  |  | EVM5X49M21A*+WALLCON | *95CSU0802120B* | 35600 | 21.5 | 8.5 | 38000 | 28600 | 75.26% | 2.02 | 0 | 12 |  |  |  | No | R-454B | 2.9667 | Residential & Commercial | Ducted CEE Tier 1
213779346 | Central HP <5.4 tons | BRYANT HEATING AND COOLING SYSTEMS | HRCU-A-CB (Split System: Heat Pump with Remote Outdoor Unit-Air-Source) | 288BNV037*0**A* |  |  | CAP**4321AL*+UI | 986TD42080C17*** | 32800 | 17 | 8.5 | 32800 | 25200 | 76.83% | 1.96 | 0 | 11 |  |  |  | No | R-410A | 2.7333 | Residential & Commercial | Ducted CEE Tier 1
213779426 | Central HP <5.4 tons | BRYANT HEATING AND COOLING SYSTEMS | HRCU-A-CB (Split System: Heat Pump with Remote Outdoor Unit-Air-Source) | 288BNV037*0**A* |  |  | CAP**4821AL*+UI | 987MC42060C17*** | 32000 | 16.5 | 8.1 | 32800 | 25200 | 76.83% | 1.94 | 0 | 10.5 |  |  |  | No | R-410A | 2.6667 | Residential & Commercial | Ducted CEE Tier 1
215681561 | Central HP <5.4 tons | KENMORE | HRCU-A-CB (Split System: Heat Pump with Remote Outdoor Unit-Air-Source) | (C,H,T)5H0V48*K*AAA* |  |  | EA*5X61M24A*+WALLCON | *97CTN1002122A* | 46000 | 18.5 | 9 | 47500 | 33600 | 70.74% | 2.06 | 0 | 10 |  |  |  | No | R-454B | 3.8333 | Residential & Commercial | Ducted CEE Tier 1
215681411 | Central HP <5.4 tons | KENMORE | HRCU-A-CB (Split System: Heat Pump with Remote Outdoor Unit-Air-Source) | (C,H,T)5H0V48*K*AAA* |  |  | EA*5X60M24A*+WALLCON | *97CTN0802120A* | 45000 | 18 | 9 | 47500 | 33600 | 70.74% | 2.06 | 0 | 10 |  |  |  | No | R-454B | 3.75 | Residential & Commercial | Ducted CEE Tier 1
213779276 | Central HP <5.4 tons | BRYANT HEATING AND COOLING SYSTEMS | HRCU-A-CB (Split System: Heat Pump with Remote Outdoor Unit-Air-Source) | 288BNV037*0**A* |  |  | CAP**4321AL*+UI | 88*TB60090C21*** | 32800 | 17 | 8.5 | 32600 | 25000 | 76.69% | 1.98 | 0 | 11.5 |  |  |  | No | R-410A | 2.7333 | Residential & Commercial | Ducted CEE Tier 1
213779596 | Central HP <5.4 tons | BRYANT HEATING AND COOLING SYSTEMS | HRCU-A-CB (Split System: Heat Pump with Remote Outdoor Unit-Air-Source) | 288BNV037*0**A* |  |  | CAP**6024AL*+UI | 987MC66120C24*** | 32800 | 17.5 | 8.1 | 31600 | 24600 | 77.85% | 1.98 | 0 | 11.5 |  |  |  | No | R-410A | 2.7333 | Residential & Commercial | Ducted CEE Tier 1
213779326 | Central HP <5.4 tons | BRYANT HEATING AND COOLING SYSTEMS | HRCU-A-CB (Split System: Heat Pump with Remote Outdoor Unit-Air-Source) | 288BNV037*0**A* |  |  | CAP**4321AL*+UI | 987MC66100C21*** | 33000 | 17 | 8.5 | 32600 | 25000 | 76.69% | 1.98 | 0 | 11.5 |  |  |  | No | R-410A | 2.75 | Residential & Commercial | Ducted CEE Tier 1
213780446 | Central HP <5.4 tons | BRYANT HEATING AND COOLING SYSTEMS | HRCU-A-CB (Split System: Heat Pump with Remote Outdoor Unit-Air-Source) | 288BNV037*0**A* |  |  | CSPH*6012AL*+UI | 986TD66120C24*** | 33000 | 16.5 | 8.1 | 32200 | 24800 | 77.02% | 2 | 0 | 11.5 |  |  |  | No | R-410A | 2.75 | Residential & Commercial | Ducted CEE Tier 1
214569446 | Central HP <5.4 tons | CARRIER | HRCU-A-CB (Split System: Heat Pump with Remote Outdoor Unit-Air-Source) | 25VNA448A*031* |  |  | CAP**6124AL*+UI | 59CU5B080C21**20 | 45500 | 21 | 10 | 46000 | 36400 | 79.13% | 2.36 | 0 | 11.5 |  |  |  | No | R-410A | 3.7917 | Residential & Commercial | Ducted CEE Tier 1
214569512 | Central HP <5.4 tons | CARRIER | HRCU-A-CB (Split System: Heat Pump with Remote Outdoor Unit-Air-Source) | 25VNA448A*031* |  |  | CNPV*6024AL*+UI | 59MN7C080C21**20 | 44500 | 21 | 9 | 46500 | 36400 | 78.28% | 2.26 | 0 | 12 |  |  |  | No | R-410A | 3.7083 | Residential & Commercial | Ducted CEE Tier 1
215935170 | Central HP <5.4 tons | DAY & NIGHT | HRCU-A-CB (Split System: Heat Pump with Remote Outdoor Unit-Air-Source) | C5H3V36*K*AAA* |  |  | EVM5X60M21A*+WALLCON | *80CSU1002120A* | 35600 | 21.5 | 8.5 | 38000 | 28800 | 75.79% | 2.02 | 0 | 12 |  |  |  | No | R-454B | 2.9667 | Residential & Commercial | Ducted CEE Tier 1
213773476 | Central HP <5.4 tons | BRYANT HEATING AND COOLING SYSTEMS | HRCU-A-CB (Split System: Heat Pump with Remote Outdoor Unit-Air-Source) | 288BNV025*0**C* |  |  | CAP**4221AL*+UI | 986TD42080C17*** | 23600 | 16.5 | 8.1 | 21400 | 16600 | 77.57% | 1.94 | 0 | 10.5 |  |  |  | No | R-410A | 1.9667 | Residential & Commercial | Ducted CEE Tier 1
213773646 | Central HP <5.4 tons | BRYANT HEATING AND COOLING SYSTEMS | HRCU-A-CB (Split System: Heat Pump with Remote Outdoor Unit-Air-Source) | 288BNV025*0**C* |  |  | CAP**4321AL*+UI | 987MC66100C21*** | 24400 | 16.5 | 8.5 | 21200 | 16600 | 78.3% | 2.02 | 0 | 11 |  |  |  | No | R-410A | 2.0333 | Residential & Commercial | Ducted CEE Tier 1
213773846 | Central HP <5.4 tons | BRYANT HEATING AND COOLING SYSTEMS | HRCU-A-CB (Split System: Heat Pump with Remote Outdoor Unit-Air-Source) | 288BNV025*0**C* |  |  | CAP**4824AL*+UI | 987MC66120C24*** | 24000 | 16.5 | 8.1 | 21000 | 16500 | 78.57% | 2.02 | 0 | 11 |  |  |  | No | R-410A | 2 | Residential & Commercial | Ducted CEE Tier 1
213774446 | Central HP <5.4 tons | BRYANT HEATING AND COOLING SYSTEMS | HRCU-A-CB (Split System: Heat Pump with Remote Outdoor Unit-Air-Source) | 288BNV025*0**C* |  |  | CSPH*4212AL*+UI | 88*TB66135C24*** | 24200 | 16 | 8.1 | 21400 | 16600 | 77.57% | 2 | 0 | 10.5 |  |  |  | No | R-410A | 2.0167 | Residential & Commercial | Ducted CEE Tier 1
215934980 | Central HP <5.4 tons | DAY & NIGHT | HRCU-A-CB (Split System: Heat Pump with Remote Outdoor Unit-Air-Source) | C5H3V36*K*AAA* |  |  | EVM5X49M21A*+WALLCON | *80CSU0401712A* | 35600 | 22 | 8.5 | 38000 | 28800 | 75.79% | 2.02 | 0 | 12 |  |  |  | No | R-454B | 2.9667 | Residential & Commercial | Ducted CEE Tier 1
213773456 | Central HP <5.4 tons | BRYANT HEATING AND COOLING SYSTEMS | HRCU-A-CB (Split System: Heat Pump with Remote Outdoor Unit-Air-Source) | 288BNV025*0**C* |  |  | CAP**4221AL*+UI | 987MC66100C21*** | 23800 | 16.5 | 8.1 | 21400 | 16600 | 77.57% | 1.96 | 0 | 11 |  |  |  | No | R-410A | 1.9833 | Residential & Commercial | Ducted CEE Tier 1
214239081 | Central HP <5.4 tons | KENMORE | HRCU-A-CB (Split System: Heat Pump with Remote Outdoor Unit-Air-Source) | (C,H,T)VH837GKA2* |  |  | EN(A,D,W)4X42L21**+WALLCON | *80CTL0902120B* | 31800 | 17 | 8.1 | 33000 | 24400 | 73.94% | 1.88 | 0 | 11 |  |  |  | No | R-410A | 2.65 | Residential & Commercial | Ducted CEE Tier 1
214809185 | Central HP <5.4 tons | CHAMPION HEATING AND COOLING | HRCU-A-CB (Split System: Heat Pump with Remote Outdoor Unit-Air-Source) | HH860E2S11 |  |  | CTU60C5XGS1+TXV | TPLC080C16MP13 | 43500 | 18 | 9 | 44000 | 33400 | 75.91% | 2 | 0 | 11.7 |  |  |  | No | R-454B | 3.625 | Residential & Commercial | Ducted CEE Tier 1
214809140 | Central HP <5.4 tons | CHAMPION HEATING AND COOLING | HRCU-A-CB (Split System: Heat Pump with Remote Outdoor Unit-Air-Source) | HH860E2S11 |  |  | CTU60C5XGS1+TXV | Z8ES080C20SMPS1 | 44000 | 18 | 9 | 44500 | 33400 | 75.06% | 2 | 0 | 12 |  |  |  | No | R-454B | 3.6667 | Residential & Commercial | Ducted CEE Tier 1
211225798 | Central HP <5.4 tons | CARRIER | HRCU-A-CB (Split System: Heat Pump with Remote Outdoor Unit-Air-Source) | 38MURAQ36AB3* |  |  | CAP**4221AL* | 59SC2D080E21**20 | 35200 | 16.5 | 8.1 | 38500 | 35000 | 90.91% | 1.88 | 0 | 10 |  |  |  | No | R-410A | 2.9333 | Residential & Commercial | Ducted CEE Tier 1
211225848 | Central HP <5.4 tons | CARRIER | HRCU-A-CB (Split System: Heat Pump with Remote Outdoor Unit-Air-Source) | 38MURAQ36AB3* |  |  | CAP**4224AL* | 59SC5B120E24**22 | 36600 | 15.2 | 8.1 | 40000 | 35200 | 88% | 1.94 | 0 | 10 |  |  |  | No | R-410A | 3.05 | Residential & Commercial | Ducted CEE Tier 1
211225880 | Central HP <5.4 tons | CARRIER | HRCU-A-CB (Split System: Heat Pump with Remote Outdoor Unit-Air-Source) | 38MURAQ36AB3* |  |  | CAP**4321AL* | 58SU*A080E21**20 | 38000 | 15.5 | 8.5 | 39000 | 35000 | 89.74% | 2.16 | 0 | 10 |  |  |  | No | R-410A | 3.1667 | Residential & Commercial | Ducted CEE Tier 1
211225921 | Central HP <5.4 tons | CARRIER | HRCU-A-CB (Split System: Heat Pump with Remote Outdoor Unit-Air-Source) | 38MURAQ36AB3* |  |  | CAP**4821AL* | 58S(B,C)*A090E21**20 | 36400 | 16 | 8.5 | 38500 | 34800 | 90.39% | 2.08 | 0 | 10 |  |  |  | No | R-410A | 3.0333 | Residential & Commercial | Ducted CEE Tier 1
211225930 | Central HP <5.4 tons | CARRIER | HRCU-A-CB (Split System: Heat Pump with Remote Outdoor Unit-Air-Source) | 38MURAQ36AB3* |  |  | CAP**4821AL* | 58SU*A100E21**20 | 36000 | 16 | 8.5 | 38500 | 34600 | 89.87% | 2.06 | 0 | 10 |  |  |  | No | R-410A | 3 | Residential & Commercial | Ducted CEE Tier 1
211225953 | Central HP <5.4 tons | CARRIER | HRCU-A-CB (Split System: Heat Pump with Remote Outdoor Unit-Air-Source) | 38MURAQ36AB3* |  |  | CAP**4821AL* | 59SU5A060E17**16 | 35600 | 16 | 8.5 | 38500 | 34600 | 89.87% | 2.04 | 0 | 10 |  |  |  | No | R-410A | 2.9667 | Residential & Commercial | Ducted CEE Tier 1
213770309 | Central HP <5.4 tons | CARRIER | HRCU-A-CB (Split System: Heat Pump with Remote Outdoor Unit-Air-Source) | 25VNA448A*031* |  |  | CAP**6124AL*+UI | 58TN*B090C21**20 | 45500 | 21.5 | 9.5 | 46000 | 36000 | 78.26% | 2.36 | 0 | 12 |  |  |  | No | R-410A | 3.7917 | Residential & Commercial | Ducted CEE Tier 1
213770313 | Central HP <5.4 tons | CARRIER | HRCU-A-CB (Split System: Heat Pump with Remote Outdoor Unit-Air-Source) | 25VNA448A*031* |  |  | CAP**6124AL*+UI | 58TN*B135C24**22 | 45500 | 21.5 | 9.5 | 46000 | 36000 | 78.26% | 2.36 | 0 | 11.7 |  |  |  | No | R-410A | 3.7917 | Residential & Commercial | Ducted CEE Tier 1
213779446 | Central HP <5.4 tons | BRYANT HEATING AND COOLING SYSTEMS | HRCU-A-CB (Split System: Heat Pump with Remote Outdoor Unit-Air-Source) | 288BNV037*0**A* |  |  | CAP**4821AL*+UI | 987MC66100C21*** | 32400 | 17 | 8.1 | 32600 | 24800 | 76.07% | 1.98 | 0 | 11 |  |  |  | No | R-410A | 2.7 | Residential & Commercial | Ducted CEE Tier 1
213779646 | Central HP <5.4 tons | BRYANT HEATING AND COOLING SYSTEMS | HRCU-A-CB (Split System: Heat Pump with Remote Outdoor Unit-Air-Source) | 288BNV037*0**A* |  |  | CAP**6121AL*+UI | 88*TB48090C17*** | 33200 | 17.5 | 8.1 | 32000 | 24800 | 77.5% | 1.98 | 0 | 11.5 |  |  |  | No | R-410A | 2.7667 | Residential & Commercial | Ducted CEE Tier 1
213780196 | Central HP <5.4 tons | BRYANT HEATING AND COOLING SYSTEMS | HRCU-A-CB (Split System: Heat Pump with Remote Outdoor Unit-Air-Source) | 288BNV037*0**A* |  |  | CSPH*4812AL*+UI | 88*TB66135C24*** | 32600 | 16.5 | 8.1 | 32600 | 24800 | 76.07% | 1.96 | 0 | 11 |  |  |  | No | R-410A | 2.7167 | Residential & Commercial | Ducted CEE Tier 1
213780246 | Central HP <5.4 tons | BRYANT HEATING AND COOLING SYSTEMS | HRCU-A-CB (Split System: Heat Pump with Remote Outdoor Unit-Air-Source) | 288BNV037*0**A* |  |  | CSPH*4812AL*+UI | 987MC66120C24*** | 32600 | 16.5 | 8.1 | 33000 | 24800 | 75.15% | 1.96 | 0 | 11 |  |  |  | No | R-410A | 2.7167 | Residential & Commercial | Ducted CEE Tier 1
214573209 | Central HP <5.4 tons | BRYANT HEATING AND COOLING SYSTEMS | HRCU-A-CB (Split System: Heat Pump with Remote Outdoor Unit-Air-Source) | 288BNV037*0**A* |  |  | CSPH*4812AL*+UI | 935CB66100C21*** | 32600 | 17.5 | 8.5 | 32600 | 24800 | 76.07% | 1.98 | 0 | 11 |  |  |  | No | R-410A | 2.7167 | Residential & Commercial | Ducted CEE Tier 1
211010194 | Central HP <5.4 tons | COLEMAN | HRCU-A-CB (Split System: Heat Pump with Remote Outdoor Unit-Air-Source) | HC20B6021 |  |  | JHVVD60HE4C2N1+CC |  | 52500 | 19 | 8.5 | 54500 | 42000 | 77.06% | 2.24 | 0 | 12 |  |  |  | No | R-410A | 4.375 | Residential & Commercial | Ducted CEE Tier 1
213773256 | Central HP <5.4 tons | BRYANT HEATING AND COOLING SYSTEMS | HRCU-A-CB (Split System: Heat Pump with Remote Outdoor Unit-Air-Source) | 288BNV025*0**C* |  |  | CAP**3721AL*+UI | 88*TB36045C17*** | 24200 | 16.5 | 8.1 | 21200 | 16700 | 78.77% | 2 | 0 | 10.5 |  |  |  | No | R-410A | 2.0167 | Residential & Commercial | Ducted CEE Tier 1
213773306 | Central HP <5.4 tons | BRYANT HEATING AND COOLING SYSTEMS | HRCU-A-CB (Split System: Heat Pump with Remote Outdoor Unit-Air-Source) | 288BNV025*0**C* |  |  | CAP**3721AL*+UI | 935CB48060C17*** | 24400 | 16.5 | 8.1 | 21400 | 16600 | 77.57% | 2.02 | 0 | 10.5 |  |  |  | No | R-410A | 2.0333 | Residential & Commercial | Ducted CEE Tier 1
213773086 | Central HP <5.4 tons | BRYANT HEATING AND COOLING SYSTEMS | HRCU-A-CB (Split System: Heat Pump with Remote Outdoor Unit-Air-Source) | 288BNV025*0**C* |  |  | CAP**3621AL*+UI | 935CB48060C17*** | 23600 | 16.5 | 8.1 | 21600 | 16700 | 77.31% | 1.92 | 0 | 10.5 |  |  |  | No | R-410A | 1.9667 | Residential & Commercial | Ducted CEE Tier 1
213773186 | Central HP <5.4 tons | BRYANT HEATING AND COOLING SYSTEMS | HRCU-A-CB (Split System: Heat Pump with Remote Outdoor Unit-Air-Source) | 288BNV025*0**C* |  |  | CAP**3717AL*+UI | 88*TB48090C17*** | 24200 | 16.5 | 8.1 | 21400 | 16700 | 78.04% | 1.98 | 0 | 10.5 |  |  |  | No | R-410A | 2.0167 | Residential & Commercial | Ducted CEE Tier 1
213773536 | Central HP <5.4 tons | BRYANT HEATING AND COOLING SYSTEMS | HRCU-A-CB (Split System: Heat Pump with Remote Outdoor Unit-Air-Source) | 288BNV025*0**C* |  |  | CAP**4224AL*+UI | 987MC66120C24*** | 23800 | 16.5 | 8.1 | 21400 | 16600 | 77.57% | 1.96 | 0 | 10.5 |  |  |  | No | R-410A | 1.9833 | Residential & Commercial | Ducted CEE Tier 1
213773586 | Central HP <5.4 tons | BRYANT HEATING AND COOLING SYSTEMS | HRCU-A-CB (Split System: Heat Pump with Remote Outdoor Unit-Air-Source) | 288BNV025*0**C* |  |  | CAP**4321AL*+UI | 88*TB48090C17*** | 24200 | 17 | 8.1 | 21000 | 16600 | 79.05% | 2.02 | 0 | 11 |  |  |  | No | R-410A | 2.0167 | Residential & Commercial | Ducted CEE Tier 1
213772916 | Central HP <5.4 tons | BRYANT HEATING AND COOLING SYSTEMS | HRCU-A-CB (Split System: Heat Pump with Remote Outdoor Unit-Air-Source) | 288BNV025*0**C* |  |  | CAP**3017AL*+UI | 986TD42060C17*** | 23400 | 16 | 8.1 | 21600 | 16700 | 77.31% | 1.9 | 0 | 10.5 |  |  |  | No | R-410A | 1.95 | Residential & Commercial | Ducted CEE Tier 1
211225971 | Central HP <5.4 tons | CARRIER | HRCU-A-CB (Split System: Heat Pump with Remote Outdoor Unit-Air-Source) | 38MURAQ36AB3* |  |  | CAP**4824AL* | 58S(B,C)*A110E21**20 | 36000 | 16.5 | 8.5 | 38500 | 34600 | 89.87% | 2.06 | 0 | 10 |  |  |  | No | R-410A | 3 | Residential & Commercial | Ducted CEE Tier 1
211225978 | Central HP <5.4 tons | CARRIER | HRCU-A-CB (Split System: Heat Pump with Remote Outdoor Unit-Air-Source) | 38MURAQ36AB3* |  |  | CAP**4824AL* | 58SP*A110V24**22 | 35800 | 16.5 | 8.5 | 37800 | 34600 | 91.53% | 2.04 | 0 | 10 |  |  |  | No | R-410A | 2.9833 | Residential & Commercial | Ducted CEE Tier 1
211226070 | Central HP <5.4 tons | CARRIER | HRCU-A-CB (Split System: Heat Pump with Remote Outdoor Unit-Air-Source) | 38MURAQ36AB3* |  |  | CNPV*4821AL* | 59SU5A100E21**22 | 37400 | 15.5 | 8.5 | 39500 | 35000 | 88.61% | 2.08 | 0 | 10.5 |  |  |  | No | R-410A | 3.1167 | Residential & Commercial | Ducted CEE Tier 1
211226079 | Central HP <5.4 tons | CARRIER | HRCU-A-CB (Split System: Heat Pump with Remote Outdoor Unit-Air-Source) | 38MURAQ36AB3* |  |  | CNPV*4821AL* | OVMAAB042112 | 35800 | 15.5 | 8.1 | 38500 | 35000 | 90.91% | 2 | 0 | 10 |  |  |  | No | R-410A | 2.9833 | Residential & Commercial | Ducted CEE Tier 1
211226120 | Central HP <5.4 tons | CARRIER | HRCU-A-CB (Split System: Heat Pump with Remote Outdoor Unit-Air-Source) | 38MURAQ36AB3* |  |  | CNPV*4824AL* | OVMAAB060154 | 37000 | 16 | 8.1 | 39500 | 35000 | 88.61% | 2.06 | 0 | 10.5 |  |  |  | No | R-410A | 3.0833 | Residential & Commercial | Ducted CEE Tier 1
211225997 | Central HP <5.4 tons | CARRIER | HRCU-A-CB (Split System: Heat Pump with Remote Outdoor Unit-Air-Source) | 38MURAQ36AB3* |  |  | CAP**4824AL* | 59SP6A120V24**22 | 35800 | 16 | 8.5 | 38500 | 34600 | 89.87% | 2.04 | 0 | 10 |  |  |  | No | R-410A | 2.9833 | Residential & Commercial | Ducted CEE Tier 1
211226054 | Central HP <5.4 tons | CARRIER | HRCU-A-CB (Split System: Heat Pump with Remote Outdoor Unit-Air-Source) | 38MURAQ36AB3* |  |  | CNPV*4821AL* | 59SC2D080E21**20 | 35800 | 16.5 | 8.1 | 38500 | 34800 | 90.39% | 2.02 | 0 | 10.5 |  |  |  | No | R-410A | 2.9833 | Residential & Commercial | Ducted CEE Tier 1
211226131 | Central HP <5.4 tons | CARRIER | HRCU-A-CB (Split System: Heat Pump with Remote Outdoor Unit-Air-Source) | 38MURAQ36AB3* |  |  | FZ4ANP048L |  | 36200 | 17 | 8.1 | 38500 | 34600 | 89.87% | 1.96 | 0 | 10 |  |  |  | No | R-410A | 3.0167 | Residential & Commercial | Ducted CEE Tier 1
211226138 | Central HP <5.4 tons | CARRIER | HRCU-A-CB (Split System: Heat Pump with Remote Outdoor Unit-Air-Source) | 38MURAQ36AB3* |  |  | CAP**4321AL* | 59SC5B100E21**22 | 37400 | 15.5 | 8.5 | 39000 | 35000 | 89.74% | 2.16 | 0 | 10 |  |  |  | No | R-410A | 3.1167 | Residential & Commercial | Ducted CEE Tier 1
211225729 | Central HP <5.4 tons | CARRIER | HRCU-A-CB (Split System: Heat Pump with Remote Outdoor Unit-Air-Source) | 38MURAQ36AB3* |  |  | CAP**3721AL* | 58S(B,C)*A070E21**16 | 37200 | 15.5 | 8.5 | 38500 | 35000 | 90.91% | 2.12 | 0 | 10 |  |  |  | No | R-410A | 3.1 | Residential & Commercial | Ducted CEE Tier 1
211225829 | Central HP <5.4 tons | CARRIER | HRCU-A-CB (Split System: Heat Pump with Remote Outdoor Unit-Air-Source) | 38MURAQ36AB3* |  |  | CAP**4224AL* | 58S(B,C)*A155E24**20 | 36400 | 15.5 | 8.1 | 39500 | 35200 | 89.11% | 1.94 | 0 | 10 |  |  |  | No | R-410A | 3.0333 | Residential & Commercial | Ducted CEE Tier 1
211225881 | Central HP <5.4 tons | CARRIER | HRCU-A-CB (Split System: Heat Pump with Remote Outdoor Unit-Air-Source) | 38MURAQ36AB3* |  |  | CAP**4321AL* | 58SU*A100E21**20 | 36400 | 16 | 8.5 | 38500 | 34800 | 90.39% | 2.08 | 0 | 10 |  |  |  | No | R-410A | 3.0333 | Residential & Commercial | Ducted CEE Tier 1
213771656 | Central HP <5.4 tons | BRYANT HEATING AND COOLING SYSTEMS | HRCU-A-CB (Split System: Heat Pump with Remote Outdoor Unit-Air-Source) | 288BNV025*0**B* |  |  | CAP**4821AL*+UI | 986TD42080C17*** | 24000 | 16.5 | 8.1 | 21000 | 16500 | 78.57% | 2.02 | 0 | 11 |  |  |  | No | R-410A | 2 | Residential & Commercial | Ducted CEE Tier 1
213771706 | Central HP <5.4 tons | BRYANT HEATING AND COOLING SYSTEMS | HRCU-A-CB (Split System: Heat Pump with Remote Outdoor Unit-Air-Source) | 288BNV025*0**B* |  |  | CAP**4824AL*+UI | 987MC66100C21*** | 24200 | 16.5 | 8.1 | 21000 | 16500 | 78.57% | 2.02 | 0 | 11 |  |  |  | No | R-410A | 2.0167 | Residential & Commercial | Ducted CEE Tier 1
213772576 | Central HP <5.4 tons | BRYANT HEATING AND COOLING SYSTEMS | HRCU-A-CB (Split System: Heat Pump with Remote Outdoor Unit-Air-Source) | 288BNV025*0**B* |  |  | CSPH*4812AL*+UI | 986TD66100C21*** | 24200 | 16 | 8.1 | 21200 | 16600 | 78.3% | 2.02 | 0 | 11 |  |  |  | No | R-410A | 2.0167 | Residential & Commercial | Ducted CEE Tier 1
213771516 | Central HP <5.4 tons | BRYANT HEATING AND COOLING SYSTEMS | HRCU-A-CB (Split System: Heat Pump with Remote Outdoor Unit-Air-Source) | 288BNV025*0**B* |  |  | CAP**4321AL*+UI | 987MC66100C21*** | 24400 | 16.5 | 8.5 | 21200 | 16600 | 78.3% | 2.04 | 0 | 11 |  |  |  | No | R-410A | 2.0333 | Residential & Commercial | Ducted CEE Tier 1
213771546 | Central HP <5.4 tons | BRYANT HEATING AND COOLING SYSTEMS | HRCU-A-CB (Split System: Heat Pump with Remote Outdoor Unit-Air-Source) | 288BNV025*0**B* |  |  | CAP**4321AL*+UI | 986TD66100C21*** | 24400 | 16.5 | 8.5 | 21200 | 16600 | 78.3% | 2.04 | 0 | 11 |  |  |  | No | R-410A | 2.0333 | Residential & Commercial | Ducted CEE Tier 1
213772516 | Central HP <5.4 tons | BRYANT HEATING AND COOLING SYSTEMS | HRCU-A-CB (Split System: Heat Pump with Remote Outdoor Unit-Air-Source) | 288BNV025*0**B* |  |  | CSPH*4812AL*+UI | 987MC42080C17*** | 24200 | 16 | 8.1 | 21400 | 16600 | 77.57% | 2.02 | 0 | 10.5 |  |  |  | No | R-410A | 2.0167 | Residential & Commercial | Ducted CEE Tier 1
213773686 | Central HP <5.4 tons | BRYANT HEATING AND COOLING SYSTEMS | HRCU-A-CB (Split System: Heat Pump with Remote Outdoor Unit-Air-Source) | 288BNV025*0**C* |  |  | CAP**4821AL*+UI | 88*TB36045C17*** | 24000 | 16.5 | 8.1 | 21000 | 16700 | 79.52% | 2 | 0 | 10.5 |  |  |  | No | R-410A | 2 | Residential & Commercial | Ducted CEE Tier 1
215934670 | Central HP <5.4 tons | DAY & NIGHT | HRCU-A-CB (Split System: Heat Pump with Remote Outdoor Unit-Air-Source) | C5H3V36*K*AAA* |  |  | EVM5X31M17A*+WALLCON | *97CMN0601714B* | 34800 | 20.5 | 8.5 | 38000 | 28000 | 73.68% | 2.08 | 0 | 11.5 |  |  |  | No | R-454B | 2.9 | Residential & Commercial | Ducted CEE Tier 1
215935140 | Central HP <5.4 tons | DAY & NIGHT | HRCU-A-CB (Split System: Heat Pump with Remote Outdoor Unit-Air-Source) | C5H3V36*K*AAA* |  |  | EVM5X49M21A*+WALLCON | *96CTN1002122B* | 35600 | 22 | 8.5 | 38000 | 28600 | 75.26% | 2.02 | 0 | 12.5 |  |  |  | No | R-454B | 2.9667 | Residential & Commercial | Ducted CEE Tier 1
213773036 | Central HP <5.4 tons | BRYANT HEATING AND COOLING SYSTEMS | HRCU-A-CB (Split System: Heat Pump with Remote Outdoor Unit-Air-Source) | 288BNV025*0**C* |  |  | CAP**3621AL*+UI | 88*TB36045C17*** | 23400 | 16 | 8.1 | 21600 | 16700 | 77.31% | 1.92 | 0 | 10.5 |  |  |  | No | R-410A | 1.95 | Residential & Commercial | Ducted CEE Tier 1
215935110 | Central HP <5.4 tons | DAY & NIGHT | HRCU-A-CB (Split System: Heat Pump with Remote Outdoor Unit-Air-Source) | C5H3V36*K*AAA* |  |  | EVM5X49M21A*+WALLCON | *97CMN0802120B* | 35600 | 21.5 | 8.5 | 38000 | 28600 | 75.26% | 2.04 | 0 | 12 |  |  |  | No | R-454B | 2.9667 | Residential & Commercial | Ducted CEE Tier 1
211225947 | Central HP <5.4 tons | CARRIER | HRCU-A-CB (Split System: Heat Pump with Remote Outdoor Unit-Air-Source) | 38MURAQ36AB3* |  |  | CAP**4821AL* | 59SC5B100E21**22 | 37200 | 15.5 | 8.5 | 38500 | 35000 | 90.91% | 2.12 | 0 | 10 |  |  |  | No | R-410A | 3.1 | Residential & Commercial | Ducted CEE Tier 1
211225981 | Central HP <5.4 tons | CARRIER | HRCU-A-CB (Split System: Heat Pump with Remote Outdoor Unit-Air-Source) | 38MURAQ36AB3* |  |  | CAP**4824AL* | 58TP*A090V21**20 | 35600 | 16.5 | 8.1 | 37800 | 34600 | 91.53% | 2.04 | 0 | 10 |  |  |  | No | R-410A | 2.9667 | Residential & Commercial | Ducted CEE Tier 1
211225988 | Central HP <5.4 tons | CARRIER | HRCU-A-CB (Split System: Heat Pump with Remote Outdoor Unit-Air-Source) | 38MURAQ36AB3* |  |  | CAP**4824AL* | 59SC2D100E21**22 | 37400 | 15.5 | 8.5 | 38500 | 35000 | 90.91% | 2.12 | 0 | 10 |  |  |  | No | R-410A | 3.1167 | Residential & Commercial | Ducted CEE Tier 1
211225995 | Central HP <5.4 tons | CARRIER | HRCU-A-CB (Split System: Heat Pump with Remote Outdoor Unit-Air-Source) | 38MURAQ36AB3* |  |  | CAP**4824AL* | 59SP6A080V21**20 | 36200 | 16 | 8.5 | 38500 | 34600 | 89.87% | 2.06 | 0 | 10 |  |  |  | No | R-410A | 3.0167 | Residential & Commercial | Ducted CEE Tier 1
211226040 | Central HP <5.4 tons | CARRIER | HRCU-A-CB (Split System: Heat Pump with Remote Outdoor Unit-Air-Source) | 38MURAQ36AB3* |  |  | CNPV*4821AL* | 58SP*A070V17**16 | 35800 | 16 | 8.1 | 38500 | 34800 | 90.39% | 2 | 0 | 10 |  |  |  | No | R-410A | 2.9833 | Residential & Commercial | Ducted CEE Tier 1
211226088 | Central HP <5.4 tons | CARRIER | HRCU-A-CB (Split System: Heat Pump with Remote Outdoor Unit-Air-Source) | 38MURAQ36AB3* |  |  | CNPV*4824AL* | 58S(B,C)*A135E24**20 | 36200 | 16 | 8.1 | 38500 | 34800 | 90.39% | 2.02 | 0 | 10 |  |  |  | No | R-410A | 3.0167 | Residential & Commercial | Ducted CEE Tier 1
211226097 | Central HP <5.4 tons | CARRIER | HRCU-A-CB (Split System: Heat Pump with Remote Outdoor Unit-Air-Source) | 38MURAQ36AB3* |  |  | CNPV*4824AL* | 58TP*A135V24**22 | 36200 | 16 | 8.1 | 38500 | 34800 | 90.39% | 2.02 | 0 | 10 |  |  |  | No | R-410A | 3.0167 | Residential & Commercial | Ducted CEE Tier 1
211226104 | Central HP <5.4 tons | CARRIER | HRCU-A-CB (Split System: Heat Pump with Remote Outdoor Unit-Air-Source) | 38MURAQ36AB3* |  |  | CNPV*4824AL* | 59SC5B080E21**20 | 36800 | 15.5 | 8.1 | 39500 | 35000 | 88.61% | 2.06 | 0 | 10.5 |  |  |  | No | R-410A | 3.0667 | Residential & Commercial | Ducted CEE Tier 1
211225737 | Central HP <5.4 tons | CARRIER | HRCU-A-CB (Split System: Heat Pump with Remote Outdoor Unit-Air-Source) | 38MURAQ36AB3* |  |  | CAP**3721AL* | 58SP*A090V21**20 | 36200 | 16 | 8.5 | 38500 | 34800 | 90.39% | 2.06 | 0 | 10 |  |  |  | No | R-410A | 3.0167 | Residential & Commercial | Ducted CEE Tier 1
215934940 | Central HP <5.4 tons | DAY & NIGHT | HRCU-A-CB (Split System: Heat Pump with Remote Outdoor Unit-Air-Source) | C5H3V36*K*AAA* |  |  | EVM5X44M21A*+WALLCON | *96CTN0801714B* | 35400 | 21.5 | 8.5 | 38500 | 28800 | 74.81% | 2.02 | 0 | 12 |  |  |  | No | R-454B | 2.95 | Residential & Commercial | Ducted CEE Tier 1
215935340 | Central HP <5.4 tons | DAY & NIGHT | HRCU-A-CB (Split System: Heat Pump with Remote Outdoor Unit-Air-Source) | C5H3V36*K*AAA* |  |  | EVM5X60M24A*+WALLCON | *80CTL0702120B* | 35400 | 21.5 | 8.5 | 38000 | 28600 | 75.26% | 2.04 | 0 | 12 |  |  |  | No | R-454B | 2.95 | Residential & Commercial | Ducted CEE Tier 1
213772596 | Central HP <5.4 tons | BRYANT HEATING AND COOLING SYSTEMS | HRCU-A-CB (Split System: Heat Pump with Remote Outdoor Unit-Air-Source) | 288BNV025*0**C* |  |  | CAP**2414AL*+UI | 88*TB36070C14*** | 23400 | 16.5 | 8.1 | 22000 | 16800 | 76.36% | 1.88 | 0 | 10.5 |  |  |  | No | R-410A | 1.95 | Residential & Commercial | Ducted CEE Tier 1
213773146 | Central HP <5.4 tons | BRYANT HEATING AND COOLING SYSTEMS | HRCU-A-CB (Split System: Heat Pump with Remote Outdoor Unit-Air-Source) | 288BNV025*0**C* |  |  | CAP**3621AL*+UI | 986TD66100C21*** | 23600 | 16.5 | 8.1 | 21400 | 16600 | 77.57% | 1.94 | 0 | 10.5 |  |  |  | No | R-410A | 1.9667 | Residential & Commercial | Ducted CEE Tier 1
215933690 | Central HP <5.4 tons | DAY & NIGHT | HRCU-A-CB (Split System: Heat Pump with Remote Outdoor Unit-Air-Source) | C5H3V36*K*AAA* |  |  | ESH5X48M12A*+WALLCON | *96CTN0401410B* | 32200 | 17.5 | 9 | 33800 | 26000 | 76.92% | 1.94 | 0 | 10.5 |  |  |  | No | R-454B | 2.6833 | Residential & Commercial | Ducted CEE Tier 1
215935160 | Central HP <5.4 tons | DAY & NIGHT | HRCU-A-CB (Split System: Heat Pump with Remote Outdoor Unit-Air-Source) | C5H3V36*K*AAA* |  |  | EVM5X60M21A*+WALLCON | *80CSU0601716A* | 35600 | 22 | 8.5 | 38000 | 28600 | 75.26% | 2.02 | 0 | 12 |  |  |  | No | R-454B | 2.9667 | Residential & Commercial | Ducted CEE Tier 1
215935210 | Central HP <5.4 tons | DAY & NIGHT | HRCU-A-CB (Split System: Heat Pump with Remote Outdoor Unit-Air-Source) | C5H3V36*K*AAA* |  |  | EVM5X60M21A*+WALLCON | *80CTL0901716B* | 35600 | 22 | 8.5 | 38000 | 28600 | 75.26% | 2.02 | 0 | 12 |  |  |  | No | R-454B | 2.9667 | Residential & Commercial | Ducted CEE Tier 1
213773556 | Central HP <5.4 tons | BRYANT HEATING AND COOLING SYSTEMS | HRCU-A-CB (Split System: Heat Pump with Remote Outdoor Unit-Air-Source) | 288BNV025*0**C* |  |  | CAP**4224AL*+UI | 986TD66120C24*** | 23800 | 17 | 8.1 | 21400 | 16600 | 77.57% | 1.96 | 0 | 10.5 |  |  |  | No | R-410A | 1.9833 | Residential & Commercial | Ducted CEE Tier 1
214243022 | Central HP <5.4 tons | KEEPRITE | HRCU-A-CB (Split System: Heat Pump with Remote Outdoor Unit-Air-Source) | CVH825GKA2* |  |  | EN(A,D,W)4X42L21**+WALLCON | *97CMN0601714B* | 23600 | 16 | 8.1 | 21600 | 16700 | 77.31% | 1.94 | 0 | 11 |  |  |  | No | R-410A | 1.9667 | Residential & Commercial | Ducted CEE Tier 1
214242872 | Central HP <5.4 tons | KEEPRITE | HRCU-A-CB (Split System: Heat Pump with Remote Outdoor Unit-Air-Source) | CVH825GKA2* |  |  | END4X42L17**+WALLCON | *80CTL0701412B* | 24000 | 17 | 8.1 | 21400 | 16600 | 77.57% | 1.98 | 0 | 11 |  |  |  | No | R-410A | 2 | Residential & Commercial | Ducted CEE Tier 1
214242922 | Central HP <5.4 tons | KEEPRITE | HRCU-A-CB (Split System: Heat Pump with Remote Outdoor Unit-Air-Source) | CVH825GKA2* |  |  | END4X42L17**+WALLCON | *97CMN0801714B* | 23800 | 16.5 | 8.1 | 21400 | 16700 | 78.04% | 1.98 | 0 | 11 |  |  |  | No | R-410A | 1.9833 | Residential & Commercial | Ducted CEE Tier 1
211010196 | Central HP <5.4 tons | FRASER-JOHNSTON | HRCU-A-CB (Split System: Heat Pump with Remote Outdoor Unit-Air-Source) | HL20B2421 |  |  | JHVVB24DE1C2N1+CC |  | 23000 | 19 | 8.5 | 22400 | 19600 | 87.5% | 1.9 | 0 | 12.4 |  |  |  | No | R-410A | 1.9167 | Residential & Commercial | Ducted CEE Tier 1
214239280 | Central HP <5.4 tons | KEEPRITE | HRCU-A-CB (Split System: Heat Pump with Remote Outdoor Unit-Air-Source) | CVH837GKA2* |  |  | EN(A,D,W)4X48L21**+WALLCON | *96CTN1002122B* | 32400 | 17 | 8.1 | 32600 | 24600 | 75.46% | 1.96 | 0 | 11.7 |  |  |  | No | R-410A | 2.7 | Residential & Commercial | Ducted CEE Tier 1
214239330 | Central HP <5.4 tons | KEEPRITE | HRCU-A-CB (Split System: Heat Pump with Remote Outdoor Unit-Air-Source) | CVH837GKA2* |  |  | EN(A,D)4X48L24**+WALLCON | *97CMN1202422B* | 32400 | 17 | 8.1 | 32800 | 24600 | 75% | 1.94 | 0 | 11.5 |  |  |  | No | R-410A | 2.7 | Residential & Commercial | Ducted CEE Tier 1
211225753 | Central HP <5.4 tons | CARRIER | HRCU-A-CB (Split System: Heat Pump with Remote Outdoor Unit-Air-Source) | 38MURAQ36AB3* |  |  | CAP**3721AL* | 59SC5B100E21**20 | 37000 | 15.5 | 8.5 | 38500 | 34800 | 90.39% | 2.1 | 0 | 10 |  |  |  | No | R-410A | 3.0833 | Residential & Commercial | Ducted CEE Tier 1
211225837 | Central HP <5.4 tons | CARRIER | HRCU-A-CB (Split System: Heat Pump with Remote Outdoor Unit-Air-Source) | 38MURAQ36AB3* |  |  | CAP**4224AL* | 58TP*A110V21**22 | 36200 | 15.5 | 8.1 | 39500 | 35200 | 89.11% | 1.92 | 0 | 10 |  |  |  | No | R-410A | 3.0167 | Residential & Commercial | Ducted CEE Tier 1
211225873 | Central HP <5.4 tons | CARRIER | HRCU-A-CB (Split System: Heat Pump with Remote Outdoor Unit-Air-Source) | 38MURAQ36AB3* |  |  | CAP**4321AL* | 58S(B,C)*A110E21**20 | 37000 | 16 | 8.5 | 38500 | 34800 | 90.39% | 2.12 | 0 | 10 |  |  |  | No | R-410A | 3.0833 | Residential & Commercial | Ducted CEE Tier 1
211225973 | Central HP <5.4 tons | CARRIER | HRCU-A-CB (Split System: Heat Pump with Remote Outdoor Unit-Air-Source) | 38MURAQ36AB3* |  |  | CAP**4824AL* | 58S(B,C)*A135E24**20 | 36200 | 16 | 8.5 | 38500 | 34600 | 89.87% | 2.06 | 0 | 10 |  |  |  | No | R-410A | 3.0167 | Residential & Commercial | Ducted CEE Tier 1
211225987 | Central HP <5.4 tons | CARRIER | HRCU-A-CB (Split System: Heat Pump with Remote Outdoor Unit-Air-Source) | 38MURAQ36AB3* |  |  | CAP**4824AL* | 59SC2D100E21**20 | 35600 | 16.5 | 8.5 | 37800 | 34600 | 91.53% | 2.04 | 0 | 10 |  |  |  | No | R-410A | 2.9667 | Residential & Commercial | Ducted CEE Tier 1
211226048 | Central HP <5.4 tons | CARRIER | HRCU-A-CB (Split System: Heat Pump with Remote Outdoor Unit-Air-Source) | 38MURAQ36AB3* |  |  | CNPV*4821AL* | 58TP*A090V21**20 | 35800 | 16.5 | 8.1 | 38500 | 34800 | 90.39% | 2 | 0 | 10 |  |  |  | No | R-410A | 2.9833 | Residential & Commercial | Ducted CEE Tier 1
211226073 | Central HP <5.4 tons | CARRIER | HRCU-A-CB (Split System: Heat Pump with Remote Outdoor Unit-Air-Source) | 38MURAQ36AB3* |  |  | CNPV*4821AL* | 59TP6B080V21**20 | 35600 | 16 | 8.1 | 38500 | 34800 | 90.39% | 2 | 0 | 10 |  |  |  | No | R-410A | 2.9667 | Residential & Commercial | Ducted CEE Tier 1
213773576 | Central HP <5.4 tons | BRYANT HEATING AND COOLING SYSTEMS | HRCU-A-CB (Split System: Heat Pump with Remote Outdoor Unit-Air-Source) | 288BNV025*0**C* |  |  | CAP**4321AL*+UI | 88*TB48070C17*** | 24400 | 17 | 8.1 | 21200 | 16600 | 78.3% | 2.02 | 0 | 11 |  |  |  | No | R-410A | 2.0333 | Residential & Commercial | Ducted CEE Tier 1
213773656 | Central HP <5.4 tons | BRYANT HEATING AND COOLING SYSTEMS | HRCU-A-CB (Split System: Heat Pump with Remote Outdoor Unit-Air-Source) | 288BNV025*0**C* |  |  | CAP**4321AL*+UI | 986TD42060C17*** | 24400 | 16.5 | 8.1 | 21200 | 16700 | 78.77% | 2 | 0 | 10.5 |  |  |  | No | R-410A | 2.0333 | Residential & Commercial | Ducted CEE Tier 1
213773166 | Central HP <5.4 tons | BRYANT HEATING AND COOLING SYSTEMS | HRCU-A-CB (Split System: Heat Pump with Remote Outdoor Unit-Air-Source) | 288BNV025*0**C* |  |  | CAP**3717AL*+UI | 88*TB36070C14*** | 24200 | 16.5 | 8.1 | 21400 | 16700 | 78.04% | 2 | 0 | 10.5 |  |  |  | No | R-410A | 2.0167 | Residential & Commercial | Ducted CEE Tier 1
213773196 | Central HP <5.4 tons | BRYANT HEATING AND COOLING SYSTEMS | HRCU-A-CB (Split System: Heat Pump with Remote Outdoor Unit-Air-Source) | 288BNV025*0**C* |  |  | CAP**3717AL*+UI | 935CB48060C17*** | 24200 | 16.5 | 8.1 | 21400 | 16700 | 78.04% | 1.98 | 0 | 10.5 |  |  |  | No | R-410A | 2.0167 | Residential & Commercial | Ducted CEE Tier 1
213773216 | Central HP <5.4 tons | BRYANT HEATING AND COOLING SYSTEMS | HRCU-A-CB (Split System: Heat Pump with Remote Outdoor Unit-Air-Source) | 288BNV025*0**C* |  |  | CAP**3717AL*+UI | 987MC42080C17*** | 24200 | 16 | 8.1 | 21400 | 16700 | 78.04% | 1.98 | 0 | 10.5 |  |  |  | No | R-410A | 2.0167 | Residential & Commercial | Ducted CEE Tier 1
213773266 | Central HP <5.4 tons | BRYANT HEATING AND COOLING SYSTEMS | HRCU-A-CB (Split System: Heat Pump with Remote Outdoor Unit-Air-Source) | 288BNV025*0**C* |  |  | CAP**3721AL*+UI | 88*TB48070C17*** | 24400 | 16.5 | 8.1 | 21200 | 16600 | 78.3% | 2.02 | 0 | 11 |  |  |  | No | R-410A | 2.0333 | Residential & Commercial | Ducted CEE Tier 1
213774696 | Central HP <5.4 tons | BRYANT HEATING AND COOLING SYSTEMS | HRCU-A-CB (Split System: Heat Pump with Remote Outdoor Unit-Air-Source) | 288BNV025*0**C* |  |  | CSPH*4812AL*+UI | 986TD42080C17*** | 24200 | 16 | 8.1 | 21400 | 16600 | 77.57% | 2 | 0 | 10.5 |  |  |  | No | R-410A | 2.0167 | Residential & Commercial | Ducted CEE Tier 1
211226082 | Central HP <5.4 tons | CARRIER | HRCU-A-CB (Split System: Heat Pump with Remote Outdoor Unit-Air-Source) | 38MURAQ36AB3* |  |  | CNPV*4824AL* | 58S(B,C)*A070E21**16 | 35800 | 16.5 | 8.1 | 38500 | 34800 | 90.39% | 2 | 0 | 10 |  |  |  | No | R-410A | 2.9833 | Residential & Commercial | Ducted CEE Tier 1
211226105 | Central HP <5.4 tons | CARRIER | HRCU-A-CB (Split System: Heat Pump with Remote Outdoor Unit-Air-Source) | 38MURAQ36AB3* |  |  | CNPV*4824AL* | 59SC5B100E21**20 | 36800 | 16 | 8.1 | 39500 | 35000 | 88.61% | 2.06 | 0 | 10.5 |  |  |  | No | R-410A | 3.0667 | Residential & Commercial | Ducted CEE Tier 1
211226114 | Central HP <5.4 tons | CARRIER | HRCU-A-CB (Split System: Heat Pump with Remote Outdoor Unit-Air-Source) | 38MURAQ36AB3* |  |  | CNPV*4824AL* | 59SU5A100E21**22 | 37400 | 15.5 | 8.5 | 39500 | 35000 | 88.61% | 2.08 | 0 | 10.5 |  |  |  | No | R-410A | 3.1167 | Residential & Commercial | Ducted CEE Tier 1
211226121 | Central HP <5.4 tons | CARRIER | HRCU-A-CB (Split System: Heat Pump with Remote Outdoor Unit-Air-Source) | 38MURAQ36AB3* |  |  | FB4CNF042L |  | 37000 | 16 | 8.1 | 38500 | 34800 | 90.39% | 2 | 0 | 10 |  |  |  | No | R-410A | 3.0833 | Residential & Commercial | Ducted CEE Tier 1
213772485 | Central HP <5.4 tons | CARRIER | HRCU-A-CB (Split System: Heat Pump with Remote Outdoor Unit-Air-Source) | 25VNA825A*031* |  |  | CSPH*4812AL*+UI | 58TN*B135C24**22 | 24200 | 16 | 8.1 | 21200 | 16600 | 78.3% | 2.02 | 0 | 11 |  |  |  | No | R-410A | 2.0167 | Residential & Commercial | Ducted CEE Tier 1
213772535 | Central HP <5.4 tons | CARRIER | HRCU-A-CB (Split System: Heat Pump with Remote Outdoor Unit-Air-Source) | 25VNA825A*031* |  |  | CSPH*4812AL*+UI | 59MN7C120C24**22 | 24200 | 16 | 8.1 | 21200 | 16600 | 78.3% | 2.02 | 0 | 10.5 |  |  |  | No | R-410A | 2.0167 | Residential & Commercial | Ducted CEE Tier 1
213774716 | Central HP <5.4 tons | BRYANT HEATING AND COOLING SYSTEMS | HRCU-A-CB (Split System: Heat Pump with Remote Outdoor Unit-Air-Source) | 288BNV025*0**C* |  |  | CSPH*4812AL*+UI | 986TD66120C24*** | 24200 | 16.5 | 8.1 | 21200 | 16600 | 78.3% | 2.02 | 0 | 11 |  |  |  | No | R-410A | 2.0167 | Residential & Commercial | Ducted CEE Tier 1
214239010 | Central HP <5.4 tons | KEEPRITE | HRCU-A-CB (Split System: Heat Pump with Remote Outdoor Unit-Air-Source) | CVH837GKA2* |  |  | END4X42L17**+WALLCON | *97CMN0601714B* | 31800 | 16.5 | 8.1 | 33200 | 25000 | 75.3% | 1.88 | 0 | 11 |  |  |  | No | R-410A | 2.65 | Residential & Commercial | Ducted CEE Tier 1
213781951 | Central HP <5.4 tons | DAY & NIGHT | HRCU-A-CB (Split System: Heat Pump with Remote Outdoor Unit-Air-Source) | CVH837GKA2* |  |  | EHD4X42AAL+WALLCON | *80CTL1352422B* | 32600 | 16.5 | 8.1 | 33000 | 24600 | 74.55% | 1.96 | 0 | 11 |  |  |  | No | R-410A | 2.7167 | Residential & Commercial | Ducted CEE Tier 1
213782151 | Central HP <5.4 tons | DAY & NIGHT | HRCU-A-CB (Split System: Heat Pump with Remote Outdoor Unit-Air-Source) | CVH837GKA2* |  |  | EHD4X48AAL+WALLCON | *97CMN1002122B* | 32600 | 16.5 | 8.1 | 33000 | 24800 | 75.15% | 1.96 | 0 | 11 |  |  |  | No | R-410A | 2.7167 | Residential & Commercial | Ducted CEE Tier 1
213781941 | Central HP <5.4 tons | DAY & NIGHT | HRCU-A-CB (Split System: Heat Pump with Remote Outdoor Unit-Air-Source) | CVH837GKA2* |  |  | EHD4X42AAL+WALLCON | *80CTL1102120B* | 32600 | 16.5 | 8.1 | 32800 | 24600 | 75% | 1.94 | 0 | 11 |  |  |  | No | R-410A | 2.7167 | Residential & Commercial | Ducted CEE Tier 1
213781506 | Central HP <5.4 tons | BRYANT HEATING AND COOLING SYSTEMS | HRCU-A-CB (Split System: Heat Pump with Remote Outdoor Unit-Air-Source) | 288BNV037*0**B* |  |  | CAP**6024AL*+UI | 987MC66120C24*** | 32800 | 17.5 | 8.1 | 31600 | 24600 | 77.85% | 1.98 | 0 | 11.5 |  |  |  | No | R-410A | 2.7333 | Residential & Commercial | Ducted CEE Tier 1
213781586 | Central HP <5.4 tons | BRYANT HEATING AND COOLING SYSTEMS | HRCU-A-CB (Split System: Heat Pump with Remote Outdoor Unit-Air-Source) | 288BNV037*0**B* |  |  | CAP**6121AL*+UI | 935CB48060C17*** | 33000 | 17 | 8.1 | 32200 | 25000 | 77.64% | 1.96 | 0 | 11 |  |  |  | No | R-410A | 2.75 | Residential & Commercial | Ducted CEE Tier 1
213781606 | Central HP <5.4 tons | BRYANT HEATING AND COOLING SYSTEMS | HRCU-A-CB (Split System: Heat Pump with Remote Outdoor Unit-Air-Source) | 288BNV037*0**B* |  |  | CAP**6121AL*+UI | 987MC42080C17*** | 33000 | 17 | 8.1 | 32200 | 25000 | 77.64% | 1.96 | 0 | 11 |  |  |  | No | R-410A | 2.75 | Residential & Commercial | Ducted CEE Tier 1
213781706 | Central HP <5.4 tons | BRYANT HEATING AND COOLING SYSTEMS | HRCU-A-CB (Split System: Heat Pump with Remote Outdoor Unit-Air-Source) | 288BNV037*0**B* |  |  | CAP**6124AL*+UI | 986TD66100C21*** | 33200 | 17.5 | 8.5 | 32000 | 24800 | 77.5% | 2 | 0 | 11.7 |  |  |  | No | R-410A | 2.7667 | Residential & Commercial | Ducted CEE Tier 1
211206931 | Central HP <5.4 tons | COLEMAN | HRCU-A-CB (Split System: Heat Pump with Remote Outdoor Unit-Air-Source) | HC20B4821 |  |  | XAMC48HE3N1+CC | TP9C100C16MP13 | 43500 | 19 | 9 | 44000 | 36200 | 82.27% | 2.14 | 0 | 12 |  |  |  | No | R-410A | 3.625 | Residential & Commercial | Ducted CEE Tier 1
211206948 | Central HP <5.4 tons | COLEMAN | HRCU-A-CB (Split System: Heat Pump with Remote Outdoor Unit-Air-Source) | HC20B4821 |  |  | XAMC48HE3N1+CC | CP9C080C16MP13 | 43500 | 18 | 8.5 | 45500 | 36800 | 80.88% | 2.14 | 0 | 11 |  |  |  | No | R-410A | 3.625 | Residential & Commercial | Ducted CEE Tier 1
215939732 | Central HP <5.4 tons | KENMORE | HRCU-A-CB (Split System: Heat Pump with Remote Outdoor Unit-Air-Source) | (C,H,T)5H3V36*K*AAA* |  |  | EA*5X48M21A*+WALLCON | *80CSU0401712B* | 33400 | 20.5 | 9.5 | 34400 | 26200 | 76.16% | 2.04 | 0 | 11.7 |  |  |  | No | R-454B | 2.7833 | Residential & Commercial | Ducted CEE Tier 1
215939832 | Central HP <5.4 tons | KENMORE | HRCU-A-CB (Split System: Heat Pump with Remote Outdoor Unit-Air-Source) | (C,H,T)5H3V36*K*AAA* |  |  | EA*5X61M21A*+WALLCON | *96CTN0802120B* | 34400 | 20 | 9 | 34400 | 26200 | 76.16% | 1.95 | 0 | 11.7 |  |  |  | No | R-454B | 2.8667 | Residential & Commercial | Ducted CEE Tier 1
214810245 | Central HP <5.4 tons | CHAMPION HEATING AND COOLING | HRCU-A-CB (Split System: Heat Pump with Remote Outdoor Unit-Air-Source) | HH824E2S11 |  |  | CTM36B5ADS1 | TM9V060B12MP12 | 23000 | 17 | 9 | 23000 | 17600 | 76.52% | 2 | 0 | 12 |  |  |  | No | R-454B | 1.9167 | Residential & Commercial | Ducted CEE Tier 1
211207003 | Central HP <5.4 tons | COLEMAN | HRCU-A-CB (Split System: Heat Pump with Remote Outdoor Unit-Air-Source) | HC20B4821 |  |  | XAMC48HE3N1+CC | CPLC080C16MP13 | 43500 | 19 | 9 | 44500 | 36200 | 81.35% | 2.14 | 0 | 12 |  |  |  | No | R-410A | 3.625 | Residential & Commercial | Ducted CEE Tier 1
214810242 | Central HP <5.4 tons | CHAMPION HEATING AND COOLING | HRCU-A-CB (Split System: Heat Pump with Remote Outdoor Unit-Air-Source) | HH824E2S11 |  |  | CTM36B5ADS1 | TM8E100B12MP11 | 23000 | 18 | 9.5 | 23000 | 18800 | 81.74% | 2 | 0 | 12 |  |  |  | No | R-454B | 1.9167 | Residential & Commercial | Ducted CEE Tier 1
213781991 | Central HP <5.4 tons | DAY & NIGHT | HRCU-A-CB (Split System: Heat Pump with Remote Outdoor Unit-Air-Source) | CVH837GKA2* |  |  | EHD4X42AAL+WALLCON | *97CMN1002122B* | 32600 | 16.5 | 8.1 | 33000 | 24600 | 74.55% | 1.94 | 0 | 11 |  |  |  | No | R-410A | 2.7167 | Residential & Commercial | Ducted CEE Tier 1
213782061 | Central HP <5.4 tons | DAY & NIGHT | HRCU-A-CB (Split System: Heat Pump with Remote Outdoor Unit-Air-Source) | CVH837GKA2* |  |  | EHD4X48AAL+WALLCON | *80CTL0701412B* | 32600 | 16.5 | 8.1 | 33200 | 25000 | 75.3% | 1.94 | 0 | 11 |  |  |  | No | R-410A | 2.7167 | Residential & Commercial | Ducted CEE Tier 1
213781342 | Central HP <5.4 tons | KEEPRITE | HRCU-A-CB (Split System: Heat Pump with Remote Outdoor Unit-Air-Source) | CVH837GKA2* |  |  | EA*4X48L21A*+WALLCON | *97CMN0601714B* | 32000 | 16.5 | 8.1 | 32800 | 25200 | 76.83% | 1.94 | 0 | 10.5 |  |  |  | No | R-410A | 2.6667 | Residential & Commercial | Ducted CEE Tier 1
213781492 | Central HP <5.4 tons | KEEPRITE | HRCU-A-CB (Split System: Heat Pump with Remote Outdoor Unit-Air-Source) | CVH837GKA2* |  |  | EA*4X60L24A*+WALLCON | *80CTL1352422B* | 32800 | 17.5 | 8.1 | 31800 | 24600 | 77.36% | 1.98 | 0 | 11.5 |  |  |  | No | R-410A | 2.7333 | Residential & Commercial | Ducted CEE Tier 1
213782242 | Central HP <5.4 tons | KEEPRITE | HRCU-A-CB (Split System: Heat Pump with Remote Outdoor Unit-Air-Source) | CVH837GKA2* |  |  | EHD4X60AAL+WALLCON | *80CTL0901716B* | 33000 | 16.5 | 8.1 | 32200 | 24800 | 77.02% | 1.98 | 0 | 11 |  |  |  | No | R-410A | 2.75 | Residential & Commercial | Ducted CEE Tier 1
215669669 | Central HP <5.4 tons | KEEPRITE | HRCU-A-CB (Split System: Heat Pump with Remote Outdoor Unit-Air-Source) | C5H0V36*K*AAA* |  |  | EA*5X61M24A*+WALLCON | *95CSU0802120B* | 34800 | 18 | 9 | 34400 | 24800 | 72.09% | 1.92 | 0 | 10 |  |  |  | No | R-454B | 2.9 | Residential & Commercial | Ducted CEE Tier 1
215669739 | Central HP <5.4 tons | KEEPRITE | HRCU-A-CB (Split System: Heat Pump with Remote Outdoor Unit-Air-Source) | C5H0V36*K*AAA* |  |  | EA*5X61M24A*+WALLCON | *96CTN1202422B* | 35000 | 18.5 | 9 | 34400 | 24800 | 72.09% | 1.92 | 0 | 10.5 |  |  |  | No | R-454B | 2.9167 | Residential & Commercial | Ducted CEE Tier 1
211389541 | Central HP <5.4 tons | LUXAIRE | HRCU-A-CB (Split System: Heat Pump with Remote Outdoor Unit-Air-Source) | HMH72B341 |  |  | XAFC36DXXN1+TXV | TM8Y080C16MP11 | 34000 | 18.5 | 8.5 | 34000 | 24000 | 70.59% | 2.1 | 0 | 10 |  |  |  | No | R-410A | 2.8333 | Residential & Commercial | Ducted CEE Tier 1
211389774 | Central HP <5.4 tons | LUXAIRE | HRCU-A-CB (Split System: Heat Pump with Remote Outdoor Unit-Air-Source) | HMH72B341 |  |  | XAFB30CXXN1+TXV | TM8Y080B12MP11 | 32800 | 17.5 | 8.1 | 33000 | 23200 | 70.3% | 2.02 | 0 | 10 |  |  |  | No | R-410A | 2.7333 | Residential & Commercial | Ducted CEE Tier 1
211388590 | Central HP <5.4 tons | CHAMPION HEATING AND COOLING | HRCU-A-CB (Split System: Heat Pump with Remote Outdoor Unit-Air-Source) | HMH72B341 |  |  | XAHC36DBCN1 | TM9E100C16MP12 | 33600 | 17.5 | 8.1 | 33000 | 23200 | 70.3% | 2.04 | 0 | 10 |  |  |  | No | R-410A | 2.8 | Residential & Commercial | Ducted CEE Tier 1
215669017 | Central HP <5.4 tons | KEEPRITE | HRCU-A-CB (Split System: Heat Pump with Remote Outdoor Unit-Air-Source) | C5H0V36*K*AAA* |  |  | EA*5X43M21A*+WALLCON | *80CTL1102120B* | 34600 | 18 | 9 | 35200 | 25000 | 71.02% | 1.9 | 0 | 10 |  |  |  | No | R-454B | 2.8833 | Residential & Commercial | Ducted CEE Tier 1
213781366 | Central HP <5.4 tons | BRYANT HEATING AND COOLING SYSTEMS | HRCU-A-CB (Split System: Heat Pump with Remote Outdoor Unit-Air-Source) | 288BNV037*0**B* |  |  | CAP**4821AL*+UI | 986TD42060C17*** | 32200 | 17 | 8.1 | 32600 | 25200 | 77.3% | 1.94 | 0 | 11 |  |  |  | No | R-410A | 2.6833 | Residential & Commercial | Ducted CEE Tier 1
213785339 | Central HP <5.4 tons | BRYANT HEATING AND COOLING SYSTEMS | HRCU-A-CB (Split System: Heat Pump with Remote Outdoor Unit-Air-Source) | 284ANV036*0**B* |  |  | CAP**3617AL*+UI | 88*TB48070C17*** | 32000 | 18.5 | 8.5 | 38500 | 27000 | 70.13% | 1.94 | 0 | 11 |  |  |  | No | R-410A | 2.6667 | Residential & Commercial | Ducted CEE Tier 1
213785341 | Central HP <5.4 tons | BRYANT HEATING AND COOLING SYSTEMS | HRCU-A-CB (Split System: Heat Pump with Remote Outdoor Unit-Air-Source) | 284ANV036*0**B* |  |  | CAP**3617AL*+UI | 88*TB48090C17*** | 32200 | 19 | 8.5 | 38500 | 27000 | 70.13% | 1.94 | 0 | 11.5 |  |  |  | No | R-410A | 2.6833 | Residential & Commercial | Ducted CEE Tier 1
213785373 | Central HP <5.4 tons | BRYANT HEATING AND COOLING SYSTEMS | HRCU-A-CB (Split System: Heat Pump with Remote Outdoor Unit-Air-Source) | 284ANV036*0**B* |  |  | CAP**3621AL*+UI | 986TD42080C17*** | 32200 | 18.5 | 8.5 | 38500 | 27000 | 70.13% | 1.94 | 0 | 11 |  |  |  | No | R-410A | 2.6833 | Residential & Commercial | Ducted CEE Tier 1
211245980 | Central HP <5.4 tons | BRYANT HEATING AND COOLING SYSTEMS | HRCU-A-CB (Split System: Heat Pump with Remote Outdoor Unit-Air-Source) | 38MURAQ24AB3* |  |  | FV4CN(B,F)003L |  | 24400 | 17.5 | 8.5 | 26000 | 22400 | 86.15% | 1.88 | 0 | 10.5 |  |  |  | No | R-410A | 2.0333 | Residential & Commercial | Ducted CEE Tier 1
213782262 | Central HP <5.4 tons | KEEPRITE | HRCU-A-CB (Split System: Heat Pump with Remote Outdoor Unit-Air-Source) | CVH837GKA2* |  |  | EHD4X60AAL+WALLCON | *80CTL1102120B* | 33000 | 16.5 | 8.1 | 32200 | 25400 | 78.88% | 2.04 | 0 | 11.5 |  |  |  | No | R-410A | 2.75 | Residential & Commercial | Ducted CEE Tier 1
213782142 | Central HP <5.4 tons | KEEPRITE | HRCU-A-CB (Split System: Heat Pump with Remote Outdoor Unit-Air-Source) | CVH837GKA2* |  |  | EHD4X48AAL+WALLCON | *97CMN0801714B* | 32400 | 16.5 | 8.1 | 33000 | 25000 | 75.76% | 1.94 | 0 | 11 |  |  |  | No | R-410A | 2.7 | Residential & Commercial | Ducted CEE Tier 1
213781942 | Central HP <5.4 tons | KEEPRITE | HRCU-A-CB (Split System: Heat Pump with Remote Outdoor Unit-Air-Source) | CVH837GKA2* |  |  | EHD4X42AAL+WALLCON | *80CTL1102120B* | 32600 | 16.5 | 8.1 | 32800 | 24600 | 75% | 1.94 | 0 | 11 |  |  |  | No | R-410A | 2.7167 | Residential & Commercial | Ducted CEE Tier 1
215682554 | Central HP <5.4 tons | BRYANT HEATING AND COOLING SYSTEMS | HRCU-A-CB (Split System: Heat Pump with Remote Outdoor Unit-Air-Source) | 290VAN048**AA* |  |  | CVAVA6124XMA*+UI | 987TA66100C21*** | 48500 | 19.5 | 9.5 | 50000 | 36600 | 73.2% | 2.12 | 0 | 10.5 |  |  |  | No | R-454B | 4.0417 | Residential & Commercial | Ducted CEE Tier 1
213785190 | Central HP <5.4 tons | BRYANT HEATING AND COOLING SYSTEMS | HRCU-A-CB (Split System: Heat Pump with Remote Outdoor Unit-Air-Source) | 284ANV024*0**B* |  |  | CSPH*3012AL*+UI | 88*TB48070C17*** | 23400 | 18.5 | 9 | 27000 | 20000 | 74.07% | 2.42 | 0 | 12.5 |  |  |  | No | R-410A | 1.95 | Residential & Commercial | Ducted CEE Tier 1
211393369 | Central HP <5.4 tons | LUXAIRE | HRCU-A-CB (Split System: Heat Pump with Remote Outdoor Unit-Air-Source) | HMH72B341 |  |  | XAFC36DBCN1 | TL8E100C20UH11 | 34000 | 17.5 | 8.5 | 34000 | 24000 | 70.59% | 2.12 | 0 | 10 |  |  |  | No | R-410A | 2.8333 | Residential & Commercial | Ducted CEE Tier 1
211393619 | Central HP <5.4 tons | LUXAIRE | HRCU-A-CB (Split System: Heat Pump with Remote Outdoor Unit-Air-Source) | HMH72B341 |  |  | JHVTB36DBCC2N1 |  | 34000 | 18.5 | 8.5 | 33800 | 23800 | 70.41% | 2.1 | 0 | 10 |  |  |  | No | R-410A | 2.8333 | Residential & Commercial | Ducted CEE Tier 1
213785272 | Central HP <5.4 tons | BRYANT HEATING AND COOLING SYSTEMS | HRCU-A-CB (Split System: Heat Pump with Remote Outdoor Unit-Air-Source) | 284ANV024*0**B* |  |  | CSPH*4212AL*+UI | 986TD66100C21*** | 23600 | 19 | 10 | 26400 | 19700 | 74.62% | 2.52 | 0 | 13 |  |  |  | No | R-410A | 1.9667 | Residential & Commercial | Ducted CEE Tier 1
211226036 | Central HP <5.4 tons | CARRIER | HRCU-A-CB (Split System: Heat Pump with Remote Outdoor Unit-Air-Source) | 38MURAQ36AB3* |  |  | CNPV*4821AL* | 58S(B,C)*A090E21**16 | 36400 | 16 | 8.1 | 38500 | 34800 | 90.39% | 2.04 | 0 | 10.5 |  |  |  | No | R-410A | 3.0333 | Residential & Commercial | Ducted CEE Tier 1
211226049 | Central HP <5.4 tons | CARRIER | HRCU-A-CB (Split System: Heat Pump with Remote Outdoor Unit-Air-Source) | 38MURAQ36AB3* |  |  | CNPV*4821AL* | 58TP*A110V21**22 | 37000 | 16 | 8.1 | 39500 | 35000 | 88.61% | 2.06 | 0 | 10.5 |  |  |  | No | R-410A | 3.0833 | Residential & Commercial | Ducted CEE Tier 1
211226119 | Central HP <5.4 tons | CARRIER | HRCU-A-CB (Split System: Heat Pump with Remote Outdoor Unit-Air-Source) | 38MURAQ36AB3* |  |  | CNPV*4824AL* | OVLAAB048112 | 36000 | 15.5 | 8.1 | 38500 | 35000 | 90.91% | 2.02 | 0 | 10 |  |  |  | No | R-410A | 3 | Residential & Commercial | Ducted CEE Tier 1
213785457 | Central HP <5.4 tons | BRYANT HEATING AND COOLING SYSTEMS | HRCU-A-CB (Split System: Heat Pump with Remote Outdoor Unit-Air-Source) | 284ANV036*0**B* |  |  | CAP**4321AL*+UI | 88*TB36045C17*** | 33600 | 18.5 | 9 | 36800 | 26000 | 70.65% | 2 | 0 | 11.5 |  |  |  | No | R-410A | 2.8 | Residential & Commercial | Ducted CEE Tier 1
213785491 | Central HP <5.4 tons | BRYANT HEATING AND COOLING SYSTEMS | HRCU-A-CB (Split System: Heat Pump with Remote Outdoor Unit-Air-Source) | 284ANV036*0**B* |  |  | CAP**4821AL*+UI | 935CB48060C17*** | 33000 | 19 | 9 | 36600 | 26000 | 71.04% | 2 | 0 | 11.7 |  |  |  | No | R-410A | 2.75 | Residential & Commercial | Ducted CEE Tier 1
215932530 | Central HP <5.4 tons | DAY & NIGHT | HRCU-A-CB (Split System: Heat Pump with Remote Outdoor Unit-Air-Source) | C5H3V36*K*AAA* |  |  | EA*5X60M24A*+WALLCON | *80CSU1002120A* | 34000 | 20 | 9 | 34200 | 26000 | 76.02% | 1.94 | 0 | 11.7 |  |  |  | No | R-454B | 2.8333 | Residential & Commercial | Ducted CEE Tier 1
215932560 | Central HP <5.4 tons | DAY & NIGHT | HRCU-A-CB (Split System: Heat Pump with Remote Outdoor Unit-Air-Source) | C5H3V36*K*AAA* |  |  | EA*5X60M24A*+WALLCON | *80CTL1102120B* | 34000 | 20.5 | 9.5 | 34000 | 25800 | 75.88% | 2.04 | 0 | 12 |  |  |  | No | R-454B | 2.8333 | Residential & Commercial | Ducted CEE Tier 1
213773626 | Central HP <5.4 tons | BRYANT HEATING AND COOLING SYSTEMS | HRCU-A-CB (Split System: Heat Pump with Remote Outdoor Unit-Air-Source) | 288BNV025*0**C* |  |  | CAP**4321AL*+UI | 987MC42060C17*** | 24200 | 16.5 | 8.1 | 21200 | 16700 | 78.77% | 2 | 0 | 10.5 |  |  |  | No | R-410A | 2.0167 | Residential & Commercial | Ducted CEE Tier 1
215669609 | Central HP <5.4 tons | KEEPRITE | HRCU-A-CB (Split System: Heat Pump with Remote Outdoor Unit-Air-Source) | C5H0V36*K*AAA* |  |  | EA*5X61M21A*+WALLCON | *96CTN1002122B* | 34800 | 18.5 | 9 | 34400 | 24800 | 72.09% | 1.92 | 0 | 10.5 |  |  |  | No | R-454B | 2.9 | Residential & Commercial | Ducted CEE Tier 1
215669639 | Central HP <5.4 tons | KEEPRITE | HRCU-A-CB (Split System: Heat Pump with Remote Outdoor Unit-Air-Source) | C5H0V36*K*AAA* |  |  | EA*5X61M24A*+WALLCON | *80CTL0902120B* | 35000 | 18.5 | 9 | 34400 | 24600 | 71.51% | 1.92 | 0 | 10.5 |  |  |  | No | R-454B | 2.9167 | Residential & Commercial | Ducted CEE Tier 1
215669449 | Central HP <5.4 tons | KEEPRITE | HRCU-A-CB (Split System: Heat Pump with Remote Outdoor Unit-Air-Source) | C5H0V36*K*AAA* |  |  | EA*5X61M21A*+WALLCON | *80CSU1002120A* | 34800 | 18 | 9 | 34400 | 24800 | 72.09% | 1.9 | 0 | 10 |  |  |  | No | R-454B | 2.9 | Residential & Commercial | Ducted CEE Tier 1
215669549 | Central HP <5.4 tons | KEEPRITE | HRCU-A-CB (Split System: Heat Pump with Remote Outdoor Unit-Air-Source) | C5H0V36*K*AAA* |  |  | EA*5X61M21A*+WALLCON | *97CMN0602120B* | 34600 | 18 | 9 | 34600 | 25000 | 72.25% | 1.9 | 0 | 10 |  |  |  | No | R-454B | 2.8833 | Residential & Commercial | Ducted CEE Tier 1
213779086 | Central HP <5.4 tons | BRYANT HEATING AND COOLING SYSTEMS | HRCU-A-CB (Split System: Heat Pump with Remote Outdoor Unit-Air-Source) | 288BNV037*0**A* |  |  | CAP**4221AL*+UI | 88*TB60090C21*** | 31800 | 17 | 8.1 | 32800 | 24200 | 73.78% | 1.88 | 0 | 11 |  |  |  | No | R-410A | 2.65 | Residential & Commercial | Ducted CEE Tier 1
213778816 | Central HP <5.4 tons | BRYANT HEATING AND COOLING SYSTEMS | HRCU-A-CB (Split System: Heat Pump with Remote Outdoor Unit-Air-Source) | 288BNV037*0**A* |  |  | CAP**3621AL*+UI | 88*TB36045C17*** | 31200 | 16.5 | 8.1 | 33400 | 24600 | 73.65% | 1.82 | 0 | 10.5 |  |  |  | No | R-410A | 2.6 | Residential & Commercial | Ducted CEE Tier 1
213779586 | Central HP <5.4 tons | BRYANT HEATING AND COOLING SYSTEMS | HRCU-A-CB (Split System: Heat Pump with Remote Outdoor Unit-Air-Source) | 288BNV037*0**A* |  |  | CAP**6024AL*+UI | 987MC66100C21*** | 32800 | 17.5 | 8.1 | 31800 | 24600 | 77.36% | 1.98 | 0 | 11.5 |  |  |  | No | R-410A | 2.7333 | Residential & Commercial | Ducted CEE Tier 1
213779636 | Central HP <5.4 tons | BRYANT HEATING AND COOLING SYSTEMS | HRCU-A-CB (Split System: Heat Pump with Remote Outdoor Unit-Air-Source) | 288BNV037*0**A* |  |  | CAP**6121AL*+UI | 88*TB48070C17*** | 32800 | 17 | 8.1 | 32200 | 25000 | 77.64% | 1.96 | 0 | 11 |  |  |  | No | R-410A | 2.7333 | Residential & Commercial | Ducted CEE Tier 1
215674492 | Central HP <5.4 tons | KENMORE | HRCU-A-CB (Split System: Heat Pump with Remote Outdoor Unit-Air-Source) | (C,H,T)5H0V48*K*AAA* |  |  | EA*5X61M24A*+WALLCON | *80CTL0902120B* | 46000 | 18.5 | 9 | 48000 | 33600 | 70% | 2.08 | 0 | 10 |  |  |  | No | R-454B | 3.8333 | Residential & Commercial | Ducted CEE Tier 1
215674527 | Central HP <5.4 tons | KENMORE | HRCU-A-CB (Split System: Heat Pump with Remote Outdoor Unit-Air-Source) | (C,H,T)5H0V48*K*AAA* |  |  | EA*5X61M24A*+WALLCON | *95CSU0802120B* | 46000 | 17.5 | 9 | 48000 | 33800 | 70.42% | 2.08 | 0 | 10 |  |  |  | No | R-454B | 3.8333 | Residential & Commercial | Ducted CEE Tier 1
213778796 | Central HP <5.4 tons | BRYANT HEATING AND COOLING SYSTEMS | HRCU-A-CB (Split System: Heat Pump with Remote Outdoor Unit-Air-Source) | 288BNV037*0**A* |  |  | CAP**3617AL*+UI | 986TD42060C17*** | 31200 | 16.5 | 8.1 | 33400 | 24600 | 73.65% | 1.82 | 0 | 10.5 |  |  |  | No | R-410A | 2.6 | Residential & Commercial | Ducted CEE Tier 1
213778846 | Central HP <5.4 tons | BRYANT HEATING AND COOLING SYSTEMS | HRCU-A-CB (Split System: Heat Pump with Remote Outdoor Unit-Air-Source) | 288BNV037*0**A* |  |  | CAP**3621AL*+UI | 88*TB60090C21*** | 31600 | 17 | 8.1 | 32800 | 24200 | 73.78% | 1.86 | 0 | 11 |  |  |  | No | R-410A | 2.6333 | Residential & Commercial | Ducted CEE Tier 1
213778946 | Central HP <5.4 tons | BRYANT HEATING AND COOLING SYSTEMS | HRCU-A-CB (Split System: Heat Pump with Remote Outdoor Unit-Air-Source) | 288BNV037*0**A* |  |  | CAP**3721AL*+UI | 88*TB48070C17*** | 32800 | 17 | 8.5 | 33000 | 25200 | 76.36% | 1.96 | 0 | 11 |  |  |  | No | R-410A | 2.7333 | Residential & Commercial | Ducted CEE Tier 1
213779046 | Central HP <5.4 tons | BRYANT HEATING AND COOLING SYSTEMS | HRCU-A-CB (Split System: Heat Pump with Remote Outdoor Unit-Air-Source) | 288BNV037*0**A* |  |  | CAP**3721AL*+UI | 986TD66100C21*** | 33000 | 17 | 8.5 | 32600 | 25000 | 76.69% | 1.98 | 0 | 11.5 |  |  |  | No | R-410A | 2.75 | Residential & Commercial | Ducted CEE Tier 1
213779246 | Central HP <5.4 tons | BRYANT HEATING AND COOLING SYSTEMS | HRCU-A-CB (Split System: Heat Pump with Remote Outdoor Unit-Air-Source) | 288BNV037*0**A* |  |  | CAP**4321AL*+UI | 88*TB36045C17*** | 32600 | 16.5 | 8.1 | 33200 | 25400 | 76.51% | 1.94 | 0 | 10.5 |  |  |  | No | R-410A | 2.7167 | Residential & Commercial | Ducted CEE Tier 1
213779766 | Central HP <5.4 tons | BRYANT HEATING AND COOLING SYSTEMS | HRCU-A-CB (Split System: Heat Pump with Remote Outdoor Unit-Air-Source) | 288BNV037*0**A* |  |  | CAP**6124AL*+UI | 88*TB66135C24*** | 33200 | 17.5 | 8.5 | 32000 | 24800 | 77.5% | 2 | 0 | 11.7 |  |  |  | No | R-410A | 2.7667 | Residential & Commercial | Ducted CEE Tier 1
211225869 | Central HP <5.4 tons | CARRIER | HRCU-A-CB (Split System: Heat Pump with Remote Outdoor Unit-Air-Source) | 38MURAQ36AB3* |  |  | CAP**4321AL* | 58S(B,C)*A070E21**16 | 37200 | 15.5 | 8.5 | 38500 | 35000 | 90.91% | 2.12 | 0 | 10 |  |  |  | No | R-410A | 3.1 | Residential & Commercial | Ducted CEE Tier 1
211225882 | Central HP <5.4 tons | CARRIER | HRCU-A-CB (Split System: Heat Pump with Remote Outdoor Unit-Air-Source) | 38MURAQ36AB3* |  |  | CAP**4321AL* | 58TP*A070V17**16 | 36200 | 16 | 8.5 | 38500 | 34800 | 90.39% | 2.08 | 0 | 10 |  |  |  | No | R-410A | 3.0167 | Residential & Commercial | Ducted CEE Tier 1
211225917 | Central HP <5.4 tons | CARRIER | HRCU-A-CB (Split System: Heat Pump with Remote Outdoor Unit-Air-Source) | 38MURAQ36AB3* |  |  | CAP**4821AL* | 58S(B,C)*A070E17**12 | 36000 | 15.5 | 8.5 | 38500 | 34800 | 90.39% | 2.06 | 0 | 10 |  |  |  | No | R-410A | 3 | Residential & Commercial | Ducted CEE Tier 1
211225918 | Central HP <5.4 tons | CARRIER | HRCU-A-CB (Split System: Heat Pump with Remote Outdoor Unit-Air-Source) | 38MURAQ36AB3* |  |  | CAP**4821AL* | 58S(B,C)*A070E21**16 | 35600 | 16.5 | 8.5 | 37800 | 34600 | 91.53% | 2.04 | 0 | 10 |  |  |  | No | R-410A | 2.9667 | Residential & Commercial | Ducted CEE Tier 1
211225952 | Central HP <5.4 tons | CARRIER | HRCU-A-CB (Split System: Heat Pump with Remote Outdoor Unit-Air-Source) | 38MURAQ36AB3* |  |  | CAP**4821AL* | 59SP6A100V21**20 | 36000 | 16 | 8.5 | 38500 | 34600 | 89.87% | 2.06 | 0 | 10 |  |  |  | No | R-410A | 3 | Residential & Commercial | Ducted CEE Tier 1
211225982 | Central HP <5.4 tons | CARRIER | HRCU-A-CB (Split System: Heat Pump with Remote Outdoor Unit-Air-Source) | 38MURAQ36AB3* |  |  | CAP**4824AL* | 58TP*A110V21**22 | 36800 | 16 | 8.5 | 38500 | 34800 | 90.39% | 2.1 | 0 | 10 |  |  |  | No | R-410A | 3.0667 | Residential & Commercial | Ducted CEE Tier 1
211225986 | Central HP <5.4 tons | CARRIER | HRCU-A-CB (Split System: Heat Pump with Remote Outdoor Unit-Air-Source) | 38MURAQ36AB3* |  |  | CAP**4824AL* | 59SC2D080E21**20 | 35800 | 16.5 | 8.5 | 37800 | 34600 | 91.53% | 2.04 | 0 | 10 |  |  |  | No | R-410A | 2.9833 | Residential & Commercial | Ducted CEE Tier 1
211226002 | Central HP <5.4 tons | CARRIER | HRCU-A-CB (Split System: Heat Pump with Remote Outdoor Unit-Air-Source) | 38MURAQ36AB3* |  |  | CAP**4824AL* | 59TP6B100V21**20 | 36400 | 15.5 | 8.5 | 38500 | 34800 | 90.39% | 2.08 | 0 | 10 |  |  |  | No | R-410A | 3.0333 | Residential & Commercial | Ducted CEE Tier 1
213774686 | Central HP <5.4 tons | BRYANT HEATING AND COOLING SYSTEMS | HRCU-A-CB (Split System: Heat Pump with Remote Outdoor Unit-Air-Source) | 288BNV025*0**C* |  |  | CSPH*4812AL*+UI | 986TD42060C17*** | 24200 | 16 | 8.1 | 21400 | 16600 | 77.57% | 2 | 0 | 10.5 |  |  |  | No | R-410A | 2.0167 | Residential & Commercial | Ducted CEE Tier 1
211010182 | Central HP <5.4 tons | COLEMAN | HRCU-A-CB (Split System: Heat Pump with Remote Outdoor Unit-Air-Source) | HC20B2421 |  |  | JHVVB24DE1C2N1+CC |  | 23000 | 19 | 8.5 | 22400 | 19600 | 87.5% | 1.9 | 0 | 12.4 |  |  |  | No | R-410A | 1.9167 | Residential & Commercial | Ducted CEE Tier 1
214242372 | Central HP <5.4 tons | KEEPRITE | HRCU-A-CB (Split System: Heat Pump with Remote Outdoor Unit-Air-Source) | CVH825GKA3* |  |  | EN(A,D)4X48L24**+WALLCON | *97CMN1202422B* | 24200 | 17 | 8.1 | 21200 | 16600 | 78.3% | 2 | 0 | 11 |  |  |  | No | R-410A | 2.0167 | Residential & Commercial | Ducted CEE Tier 1
214242322 | Central HP <5.4 tons | KEEPRITE | HRCU-A-CB (Split System: Heat Pump with Remote Outdoor Unit-Air-Source) | CVH825GKA3* |  |  | EN(A,D,W)4X48L21**+WALLCON | *96CTN1002122B* | 24200 | 17 | 8.1 | 21200 | 16500 | 77.83% | 2 | 0 | 11.5 |  |  |  | No | R-410A | 2.0167 | Residential & Commercial | Ducted CEE Tier 1
213773492 | Central HP <5.4 tons | KEEPRITE | HRCU-A-CB (Split System: Heat Pump with Remote Outdoor Unit-Air-Source) | CVH825GKA3* |  |  | EA*4X42L21A*+WALLCON | *96CTN1002122B* | 23800 | 16.5 | 8.1 | 21400 | 16600 | 77.57% | 1.96 | 0 | 11 |  |  |  | No | R-410A | 1.9833 | Residential & Commercial | Ducted CEE Tier 1
215674485 | Central HP <5.4 tons | BRYANT HEATING AND COOLING SYSTEMS | HRCU-A-CB (Split System: Heat Pump with Remote Outdoor Unit-Air-Source) | 290VAN048**AA* |  |  | CAA**6124AM*+UI | 88*TB60090C21*** | 46000 | 18.5 | 9 | 48000 | 33600 | 70% | 2.08 | 0 | 10 |  |  |  | No | R-454B | 3.8333 | Residential & Commercial | Ducted CEE Tier 1
215674617 | Central HP <5.4 tons | BRYANT HEATING AND COOLING SYSTEMS | HRCU-A-CB (Split System: Heat Pump with Remote Outdoor Unit-Air-Source) | 290VAN048**AA* |  |  | CAA**6124AM*+UI | 987MC66120C24*** | 46000 | 18 | 9 | 48000 | 33800 | 70.42% | 2.08 | 0 | 10 |  |  |  | No | R-454B | 3.8333 | Residential & Commercial | Ducted CEE Tier 1
214584701 | Central HP <5.4 tons | COLEMAN | HRCU-A-CB (Split System: Heat Pump with Remote Outdoor Unit-Air-Source) | HH860E2S11 |  |  | CTM60D5CGS1 | Z8ES130D20SMPS1 | 45000 | 18 | 9 | 45000 | 33600 | 74.67% | 2 | 0 | 12 |  |  |  | No | R-454B | 3.75 | Residential & Commercial | Ducted CEE Tier 1
214809011 | Central HP <5.4 tons | CHAMPION HEATING AND COOLING | HRCU-A-CB (Split System: Heat Pump with Remote Outdoor Unit-Air-Source) | HH860E2S11 |  |  | CTU60C5XGS1+TXV | TM8V100C16MP12 | 43500 | 18 | 9 | 44000 | 33400 | 75.91% | 2 | 0 | 11.7 |  |  |  | No | R-454B | 3.625 | Residential & Commercial | Ducted CEE Tier 1
215675454 | Central HP <5.4 tons | BRYANT HEATING AND COOLING SYSTEMS | HRCU-A-CB (Split System: Heat Pump with Remote Outdoor Unit-Air-Source) | 290VAN048**AA* |  |  | CVAMA4821XMA*+UI | 987MC66100C21*** | 47000 | 18.5 | 9 | 50000 | 36400 | 72.8% | 2 | 0 | 10 |  |  |  | No | R-454B | 3.9167 | Residential & Commercial | Ducted CEE Tier 1
215675504 | Central HP <5.4 tons | BRYANT HEATING AND COOLING SYSTEMS | HRCU-A-CB (Split System: Heat Pump with Remote Outdoor Unit-Air-Source) | 290VAN048**AA* |  |  | CVAMA4921XMA*+UI | 83*CA60080C21*** | 48000 | 19 | 9 | 50000 | 36600 | 73.2% | 2.12 | 0 | 10 |  |  |  | No | R-454B | 4 | Residential & Commercial | Ducted CEE Tier 1
215675554 | Central HP <5.4 tons | BRYANT HEATING AND COOLING SYSTEMS | HRCU-A-CB (Split System: Heat Pump with Remote Outdoor Unit-Air-Source) | 290VAN048**AA* |  |  | CVAMA4921XMA*+UI | 88*TB48090C17*** | 48000 | 19 | 9 | 50000 | 37000 | 74% | 1.98 | 0 | 10 |  |  |  | No | R-454B | 4 | Residential & Commercial | Ducted CEE Tier 1
215675704 | Central HP <5.4 tons | BRYANT HEATING AND COOLING SYSTEMS | HRCU-A-CB (Split System: Heat Pump with Remote Outdoor Unit-Air-Source) | 290VAN048**AA* |  |  | CVAMA6021XMA*+UI | 88*TB48070C17*** | 48000 | 18.5 | 9 | 50000 | 37200 | 74.4% | 2 | 0 | 10 |  |  |  | No | R-454B | 4 | Residential & Commercial | Ducted CEE Tier 1
215675804 | Central HP <5.4 tons | BRYANT HEATING AND COOLING SYSTEMS | HRCU-A-CB (Split System: Heat Pump with Remote Outdoor Unit-Air-Source) | 290VAN048**AA* |  |  | CVAMA6021XMA*+UI | 987MC60080C21*** | 48000 | 19 | 9 | 50000 | 36800 | 73.6% | 2 | 0 | 10 |  |  |  | No | R-454B | 4 | Residential & Commercial | Ducted CEE Tier 1
215676054 | Central HP <5.4 tons | BRYANT HEATING AND COOLING SYSTEMS | HRCU-A-CB (Split System: Heat Pump with Remote Outdoor Unit-Air-Source) | 290VAN048**AA* |  |  | CVAMA6124XMA*+UI | 987MC66100C21*** | 48500 | 19.5 | 9.5 | 50000 | 36600 | 73.2% | 2.12 | 0 | 10.5 |  |  |  | No | R-454B | 4.0417 | Residential & Commercial | Ducted CEE Tier 1
213781432 | Central HP <5.4 tons | KEEPRITE | HRCU-A-CB (Split System: Heat Pump with Remote Outdoor Unit-Air-Source) | CVH837GKA2* |  |  | EA*4X48L24A*+WALLCON | *97CMN1002122B* | 32400 | 17 | 8.5 | 32200 | 24800 | 77.02% | 1.98 | 0 | 11 |  |  |  | No | R-410A | 2.7 | Residential & Commercial | Ducted CEE Tier 1
215932610 | Central HP <5.4 tons | DAY & NIGHT | HRCU-A-CB (Split System: Heat Pump with Remote Outdoor Unit-Air-Source) | C5H3V36*K*AAA* |  |  | EA*5X60M24A*+WALLCON | *97CMN0802120B* | 34000 | 20 | 9.5 | 34200 | 26000 | 76.02% | 2.06 | 0 | 11.7 |  |  |  | No | R-454B | 2.8333 | Residential & Commercial | Ducted CEE Tier 1
214240080 | Central HP <5.4 tons | KEEPRITE | HRCU-A-CB (Split System: Heat Pump with Remote Outdoor Unit-Air-Source) | CVH837GKA** |  |  | EN(A,D,W)4X60L24**+WALLCON | *97CMN1202422B* | 32800 | 17.5 | 8.1 | 32200 | 24600 | 76.4% | 1.96 | 0 | 11.7 |  |  |  | No | R-410A | 2.7333 | Residential & Commercial | Ducted CEE Tier 1
214240100 | Central HP <5.4 tons | KEEPRITE | HRCU-A-CB (Split System: Heat Pump with Remote Outdoor Unit-Air-Source) | CVH837GKA** |  |  | EN(A,D,W)4X60L24**+WALLCON | *96CTN1202422B* | 32800 | 17.5 | 8.1 | 32200 | 24600 | 76.4% | 1.96 | 0 | 11.7 |  |  |  | No | R-410A | 2.7333 | Residential & Commercial | Ducted CEE Tier 1
213778802 | Central HP <5.4 tons | KEEPRITE | HRCU-A-CB (Split System: Heat Pump with Remote Outdoor Unit-Air-Source) | CVH837GKA** |  |  | EA*4X36L17A*+WALLCON | *96CTN0601714B* | 31200 | 16.5 | 8.1 | 33400 | 24600 | 73.65% | 1.82 | 0 | 10.5 |  |  |  | No | R-410A | 2.6 | Residential & Commercial | Ducted CEE Tier 1
213779612 | Central HP <5.4 tons | KEEPRITE | HRCU-A-CB (Split System: Heat Pump with Remote Outdoor Unit-Air-Source) | CVH837GKA** |  |  | EA*4X60L24A*+WALLCON | *96CTN1002122B* | 32800 | 17.5 | 8.1 | 31800 | 24600 | 77.36% | 1.98 | 0 | 11.5 |  |  |  | No | R-410A | 2.7333 | Residential & Commercial | Ducted CEE Tier 1
213779812 | Central HP <5.4 tons | KEEPRITE | HRCU-A-CB (Split System: Heat Pump with Remote Outdoor Unit-Air-Source) | CVH837GKA** |  |  | EA*4X61L24A*+WALLCON | *96CTN1202422B* | 33200 | 17.5 | 8.5 | 32000 | 24800 | 77.5% | 2 | 0 | 11.7 |  |  |  | No | R-410A | 2.7667 | Residential & Commercial | Ducted CEE Tier 1
213779412 | Central HP <5.4 tons | KEEPRITE | HRCU-A-CB (Split System: Heat Pump with Remote Outdoor Unit-Air-Source) | CVH837GKA** |  |  | EA*4X48L21A*+WALLCON | *80CTL1102120B* | 32400 | 17 | 8.1 | 32400 | 24800 | 76.54% | 1.98 | 0 | 11 |  |  |  | No | R-410A | 2.7 | Residential & Commercial | Ducted CEE Tier 1
213780262 | Central HP <5.4 tons | KEEPRITE | HRCU-A-CB (Split System: Heat Pump with Remote Outdoor Unit-Air-Source) | CVH837GKA** |  |  | EHD4X48AAL+WALLCON | *96CTN0601714B* | 32400 | 16 | 8.1 | 33000 | 25200 | 76.36% | 1.94 | 0 | 10.5 |  |  |  | No | R-410A | 2.7 | Residential & Commercial | Ducted CEE Tier 1
213781482 | Central HP <5.4 tons | KEEPRITE | HRCU-A-CB (Split System: Heat Pump with Remote Outdoor Unit-Air-Source) | CVH837GKA2* |  |  | EA*4X60L24A*+WALLCON | *80CTL1102120B* | 32800 | 17.5 | 8.1 | 31800 | 24600 | 77.36% | 1.98 | 0 | 11.5 |  |  |  | No | R-410A | 2.7333 | Residential & Commercial | Ducted CEE Tier 1
214807779 | Central HP <5.4 tons | CHAMPION HEATING AND COOLING | HRCU-A-CB (Split System: Heat Pump with Remote Outdoor Unit-Air-Source) | HH836E2S11 |  |  | CTU48C5XFS1+TXV | Z8ES120C16SMPS1 | 34000 | 19 | 9 | 31600 | 25200 | 79.75% | 2 | 0 | 11.7 |  |  |  | No | R-454B | 2.8333 | Residential & Commercial | Ducted CEE Tier 1
214720048 | Central HP <5.4 tons | COLEMAN | HRCU-A-CB (Split System: Heat Pump with Remote Outdoor Unit-Air-Source) | HH836E2S11 |  |  | CTU48C5XFS1+TXV | TM9Y080C16MP11 | 32800 | 19 | 9 | 31000 | 25200 | 81.29% | 2 | 0 | 11 |  |  |  | No | R-454B | 2.7333 | Residential & Commercial | Ducted CEE Tier 1
214720082 | Central HP <5.4 tons | COLEMAN | HRCU-A-CB (Split System: Heat Pump with Remote Outdoor Unit-Air-Source) | HH836E2S11 |  |  | CTU48C5XFS1+TXV | TM9V100C20MP12 | 34200 | 18 | 9 | 32600 | 25800 | 79.14% | 2 | 0 | 11 |  |  |  | No | R-454B | 2.85 | Residential & Commercial | Ducted CEE Tier 1
215676424 | Central HP <5.4 tons | BRYANT HEATING AND COOLING SYSTEMS | HRCU-A-CB (Split System: Heat Pump with Remote Outdoor Unit-Air-Source) | 290VAN048**AA* |  |  | CVAVA6021XMA*+UI | 83*CA60100C21*** | 48000 | 18.5 | 9 | 50000 | 36800 | 73.6% | 2 | 0 | 10 |  |  |  | No | R-454B | 4 | Residential & Commercial | Ducted CEE Tier 1
215676524 | Central HP <5.4 tons | BRYANT HEATING AND COOLING SYSTEMS | HRCU-A-CB (Split System: Heat Pump with Remote Outdoor Unit-Air-Source) | 290VAN048**AA* |  |  | CVAVA6021XMA*+UI | 987MC60060C21*** | 47500 | 18.5 | 9 | 50000 | 37200 | 74.4% | 1.98 | 0 | 10 |  |  |  | No | R-454B | 3.9583 | Residential & Commercial | Ducted CEE Tier 1
215676574 | Central HP <5.4 tons | BRYANT HEATING AND COOLING SYSTEMS | HRCU-A-CB (Split System: Heat Pump with Remote Outdoor Unit-Air-Source) | 290VAN048**AA* |  |  | CVAVA6021XMA*+UI | 986TD66100C21*** | 48000 | 19 | 9 | 50000 | 36600 | 73.2% | 2 | 0 | 10 |  |  |  | No | R-454B | 4 | Residential & Commercial | Ducted CEE Tier 1
215934290 | Central HP <5.4 tons | DAY & NIGHT | HRCU-A-CB (Split System: Heat Pump with Remote Outdoor Unit-Air-Source) | C5H3V48*K*AAA* |  |  | EA*5X61M21A*+WALLCON | *96CTN1002122B* | 45500 | 21 | 9.5 | 48500 | 36800 | 75.88% | 2 | 0 | 11 |  |  |  | No | R-454B | 3.7917 | Residential & Commercial | Ducted CEE Tier 1
215934460 | Central HP <5.4 tons | DAY & NIGHT | HRCU-A-CB (Split System: Heat Pump with Remote Outdoor Unit-Air-Source) | C5H3V48*K*AAA* |  |  | ESH5X48M12A*+WALLCON | *80CTL0902120B* | 44500 | 20.5 | 9 | 48500 | 36400 | 75.05% | 1.82 | 0 | 11 |  |  |  | No | R-454B | 3.7083 | Residential & Commercial | Ducted CEE Tier 1
215934560 | Central HP <5.4 tons | DAY & NIGHT | HRCU-A-CB (Split System: Heat Pump with Remote Outdoor Unit-Air-Source) | C5H3V48*K*AAA* |  |  | ESH5X60M12A*+WALLCON | *80CTL0701412B* | 43500 | 19.5 | 9 | 49500 | 35600 | 71.92% | 1.9 | 0 | 11 |  |  |  | No | R-454B | 3.625 | Residential & Commercial | Ducted CEE Tier 1
214810225 | Central HP <5.4 tons | CHAMPION HEATING AND COOLING | HRCU-A-CB (Split System: Heat Pump with Remote Outdoor Unit-Air-Source) | HH824E2S11 |  |  | CTM36B5ADS1 | TM8V080B12MP12 | 23000 | 17 | 9 | 23000 | 17700 | 76.96% | 2 | 0 | 12 |  |  |  | No | R-454B | 1.9167 | Residential & Commercial | Ducted CEE Tier 1
214650001 | Central HP <5.4 tons | CHAMPION HEATING AND COOLING | HRCU-A-CB (Split System: Heat Pump with Remote Outdoor Unit-Air-Source) | HH824E2S11 |  |  | CTU30B5XCS1+TXV | TL9E060B12UH11 | 23000 | 17 | 9.5 | 23000 | 18400 | 80% | 2 | 0 | 12 |  |  |  | No | R-454B | 1.9167 | Residential & Commercial | Ducted CEE Tier 1
214807688 | Central HP <5.4 tons | CHAMPION HEATING AND COOLING | HRCU-A-CB (Split System: Heat Pump with Remote Outdoor Unit-Air-Source) | HH824E2S11 |  |  | CTM36B5ADS1 | TMLE080B12MP11 | 23000 | 18 | 9.5 | 23000 | 18600 | 80.87% | 2 | 0 | 12 |  |  |  | No | R-454B | 1.9167 | Residential & Commercial | Ducted CEE Tier 1
213780016 | Central HP <5.4 tons | BRYANT HEATING AND COOLING SYSTEMS | HRCU-A-CB (Split System: Heat Pump with Remote Outdoor Unit-Air-Source) | 288BNV037*0**A* |  |  | CSPH*4212AL*+UI | 88*TB60090C21*** | 32400 | 16.5 | 8.1 | 32800 | 24600 | 75% | 1.94 | 0 | 11 |  |  |  | No | R-410A | 2.7 | Residential & Commercial | Ducted CEE Tier 1
213780236 | Central HP <5.4 tons | BRYANT HEATING AND COOLING SYSTEMS | HRCU-A-CB (Split System: Heat Pump with Remote Outdoor Unit-Air-Source) | 288BNV037*0**A* |  |  | CSPH*4812AL*+UI | 987MC66100C21*** | 32600 | 16.5 | 8.1 | 33000 | 24800 | 75.15% | 1.96 | 0 | 11 |  |  |  | No | R-410A | 2.7167 | Residential & Commercial | Ducted CEE Tier 1
213780286 | Central HP <5.4 tons | BRYANT HEATING AND COOLING SYSTEMS | HRCU-A-CB (Split System: Heat Pump with Remote Outdoor Unit-Air-Source) | 288BNV037*0**A* |  |  | CSPH*4812AL*+UI | 986TD66120C24*** | 32600 | 16.5 | 8.1 | 33000 | 24800 | 75.15% | 1.96 | 0 | 11 |  |  |  | No | R-410A | 2.7167 | Residential & Commercial | Ducted CEE Tier 1
213771406 | Central HP <5.4 tons | BRYANT HEATING AND COOLING SYSTEMS | HRCU-A-CB (Split System: Heat Pump with Remote Outdoor Unit-Air-Source) | 288BNV025*0**B* |  |  | CAP**4224AL*+UI | 987MC66120C24*** | 23800 | 16.5 | 8.1 | 21400 | 16600 | 77.57% | 1.96 | 0 | 11 |  |  |  | No | R-410A | 1.9833 | Residential & Commercial | Ducted CEE Tier 1
213771506 | Central HP <5.4 tons | BRYANT HEATING AND COOLING SYSTEMS | HRCU-A-CB (Split System: Heat Pump with Remote Outdoor Unit-Air-Source) | 288BNV025*0**B* |  |  | CAP**4321AL*+UI | 987MC42080C17*** | 24400 | 16.5 | 8.1 | 21200 | 16700 | 78.77% | 2.02 | 0 | 11 |  |  |  | No | R-410A | 2.0333 | Residential & Commercial | Ducted CEE Tier 1
213785639 | Central HP <5.4 tons | BRYANT HEATING AND COOLING SYSTEMS | HRCU-A-CB (Split System: Heat Pump with Remote Outdoor Unit-Air-Source) | 284ANV036*0**B* |  |  | CSPH*3612AL*+UI | 88*TB48070C17*** | 33000 | 18 | 8.5 | 37200 | 26400 | 70.97% | 2 | 0 | 11.5 |  |  |  | No | R-410A | 2.75 | Residential & Commercial | Ducted CEE Tier 1
213785641 | Central HP <5.4 tons | BRYANT HEATING AND COOLING SYSTEMS | HRCU-A-CB (Split System: Heat Pump with Remote Outdoor Unit-Air-Source) | 284ANV036*0**B* |  |  | CSPH*3612AL*+UI | 88*TB48090C17*** | 33000 | 18 | 8.5 | 37000 | 26200 | 70.81% | 2 | 0 | 11.7 |  |  |  | No | R-410A | 2.75 | Residential & Commercial | Ducted CEE Tier 1
213785657 | Central HP <5.4 tons | BRYANT HEATING AND COOLING SYSTEMS | HRCU-A-CB (Split System: Heat Pump with Remote Outdoor Unit-Air-Source) | 284ANV036*0**B* |  |  | CSPH*3612AL*+UI | 987MC66120C24*** | 33000 | 18 | 8.5 | 37000 | 26200 | 70.81% | 2 | 0 | 11.7 |  |  |  | No | R-410A | 2.75 | Residential & Commercial | Ducted CEE Tier 1
213785725 | Central HP <5.4 tons | BRYANT HEATING AND COOLING SYSTEMS | HRCU-A-CB (Split System: Heat Pump with Remote Outdoor Unit-Air-Source) | 284ANV036*0**B* |  |  | CSPH*4812AL*+UI | 986TD42080C17*** | 33400 | 18.5 | 8.5 | 36800 | 26000 | 70.65% | 2.02 | 0 | 11.5 |  |  |  | No | R-410A | 2.7833 | Residential & Commercial | Ducted CEE Tier 1
214808986 | Central HP <5.4 tons | CHAMPION HEATING AND COOLING | HRCU-A-CB (Split System: Heat Pump with Remote Outdoor Unit-Air-Source) | HH860E2S11 |  |  | CTU60C5XGS1+TXV | Z8ES120C20SMPS1 | 45000 | 18 | 9 | 45500 | 33400 | 73.41% | 2 | 0 | 11.7 |  |  |  | No | R-454B | 3.75 | Residential & Commercial | Ducted CEE Tier 1
214809253 | Central HP <5.4 tons | CHAMPION HEATING AND COOLING | HRCU-A-CB (Split System: Heat Pump with Remote Outdoor Unit-Air-Source) | HH860E2S11 |  |  | CTU60C5XGS1+TXV | Z8ES080C16SMPS1 | 44500 | 18 | 9 | 44500 | 33400 | 75.06% | 2 | 0 | 12 |  |  |  | No | R-454B | 3.7083 | Residential & Commercial | Ducted CEE Tier 1
214649784 | Central HP <5.4 tons | COLEMAN | HRCU-A-CB (Split System: Heat Pump with Remote Outdoor Unit-Air-Source) | HH860E2S11 |  |  | CTU60D5XGS1+TXV | CP9C120D20MP13 | 44000 | 18 | 9 | 44500 | 33400 | 75.06% | 2 | 0 | 11.7 |  |  |  | No | R-454B | 3.6667 | Residential & Commercial | Ducted CEE Tier 1
214809190 | Central HP <5.4 tons | CHAMPION HEATING AND COOLING | HRCU-A-CB (Split System: Heat Pump with Remote Outdoor Unit-Air-Source) | HH860E2S11 |  |  | CTU60C5XGS1+TXV | TPLC100C16MP13 | 43500 | 18 | 9 | 44000 | 33400 | 75.91% | 2 | 0 | 11.7 |  |  |  | No | R-454B | 3.625 | Residential & Commercial | Ducted CEE Tier 1
214809258 | Central HP <5.4 tons | CHAMPION HEATING AND COOLING | HRCU-A-CB (Split System: Heat Pump with Remote Outdoor Unit-Air-Source) | HH860E2S11 |  |  | CTU60C5XGS1+TXV | TL9E100C20UH11 | 44000 | 17 | 9 | 44500 | 33400 | 75.06% | 2 | 0 | 11.7 |  |  |  | No | R-454B | 3.6667 | Residential & Commercial | Ducted CEE Tier 1
214807831 | Central HP <5.4 tons | COLEMAN | HRCU-A-CB (Split System: Heat Pump with Remote Outdoor Unit-Air-Source) | HH860E2S11 |  |  | CTU60D5XHS1+JMET18DS2N1+TXV |  | 54000 | 19 | 9 | 53500 | 38500 | 71.96% | 2 | 0 | 12 |  |  |  | No | R-454B | 4.5 | Residential & Commercial | Ducted CEE Tier 1
211226033 | Central HP <5.4 tons | CARRIER | HRCU-A-CB (Split System: Heat Pump with Remote Outdoor Unit-Air-Source) | 38MURAQ36AB3* |  |  | CNPV*4821AL* | 58S(B,C)*A070E17**12 | 36200 | 15.5 | 8.1 | 38500 | 35000 | 90.91% | 2.02 | 0 | 10 |  |  |  | No | R-410A | 3.0167 | Residential & Commercial | Ducted CEE Tier 1
211226083 | Central HP <5.4 tons | CARRIER | HRCU-A-CB (Split System: Heat Pump with Remote Outdoor Unit-Air-Source) | 38MURAQ36AB3* |  |  | CNPV*4824AL* | 58S(B,C)*A090E21**16 | 36400 | 16 | 8.1 | 38500 | 34800 | 90.39% | 2.04 | 0 | 10.5 |  |  |  | No | R-410A | 3.0333 | Residential & Commercial | Ducted CEE Tier 1
211225703 | Central HP <5.4 tons | CARRIER | HRCU-A-CB (Split System: Heat Pump with Remote Outdoor Unit-Air-Source) | 38MURAQ36AB3* |  |  | CAP**3717AL* | 58SP*A070V17**16 | 36200 | 15.2 | 8.1 | 38500 | 35000 | 90.91% | 2.02 | 0 | 10 |  |  |  | No | R-410A | 3.0167 | Residential & Commercial | Ducted CEE Tier 1
211206919 | Central HP <5.4 tons | COLEMAN | HRCU-A-CB (Split System: Heat Pump with Remote Outdoor Unit-Air-Source) | HC20B4821 |  |  | XAMC48HE3N1+CC | TP9C100C20MP13 | 43500 | 19 | 9 | 44500 | 36400 | 81.8% | 2.14 | 0 | 11.7 |  |  |  | No | R-410A | 3.625 | Residential & Commercial | Ducted CEE Tier 1
214651886 | Central HP <5.4 tons | CHAMPION HEATING AND COOLING | HRCU-A-CB (Split System: Heat Pump with Remote Outdoor Unit-Air-Source) | HH824E2S11 |  |  | CTU36B5XDS1+TXV | Z9ES060B12SMPS1 | 23000 | 17 | 9.5 | 23000 | 18700 | 81.3% | 2 | 0 | 12 |  |  |  | No | R-454B | 1.9167 | Residential & Commercial | Ducted CEE Tier 1
214649873 | Central HP <5.4 tons | CHAMPION HEATING AND COOLING | HRCU-A-CB (Split System: Heat Pump with Remote Outdoor Unit-Air-Source) | HH824E2S11 |  |  | CTU30B5XCS1+TXV | TM8V080B12MP12 | 23000 | 17 | 9.5 | 23000 | 17900 | 77.83% | 2 | 0 | 12 |  |  |  | No | R-454B | 1.9167 | Residential & Commercial | Ducted CEE Tier 1
214650230 | Central HP <5.4 tons | CHAMPION HEATING AND COOLING | HRCU-A-CB (Split System: Heat Pump with Remote Outdoor Unit-Air-Source) | HH824E2S11 |  |  | CTU36B5XDS1+TXV | Z9ES080B12SMPS1 | 23000 | 18 | 9.5 | 23000 | 18600 | 80.87% | 2 | 0 | 12 |  |  |  | No | R-454B | 1.9167 | Residential & Commercial | Ducted CEE Tier 1
215940502 | Central HP <5.4 tons | KENMORE | HRCU-A-CB (Split System: Heat Pump with Remote Outdoor Unit-Air-Source) | (C,H,T)5H3V36*K*AAA* |  |  | EVM5X60M24A*+WALLCON | *97CTN1202422A* | 35600 | 22 | 8.5 | 38000 | 28400 | 74.74% | 2.04 | 0 | 12.5 |  |  |  | No | R-454B | 2.9667 | Residential & Commercial | Ducted CEE Tier 1
215939932 | Central HP <5.4 tons | KENMORE | HRCU-A-CB (Split System: Heat Pump with Remote Outdoor Unit-Air-Source) | (C,H,T)5H3V36*K*AAA* |  |  | EA*5X61M24A*+WALLCON | *97CTN1202422A* | 34400 | 20.5 | 9.5 | 34200 | 26000 | 76.02% | 2.08 | 0 | 12 |  |  |  | No | R-454B | 2.8667 | Residential & Commercial | Ducted CEE Tier 1
215939782 | Central HP <5.4 tons | KENMORE | HRCU-A-CB (Split System: Heat Pump with Remote Outdoor Unit-Air-Source) | (C,H,T)5H3V36*K*AAA* |  |  | EA*5X48M21A*+WALLCON | *97CTN1002122A* | 33400 | 20 | 9.5 | 34400 | 26200 | 76.16% | 2.04 | 0 | 11.7 |  |  |  | No | R-454B | 2.7833 | Residential & Commercial | Ducted CEE Tier 1
215676724 | Central HP <5.4 tons | BRYANT HEATING AND COOLING SYSTEMS | HRCU-A-CB (Split System: Heat Pump with Remote Outdoor Unit-Air-Source) | 290VAN048**AA* |  |  | CVAVA6121XMA*+UI | 88*TB60070C21*** | 48500 | 19 | 9 | 50000 | 37000 | 74% | 2 | 0 | 10.5 |  |  |  | No | R-454B | 4.0417 | Residential & Commercial | Ducted CEE Tier 1
211389876 | Central HP <5.4 tons | LUXAIRE | HRCU-A-CB (Split System: Heat Pump with Remote Outdoor Unit-Air-Source) | HMH72B341 |  |  | XAUB36DXXN1+TXV | TM8Y060A12MP11 | 33800 | 18 | 8.1 | 33400 | 23400 | 70.06% | 2.04 | 0 | 10 |  |  |  | No | R-410A | 2.8167 | Residential & Commercial | Ducted CEE Tier 1
214719922 | Central HP <5.4 tons | FRASER-JOHNSTON | HRCU-A-CB (Split System: Heat Pump with Remote Outdoor Unit-Air-Source) | HH836E2S11 |  |  | CTU48C5XFS1+TXV | Z9ES080C20SMPS1 | 34200 | 18 | 9 | 32000 | 25600 | 80% | 2 | 0 | 11 |  |  |  | No | R-454B | 2.85 | Residential & Commercial | Ducted CEE Tier 1
214719679 | Central HP <5.4 tons | FRASER-JOHNSTON | HRCU-A-CB (Split System: Heat Pump with Remote Outdoor Unit-Air-Source) | HH836E2S11 |  |  | CTU36B5XDS1+TXV | TM8Y080B12MP11 | 33400 | 18 | 8.5 | 31200 | 25600 | 82.05% | 2 | 0 | 11 |  |  |  | No | R-454B | 2.7833 | Residential & Commercial | Ducted CEE Tier 1
214807737 | Central HP <5.4 tons | CHAMPION HEATING AND COOLING | HRCU-A-CB (Split System: Heat Pump with Remote Outdoor Unit-Air-Source) | HH824E2S11 |  |  | CTM36B5ADS1 | TMLE100B12MP11 | 23000 | 18 | 9.5 | 23000 | 18800 | 81.74% | 2 | 0 | 12 |  |  |  | No | R-454B | 1.9167 | Residential & Commercial | Ducted CEE Tier 1
215939882 | Central HP <5.4 tons | KENMORE | HRCU-A-CB (Split System: Heat Pump with Remote Outdoor Unit-Air-Source) | (C,H,T)5H3V36*K*AAA* |  |  | EA*5X61M21A*+WALLCON | *97CTN0802120A* | 34400 | 20 | 9 | 34400 | 26200 | 76.16% | 1.96 | 0 | 11.7 |  |  |  | No | R-454B | 2.8667 | Residential & Commercial | Ducted CEE Tier 1
214650630 | Central HP <5.4 tons | COLEMAN | HRCU-A-CB (Split System: Heat Pump with Remote Outdoor Unit-Air-Source) | HH824E2S11 |  |  | CTU30B5XCS1+TXV | Z9ES060B12SMPS1 | 23000 | 17 | 9.5 | 23000 | 19100 | 83.04% | 2 | 0 | 11.7 |  |  |  | No | R-454B | 1.9167 | Residential & Commercial | Ducted CEE Tier 1
215940212 | Central HP <5.4 tons | KENMORE | HRCU-A-CB (Split System: Heat Pump with Remote Outdoor Unit-Air-Source) | (C,H,T)5H3V36*K*AAA* |  |  | ESH5X60M12A*+WALLCON | *97CTN0601716A* | 33800 | 18.5 | 9 | 35000 | 26800 | 76.57% | 1.92 | 0 | 11 |  |  |  | No | R-454B | 2.8167 | Residential & Commercial | Ducted CEE Tier 1
215940062 | Central HP <5.4 tons | KENMORE | HRCU-A-CB (Split System: Heat Pump with Remote Outdoor Unit-Air-Source) | (C,H,T)5H3V36*K*AAA* |  |  | ESH5X42M12A*+WALLCON | *97CTN0801716A* | 33400 | 18.5 | 9 | 35200 | 27000 | 76.7% | 1.92 | 0 | 11 |  |  |  | No | R-454B | 2.7833 | Residential & Commercial | Ducted CEE Tier 1
211225739 | Central HP <5.4 tons | CARRIER | HRCU-A-CB (Split System: Heat Pump with Remote Outdoor Unit-Air-Source) | 38MURAQ36AB3* |  |  | CAP**3721AL* | 58SU*A060E17**16 | 37000 | 16 | 8.5 | 38500 | 34800 | 90.39% | 2.12 | 0 | 10 |  |  |  | No | R-410A | 3.0833 | Residential & Commercial | Ducted CEE Tier 1
211225789 | Central HP <5.4 tons | CARRIER | HRCU-A-CB (Split System: Heat Pump with Remote Outdoor Unit-Air-Source) | 38MURAQ36AB3* |  |  | CAP**4221AL* | 58SU*A100E21**20 | 35400 | 16 | 8.1 | 38500 | 35000 | 90.91% | 1.88 | 0 | 10 |  |  |  | No | R-410A | 2.95 | Residential & Commercial | Ducted CEE Tier 1
215939625 | Central HP <5.4 tons | BRYANT HEATING AND COOLING SYSTEMS | HRCU-A-CB (Split System: Heat Pump with Remote Outdoor Unit-Air-Source) | 293VAN036**AA* |  |  | CAA**3617AM*+UI | 987TA42060C17*** | 32000 | 18.5 | 9 | 35800 | 27600 | 77.09% | 1.88 | 0 | 10.5 |  |  |  | No | R-454B | 2.6667 | Residential & Commercial | Ducted CEE Tier 1
214239370 | Central HP <5.4 tons | KEEPRITE | HRCU-A-CB (Split System: Heat Pump with Remote Outdoor Unit-Air-Source) | CVH837GKA2* |  |  | EN(A,D,W)4X60L24**+WALLCON | *80CTL1102120B* | 32800 | 17.5 | 8.1 | 32200 | 24600 | 76.4% | 1.96 | 0 | 12 |  |  |  | No | R-410A | 2.7333 | Residential & Commercial | Ducted CEE Tier 1
214238870 | Central HP <5.4 tons | KEEPRITE | HRCU-A-CB (Split System: Heat Pump with Remote Outdoor Unit-Air-Source) | CVH837GKA2* |  |  | EN(A,D)4X36L21**+WALLCON | *80CTL0902120B* | 31400 | 16.5 | 8.1 | 33000 | 24000 | 72.73% | 1.82 | 0 | 11 |  |  |  | No | R-410A | 2.6167 | Residential & Commercial | Ducted CEE Tier 1
214650511 | Central HP <5.4 tons | COLEMAN | HRCU-A-CB (Split System: Heat Pump with Remote Outdoor Unit-Air-Source) | HH860E2S11 |  |  | CTU60D5XHS1+TXV | TP9C120D20MP13 | 54000 | 19 | 9 | 54500 | 39500 | 72.48% | 2 | 0 | 11 |  |  |  | No | R-454B | 4.5 | Residential & Commercial | Ducted CEE Tier 1
214833525 | Central HP <5.4 tons | CHAMPION HEATING AND COOLING | HRCU-A-CB (Split System: Heat Pump with Remote Outdoor Unit-Air-Source) | HH860E2S11 |  |  | JSE60D5CJ2SS1 |  | 54500 | 19 | 9 | 56500 | 40000 | 70.8% | 2 | 0 | 11 |  |  |  | No | R-454B | 4.5417 | Residential & Commercial | Ducted CEE Tier 1
214809248 | Central HP <5.4 tons | CHAMPION HEATING AND COOLING | HRCU-A-CB (Split System: Heat Pump with Remote Outdoor Unit-Air-Source) | HH860E2S11 |  |  | CTU60C5XGS1+TXV | TM8Y080C16MP11 | 44000 | 18 | 9 | 44000 | 33400 | 75.91% | 2 | 0 | 11.7 |  |  |  | No | R-454B | 3.6667 | Residential & Commercial | Ducted CEE Tier 1
214720031 | Central HP <5.4 tons | COLEMAN | HRCU-A-CB (Split System: Heat Pump with Remote Outdoor Unit-Air-Source) | HH860E2S11 |  |  | CTU60C5XGS1+TXV | TM9V080C16MP12 | 43500 | 17 | 9 | 44000 | 33600 | 76.36% | 2 | 0 | 11 |  |  |  | No | R-454B | 3.625 | Residential & Commercial | Ducted CEE Tier 1
211225828 | Central HP <5.4 tons | CARRIER | HRCU-A-CB (Split System: Heat Pump with Remote Outdoor Unit-Air-Source) | 38MURAQ36AB3* |  |  | CAP**4224AL* | 58S(B,C)*A135E24**20 | 35600 | 16 | 8.1 | 38500 | 35000 | 90.91% | 1.9 | 0 | 10 |  |  |  | No | R-410A | 2.9667 | Residential & Commercial | Ducted CEE Tier 1
211225855 | Central HP <5.4 tons | CARRIER | HRCU-A-CB (Split System: Heat Pump with Remote Outdoor Unit-Air-Source) | 38MURAQ36AB3* |  |  | CAP**4224AL* | 59SU5A100E21**22 | 36600 | 15.2 | 8.1 | 40000 | 35200 | 88% | 1.94 | 0 | 10 |  |  |  | No | R-410A | 3.05 | Residential & Commercial | Ducted CEE Tier 1
211225871 | Central HP <5.4 tons | CARRIER | HRCU-A-CB (Split System: Heat Pump with Remote Outdoor Unit-Air-Source) | 38MURAQ36AB3* |  |  | CAP**4321AL* | 58S(B,C)*A090E21**16 | 36800 | 16 | 8.5 | 38500 | 34800 | 90.39% | 2.1 | 0 | 10 |  |  |  | No | R-410A | 3.0667 | Residential & Commercial | Ducted CEE Tier 1
211225707 | Central HP <5.4 tons | CARRIER | HRCU-A-CB (Split System: Heat Pump with Remote Outdoor Unit-Air-Source) | 38MURAQ36AB3* |  |  | CAP**3717AL* | 58TP*A070V17**16 | 36400 | 15.5 | 8.5 | 39500 | 35000 | 88.61% | 2.04 | 0 | 10 |  |  |  | No | R-410A | 3.0333 | Residential & Commercial | Ducted CEE Tier 1
211225743 | Central HP <5.4 tons | CARRIER | HRCU-A-CB (Split System: Heat Pump with Remote Outdoor Unit-Air-Source) | 38MURAQ36AB3* |  |  | CAP**3721AL* | 58TP*A110V21**22 | 37000 | 15.5 | 8.5 | 38500 | 34800 | 90.39% | 2.12 | 0 | 10 |  |  |  | No | R-410A | 3.0833 | Residential & Commercial | Ducted CEE Tier 1
211225790 | Central HP <5.4 tons | CARRIER | HRCU-A-CB (Split System: Heat Pump with Remote Outdoor Unit-Air-Source) | 38MURAQ36AB3* |  |  | CAP**4221AL* | 58TP*A070V17**16 | 35400 | 16 | 8.1 | 38500 | 35000 | 90.91% | 1.88 | 0 | 10 |  |  |  | No | R-410A | 2.95 | Residential & Commercial | Ducted CEE Tier 1
211225791 | Central HP <5.4 tons | CARRIER | HRCU-A-CB (Split System: Heat Pump with Remote Outdoor Unit-Air-Source) | 38MURAQ36AB3* |  |  | CAP**4221AL* | 58TP*A090V17**16 | 35600 | 16 | 8.1 | 38500 | 35000 | 90.91% | 1.9 | 0 | 10 |  |  |  | No | R-410A | 2.9667 | Residential & Commercial | Ducted CEE Tier 1
211225876 | Central HP <5.4 tons | CARRIER | HRCU-A-CB (Split System: Heat Pump with Remote Outdoor Unit-Air-Source) | 38MURAQ36AB3* |  |  | CAP**4321AL* | 58SP*A070V21**20 | 36200 | 16 | 8.5 | 38500 | 34800 | 90.39% | 2.06 | 0 | 10 |  |  |  | No | R-410A | 3.0167 | Residential & Commercial | Ducted CEE Tier 1
215939645 | Central HP <5.4 tons | BRYANT HEATING AND COOLING SYSTEMS | HRCU-A-CB (Split System: Heat Pump with Remote Outdoor Unit-Air-Source) | 293VAN036**AA* |  |  | CAA**4221AM*+UI | 986TD60080C21*** | 32600 | 19.5 | 9.5 | 34800 | 26800 | 77.01% | 2.02 | 0 | 11.7 |  |  |  | No | R-454B | 2.7167 | Residential & Commercial | Ducted CEE Tier 1
215939675 | Central HP <5.4 tons | BRYANT HEATING AND COOLING SYSTEMS | HRCU-A-CB (Split System: Heat Pump with Remote Outdoor Unit-Air-Source) | 293VAN036**AA* |  |  | CAA**4221AM*+UI | 987TA42060C17*** | 32400 | 19 | 9 | 35600 | 27400 | 76.97% | 1.88 | 0 | 10.5 |  |  |  | No | R-454B | 2.7 | Residential & Commercial | Ducted CEE Tier 1
215939725 | Central HP <5.4 tons | BRYANT HEATING AND COOLING SYSTEMS | HRCU-A-CB (Split System: Heat Pump with Remote Outdoor Unit-Air-Source) | 293VAN036**AA* |  |  | CAA**4821AM*+UI | 83*CB36040C17*** | 33400 | 20.5 | 9.5 | 34400 | 26200 | 76.16% | 2.04 | 0 | 11.7 |  |  |  | No | R-454B | 2.7833 | Residential & Commercial | Ducted CEE Tier 1
214809219 | Central HP <5.4 tons | CHAMPION HEATING AND COOLING | HRCU-A-CB (Split System: Heat Pump with Remote Outdoor Unit-Air-Source) | HH860E2S11 |  |  | CTU60C5XGS1+TXV | Z8ES120C16SMPS1 | 44000 | 18 | 9 | 43500 | 33000 | 75.86% | 2 | 0 | 12 |  |  |  | No | R-454B | 3.6667 | Residential & Commercial | Ducted CEE Tier 1
214809170 | Central HP <5.4 tons | CHAMPION HEATING AND COOLING | HRCU-A-CB (Split System: Heat Pump with Remote Outdoor Unit-Air-Source) | HH860E2S11 |  |  | CTU60C5XGS1+TXV | TM8Y120C20MP11 | 44500 | 18 | 9 | 45000 | 33800 | 75.11% | 2 | 0 | 11.7 |  |  |  | No | R-454B | 3.7083 | Residential & Commercial | Ducted CEE Tier 1
214395388 | Central HP <5.4 tons | COLEMAN | HRCU-A-CB (Split System: Heat Pump with Remote Outdoor Unit-Air-Source) | HH860E2S11 |  |  | JHC60C5CH2SS1 |  | 54000 | 19 | 9 | 54000 | 38500 | 71.3% | 2 | 0 | 11.7 |  |  |  | No | R-454B | 4.5 | Residential & Commercial | Ducted CEE Tier 1
213770301 | Central HP <5.4 tons | CARRIER | HRCU-A-CB (Split System: Heat Pump with Remote Outdoor Unit-Air-Source) | 25VNA448A*031* |  |  | CAP**6121AL*+UI | 58TN*B090C21**20 | 45500 | 21.5 | 9.5 | 46000 | 36200 | 78.7% | 2.36 | 0 | 12 |  |  |  | No | R-410A | 3.7917 | Residential & Commercial | Ducted CEE Tier 1
213770337 | Central HP <5.4 tons | CARRIER | HRCU-A-CB (Split System: Heat Pump with Remote Outdoor Unit-Air-Source) | 25VNA448A*031* |  |  | CSPH*4812AL*+UI | 59TN6C100C21**22 | 44500 | 20 | 8.5 | 46500 | 36400 | 78.28% | 2.2 | 0 | 11 |  |  |  | No | R-410A | 3.7083 | Residential & Commercial | Ducted CEE Tier 1
215939745 | Central HP <5.4 tons | BRYANT HEATING AND COOLING SYSTEMS | HRCU-A-CB (Split System: Heat Pump with Remote Outdoor Unit-Air-Source) | 293VAN036**AA* |  |  | CAA**4821AM*+UI | 987TA42060C17*** | 33000 | 19 | 9 | 35400 | 27000 | 76.27% | 1.9 | 0 | 11 |  |  |  | No | R-454B | 2.75 | Residential & Commercial | Ducted CEE Tier 1
215940765 | Central HP <5.4 tons | BRYANT HEATING AND COOLING SYSTEMS | HRCU-A-CB (Split System: Heat Pump with Remote Outdoor Unit-Air-Source) | 293VAN036**AA* |  |  | CVAVA4924XMA*+UI | 986TD60080C21*** | 35400 | 21.5 | 8.5 | 38000 | 28600 | 75.26% | 2.04 | 0 | 12 |  |  |  | No | R-454B | 2.95 | Residential & Commercial | Ducted CEE Tier 1
215940845 | Central HP <5.4 tons | BRYANT HEATING AND COOLING SYSTEMS | HRCU-A-CB (Split System: Heat Pump with Remote Outdoor Unit-Air-Source) | 293VAN036**AA* |  |  | CVAVA6021XMA*+UI | 987TA42080C17*** | 35400 | 21 | 8.5 | 38500 | 29000 | 75.32% | 2 | 0 | 12 |  |  |  | No | R-454B | 2.95 | Residential & Commercial | Ducted CEE Tier 1
215940865 | Central HP <5.4 tons | BRYANT HEATING AND COOLING SYSTEMS | HRCU-A-CB (Split System: Heat Pump with Remote Outdoor Unit-Air-Source) | 293VAN036**AA* |  |  | CVAVA6021XMA*+UI | 987TA66100C21*** | 35600 | 22 | 8.5 | 38000 | 28600 | 75.26% | 2.02 | 0 | 12.5 |  |  |  | No | R-454B | 2.9667 | Residential & Commercial | Ducted CEE Tier 1
215940145 | Central HP <5.4 tons | BRYANT HEATING AND COOLING SYSTEMS | HRCU-A-CB (Split System: Heat Pump with Remote Outdoor Unit-Air-Source) | 293VAN036**AA* |  |  | CSAH*4812AM*+UI | 987TA60080C21*** | 33800 | 19.5 | 9 | 34800 | 26600 | 76.44% | 1.94 | 0 | 11.5 |  |  |  | No | R-454B | 2.8167 | Residential & Commercial | Ducted CEE Tier 1
211206912 | Central HP <5.4 tons | COLEMAN | HRCU-A-CB (Split System: Heat Pump with Remote Outdoor Unit-Air-Source) | HC20B6021 |  |  | XAMC60HE4N1+CC | CP9C100C20MP13 | 52000 | 18 | 8.5 | 55000 | 42000 | 76.36% | 2.16 | 0 | 11 |  |  |  | No | R-410A | 4.3333 | Residential & Commercial | Ducted CEE Tier 1
215939842 | Central HP <5.4 tons | KENMORE | HRCU-A-CB (Split System: Heat Pump with Remote Outdoor Unit-Air-Source) | (C,H,T)5H3V36*K*AAA* |  |  | EA*5X61M21A*+WALLCON | *80CSU0401712B* | 34400 | 20.5 | 9.5 | 34200 | 26000 | 76.02% | 2.06 | 0 | 12 |  |  |  | No | R-454B | 2.8667 | Residential & Commercial | Ducted CEE Tier 1
214807723 | Central HP <5.4 tons | CHAMPION HEATING AND COOLING | HRCU-A-CB (Split System: Heat Pump with Remote Outdoor Unit-Air-Source) | HH824E2S11 |  |  | CTM36B5ADS1 | TPLC080B12MP13 | 23000 | 17 | 9 | 23000 | 17700 | 76.96% | 2 | 0 | 12 |  |  |  | No | R-454B | 1.9167 | Residential & Commercial | Ducted CEE Tier 1
211206978 | Central HP <5.4 tons | COLEMAN | HRCU-A-CB (Split System: Heat Pump with Remote Outdoor Unit-Air-Source) | HC20B4821 |  |  | XAMC48HE3N1+CC | TM8V100C16MP12 | 43500 | 19 | 9 | 44500 | 36200 | 81.35% | 2.14 | 0 | 12 |  |  |  | No | R-410A | 3.625 | Residential & Commercial | Ducted CEE Tier 1
214807819 | Central HP <5.4 tons | CHAMPION HEATING AND COOLING | HRCU-A-CB (Split System: Heat Pump with Remote Outdoor Unit-Air-Source) | HH824E2S11 |  |  | CTU30B5XCS1+JMC12B2SN1+TXV |  | 23000 | 18 | 9.5 | 23000 | 19000 | 82.61% | 2 | 0 | 12 |  |  |  | No | R-454B | 1.9167 | Residential & Commercial | Ducted CEE Tier 1
214651009 | Central HP <5.4 tons | COLEMAN | HRCU-A-CB (Split System: Heat Pump with Remote Outdoor Unit-Air-Source) | HH824E2S11 |  |  | CTU36B5XDS1+TXV | TP9C080B12MP13 | 23000 | 18 | 9.5 | 23000 | 18400 | 80% | 2 | 0 | 12 |  |  |  | No | R-454B | 1.9167 | Residential & Commercial | Ducted CEE Tier 1
211010178 | Central HP <5.4 tons | COLEMAN | HRCU-A-CB (Split System: Heat Pump with Remote Outdoor Unit-Air-Source) | HC20B4821 |  |  | JHVVC48HE3C2N1+CC |  | 44500 | 19.5 | 8.5 | 44000 | 35200 | 80% | 2 | 0 | 12.4 |  |  |  | No | R-410A | 3.7083 | Residential & Commercial | Ducted CEE Tier 1
214650170 | Central HP <5.4 tons | COLEMAN | HRCU-A-CB (Split System: Heat Pump with Remote Outdoor Unit-Air-Source) | HH824E2S11 |  |  | CTU36B5XDS1+TXV | TM8V080B12MP12 | 23000 | 18 | 9 | 23000 | 18500 | 80.43% | 2 | 0 | 12 |  |  |  | No | R-454B | 1.9167 | Residential & Commercial | Ducted CEE Tier 1
214807794 | Central HP <5.4 tons | CHAMPION HEATING AND COOLING | HRCU-A-CB (Split System: Heat Pump with Remote Outdoor Unit-Air-Source) | HH836E2S11 |  |  | CTU48C5XFS1+JMVT16CC2N1+TXV |  | 34400 | 19 | 9 | 32000 | 25200 | 78.75% | 2 | 0 | 11.7 |  |  |  | No | R-454B | 2.8667 | Residential & Commercial | Ducted CEE Tier 1
211389747 | Central HP <5.4 tons | FRASER-JOHNSTON | HRCU-A-CB (Split System: Heat Pump with Remote Outdoor Unit-Air-Source) | HMH72B341 |  |  | XAFB36DBCN1 | TM8Y080B12MP11 | 34000 | 18 | 8.1 | 33400 | 23600 | 70.66% | 2.04 | 0 | 10 |  |  |  | No | R-410A | 2.8333 | Residential & Commercial | Ducted CEE Tier 1
211393124 | Central HP <5.4 tons | LUXAIRE | HRCU-A-CB (Split System: Heat Pump with Remote Outdoor Unit-Air-Source) | HMH72B341 |  |  | XAFC30CXXN1+TXV | TL9E080C16UH11 | 33000 | 17 | 8.5 | 33000 | 23200 | 70.3% | 2.04 | 0 | 10 |  |  |  | No | R-410A | 2.75 | Residential & Commercial | Ducted CEE Tier 1
211392090 | Central HP <5.4 tons | LUXAIRE | HRCU-A-CB (Split System: Heat Pump with Remote Outdoor Unit-Air-Source) | HMH72B341 |  |  | XAFC36DBCN1 | TMLE080C16MP11 | 34000 | 17 | 8.5 | 33600 | 23600 | 70.24% | 2.08 | 0 | 10 |  |  |  | No | R-410A | 2.8333 | Residential & Commercial | Ducted CEE Tier 1
215679564 | Central HP <5.4 tons | BRYANT HEATING AND COOLING SYSTEMS | HRCU-A-CB (Split System: Heat Pump with Remote Outdoor Unit-Air-Source) | 290VAN036**AA* |  |  | CAA**6024AM*+UI | 987TA60080C21*** | 34400 | 18 | 9 | 34200 | 24800 | 72.51% | 1.9 | 0 | 10 |  |  |  | No | R-454B | 2.8667 | Residential & Commercial | Ducted CEE Tier 1
215678294 | Central HP <5.4 tons | BRYANT HEATING AND COOLING SYSTEMS | HRCU-A-CB (Split System: Heat Pump with Remote Outdoor Unit-Air-Source) | 290VAN024**AA* |  |  | CAA**3017AM*+UI | 987TA42080C17*** | 23000 | 16.5 | 9 | 23800 | 16700 | 70.17% | 1.86 | 0 | 10 |  |  |  | No | R-454B | 1.9167 | Residential & Commercial | Ducted CEE Tier 1
210470231 | Central HP <5.4 tons | CARRIER | HRCU-A-CB (Split System: Heat Pump with Remote Outdoor Unit-Air-Source) | 25VNA837A*031* |  |  | CAP**6024AL*+UI | 59CU5A080C21**20 | 32800 | 17.5 | 8.5 | 31800 | 24800 | 77.99% | 2 | 0 | 11.5 |  |  |  | No | R-410A | 2.7333 | Residential & Commercial | Ducted CEE Tier 1
214779591 | Central HP <5.4 tons | COLEMAN | HRCU-A-CB (Split System: Heat Pump with Remote Outdoor Unit-Air-Source) | HMH72B341 |  |  | XAHB36DBCN1 | Z9ES080B12SMPS1 | 33000 | 17 | 8.5 | 32000 | 22400 | 70% | 1.8 | 0 | 10 |  |  |  | No | R-410A | 2.75 | Residential & Commercial | Ducted CEE Tier 1
214807756 | Central HP <5.4 tons | COLEMAN | HRCU-A-CB (Split System: Heat Pump with Remote Outdoor Unit-Air-Source) | HH836E2S11 |  |  | CTU36B5XDS1+JMC12B2SN1+TXV |  | 34000 | 19 | 9 | 31400 | 25600 | 81.53% | 2 | 0 | 11.7 |  |  |  | No | R-454B | 2.8333 | Residential & Commercial | Ducted CEE Tier 1
211388550 | Central HP <5.4 tons | FRASER-JOHNSTON | HRCU-A-CB (Split System: Heat Pump with Remote Outdoor Unit-Air-Source) | HMH72B341 |  |  | XAHC36DXXN1+TXV | TM9E100C20MP12 | 34000 | 15.5 | 8.1 | 33200 | 23600 | 71.08% | 2.06 | 0 | 10 |  |  |  | No | R-410A | 2.8333 | Residential & Commercial | Ducted CEE Tier 1
214807774 | Central HP <5.4 tons | CHAMPION HEATING AND COOLING | HRCU-A-CB (Split System: Heat Pump with Remote Outdoor Unit-Air-Source) | HH836E2S11 |  |  | CTU36B5XDS1+TXV | Z8ES100B12SMPS1 | 33400 | 18 | 8.5 | 30800 | 25000 | 81.17% | 2 | 0 | 11.7 |  |  |  | No | R-454B | 2.7833 | Residential & Commercial | Ducted CEE Tier 1
213781661 | Central HP <5.4 tons | DAY & NIGHT | HRCU-A-CB (Split System: Heat Pump with Remote Outdoor Unit-Air-Source) | CVH837GKA2* |  |  | EA*4X61L24A*+WALLCON | *80CTL0902120B* | 33200 | 17.5 | 8.5 | 32000 | 24800 | 77.5% | 2 | 0 | 11.7 |  |  |  | No | R-410A | 2.7667 | Residential & Commercial | Ducted CEE Tier 1
214650218 | Central HP <5.4 tons | COLEMAN | HRCU-A-CB (Split System: Heat Pump with Remote Outdoor Unit-Air-Source) | HH824E2S11 |  |  | CTU36B5XDS1+TXV | Z9ES080B12SMPS1 | 23000 | 18 | 9.5 | 23000 | 18600 | 80.87% | 2 | 0 | 12 |  |  |  | No | R-454B | 1.9167 | Residential & Commercial | Ducted CEE Tier 1
214650787 | Central HP <5.4 tons | COLEMAN | HRCU-A-CB (Split System: Heat Pump with Remote Outdoor Unit-Air-Source) | HH824E2S11 |  |  | CTU30B5XCS1+TXV | TM9V060B12MP12 | 23000 | 17 | 9.5 | 23000 | 18300 | 79.57% | 2 | 0 | 12 |  |  |  | No | R-454B | 1.9167 | Residential & Commercial | Ducted CEE Tier 1
215940072 | Central HP <5.4 tons | KENMORE | HRCU-A-CB (Split System: Heat Pump with Remote Outdoor Unit-Air-Source) | (C,H,T)5H3V36*K*AAA* |  |  | ESH5X42M12A*+WALLCON | *97CTN0802120A* | 33600 | 19 | 9 | 34800 | 26600 | 76.44% | 1.92 | 0 | 11.5 |  |  |  | No | R-454B | 2.8 | Residential & Commercial | Ducted CEE Tier 1
215940292 | Central HP <5.4 tons | KENMORE | HRCU-A-CB (Split System: Heat Pump with Remote Outdoor Unit-Air-Source) | (C,H,T)5H3V36*K*AAA* |  |  | EVM5X44M21A*+WALLCON | *97CTN0601716A* | 35200 | 21 | 8.5 | 38500 | 29400 | 76.36% | 2 | 0 | 11.7 |  |  |  | No | R-454B | 2.9333 | Residential & Commercial | Ducted CEE Tier 1
214807695 | Central HP <5.4 tons | COLEMAN | HRCU-A-CB (Split System: Heat Pump with Remote Outdoor Unit-Air-Source) | HH824E2S11 |  |  | CTU36B5XDS1+JMVT12BC2N1+TXV |  | 23000 | 19 | 9.5 | 23000 | 18500 | 80.43% | 2 | 0 | 12 |  |  |  | No | R-454B | 1.9167 | Residential & Commercial | Ducted CEE Tier 1
214807742 | Central HP <5.4 tons | CHAMPION HEATING AND COOLING | HRCU-A-CB (Split System: Heat Pump with Remote Outdoor Unit-Air-Source) | HH824E2S11 |  |  | CTM36B5ADS1 | TP9C080B12MP13 | 23000 | 18 | 9.5 | 23000 | 18500 | 80.43% | 2 | 0 | 12 |  |  |  | No | R-454B | 1.9167 | Residential & Commercial | Ducted CEE Tier 1
211207005 | Central HP <5.4 tons | COLEMAN | HRCU-A-CB (Split System: Heat Pump with Remote Outdoor Unit-Air-Source) | HC20B4821 |  |  | XAMC48HE3N1+CC | CPLC100C16MP13 | 43500 | 19 | 9 | 44500 | 36200 | 81.35% | 2.14 | 0 | 12 |  |  |  | No | R-410A | 3.625 | Residential & Commercial | Ducted CEE Tier 1
213296933 | Central HP <5.4 tons | COLEMAN | HRCU-A-CB (Split System: Heat Pump with Remote Outdoor Unit-Air-Source) | HMH72B341 |  |  | XAFC36DXXN1+TXV | Z8ES080C20SMPS1 | 34000 | 18 | 8.5 | 33400 | 24400 | 73.05% | 2.12 | 0 | 10 |  |  |  | No | R-410A | 2.8333 | Residential & Commercial | Ducted CEE Tier 1
211388877 | Central HP <5.4 tons | FRASER-JOHNSTON | HRCU-A-CB (Split System: Heat Pump with Remote Outdoor Unit-Air-Source) | HMH72B341 |  |  | XAFB36DXXN1+TXV | TM9E080B12MP12 | 34000 | 17.5 | 8.1 | 33800 | 24000 | 71.01% | 2.06 | 0 | 10 |  |  |  | No | R-410A | 2.8333 | Residential & Commercial | Ducted CEE Tier 1
211391835 | Central HP <5.4 tons | FRASER-JOHNSTON | HRCU-A-CB (Split System: Heat Pump with Remote Outdoor Unit-Air-Source) | HMH72B341 |  |  | XAFB36DXXN1+TXV | TMLE100B12MP11 | 34000 | 18 | 8.1 | 33800 | 23800 | 70.41% | 2.06 | 0 | 10 |  |  |  | No | R-410A | 2.8333 | Residential & Commercial | Ducted CEE Tier 1
211391894 | Central HP <5.4 tons | FRASER-JOHNSTON | HRCU-A-CB (Split System: Heat Pump with Remote Outdoor Unit-Air-Source) | HMH72B341 |  |  | XAUB36DXXN1+TXV | TMLE100B12MP11 | 34000 | 18 | 8.1 | 33800 | 23800 | 70.41% | 2.06 | 0 | 10 |  |  |  | No | R-410A | 2.8333 | Residential & Commercial | Ducted CEE Tier 1
213781711 | Central HP <5.4 tons | DAY & NIGHT | HRCU-A-CB (Split System: Heat Pump with Remote Outdoor Unit-Air-Source) | CVH837GKA2* |  |  | EA*4X61L24A*+WALLCON | *96CTN1002122B* | 33200 | 17.5 | 8.5 | 32000 | 24800 | 77.5% | 2 | 0 | 11.7 |  |  |  | No | R-410A | 2.7667 | Residential & Commercial | Ducted CEE Tier 1
211229985 | Central HP <5.4 tons | HEIL | HRCU-A-CB (Split System: Heat Pump with Remote Outdoor Unit-Air-Source) | DLCURAH36ABK |  |  | EN(A,D,W)4X48L21** | *80VSL0451716A* | 35800 | 15.5 | 8.1 | 38500 | 35000 | 90.91% | 2 | 0 | 10 |  |  |  | No | R-410A | 2.9833 | Residential & Commercial | Ducted CEE Tier 1
211230088 | Central HP <5.4 tons | HEIL | HRCU-A-CB (Split System: Heat Pump with Remote Outdoor Unit-Air-Source) | DLCURAH36ABK |  |  | EN(A,D,W)4X48L21** | *80VTL1102122A* | 37000 | 16 | 8.1 | 39500 | 35000 | 88.61% | 2.06 | 0 | 10.5 |  |  |  | No | R-410A | 3.0833 | Residential & Commercial | Ducted CEE Tier 1
213780162 | Central HP <5.4 tons | KEEPRITE | HRCU-A-CB (Split System: Heat Pump with Remote Outdoor Unit-Air-Source) | CVH837GKA** |  |  | EHD4X48AAL+WALLCON | *80CTL0701716B* | 32600 | 16.5 | 8.1 | 33200 | 25000 | 75.3% | 1.94 | 0 | 11 |  |  |  | No | R-410A | 2.7167 | Residential & Commercial | Ducted CEE Tier 1
213780212 | Central HP <5.4 tons | KEEPRITE | HRCU-A-CB (Split System: Heat Pump with Remote Outdoor Unit-Air-Source) | CVH837GKA** |  |  | EHD4X48AAL+WALLCON | *95CSU0601716B* | 32400 | 16 | 8.1 | 33000 | 25000 | 75.76% | 1.94 | 0 | 11 |  |  |  | No | R-410A | 2.7 | Residential & Commercial | Ducted CEE Tier 1
213778792 | Central HP <5.4 tons | KEEPRITE | HRCU-A-CB (Split System: Heat Pump with Remote Outdoor Unit-Air-Source) | CVH837GKA** |  |  | EA*4X36L17A*+WALLCON | *97CMN0801714B* | 31400 | 16.5 | 8.1 | 33200 | 24400 | 73.49% | 1.82 | 0 | 10.5 |  |  |  | No | R-410A | 2.6167 | Residential & Commercial | Ducted CEE Tier 1
213778942 | Central HP <5.4 tons | KEEPRITE | HRCU-A-CB (Split System: Heat Pump with Remote Outdoor Unit-Air-Source) | CVH837GKA** |  |  | EA*4X37L21A*+WALLCON | *80CTL0451712B* | 32600 | 16.5 | 8.1 | 33200 | 25400 | 76.51% | 1.94 | 0 | 10.5 |  |  |  | No | R-410A | 2.7167 | Residential & Commercial | Ducted CEE Tier 1
212983532 | Central HP <5.4 tons | DAY & NIGHT | HRCU-A-CB (Split System: Heat Pump with Remote Outdoor Unit-Air-Source) | DLCURAH24ABK |  |  | EA*4X25L17A* | *92MSN0601412A* | 24400 | 17 | 8.5 | 25400 | 21600 | 85.04% | 1.8 | 0 | 10 |  |  |  | No | R-410A | 2.0333 | Residential & Commercial | Ducted CEE Tier 1
212981694 | Central HP <5.4 tons | DAY & NIGHT | HRCU-A-CB (Split System: Heat Pump with Remote Outdoor Unit-Air-Source) | DLCURAH24ABK |  |  | EA*4X24L17A* | *80MSU1002120A* | 23400 | 16.5 | 8.5 | 27000 | 25800 | 95.56% | 2.16 | 0 | 10 |  |  |  | No | R-410A | 1.95 | Residential & Commercial | Ducted CEE Tier 1
214239960 | Central HP <5.4 tons | KEEPRITE | HRCU-A-CB (Split System: Heat Pump with Remote Outdoor Unit-Air-Source) | CVH837GKA** |  |  | EN(A,D,W)4X48L21**+WALLCON | *96CTN1002122B* | 32400 | 17 | 8.1 | 32600 | 24600 | 75.46% | 1.96 | 0 | 11.7 |  |  |  | No | R-410A | 2.7 | Residential & Commercial | Ducted CEE Tier 1
213780736 | Central HP <5.4 tons | BRYANT HEATING AND COOLING SYSTEMS | HRCU-A-CB (Split System: Heat Pump with Remote Outdoor Unit-Air-Source) | 288BNV037*0**B* |  |  | CAP**3621AL*+UI | 88*TB48070C17*** | 31400 | 16.5 | 8.1 | 33000 | 24400 | 73.94% | 1.84 | 0 | 10.5 |  |  |  | No | R-410A | 2.6167 | Residential & Commercial | Ducted CEE Tier 1
213780986 | Central HP <5.4 tons | BRYANT HEATING AND COOLING SYSTEMS | HRCU-A-CB (Split System: Heat Pump with Remote Outdoor Unit-Air-Source) | 288BNV037*0**B* |  |  | CAP**4221AL*+UI | 88*TB48090C17*** | 31800 | 17 | 8.1 | 33000 | 24400 | 73.94% | 1.88 | 0 | 11 |  |  |  | No | R-410A | 2.65 | Residential & Commercial | Ducted CEE Tier 1
213781086 | Central HP <5.4 tons | BRYANT HEATING AND COOLING SYSTEMS | HRCU-A-CB (Split System: Heat Pump with Remote Outdoor Unit-Air-Source) | 288BNV037*0**B* |  |  | CAP**4224AL*+UI | 88*TB60090C21*** | 31800 | 17 | 8.1 | 32800 | 24200 | 73.78% | 1.88 | 0 | 11 |  |  |  | No | R-410A | 2.65 | Residential & Commercial | Ducted CEE Tier 1
213782106 | Central HP <5.4 tons | BRYANT HEATING AND COOLING SYSTEMS | HRCU-A-CB (Split System: Heat Pump with Remote Outdoor Unit-Air-Source) | 288BNV037*0**B* |  |  | CSPH*4812AL*+UI | 88*TB66135C24*** | 32600 | 16.5 | 8.1 | 32600 | 24800 | 76.07% | 1.96 | 0 | 11 |  |  |  | No | R-410A | 2.7167 | Residential & Commercial | Ducted CEE Tier 1
215669139 | Central HP <5.4 tons | KEEPRITE | HRCU-A-CB (Split System: Heat Pump with Remote Outdoor Unit-Air-Source) | C5H0V36*K*AAA* |  |  | EA*5X48M21A*+WALLCON | *80CTL0701716B* | 33600 | 18 | 9 | 35200 | 25200 | 71.59% | 1.88 | 0 | 10 |  |  |  | No | R-454B | 2.8 | Residential & Commercial | Ducted CEE Tier 1
215669041 | Central HP <5.4 tons | KEEPRITE | HRCU-A-CB (Split System: Heat Pump with Remote Outdoor Unit-Air-Source) | C5H0V36*K*AAA* |  |  | EA*5X43M21A*+WALLCON | *95CSU1002122B* | 34600 | 18 | 9 | 35200 | 25000 | 71.02% | 1.9 | 0 | 10 |  |  |  | No | R-454B | 2.8833 | Residential & Commercial | Ducted CEE Tier 1
215669089 | Central HP <5.4 tons | KEEPRITE | HRCU-A-CB (Split System: Heat Pump with Remote Outdoor Unit-Air-Source) | C5H0V36*K*AAA* |  |  | EA*5X43M21A*+WALLCON | *96CTN1002122B* | 34600 | 18 | 9 | 35200 | 25000 | 71.02% | 1.9 | 0 | 10 |  |  |  | No | R-454B | 2.8833 | Residential & Commercial | Ducted CEE Tier 1
213296998 | Central HP <5.4 tons | COLEMAN | HRCU-A-CB (Split System: Heat Pump with Remote Outdoor Unit-Air-Source) | HMH72B341 |  |  | XAUB36DXXN1+TXV | Z8ES080B12LMPS1 | 34000 | 18 | 8.1 | 33400 | 24000 | 71.86% | 2.08 | 0 | 10 |  |  |  | No | R-410A | 2.8333 | Residential & Commercial | Ducted CEE Tier 1
213297003 | Central HP <5.4 tons | COLEMAN | HRCU-A-CB (Split System: Heat Pump with Remote Outdoor Unit-Air-Source) | HMH72B341 |  |  | XAFA30DXXN1+TXV | Z8ES040A12SMPS1 | 33800 | 17.5 | 8.1 | 33400 | 23400 | 70.06% | 2.04 | 0 | 10 |  |  |  | No | R-410A | 2.8167 | Residential & Commercial | Ducted CEE Tier 1
211225699 | Central HP <5.4 tons | CARRIER | HRCU-A-CB (Split System: Heat Pump with Remote Outdoor Unit-Air-Source) | 38MURAQ36AB3* |  |  | CAP**3717AL* | 58S(B,C)*A070E17**16 | 36200 | 15.5 | 8.5 | 39500 | 35000 | 88.61% | 2.02 | 0 | 10 |  |  |  | No | R-410A | 3.0167 | Residential & Commercial | Ducted CEE Tier 1
211225700 | Central HP <5.4 tons | CARRIER | HRCU-A-CB (Split System: Heat Pump with Remote Outdoor Unit-Air-Source) | 38MURAQ36AB3* |  |  | CAP**3717AL* | 58S(B,C)*A090E17**14 | 36400 | 15.5 | 8.5 | 38500 | 35000 | 90.91% | 2.04 | 0 | 10 |  |  |  | No | R-410A | 3.0333 | Residential & Commercial | Ducted CEE Tier 1
211225717 | Central HP <5.4 tons | CARRIER | HRCU-A-CB (Split System: Heat Pump with Remote Outdoor Unit-Air-Source) | 38MURAQ36AB3* |  |  | CAP**3717AL* | 59SP6A080V17**16 | 36200 | 15.2 | 8.5 | 39500 | 35000 | 88.61% | 2.02 | 0 | 10 |  |  |  | No | R-410A | 3.0167 | Residential & Commercial | Ducted CEE Tier 1
211225718 | Central HP <5.4 tons | CARRIER | HRCU-A-CB (Split System: Heat Pump with Remote Outdoor Unit-Air-Source) | 38MURAQ36AB3* |  |  | CAP**3717AL* | 59SU5A060E17**16 | 36200 | 15.5 | 8.5 | 38500 | 35000 | 90.91% | 2.02 | 0 | 10 |  |  |  | No | R-410A | 3.0167 | Residential & Commercial | Ducted CEE Tier 1
211225891 | Central HP <5.4 tons | CARRIER | HRCU-A-CB (Split System: Heat Pump with Remote Outdoor Unit-Air-Source) | 38MURAQ36AB3* |  |  | CAP**4321AL* | 59SC2D100E21**20 | 37200 | 16 | 8.5 | 38500 | 34800 | 90.39% | 2.12 | 0 | 10 |  |  |  | No | R-410A | 3.1 | Residential & Commercial | Ducted CEE Tier 1
211225975 | Central HP <5.4 tons | CARRIER | HRCU-A-CB (Split System: Heat Pump with Remote Outdoor Unit-Air-Source) | 38MURAQ36AB3* |  |  | CAP**4824AL* | 58SP*A070V21**20 | 36000 | 16 | 8.5 | 38500 | 34600 | 89.87% | 2.06 | 0 | 10 |  |  |  | No | R-410A | 3 | Residential & Commercial | Ducted CEE Tier 1
211227072 | Central HP <5.4 tons | HEIL | HRCU-A-CB (Split System: Heat Pump with Remote Outdoor Unit-Air-Source) | DLCURAH36ABK |  |  | EA*4X37L21A* | *95ESN1002120A* | 37000 | 15.5 | 8.5 | 38500 | 34800 | 90.39% | 2.1 | 0 | 10 |  |  |  | No | R-410A | 3.0833 | Residential & Commercial | Ducted CEE Tier 1
211227890 | Central HP <5.4 tons | HEIL | HRCU-A-CB (Split System: Heat Pump with Remote Outdoor Unit-Air-Source) | DLCURAH36ABK |  |  | EA*4X42L24A* | *80VSL1102422A* | 35400 | 16.5 | 8.1 | 38500 | 35000 | 90.91% | 1.88 | 0 | 10 |  |  |  | No | R-410A | 2.95 | Residential & Commercial | Ducted CEE Tier 1
211230337 | Central HP <5.4 tons | HEIL | HRCU-A-CB (Split System: Heat Pump with Remote Outdoor Unit-Air-Source) | DLCURAH36ABK |  |  | EN(A,D,W)4X48L21** | *96VTN1002120A* | 36600 | 15.5 | 8.1 | 39500 | 35000 | 88.61% | 2.04 | 0 | 10 |  |  |  | No | R-410A | 3.05 | Residential & Commercial | Ducted CEE Tier 1
211227431 | Central HP <5.4 tons | HEIL | HRCU-A-CB (Split System: Heat Pump with Remote Outdoor Unit-Air-Source) | DLCURAH36ABK |  |  | EA*4X42L21A* | *80ESU0601716A | 35000 | 16.5 | 8.1 | 38500 | 35000 | 90.91% | 1.86 | 0 | 10 |  |  |  | No | R-410A | 2.9167 | Residential & Commercial | Ducted CEE Tier 1
211227464 | Central HP <5.4 tons | HEIL | HRCU-A-CB (Split System: Heat Pump with Remote Outdoor Unit-Air-Source) | DLCURAH36ABK |  |  | EA*4X42L21A* | *80VTL0701716A* | 35400 | 16 | 8.1 | 38500 | 35000 | 90.91% | 1.88 | 0 | 10 |  |  |  | No | R-410A | 2.95 | Residential & Commercial | Ducted CEE Tier 1
214243054 | Central HP <5.4 tons | TEMPSTAR | HRCU-A-CB (Split System: Heat Pump with Remote Outdoor Unit-Air-Source) | TVH825GKA2* |  |  | EN(A,D,W)4X42L21**+WALLCON | *96CTN0601714B* | 23600 | 16 | 8.1 | 21600 | 16700 | 77.31% | 1.94 | 0 | 11 |  |  |  | No | R-410A | 1.9667 | Residential & Commercial | Ducted CEE Tier 1
214243184 | Central HP <5.4 tons | TEMPSTAR | HRCU-A-CB (Split System: Heat Pump with Remote Outdoor Unit-Air-Source) | TVH825GKA2* |  |  | EN(A,D,W)4X48L21**+WALLCON | *96CTN0801714B* | 24000 | 17 | 8.1 | 21400 | 16600 | 77.57% | 2 | 0 | 11 |  |  |  | No | R-410A | 2 | Residential & Commercial | Ducted CEE Tier 1
214243204 | Central HP <5.4 tons | TEMPSTAR | HRCU-A-CB (Split System: Heat Pump with Remote Outdoor Unit-Air-Source) | TVH825GKA2* |  |  | EN(A,D)4X48L24**+WALLCON | *80CTL0902120B* | 24200 | 17 | 8.1 | 21200 | 16600 | 78.3% | 2.02 | 0 | 11.5 |  |  |  | No | R-410A | 2.0167 | Residential & Commercial | Ducted CEE Tier 1
214242482 | Central HP <5.4 tons | KEEPRITE | HRCU-A-CB (Split System: Heat Pump with Remote Outdoor Unit-Air-Source) | CVH825GKA2* |  |  | EN(A,D)4X24L17**+WALLCON | *97CMN0801714B* | 23200 | 16 | 8.1 | 22000 | 16900 | 76.82% | 1.92 | 0 | 10.5 |  |  |  | No | R-410A | 1.9333 | Residential & Commercial | Ducted CEE Tier 1
212982336 | Central HP <5.4 tons | CARRIER | HRCU-A-CB (Split System: Heat Pump with Remote Outdoor Unit-Air-Source) | 38MURAQ24AB3* |  |  | CNPV*3017AL* | 58SU*B060M17**16 | 23600 | 17 | 8.5 | 25600 | 24000 | 93.75% | 2 | 0 | 10.5 |  |  |  | No | R-410A | 1.9667 | Residential & Commercial | Ducted CEE Tier 1
211261443 | Central HP <5.4 tons | TEMPSTAR | HRCU-A-CB (Split System: Heat Pump with Remote Outdoor Unit-Air-Source) | DLCURAH18ABK |  |  | EA*4X30L14A* | *80ES(N,L)0451412A* | 18200 | 16.5 | 8.5 | 18600 | 18400 | 98.92% | 2.22 | 0 | 10.5 |  |  |  | No | R-410A | 1.5167 | Residential & Commercial | Ducted CEE Tier 1
211261754 | Central HP <5.4 tons | TEMPSTAR | HRCU-A-CB (Split System: Heat Pump with Remote Outdoor Unit-Air-Source) | DLCURAH18ABK |  |  | EA*4X30L17A* | *80ESU0401712A* | 18600 | 16.5 | 9 | 19000 | 18200 | 95.79% | 2.22 | 0 | 11 |  |  |  | No | R-410A | 1.55 | Residential & Commercial | Ducted CEE Tier 1
211262063 | Central HP <5.4 tons | TEMPSTAR | HRCU-A-CB (Split System: Heat Pump with Remote Outdoor Unit-Air-Source) | DLCURAH18ABK |  |  | EA*4X30L17A* | *80ES(N,L)0701712A* | 18200 | 16.5 | 8.5 | 18700 | 18400 | 98.4% | 2.22 | 0 | 10.5 |  |  |  | No | R-410A | 1.5167 | Residential & Commercial | Ducted CEE Tier 1
212982390 | Central HP <5.4 tons | DAY & NIGHT | HRCU-A-CB (Split System: Heat Pump with Remote Outdoor Unit-Air-Source) | DLCURAH18ABK |  |  | EA*4X24L17A* | *80MSU0401712A* | 17200 | 16 | 8.5 | 18300 | 19100 | 104.4% | 2.3 | 0 | 10 |  |  |  | No | R-410A | 1.4333 | Residential & Commercial | Ducted CEE Tier 1
214229022 | Central HP <5.4 tons | TEMPSTAR | HRCU-A-CB (Split System: Heat Pump with Remote Outdoor Unit-Air-Source) | DLCURAH18ABK |  |  | EN(A,D)4X24L17** | *80MSU0601716A* | 17600 | 16 | 8.5 | 18500 | 18900 | 102.2% | 2.28 | 0 | 11 |  |  |  | No | R-410A | 1.4667 | Residential & Commercial | Ducted CEE Tier 1
214242792 | Central HP <5.4 tons | KEEPRITE | HRCU-A-CB (Split System: Heat Pump with Remote Outdoor Unit-Air-Source) | CVH825GKA2* |  |  | EN(A,D)4X36L21**+WALLCON | *95CSU0601716B* | 23400 | 16.5 | 8.1 | 21600 | 16700 | 77.31% | 1.92 | 0 | 10.5 |  |  |  | No | R-410A | 1.95 | Residential & Commercial | Ducted CEE Tier 1
214650811 | Central HP <5.4 tons | CHAMPION HEATING AND COOLING | HRCU-A-CB (Split System: Heat Pump with Remote Outdoor Unit-Air-Source) | HH824E2S11 |  |  | CTU30B5XCS1+TXV | TP9C060B12MP13 | 23000 | 17 | 9.5 | 23000 | 18300 | 79.57% | 2 | 0 | 12 |  |  |  | No | R-454B | 1.9167 | Residential & Commercial | Ducted CEE Tier 1
214652049 | Central HP <5.4 tons | CHAMPION HEATING AND COOLING | HRCU-A-CB (Split System: Heat Pump with Remote Outdoor Unit-Air-Source) | HH824E2S11 |  |  | CTU30B5XCS1+TXV | TP9C080B12MP13 | 23000 | 17 | 9.5 | 23000 | 18200 | 79.13% | 2 | 0 | 12 |  |  |  | No | R-454B | 1.9167 | Residential & Commercial | Ducted CEE Tier 1
211206993 | Central HP <5.4 tons | COLEMAN | HRCU-A-CB (Split System: Heat Pump with Remote Outdoor Unit-Air-Source) | HC20B4821 |  |  | XAMC48HE3N1+CC | TPLC080C16MP13 | 43500 | 19 | 9 | 44500 | 36200 | 81.35% | 2.14 | 0 | 12 |  |  |  | No | R-410A | 3.625 | Residential & Commercial | Ducted CEE Tier 1
214807727 | Central HP <5.4 tons | COLEMAN | HRCU-A-CB (Split System: Heat Pump with Remote Outdoor Unit-Air-Source) | HH824E2S11 |  |  | CTM36B5ADS1 | TP9C060B12MP13 | 23000 | 17 | 9 | 23000 | 17600 | 76.52% | 2 | 0 | 12 |  |  |  | No | R-454B | 1.9167 | Residential & Commercial | Ducted CEE Tier 1
210597950 | Central HP <5.4 tons | AIRQUEST | HRCU-A-CB (Split System: Heat Pump with Remote Outdoor Unit-Air-Source) | HVH825GKA2* |  |  | EA*4X43L21A*+WALLCON | *80CTL0701716A* | 24400 | 17 | 8.5 | 21200 | 16600 | 78.3% | 2.02 | 0 | 11 |  |  |  | No | R-410A | 2.0333 | Residential & Commercial | Ducted CEE Tier 1
213296783 | Central HP <5.4 tons | COLEMAN | HRCU-A-CB (Split System: Heat Pump with Remote Outdoor Unit-Air-Source) | HMH72B341 |  |  | XAHC36DXXN1+TXV | Z9ET100C16SMPS1 | 33000 | 17.5 | 8.1 | 32200 | 22800 | 70.81% | 2 | 0 | 10 |  |  |  | No | R-410A | 2.75 | Residential & Commercial | Ducted CEE Tier 1
213296833 | Central HP <5.4 tons | COLEMAN | HRCU-A-CB (Split System: Heat Pump with Remote Outdoor Unit-Air-Source) | HMH72B341 |  |  | XAHC36DBCN1 | Z8ET120C20LMPS1 | 34400 | 18.5 | 8.5 | 34000 | 23800 | 70% | 2.08 | 0 | 10 |  |  |  | No | R-410A | 2.8667 | Residential & Commercial | Ducted CEE Tier 1
213297053 | Central HP <5.4 tons | COLEMAN | HRCU-A-CB (Split System: Heat Pump with Remote Outdoor Unit-Air-Source) | HMH72B341 |  |  | XAHC36DBCN1 | Z9ES060B12SMPS1 | 33000 | 16.5 | 8.5 | 32000 | 22400 | 70% | 1.8 | 0 | 10 |  |  |  | No | R-410A | 2.75 | Residential & Commercial | Ducted CEE Tier 1
213297618 | Central HP <5.4 tons | COLEMAN | HRCU-A-CB (Split System: Heat Pump with Remote Outdoor Unit-Air-Source) | HMH72B341 |  |  | XAHC36DBCN1 | Z8ES080C16SMPS1 | 34000 | 17.5 | 8.5 | 33400 | 23600 | 70.66% | 2.08 | 0 | 10 |  |  |  | No | R-410A | 2.8333 | Residential & Commercial | Ducted CEE Tier 1
214719900 | Central HP <5.4 tons | FRASER-JOHNSTON | HRCU-A-CB (Split System: Heat Pump with Remote Outdoor Unit-Air-Source) | HH836E2S11 |  |  | CTU48C5XFS1+TXV | TP9C080C16MP13 | 33200 | 18 | 9 | 31600 | 25400 | 80.38% | 2 | 0 | 11 |  |  |  | No | R-454B | 2.7667 | Residential & Commercial | Ducted CEE Tier 1
214719850 | Central HP <5.4 tons | FRASER-JOHNSTON | HRCU-A-CB (Split System: Heat Pump with Remote Outdoor Unit-Air-Source) | HH836E2S11 |  |  | CTU48C5XFS1+TXV | TM8E100C16MP11 | 33400 | 19 | 9 | 31400 | 25400 | 80.89% | 2 | 0 | 11 |  |  |  | No | R-454B | 2.7833 | Residential & Commercial | Ducted CEE Tier 1
214719917 | Central HP <5.4 tons | FRASER-JOHNSTON | HRCU-A-CB (Split System: Heat Pump with Remote Outdoor Unit-Air-Source) | HH836E2S11 |  |  | CTU48C5XFS1+TXV | TM8Y100C20MP11 | 34400 | 19 | 9 | 32600 | 25800 | 79.14% | 2 | 0 | 11 |  |  |  | No | R-454B | 2.8667 | Residential & Commercial | Ducted CEE Tier 1
214649901 | Central HP <5.4 tons | COLEMAN | HRCU-A-CB (Split System: Heat Pump with Remote Outdoor Unit-Air-Source) | HH860E2S11 |  |  | CTU60D5XGS1+TXV | TM9E120D20MP12 | 45000 | 17 | 9 | 47000 | 35000 | 74.47% | 2 | 0 | 11 |  |  |  | No | R-454B | 3.75 | Residential & Commercial | Ducted CEE Tier 1
214809268 | Central HP <5.4 tons | CHAMPION HEATING AND COOLING | HRCU-A-CB (Split System: Heat Pump with Remote Outdoor Unit-Air-Source) | HH860E2S11 |  |  | CTU60C5XGS1+TXV | Z9ES080C20SMPS1 | 44500 | 18 | 9 | 45500 | 33400 | 73.41% | 2 | 0 | 11.7 |  |  |  | No | R-454B | 3.7083 | Residential & Commercial | Ducted CEE Tier 1
214720124 | Central HP <5.4 tons | COLEMAN | HRCU-A-CB (Split System: Heat Pump with Remote Outdoor Unit-Air-Source) | HH860E2S11 |  |  | CTU60C5XGS1+TXV | TMLE120C20MP11 | 44500 | 17 | 9 | 45000 | 33600 | 74.67% | 2 | 0 | 11.7 |  |  |  | No | R-454B | 3.7083 | Residential & Commercial | Ducted CEE Tier 1
214720199 | Central HP <5.4 tons | COLEMAN | HRCU-A-CB (Split System: Heat Pump with Remote Outdoor Unit-Air-Source) | HH860E2S11 |  |  | CTU60C5XGS1+TXV | CP9C100C20MP13 | 44000 | 18 | 9 | 45000 | 33800 | 75.11% | 2 | 0 | 11 |  |  |  | No | R-454B | 3.6667 | Residential & Commercial | Ducted CEE Tier 1
214239251 | Central HP <5.4 tons | KENMORE | HRCU-A-CB (Split System: Heat Pump with Remote Outdoor Unit-Air-Source) | (C,H,T)VH837GKA2* |  |  | EN(A,D,W)4X48L21**+WALLCON | *97CMN1002122B* | 32400 | 17 | 8.1 | 32600 | 24600 | 75.46% | 1.96 | 0 | 11.7 |  |  |  | No | R-410A | 2.7 | Residential & Commercial | Ducted CEE Tier 1
214239401 | Central HP <5.4 tons | KENMORE | HRCU-A-CB (Split System: Heat Pump with Remote Outdoor Unit-Air-Source) | (C,H,T)VH837GKA2* |  |  | EN(A,D,W)4X60L24**+WALLCON | *97CMN1202422B* | 32800 | 17.5 | 8.1 | 32200 | 24600 | 76.4% | 1.96 | 0 | 11.7 |  |  |  | No | R-410A | 2.7333 | Residential & Commercial | Ducted CEE Tier 1
211229507 | Central HP <5.4 tons | HEIL | HRCU-A-CB (Split System: Heat Pump with Remote Outdoor Unit-Air-Source) | DLCURAH36ABK |  |  | EA*4X48L24A* | *95ESN1002122A* | 37400 | 15.5 | 8.5 | 38500 | 35000 | 90.91% | 2.14 | 0 | 10 |  |  |  | No | R-410A | 3.1167 | Residential & Commercial | Ducted CEE Tier 1
211230382 | Central HP <5.4 tons | HEIL | HRCU-A-CB (Split System: Heat Pump with Remote Outdoor Unit-Air-Source) | DLCURAH36ABK |  |  | EN(A,D,W)4X48L21** | OMV112K14A | 35800 | 15.5 | 8.1 | 38500 | 35000 | 90.91% | 2 | 0 | 10 |  |  |  | No | R-410A | 2.9833 | Residential & Commercial | Ducted CEE Tier 1
213781642 | Central HP <5.4 tons | KEEPRITE | HRCU-A-CB (Split System: Heat Pump with Remote Outdoor Unit-Air-Source) | CVH837GKA2* |  |  | EA*4X61L21A*+WALLCON | *96CTN0801714B* | 33000 | 17 | 8.1 | 32000 | 25000 | 78.12% | 1.96 | 0 | 11 |  |  |  | No | R-410A | 2.75 | Residential & Commercial | Ducted CEE Tier 1
213781542 | Central HP <5.4 tons | KEEPRITE | HRCU-A-CB (Split System: Heat Pump with Remote Outdoor Unit-Air-Source) | CVH837GKA2* |  |  | EA*4X61L21A*+WALLCON | *80CTL0451712B* | 33000 | 17 | 8.1 | 32400 | 25200 | 77.78% | 1.94 | 0 | 11 |  |  |  | No | R-410A | 2.75 | Residential & Commercial | Ducted CEE Tier 1
211245454 | Central HP <5.4 tons | HEIL | HRCU-A-CB (Split System: Heat Pump with Remote Outdoor Unit-Air-Source) | DLCURAH24ABK |  |  | EN(A,D)4X36L21** | *80VSL0902120A* | 23800 | 16.5 | 8.1 | 26000 | 23200 | 89.23% | 1.92 | 0 | 10.5 |  |  |  | No | R-410A | 1.9833 | Residential & Commercial | Ducted CEE Tier 1
213779351 | Central HP <5.4 tons | DAY & NIGHT | HRCU-A-CB (Split System: Heat Pump with Remote Outdoor Unit-Air-Source) | CVH837GKA** |  |  | EA*4X43L21A*+WALLCON | *96CTN0801714B* | 32800 | 17 | 8.5 | 32800 | 25200 | 76.83% | 1.96 | 0 | 11 |  |  |  | No | R-410A | 2.7333 | Residential & Commercial | Ducted CEE Tier 1
213779521 | Central HP <5.4 tons | DAY & NIGHT | HRCU-A-CB (Split System: Heat Pump with Remote Outdoor Unit-Air-Source) | CVH837GKA** |  |  | EA*4X48L24A*+WALLCON | *97CMN1002122B* | 32400 | 17 | 8.5 | 32200 | 24800 | 77.02% | 1.98 | 0 | 11 |  |  |  | No | R-410A | 2.7 | Residential & Commercial | Ducted CEE Tier 1
213779092 | Central HP <5.4 tons | KEEPRITE | HRCU-A-CB (Split System: Heat Pump with Remote Outdoor Unit-Air-Source) | CVH837GKA** |  |  | EA*4X42L21A*+WALLCON | *80CTL0902120B* | 31800 | 17 | 8.1 | 32800 | 24200 | 73.78% | 1.88 | 0 | 11 |  |  |  | No | R-410A | 2.65 | Residential & Commercial | Ducted CEE Tier 1
211245602 | Central HP <5.4 tons | HEIL | HRCU-A-CB (Split System: Heat Pump with Remote Outdoor Unit-Air-Source) | DLCURAH24ABK |  |  | EN(A,D)4X36L21** | *80ES(N,L)0701712A* | 24400 | 16.5 | 8.1 | 26400 | 22600 | 85.61% | 1.88 | 0 | 10.5 |  |  |  | No | R-410A | 2.0333 | Residential & Commercial | Ducted CEE Tier 1
212979887 | Central HP <5.4 tons | DAY & NIGHT | HRCU-A-CB (Split System: Heat Pump with Remote Outdoor Unit-Air-Source) | DLCURAH24ABK |  |  | EA*4X37L21A* | *80MS(N,L)0901714A* | 24200 | 17.5 | 8.5 | 25200 | 21800 | 86.51% | 1.82 | 0 | 10 |  |  |  | No | R-410A | 2.0167 | Residential & Commercial | Ducted CEE Tier 1
212981766 | Central HP <5.4 tons | DAY & NIGHT | HRCU-A-CB (Split System: Heat Pump with Remote Outdoor Unit-Air-Source) | DLCURAH24ABK |  |  | EA*4X37L21A* | *80MSU1002120A* | 24400 | 17 | 8.5 | 25200 | 21400 | 84.92% | 1.78 | 0 | 10 |  |  |  | No | R-410A | 2.0333 | Residential & Commercial | Ducted CEE Tier 1
216374636 | Central HP <5.4 tons | COLEMAN | HRCU-A-CB (Split System: Heat Pump with Remote Outdoor Unit-Air-Source) | HH836E2S11 |  |  | CTU48C5XFS1+TXV | Z9ET100C16SMPS1 | 33400 | 19 | 9.5 | 31400 | 23800 | 75.8% | 2 | 0 | 11 |  |  |  | No | R-454B | 2.7833 | Residential & Commercial | Ducted CEE Tier 1
211389744 | Central HP <5.4 tons | LUXAIRE | HRCU-A-CB (Split System: Heat Pump with Remote Outdoor Unit-Air-Source) | HMH72B341 |  |  | XAFB36DBCN1 | TM8Y080B12MP11 | 34000 | 18 | 8.1 | 33400 | 23600 | 70.66% | 2.04 | 0 | 10 |  |  |  | No | R-410A | 2.8333 | Residential & Commercial | Ducted CEE Tier 1
214807769 | Central HP <5.4 tons | CHAMPION HEATING AND COOLING | HRCU-A-CB (Split System: Heat Pump with Remote Outdoor Unit-Air-Source) | HH836E2S11 |  |  | CTU36B5XDS1+JME12B2SN1+TXV |  | 33400 | 19 | 9 | 30400 | 24800 | 81.58% | 2 | 0 | 12 |  |  |  | No | R-454B | 2.7833 | Residential & Commercial | Ducted CEE Tier 1
213297238 | Central HP <5.4 tons | COLEMAN | HRCU-A-CB (Split System: Heat Pump with Remote Outdoor Unit-Air-Source) | HMH72B341 |  |  | XAFC36DBCN1 | Z9ET080B12SMPS1 | 33800 | 18 | 8.5 | 33000 | 23200 | 70.3% | 2 | 0 | 10 |  |  |  | No | R-410A | 2.8167 | Residential & Commercial | Ducted CEE Tier 1
214720102 | Central HP <5.4 tons | CHAMPION HEATING AND COOLING | HRCU-A-CB (Split System: Heat Pump with Remote Outdoor Unit-Air-Source) | HH836E2S11 |  |  | CTU48C5XFS1+TXV | TM8Y100C16MP11 | 33200 | 19 | 9 | 31400 | 25000 | 79.62% | 2 | 0 | 11 |  |  |  | No | R-454B | 2.7667 | Residential & Commercial | Ducted CEE Tier 1
214720019 | Central HP <5.4 tons | CHAMPION HEATING AND COOLING | HRCU-A-CB (Split System: Heat Pump with Remote Outdoor Unit-Air-Source) | HH836E2S11 |  |  | CTU48C5XFS1+TXV | Z8ES120C20SMPS1 | 34200 | 19 | 9 | 32000 | 25400 | 79.38% | 2 | 0 | 11 |  |  |  | No | R-454B | 2.85 | Residential & Commercial | Ducted CEE Tier 1
213779772 | Central HP <5.4 tons | KEEPRITE | HRCU-A-CB (Split System: Heat Pump with Remote Outdoor Unit-Air-Source) | CVH837GKA** |  |  | EA*4X61L24A*+WALLCON | *80CTL1352422B* | 33200 | 17.5 | 8.5 | 32000 | 24800 | 77.5% | 2 | 0 | 11.7 |  |  |  | No | R-410A | 2.7667 | Residential & Commercial | Ducted CEE Tier 1
212972408 | Central HP <5.4 tons | TEMPSTAR | HRCU-A-CB (Split System: Heat Pump with Remote Outdoor Unit-Air-Source) | DLCURAH24ABK |  |  | EA*4X36L21A* | *80VTL1102122B* | 24000 | 17.5 | 8.5 | 26400 | 23200 | 87.88% | 1.94 | 0 | 10 |  |  |  | No | R-410A | 2 | Residential & Commercial | Ducted CEE Tier 1
214240020 | Central HP <5.4 tons | KEEPRITE | HRCU-A-CB (Split System: Heat Pump with Remote Outdoor Unit-Air-Source) | CVH837GKA** |  |  | EN(A,D)4X48L24**+WALLCON | *96CTN1002122B* | 32400 | 17 | 8.1 | 32600 | 24600 | 75.46% | 1.96 | 0 | 11.7 |  |  |  | No | R-410A | 2.7 | Residential & Commercial | Ducted CEE Tier 1
212975638 | Central HP <5.4 tons | TEMPSTAR | HRCU-A-CB (Split System: Heat Pump with Remote Outdoor Unit-Air-Source) | DLCURAH24ABK |  |  | EA*4X24L14A* | *96VTN0601412B* | 23200 | 16.5 | 8.5 | 26800 | 26800 | 100% | 2.28 | 0 | 10 |  |  |  | No | R-410A | 1.9333 | Residential & Commercial | Ducted CEE Tier 1
212975671 | Central HP <5.4 tons | TEMPSTAR | HRCU-A-CB (Split System: Heat Pump with Remote Outdoor Unit-Air-Source) | DLCURAH24ABK |  |  | EA*4X30L14A* | *96VTN0601412B* | 23400 | 16.5 | 8.5 | 26200 | 24800 | 94.66% | 2.06 | 0 | 10 |  |  |  | No | R-410A | 1.95 | Residential & Commercial | Ducted CEE Tier 1
212976120 | Central HP <5.4 tons | TEMPSTAR | HRCU-A-CB (Split System: Heat Pump with Remote Outdoor Unit-Air-Source) | DLCURAH24ABK |  |  | EN(A,D,W)4X36L17** | *96VTN0801716B* | 23400 | 16.5 | 8.1 | 25800 | 24200 | 93.8% | 2 | 0 | 10 |  |  |  | No | R-410A | 1.95 | Residential & Commercial | Ducted CEE Tier 1
214239980 | Central HP <5.4 tons | KEEPRITE | HRCU-A-CB (Split System: Heat Pump with Remote Outdoor Unit-Air-Source) | CVH837GKA** |  |  | EN(A,D)4X48L24**+WALLCON | *80CTL1102120B* | 32400 | 17 | 8.1 | 32600 | 24600 | 75.46% | 1.96 | 0 | 11.5 |  |  |  | No | R-410A | 2.7 | Residential & Commercial | Ducted CEE Tier 1
213296983 | Central HP <5.4 tons | COLEMAN | HRCU-A-CB (Split System: Heat Pump with Remote Outdoor Unit-Air-Source) | HMH72B341 |  |  | XAFB36DBCN1 | Z8ES080B12SMPS1 | 34000 | 18 | 8.1 | 33400 | 24000 | 71.86% | 2.08 | 0 | 10 |  |  |  | No | R-410A | 2.8333 | Residential & Commercial | Ducted CEE Tier 1
213297268 | Central HP <5.4 tons | COLEMAN | HRCU-A-CB (Split System: Heat Pump with Remote Outdoor Unit-Air-Source) | HMH72B341 |  |  | XAFB36DBCN1 | Z9ES080B12SMPS1 | 33200 | 17 | 8.5 | 32200 | 22600 | 70.19% | 1.8 | 0 | 10 |  |  |  | No | R-410A | 2.7667 | Residential & Commercial | Ducted CEE Tier 1
213297303 | Central HP <5.4 tons | COLEMAN | HRCU-A-CB (Split System: Heat Pump with Remote Outdoor Unit-Air-Source) | HMH72B341 |  |  | XAFC36DBCN1 | Z8ET100C16LMPS1 | 35000 | 18 | 8.5 | 33600 | 23600 | 70.24% | 2.08 | 0 | 10 |  |  |  | No | R-410A | 2.9167 | Residential & Commercial | Ducted CEE Tier 1
211225991 | Central HP <5.4 tons | CARRIER | HRCU-A-CB (Split System: Heat Pump with Remote Outdoor Unit-Air-Source) | 38MURAQ36AB3* |  |  | CAP**4824AL* | 59SC5B100E21**20 | 36600 | 16 | 8.5 | 38500 | 34800 | 90.39% | 2.08 | 0 | 10 |  |  |  | No | R-410A | 3.05 | Residential & Commercial | Ducted CEE Tier 1
211226044 | Central HP <5.4 tons | CARRIER | HRCU-A-CB (Split System: Heat Pump with Remote Outdoor Unit-Air-Source) | 38MURAQ36AB3* |  |  | CNPV*4821AL* | 58SU*A060E17**16 | 35600 | 16.5 | 8.1 | 38500 | 34800 | 90.39% | 2 | 0 | 10 |  |  |  | No | R-410A | 2.9667 | Residential & Commercial | Ducted CEE Tier 1
211226143 | Central HP <5.4 tons | CARRIER | HRCU-A-CB (Split System: Heat Pump with Remote Outdoor Unit-Air-Source) | 38MURAQ36AB3* |  |  | CNPV*4824AL* | 58SU*A080E21**20 | 37400 | 15.5 | 8.5 | 39500 | 35000 | 88.61% | 2.1 | 0 | 10.5 |  |  |  | No | R-410A | 3.1167 | Residential & Commercial | Ducted CEE Tier 1
213780696 | Central HP <5.4 tons | BRYANT HEATING AND COOLING SYSTEMS | HRCU-A-CB (Split System: Heat Pump with Remote Outdoor Unit-Air-Source) | 288BNV037*0**B* |  |  | CAP**3617AL*+UI | 987MC42080C17*** | 31400 | 16.5 | 8.1 | 33200 | 24400 | 73.49% | 1.82 | 0 | 10.5 |  |  |  | No | R-410A | 2.6167 | Residential & Commercial | Ducted CEE Tier 1
213780766 | Central HP <5.4 tons | BRYANT HEATING AND COOLING SYSTEMS | HRCU-A-CB (Split System: Heat Pump with Remote Outdoor Unit-Air-Source) | 288BNV037*0**B* |  |  | CAP**3621AL*+UI | 88*TB60110C21*** | 31600 | 17 | 8.1 | 32800 | 24200 | 73.78% | 1.86 | 0 | 11 |  |  |  | No | R-410A | 2.6333 | Residential & Commercial | Ducted CEE Tier 1
213780866 | Central HP <5.4 tons | BRYANT HEATING AND COOLING SYSTEMS | HRCU-A-CB (Split System: Heat Pump with Remote Outdoor Unit-Air-Source) | 288BNV037*0**B* |  |  | CAP**3721AL*+UI | 88*TB48090C17*** | 32600 | 17 | 8.5 | 32800 | 25000 | 76.22% | 1.98 | 0 | 11 |  |  |  | No | R-410A | 2.7167 | Residential & Commercial | Ducted CEE Tier 1
213297738 | Central HP <5.4 tons | COLEMAN | HRCU-A-CB (Split System: Heat Pump with Remote Outdoor Unit-Air-Source) | HMH72B341 |  |  | XAHC36DBCN1 | Z8ET100C16LMPS1 | 34000 | 18 | 8.5 | 32800 | 23000 | 70.12% | 2.06 | 0 | 10.5 |  |  |  | No | R-410A | 2.8333 | Residential & Commercial | Ducted CEE Tier 1
215853377 | Central HP <5.4 tons | LUXAIRE | HRCU-A-CB (Split System: Heat Pump with Remote Outdoor Unit-Air-Source) | HH836E2S11 |  |  | JHE36B5CD2SS1 |  | 34200 | 19 | 9 | 31800 | 26000 | 81.76% | 2 | 0 | 11 |  |  |  | No | R-454B | 2.85 | Residential & Commercial | Ducted CEE Tier 1
215853393 | Central HP <5.4 tons | LUXAIRE | HRCU-A-CB (Split System: Heat Pump with Remote Outdoor Unit-Air-Source) | HH836E2S11 |  |  | CTM36B5CDS1 | Z9ES080B12SMPS1 | 33400 | 18 | 8.5 | 31200 | 25600 | 82.05% | 2 | 0 | 11 |  |  |  | No | R-454B | 2.7833 | Residential & Commercial | Ducted CEE Tier 1
213298083 | Central HP <5.4 tons | COLEMAN | HRCU-A-CB (Split System: Heat Pump with Remote Outdoor Unit-Air-Source) | HMH72B341 |  |  | XAUB36DXXN1+TXV | Z8ES040A12LMPS1 | 34000 | 18 | 8.5 | 33400 | 24200 | 72.46% | 2.1 | 0 | 10 |  |  |  | No | R-410A | 2.8333 | Residential & Commercial | Ducted CEE Tier 1
213297413 | Central HP <5.4 tons | COLEMAN | HRCU-A-CB (Split System: Heat Pump with Remote Outdoor Unit-Air-Source) | HMH72B341 |  |  | XAFB36DXXN1+JMVT12BC2N1+TXV |  | 34000 | 18.5 | 8.5 | 33600 | 23600 | 70.24% | 2.1 | 0 | 10 |  |  |  | No | R-410A | 2.8333 | Residential & Commercial | Ducted CEE Tier 1
213298058 | Central HP <5.4 tons | COLEMAN | HRCU-A-CB (Split System: Heat Pump with Remote Outdoor Unit-Air-Source) | HMH72B341 |  |  | XAFB36DXXN1+TXV | Z8ES040A12SMPS1 | 34000 | 18 | 8.5 | 33400 | 24200 | 72.46% | 2.1 | 0 | 10 |  |  |  | No | R-410A | 2.8333 | Residential & Commercial | Ducted CEE Tier 1
214239630 | Central HP <5.4 tons | KEEPRITE | HRCU-A-CB (Split System: Heat Pump with Remote Outdoor Unit-Air-Source) | CVH837GKA** |  |  | EN(A,D)4X36L21**+WALLCON | *96CTN1002122B* | 31400 | 16.5 | 8.1 | 33000 | 24000 | 72.73% | 1.82 | 0 | 11 |  |  |  | No | R-410A | 2.6167 | Residential & Commercial | Ducted CEE Tier 1
213779402 | Central HP <5.4 tons | KEEPRITE | HRCU-A-CB (Split System: Heat Pump with Remote Outdoor Unit-Air-Source) | CVH837GKA** |  |  | EA*4X48L21A*+WALLCON | *80CTL0902120B* | 32200 | 17 | 8.1 | 32600 | 24800 | 76.07% | 1.98 | 0 | 11 |  |  |  | No | R-410A | 2.6833 | Residential & Commercial | Ducted CEE Tier 1
211245498 | Central HP <5.4 tons | HEIL | HRCU-A-CB (Split System: Heat Pump with Remote Outdoor Unit-Air-Source) | DLCURAH24ABK |  |  | EN(A,D)4X36L21** | *96VTN0401712A* | 23400 | 16 | 8.1 | 25800 | 24000 | 93.02% | 1.98 | 0 | 10 |  |  |  | No | R-410A | 1.95 | Residential & Commercial | Ducted CEE Tier 1
211245650 | Central HP <5.4 tons | HEIL | HRCU-A-CB (Split System: Heat Pump with Remote Outdoor Unit-Air-Source) | DLCURAH24ABK |  |  | EN(A,D)4X36L21** | *80ES(N,L)1102120A* | 24800 | 16 | 8.5 | 26800 | 22200 | 82.84% | 1.82 | 0 | 10.5 |  |  |  | No | R-410A | 2.0667 | Residential & Commercial | Ducted CEE Tier 1
212975065 | Central HP <5.4 tons | TEMPSTAR | HRCU-A-CB (Split System: Heat Pump with Remote Outdoor Unit-Air-Source) | DLCURAH24ABK |  |  | EN(A,D,W)4X36L17** | *96VTN0401410B* | 23400 | 16 | 8.1 | 26400 | 24600 | 93.18% | 2.04 | 0 | 10 |  |  |  | No | R-410A | 1.95 | Residential & Commercial | Ducted CEE Tier 1
212975308 | Central HP <5.4 tons | TEMPSTAR | HRCU-A-CB (Split System: Heat Pump with Remote Outdoor Unit-Air-Source) | DLCURAH24ABK |  |  | EA*4X36L21A* | *96VTN0401712B* | 23400 | 16.5 | 8.5 | 26200 | 22000 | 83.97% | 1.82 | 0 | 10 |  |  |  | No | R-410A | 1.95 | Residential & Commercial | Ducted CEE Tier 1
212972240 | Central HP <5.4 tons | TEMPSTAR | HRCU-A-CB (Split System: Heat Pump with Remote Outdoor Unit-Air-Source) | DLCURAH36ABK |  |  | EA*4X48L21A* | *80VTL0902120B* | 35600 | 16.5 | 8.5 | 37800 | 34600 | 91.53% | 2.02 | 0 | 10 |  |  |  | No | R-410A | 2.9667 | Residential & Commercial | Ducted CEE Tier 1
213078796 | Central HP <5.4 tons | TEMPSTAR | HRCU-A-CB (Split System: Heat Pump with Remote Outdoor Unit-Air-Source) | DLCURAH36ABK |  |  | EA*4X42L24A* | *80MS(N,L)1552420A* | 35600 | 16.5 | 8.1 | 38500 | 34800 | 90.39% | 2.04 | 0 | 10 |  |  |  | No | R-410A | 2.9667 | Residential & Commercial | Ducted CEE Tier 1
213078863 | Central HP <5.4 tons | TEMPSTAR | HRCU-A-CB (Split System: Heat Pump with Remote Outdoor Unit-Air-Source) | DLCURAH36ABK |  |  | EA*4X37L21A* | *80MSU1002120A* | 36400 | 16 | 8.5 | 38000 | 34800 | 91.58% | 2.1 | 0 | 10 |  |  |  | No | R-410A | 3.0333 | Residential & Commercial | Ducted CEE Tier 1
213076657 | Central HP <5.4 tons | HEIL | HRCU-A-CB (Split System: Heat Pump with Remote Outdoor Unit-Air-Source) | DLCURAH36ABK |  |  | EA*4X42L21A* | *80VTL0902120B* | 35200 | 16 | 8.1 | 38500 | 35000 | 90.91% | 1.88 | 0 | 10 |  |  |  | No | R-410A | 2.9333 | Residential & Commercial | Ducted CEE Tier 1
213079079 | Central HP <5.4 tons | TEMPSTAR | HRCU-A-CB (Split System: Heat Pump with Remote Outdoor Unit-Air-Source) | DLCURAH36ABK |  |  | EN(A,D,W)4X48L21** | *80MSU0401712A* | 35800 | 16.5 | 8.1 | 38500 | 34800 | 90.39% | 2 | 0 | 10 |  |  |  | No | R-410A | 2.9833 | Residential & Commercial | Ducted CEE Tier 1
213079565 | Central HP <5.4 tons | TEMPSTAR | HRCU-A-CB (Split System: Heat Pump with Remote Outdoor Unit-Air-Source) | DLCURAH36ABK |  |  | EA*4X42L21A* | *92MSN0801716A* | 35400 | 16 | 8.1 | 38500 | 35000 | 90.91% | 1.88 | 0 | 10 |  |  |  | No | R-410A | 2.95 | Residential & Commercial | Ducted CEE Tier 1
214395065 | Central HP <5.4 tons | DAY & NIGHT | HRCU-A-CB (Split System: Heat Pump with Remote Outdoor Unit-Air-Source) | DLCURAH18ABK |  |  | EN(A,D)4X24L17** | *96MSN0601716A* | 17500 | 15.5 | 8.5 | 18500 | 19000 | 102.7% | 2.28 | 0 | 10.5 |  |  |  | No | R-410A | 1.4583 | Residential & Commercial | Ducted CEE Tier 1
212970868 | Central HP <5.4 tons | TEMPSTAR | HRCU-A-CB (Split System: Heat Pump with Remote Outdoor Unit-Air-Source) | DLCURAH18ABK |  |  | EA*4X24L14A* | *80VTL0451412B* | 17700 | 16.5 | 8.5 | 18600 | 19400 | 104.3% | 2.32 | 0 | 10.5 |  |  |  | No | R-410A | 1.475 | Residential & Commercial | Ducted CEE Tier 1
212972701 | Central HP <5.4 tons | TEMPSTAR | HRCU-A-CB (Split System: Heat Pump with Remote Outdoor Unit-Air-Source) | DLCURAH18ABK |  |  | EA*4X25L17A* | *96VSN0401410B* | 17700 | 16 | 8.1 | 17800 | 18900 | 106.2% | 2.26 | 0 | 10.5 |  |  |  | No | R-410A | 1.475 | Residential & Commercial | Ducted CEE Tier 1
212972751 | Central HP <5.4 tons | TEMPSTAR | HRCU-A-CB (Split System: Heat Pump with Remote Outdoor Unit-Air-Source) | DLCURAH18ABK |  |  | EN(A,D)4X24L17** | *96VSN0401410B* | 17400 | 15.5 | 8.5 | 18500 | 18700 | 101.1% | 2.24 | 0 | 10.5 |  |  |  | No | R-410A | 1.45 | Residential & Commercial | Ducted CEE Tier 1
212983311 | Central HP <5.4 tons | DAY & NIGHT | HRCU-A-CB (Split System: Heat Pump with Remote Outdoor Unit-Air-Source) | DLCURAH18ABK |  |  | EN(A,D)4X30L17** | *92MSN0401712A* | 17400 | 15.5 | 8.1 | 18100 | 18700 | 103.3% | 2.24 | 0 | 10.5 |  |  |  | No | R-410A | 1.45 | Residential & Commercial | Ducted CEE Tier 1
212983672 | Central HP <5.4 tons | DAY & NIGHT | HRCU-A-CB (Split System: Heat Pump with Remote Outdoor Unit-Air-Source) | DLCURAH18ABK |  |  | EA*4X30L14A* | *92MSN0601412A* | 17700 | 16 | 8.5 | 18300 | 18700 | 102.2% | 2.24 | 0 | 10.5 |  |  |  | No | R-410A | 1.475 | Residential & Commercial | Ducted CEE Tier 1
210599063 | Central HP <5.4 tons | AIRQUEST | HRCU-A-CB (Split System: Heat Pump with Remote Outdoor Unit-Air-Source) | HVH837GKA** |  |  | EA*4X36L21A*+WALLCON | *95CSU0802120A* | 31600 | 17 | 8.1 | 33200 | 24200 | 72.89% | 1.86 | 0 | 11 |  |  |  | No | R-410A | 2.6333 | Residential & Commercial | Ducted CEE Tier 1
213297673 | Central HP <5.4 tons | COLEMAN | HRCU-A-CB (Split System: Heat Pump with Remote Outdoor Unit-Air-Source) | HMH72B341 |  |  | XAFC30CXXN1+JMET12CS2N1+TXV |  | 33800 | 18.5 | 8.5 | 33000 | 23200 | 70.3% | 2.08 | 0 | 10 |  |  |  | No | R-410A | 2.8167 | Residential & Commercial | Ducted CEE Tier 1
213297843 | Central HP <5.4 tons | COLEMAN | HRCU-A-CB (Split System: Heat Pump with Remote Outdoor Unit-Air-Source) | HMH72B341 |  |  | XAHB36DBCN1+JMVT12BC2N1 |  | 33200 | 18 | 8.1 | 32200 | 22600 | 70.19% | 2.02 | 0 | 10 |  |  |  | No | R-410A | 2.7667 | Residential & Commercial | Ducted CEE Tier 1
211228025 | Central HP <5.4 tons | HEIL | HRCU-A-CB (Split System: Heat Pump with Remote Outdoor Unit-Air-Source) | DLCURAH36ABK |  |  | EA*4X42L24A* | *95ESN1002122A* | 36800 | 15.5 | 8.5 | 40000 | 35200 | 88% | 1.94 | 0 | 10 |  |  |  | No | R-410A | 3.0667 | Residential & Commercial | Ducted CEE Tier 1
211227557 | Central HP <5.4 tons | HEIL | HRCU-A-CB (Split System: Heat Pump with Remote Outdoor Unit-Air-Source) | DLCURAH36ABK |  |  | EA*4X42L21A* | *92ESN1002122A* | 36600 | 15.2 | 8.5 | 40000 | 35200 | 88% | 1.94 | 0 | 10 |  |  |  | No | R-410A | 3.05 | Residential & Commercial | Ducted CEE Tier 1
211228056 | Central HP <5.4 tons | HEIL | HRCU-A-CB (Split System: Heat Pump with Remote Outdoor Unit-Air-Source) | DLCURAH36ABK |  |  | EA*4X42L24A* | *96VSN0802120A* | 35600 | 16 | 8.1 | 38500 | 35000 | 90.91% | 1.9 | 0 | 10 |  |  |  | No | R-410A | 2.9667 | Residential & Commercial | Ducted CEE Tier 1
211228125 | Central HP <5.4 tons | HEIL | HRCU-A-CB (Split System: Heat Pump with Remote Outdoor Unit-Air-Source) | DLCURAH36ABK |  |  | EA*4X42L24A* | *96VTN1002120A* | 35800 | 15.5 | 8.1 | 39500 | 35200 | 89.11% | 1.9 | 0 | 10 |  |  |  | No | R-410A | 2.9833 | Residential & Commercial | Ducted CEE Tier 1
211226387 | Central HP <5.4 tons | TEMPSTAR | HRCU-A-CB (Split System: Heat Pump with Remote Outdoor Unit-Air-Source) | DLCURAH36ABK |  |  | EA*4X36L21A* | *95ESN1002122A* | 36400 | 15.2 | 8.1 | 40000 | 35400 | 88.5% | 1.88 | 0 | 10 |  |  |  | No | R-410A | 3.0333 | Residential & Commercial | Ducted CEE Tier 1
211226567 | Central HP <5.4 tons | TEMPSTAR | HRCU-A-CB (Split System: Heat Pump with Remote Outdoor Unit-Air-Source) | DLCURAH36ABK |  |  | EA*4X37L17A* | *80VSL0701716A* | 36200 | 15.2 | 8.1 | 38500 | 35000 | 90.91% | 2.02 | 0 | 10 |  |  |  | No | R-410A | 3.0167 | Residential & Commercial | Ducted CEE Tier 1
211245519 | Central HP <5.4 tons | HEIL | HRCU-A-CB (Split System: Heat Pump with Remote Outdoor Unit-Air-Source) | DLCURAH24ABK |  |  | EN(A,D)4X36L21** | *96VTN0801716A* | 24200 | 16.5 | 8.1 | 26200 | 23000 | 87.79% | 1.9 | 0 | 10.5 |  |  |  | No | R-410A | 2.0167 | Residential & Commercial | Ducted CEE Tier 1
211241458 | Central HP <5.4 tons | TEMPSTAR | HRCU-A-CB (Split System: Heat Pump with Remote Outdoor Unit-Air-Source) | DLCURAH24ABK |  |  | EA*4X30L17A* | *80ES(N,L)0701716A* | 24800 | 16 | 8.5 | 26800 | 22200 | 82.84% | 1.82 | 0 | 10 |  |  |  | No | R-410A | 2.0667 | Residential & Commercial | Ducted CEE Tier 1
211241561 | Central HP <5.4 tons | TEMPSTAR | HRCU-A-CB (Split System: Heat Pump with Remote Outdoor Unit-Air-Source) | DLCURAH24ABK |  |  | EA*4X30L17A* | *80VTL0701716A* | 24200 | 17 | 8.5 | 26200 | 23000 | 87.79% | 1.92 | 0 | 10 |  |  |  | No | R-410A | 2.0167 | Residential & Commercial | Ducted CEE Tier 1
214572554 | Central HP <5.4 tons | DAY & NIGHT | HRCU-A-CB (Split System: Heat Pump with Remote Outdoor Unit-Air-Source) | CVH837GKA** |  |  | EA*4X37L21A*+WALLCON | *95CSU1002122B* | 33000 | 17.5 | 8.5 | 32600 | 25000 | 76.69% | 2 | 0 | 11.5 |  |  |  | No | R-410A | 2.75 | Residential & Commercial | Ducted CEE Tier 1
214239810 | Central HP <5.4 tons | KEEPRITE | HRCU-A-CB (Split System: Heat Pump with Remote Outdoor Unit-Air-Source) | CVH837GKA** |  |  | EN(A,D,W)4X42L21**+WALLCON | *97CMN1002122B* | 31800 | 16.5 | 8.1 | 33000 | 24400 | 73.94% | 1.88 | 0 | 11 |  |  |  | No | R-410A | 2.65 | Residential & Commercial | Ducted CEE Tier 1
214239860 | Central HP <5.4 tons | KEEPRITE | HRCU-A-CB (Split System: Heat Pump with Remote Outdoor Unit-Air-Source) | CVH837GKA** |  |  | EN(A,D,W)4X48L21**+WALLCON | *80CTL0701716B* | 32200 | 17 | 8.1 | 32800 | 24800 | 75.61% | 1.94 | 0 | 11.5 |  |  |  | No | R-410A | 2.6833 | Residential & Commercial | Ducted CEE Tier 1
213297848 | Central HP <5.4 tons | COLEMAN | HRCU-A-CB (Split System: Heat Pump with Remote Outdoor Unit-Air-Source) | HMH72B341 |  |  | XAFC36DXXN1+JMET12CS2N1+TXV |  | 34000 | 18.5 | 8.5 | 34000 | 24200 | 71.18% | 2.14 | 0 | 10 |  |  |  | No | R-410A | 2.8333 | Residential & Commercial | Ducted CEE Tier 1
213297623 | Central HP <5.4 tons | COLEMAN | HRCU-A-CB (Split System: Heat Pump with Remote Outdoor Unit-Air-Source) | HMH72B341 |  |  | XAHC36DBCN1 | Z8ES080C16LMPS1 | 34000 | 17.5 | 8.5 | 33400 | 23600 | 70.66% | 2.08 | 0 | 10 |  |  |  | No | R-410A | 2.8333 | Residential & Commercial | Ducted CEE Tier 1
214719965 | Central HP <5.4 tons | COLEMAN | HRCU-A-CB (Split System: Heat Pump with Remote Outdoor Unit-Air-Source) | HH836E2S11 |  |  | CTU48C5XFS1+TXV | CP9C100C16MP13 | 33200 | 18 | 9 | 31200 | 25200 | 80.77% | 2 | 0 | 11 |  |  |  | No | R-454B | 2.7667 | Residential & Commercial | Ducted CEE Tier 1
213296988 | Central HP <5.4 tons | COLEMAN | HRCU-A-CB (Split System: Heat Pump with Remote Outdoor Unit-Air-Source) | HMH72B341 |  |  | XAUB36DXXN1+TXV | Z8ES080B12SMPS1 | 34000 | 18 | 8.1 | 33400 | 24000 | 71.86% | 2.08 | 0 | 10 |  |  |  | No | R-410A | 2.8333 | Residential & Commercial | Ducted CEE Tier 1
211226703 | Central HP <5.4 tons | TEMPSTAR | HRCU-A-CB (Split System: Heat Pump with Remote Outdoor Unit-Air-Source) | DLCURAH36ABK |  |  | EA*4X37L17A* | *95ESU0601716A* | 36200 | 15.5 | 8.5 | 38500 | 35000 | 90.91% | 2.02 | 0 | 10 |  |  |  | No | R-410A | 3.0167 | Residential & Commercial | Ducted CEE Tier 1
211226915 | Central HP <5.4 tons | HEIL | HRCU-A-CB (Split System: Heat Pump with Remote Outdoor Unit-Air-Source) | DLCURAH36ABK |  |  | EA*4X37L21A* | *80ESU0601716A | 37000 | 16 | 8.5 | 38500 | 34800 | 90.39% | 2.12 | 0 | 10 |  |  |  | No | R-410A | 3.0833 | Residential & Commercial | Ducted CEE Tier 1
211226926 | Central HP <5.4 tons | HEIL | HRCU-A-CB (Split System: Heat Pump with Remote Outdoor Unit-Air-Source) | DLCURAH36ABK |  |  | EA*4X37L21A* | *80ESU0802120A | 37400 | 15.5 | 8.5 | 39000 | 35000 | 89.74% | 2.16 | 0 | 10 |  |  |  | No | R-410A | 3.1167 | Residential & Commercial | Ducted CEE Tier 1
211227158 | Central HP <5.4 tons | HEIL | HRCU-A-CB (Split System: Heat Pump with Remote Outdoor Unit-Air-Source) | DLCURAH36ABK |  |  | EA*4X37L21A* | *95ESU1002122A* | 37600 | 15.5 | 8.5 | 39500 | 35000 | 88.61% | 2.14 | 0 | 10 |  |  |  | No | R-410A | 3.1333 | Residential & Commercial | Ducted CEE Tier 1
213781532 | Central HP <5.4 tons | KEEPRITE | HRCU-A-CB (Split System: Heat Pump with Remote Outdoor Unit-Air-Source) | CVH837GKA2* |  |  | EA*4X60L24A*+WALLCON | *96CTN1202422B* | 32800 | 17.5 | 8.1 | 31800 | 24600 | 77.36% | 1.98 | 0 | 11.5 |  |  |  | No | R-410A | 2.7333 | Residential & Commercial | Ducted CEE Tier 1
211228277 | Central HP <5.4 tons | HEIL | HRCU-A-CB (Split System: Heat Pump with Remote Outdoor Unit-Air-Source) | DLCURAH36ABK |  |  | EA*4X43L21A* | *80ES(N,L)0902120A* | 36800 | 16 | 8.5 | 38500 | 34800 | 90.39% | 2.1 | 0 | 10 |  |  |  | No | R-410A | 3.0667 | Residential & Commercial | Ducted CEE Tier 1
211228561 | Central HP <5.4 tons | HEIL | HRCU-A-CB (Split System: Heat Pump with Remote Outdoor Unit-Air-Source) | DLCURAH36ABK |  |  | EA*4X43L21A* | *96VSN0802120A* | 36400 | 16 | 8.5 | 38500 | 34800 | 90.39% | 2.08 | 0 | 10 |  |  |  | No | R-410A | 3.0333 | Residential & Commercial | Ducted CEE Tier 1
215934190 | Central HP <5.4 tons | DAY & NIGHT | HRCU-A-CB (Split System: Heat Pump with Remote Outdoor Unit-Air-Source) | C5H3V48*K*AAA* |  |  | EA*5X61M21A*+WALLCON | *80CTL0902120B* | 45500 | 21.5 | 9.5 | 48500 | 36600 | 75.46% | 2 | 0 | 11.5 |  |  |  | No | R-454B | 3.7917 | Residential & Commercial | Ducted CEE Tier 1
213772723 | Central HP <5.4 tons | KENMORE | HRCU-A-CB (Split System: Heat Pump with Remote Outdoor Unit-Air-Source) | (C,H,T)VH825GKA3* |  |  | EA*4X25L17A*+WALLCON | *80CTL0451712B* | 24200 | 16.5 | 8.1 | 21400 | 16700 | 78.04% | 2 | 0 | 10.5 |  |  |  | No | R-410A | 2.0167 | Residential & Commercial | Ducted CEE Tier 1
210599104 | Central HP <5.4 tons | AIRQUEST | HRCU-A-CB (Split System: Heat Pump with Remote Outdoor Unit-Air-Source) | HVH837GKA** |  |  | EA*4X42L21A*+WALLCON | *95CSU0802120A* | 31800 | 17.5 | 8.1 | 33000 | 24400 | 73.94% | 1.9 | 0 | 11 |  |  |  | No | R-410A | 2.65 | Residential & Commercial | Ducted CEE Tier 1
210599220 | Central HP <5.4 tons | AIRQUEST | HRCU-A-CB (Split System: Heat Pump with Remote Outdoor Unit-Air-Source) | HVH837GKA** |  |  | EA*4X61L21A*+WALLCON | *80CSU0401712A* | 33200 | 17.5 | 8.1 | 32000 | 24800 | 77.5% | 1.98 | 0 | 11.5 |  |  |  | No | R-410A | 2.7667 | Residential & Commercial | Ducted CEE Tier 1
210599252 | Central HP <5.4 tons | AIRQUEST | HRCU-A-CB (Split System: Heat Pump with Remote Outdoor Unit-Air-Source) | HVH837GKA** |  |  | EA*4X61L21A*+WALLCON | *95CSU1002122A* | 33200 | 18 | 8.5 | 32000 | 24800 | 77.5% | 2 | 0 | 11.5 |  |  |  | No | R-410A | 2.7667 | Residential & Commercial | Ducted CEE Tier 1
210599272 | Central HP <5.4 tons | AIRQUEST | HRCU-A-CB (Split System: Heat Pump with Remote Outdoor Unit-Air-Source) | HVH837GKA** |  |  | EA*4X61L24A*+WALLCON | *80CSU1002120A* | 33200 | 17.5 | 8.1 | 32000 | 24800 | 77.5% | 1.98 | 0 | 11.5 |  |  |  | No | R-410A | 2.7667 | Residential & Commercial | Ducted CEE Tier 1
213607796 | Central HP <5.4 tons | BRYANT HEATING AND COOLING SYSTEMS | HRCU-A-CB (Split System: Heat Pump with Remote Outdoor Unit-Air-Source) | 38MURAQ48AB3* |  |  | FT4BNBD60L* |  | 48500 | 17 | 8.5 | 48500 | 34000 | 70.1% | 2.02 | 0 | 10 |  |  |  | No | R-410A | 4.0417 | Residential & Commercial | Ducted CEE Tier 1
211228661 | Central HP <5.4 tons | HEIL | HRCU-A-CB (Split System: Heat Pump with Remote Outdoor Unit-Air-Source) | DLCURAH36ABK |  |  | EA*4X43L21A* | *96VTN1002122A* | 36800 | 16.5 | 8.5 | 38500 | 34800 | 90.39% | 2.1 | 0 | 10 |  |  |  | No | R-410A | 3.0667 | Residential & Commercial | Ducted CEE Tier 1
213607728 | Central HP <5.4 tons | DAY & NIGHT | HRCU-A-CB (Split System: Heat Pump with Remote Outdoor Unit-Air-Source) | DLCURAH36ABK |  |  | FTMA4B36L0C* |  | 35400 | 16.5 | 8.5 | 38000 | 35200 | 92.63% | 1.86 | 0 | 10 |  |  |  | No | R-410A | 2.95 | Residential & Commercial | Ducted CEE Tier 1
216374671 | Central HP <5.4 tons | COLEMAN | HRCU-A-CB (Split System: Heat Pump with Remote Outdoor Unit-Air-Source) | HH836E2S11 |  |  | CTF36C5CDS1 | Z9ET080C16SMPS1 | 33400 | 18 | 8.5 | 31000 | 23800 | 76.77% | 2 | 0 | 11 |  |  |  | No | R-454B | 2.7833 | Residential & Commercial | Ducted CEE Tier 1
214595044 | Central HP <5.4 tons | COLEMAN | HRCU-A-CB (Split System: Heat Pump with Remote Outdoor Unit-Air-Source) | HH836E2S11 |  |  | CTF36C5CDS1 | Z8ES100C20SMPS1 | 34600 | 18 | 8.5 | 32200 | 26200 | 81.37% | 2 | 0 | 11 |  |  |  | No | R-454B | 2.8833 | Residential & Commercial | Ducted CEE Tier 1
214398587 | Central HP <5.4 tons | COLEMAN | HRCU-A-CB (Split System: Heat Pump with Remote Outdoor Unit-Air-Source) | HH836E2S11 |  |  | CTM48C5CFS1 | TM9Y080C16MP11 | 32800 | 19 | 9 | 31200 | 25200 | 80.77% | 2 | 0 | 11 |  |  |  | No | R-454B | 2.7333 | Residential & Commercial | Ducted CEE Tier 1
214398602 | Central HP <5.4 tons | COLEMAN | HRCU-A-CB (Split System: Heat Pump with Remote Outdoor Unit-Air-Source) | HH836E2S11 |  |  | CTF48C5CFS1 | TL9E080C16UH11 | 33400 | 18 | 9 | 31400 | 25400 | 80.89% | 2 | 0 | 11 |  |  |  | No | R-454B | 2.7833 | Residential & Commercial | Ducted CEE Tier 1
213297183 | Central HP <5.4 tons | COLEMAN | HRCU-A-CB (Split System: Heat Pump with Remote Outdoor Unit-Air-Source) | HMH72B341 |  |  | XAFC30CXXN1+TXV | Z8ES080B12LMPS1 | 33200 | 18 | 8.5 | 33000 | 23400 | 70.91% | 2.04 | 0 | 10 |  |  |  | No | R-410A | 2.7667 | Residential & Commercial | Ducted CEE Tier 1
213297188 | Central HP <5.4 tons | COLEMAN | HRCU-A-CB (Split System: Heat Pump with Remote Outdoor Unit-Air-Source) | HMH72B341 |  |  | XAFB30CXXN1+TXV | Z8ES040A12SMPS1 | 33200 | 18 | 8.5 | 33000 | 23400 | 70.91% | 2.06 | 0 | 10 |  |  |  | No | R-410A | 2.7667 | Residential & Commercial | Ducted CEE Tier 1
211244587 | Central HP <5.4 tons | TEMPSTAR | HRCU-A-CB (Split System: Heat Pump with Remote Outdoor Unit-Air-Source) | DLCURAH24ABK |  |  | EN(A,D)4X30L17** | *96VTN0801716A* | 24200 | 16.5 | 8.1 | 26200 | 23000 | 87.79% | 1.9 | 0 | 10.5 |  |  |  | No | R-410A | 2.0167 | Residential & Commercial | Ducted CEE Tier 1
214572604 | Central HP <5.4 tons | DAY & NIGHT | HRCU-A-CB (Split System: Heat Pump with Remote Outdoor Unit-Air-Source) | CVH837GKA** |  |  | EA*4X42L21A*+WALLCON | *95CSU0802120B* | 31800 | 17 | 8.5 | 33000 | 24400 | 73.94% | 1.9 | 0 | 11 |  |  |  | No | R-410A | 2.65 | Residential & Commercial | Ducted CEE Tier 1
214572804 | Central HP <5.4 tons | DAY & NIGHT | HRCU-A-CB (Split System: Heat Pump with Remote Outdoor Unit-Air-Source) | CVH837GKA** |  |  | EA*4X48L21A*+WALLCON | *97CMN0602120B* | 32200 | 17 | 8.5 | 32600 | 25200 | 77.3% | 1.96 | 0 | 11 |  |  |  | No | R-410A | 2.6833 | Residential & Commercial | Ducted CEE Tier 1
212984035 | Central HP <5.4 tons | TEMPSTAR | HRCU-A-CB (Split System: Heat Pump with Remote Outdoor Unit-Air-Source) | DLCURAH24ABK |  |  | EA*4X24L17A* | *92MSN0601714A* | 23400 | 17 | 8.5 | 26800 | 26400 | 98.51% | 2.24 | 0 | 10 |  |  |  | No | R-410A | 1.95 | Residential & Commercial | Ducted CEE Tier 1
212985038 | Central HP <5.4 tons | TEMPSTAR | HRCU-A-CB (Split System: Heat Pump with Remote Outdoor Unit-Air-Source) | DLCURAH24ABK |  |  | EA*4X36L21A* | *92MSN0802120A* | 23600 | 17.5 | 8.5 | 26000 | 21400 | 82.31% | 1.8 | 0 | 10 |  |  |  | No | R-410A | 1.9667 | Residential & Commercial | Ducted CEE Tier 1
212973551 | Central HP <5.4 tons | TEMPSTAR | HRCU-A-CB (Split System: Heat Pump with Remote Outdoor Unit-Air-Source) | DLCURAH24ABK |  |  | EA*4X25L17A* | *96VSN0601412B* | 24000 | 17 | 8.5 | 25000 | 25000 | 100% | 2.08 | 0 | 10 |  |  |  | No | R-410A | 2 | Residential & Commercial | Ducted CEE Tier 1
211227782 | Central HP <5.4 tons | HEIL | HRCU-A-CB (Split System: Heat Pump with Remote Outdoor Unit-Air-Source) | DLCURAH36ABK |  |  | EA*4X42L24A* | *80ES(N,L)0902116A* | 35800 | 16 | 8.1 | 39500 | 35000 | 88.61% | 1.9 | 0 | 10 |  |  |  | No | R-410A | 2.9833 | Residential & Commercial | Ducted CEE Tier 1
205750664 | Central HP <5.4 tons | AIRQUEST | HRCU-A-CB (Split System: Heat Pump with Remote Outdoor Unit-Air-Source) | HVH825GKA2* |  |  | EA*4X37L21A*+WALLCON | *96CTN0601714A* | 24400 | 16.5 | 8.1 | 21200 | 16700 | 78.77% | 2.02 | 11 | 11 |  |  |  | No | R-410A | 2.0333 | Residential & Commercial | Ducted CEE Tier 1
205750680 | Central HP <5.4 tons | AIRQUEST | HRCU-A-CB (Split System: Heat Pump with Remote Outdoor Unit-Air-Source) | HVH825GKA2* |  |  | EA*4X37L21A*+WALLCON | *97CMN0601714A* | 24200 | 16 | 8.1 | 21200 | 16800 | 79.25% | 2 | 11 | 11 |  |  |  | No | R-410A | 2.0167 | Residential & Commercial | Ducted CEE Tier 1
214807720 | Central HP <5.4 tons | COLEMAN | HRCU-A-CB (Split System: Heat Pump with Remote Outdoor Unit-Air-Source) | HH824E2S11 |  |  | CTM36B5ADS1 | TPLC080B12MP13 | 23000 | 17 | 9 | 23000 | 17700 | 76.96% | 2 | 0 | 12 |  |  |  | No | R-454B | 1.9167 | Residential & Commercial | Ducted CEE Tier 1
204456429 | Central HP <5.4 tons | AIRQUEST | HRCU-A-CB (Split System: Heat Pump with Remote Outdoor Unit-Air-Source) | HVH825GKA2* |  |  | EA*4X24L17A*+WALLCON | *80CTL0901716A* | 23400 | 17 | 8.1 | 21800 | 16700 | 76.61% | 1.9 | 11.5 | 11 |  |  |  | No | R-410A | 1.95 | Residential & Commercial | Ducted CEE Tier 1
204456438 | Central HP <5.4 tons | AIRQUEST | HRCU-A-CB (Split System: Heat Pump with Remote Outdoor Unit-Air-Source) | HVH825GKA2* |  |  | EA*4X25L17A*+WALLCON | *80CTL0451712A* | 24200 | 16.5 | 8.1 | 21400 | 16800 | 78.5% | 2 | 11 | 11 |  |  |  | No | R-410A | 2.0167 | Residential & Commercial | Ducted CEE Tier 1
204456627 | Central HP <5.4 tons | AIRQUEST | HRCU-A-CB (Split System: Heat Pump with Remote Outdoor Unit-Air-Source) | HVH825GKA2* |  |  | EA*4X36L17A*+WALLCON | *97CMN0601714A* | 23400 | 16 | 8.1 | 21600 | 16800 | 77.78% | 1.92 | 11 | 10.5 |  |  |  | No | R-410A | 1.95 | Residential & Commercial | Ducted CEE Tier 1
210598250 | Central HP <5.4 tons | AIRQUEST | HRCU-A-CB (Split System: Heat Pump with Remote Outdoor Unit-Air-Source) | HVH825GKA2* |  |  | EHD4X48AAL+WALLCON | *80CTL0451712A* | 24200 | 16 | 8.1 | 21400 | 16700 | 78.04% | 2 | 0 | 10.5 |  |  |  | No | R-410A | 2.0167 | Residential & Commercial | Ducted CEE Tier 1
215931784 | Central HP <5.4 tons | CARRIER | HRCU-A-CB (Split System: Heat Pump with Remote Outdoor Unit-Air-Source) | 27VNA360A*030* |  |  | CAA**6124AM*+UI | 59TN6C120C24**22 | 57000 | 18.5 | 8.5 | 60500 | 46500 | 76.86% | 2.02 | 0 | 11.5 |  |  |  | No | R-454B | 4.75 | Residential & Commercial | Ducted CEE Tier 1
213297208 | Central HP <5.4 tons | COLEMAN | HRCU-A-CB (Split System: Heat Pump with Remote Outdoor Unit-Air-Source) | HMH72B341 |  |  | XAHC30CXXN1+JMET12CS2N1+TXV |  | 32800 | 18 | 8.5 | 32400 | 22800 | 70.37% | 2.04 | 0 | 10 |  |  |  | No | R-410A | 2.7333 | Residential & Commercial | Ducted CEE Tier 1
214719994 | Central HP <5.4 tons | CHAMPION HEATING AND COOLING | HRCU-A-CB (Split System: Heat Pump with Remote Outdoor Unit-Air-Source) | HH836E2S11 |  |  | CTU48C5XFS1+TXV | TM8E100C20MP11 | 34400 | 17 | 8.5 | 32600 | 25800 | 79.14% | 2 | 0 | 11 |  |  |  | No | R-454B | 2.8667 | Residential & Commercial | Ducted CEE Tier 1
214584621 | Central HP <5.4 tons | COLEMAN | HRCU-A-CB (Split System: Heat Pump with Remote Outdoor Unit-Air-Source) | HH836E2S11 |  |  | CTF36B5CDS1 | Z8ES100B12SMPS1 | 33400 | 18 | 8.5 | 30800 | 25000 | 81.17% | 2 | 0 | 11.7 |  |  |  | No | R-454B | 2.7833 | Residential & Commercial | Ducted CEE Tier 1
214584556 | Central HP <5.4 tons | COLEMAN | HRCU-A-CB (Split System: Heat Pump with Remote Outdoor Unit-Air-Source) | HH836E2S11 |  |  | CTF36C5CDS1 | Z8ES100C16SMPS1 | 34400 | 18 | 8.5 | 31800 | 26000 | 81.76% | 2 | 0 | 11.7 |  |  |  | No | R-454B | 2.8667 | Residential & Commercial | Ducted CEE Tier 1
213298028 | Central HP <5.4 tons | COLEMAN | HRCU-A-CB (Split System: Heat Pump with Remote Outdoor Unit-Air-Source) | HMH72B341 |  |  | XAFC36DBCN1 | Z8ES080C16SMPS1 | 34000 | 18 | 8.5 | 33400 | 24200 | 72.46% | 2.14 | 0 | 10 |  |  |  | No | R-410A | 2.8333 | Residential & Commercial | Ducted CEE Tier 1
212974421 | Central HP <5.4 tons | TEMPSTAR | HRCU-A-CB (Split System: Heat Pump with Remote Outdoor Unit-Air-Source) | DLCURAH36ABK |  |  | EA*4X48L21A* | *96VSN1002120B* | 35800 | 16 | 8.5 | 37800 | 34800 | 92.06% | 2.02 | 0 | 10 |  |  |  | No | R-410A | 2.9833 | Residential & Commercial | Ducted CEE Tier 1
213080133 | Central HP <5.4 tons | TEMPSTAR | HRCU-A-CB (Split System: Heat Pump with Remote Outdoor Unit-Air-Source) | DLCURAH36ABK |  |  | EN(A,D,W)4X48L21** | *96MSN0801716A* | 35600 | 16 | 8.1 | 38500 | 35000 | 90.91% | 1.98 | 0 | 10 |  |  |  | No | R-410A | 2.9667 | Residential & Commercial | Ducted CEE Tier 1
213080266 | Central HP <5.4 tons | TEMPSTAR | HRCU-A-CB (Split System: Heat Pump with Remote Outdoor Unit-Air-Source) | DLCURAH36ABK |  |  | EN(A,D)4X48L24** | *96MSN0802120A* | 36200 | 16 | 8.1 | 38500 | 28000 | 72.73% | 1.76 | 0 | 10 |  |  |  | No | R-410A | 3.0167 | Residential & Commercial | Ducted CEE Tier 1
213080499 | Central HP <5.4 tons | TEMPSTAR | HRCU-A-CB (Split System: Heat Pump with Remote Outdoor Unit-Air-Source) | DLCURAH36ABK |  |  | EN(A,D)4X48L24** | *96MSN1402422A* | 35800 | 16.5 | 8.1 | 38500 | 27600 | 71.69% | 1.8 | 0 | 10 |  |  |  | No | R-410A | 2.9833 | Residential & Commercial | Ducted CEE Tier 1
213772823 | Central HP <5.4 tons | KENMORE | HRCU-A-CB (Split System: Heat Pump with Remote Outdoor Unit-Air-Source) | (C,H,T)VH825GKA3* |  |  | EA*4X30L14A*+WALLCON | *80CTL0701412B* | 23400 | 16.5 | 8.1 | 21600 | 16700 | 77.31% | 1.9 | 0 | 10.5 |  |  |  | No | R-410A | 1.95 | Residential & Commercial | Ducted CEE Tier 1
210598525 | Central HP <5.4 tons | AIRQUEST | HRCU-A-CB (Split System: Heat Pump with Remote Outdoor Unit-Air-Source) | HVH825GKA2* |  |  | EN(A,D,W)4X48L21**+WALLCON | *97CMN0801714A* | 24000 | 16.5 | 8.1 | 21400 | 16700 | 78.04% | 2 | 0 | 11 |  |  |  | No | R-410A | 2 | Residential & Commercial | Ducted CEE Tier 1
214584692 | Central HP <5.4 tons | LUXAIRE | HRCU-A-CB (Split System: Heat Pump with Remote Outdoor Unit-Air-Source) | HH824E2S11 |  |  | CTF30B5ACS1 | Z8ES080B12SMPS1 | 23000 | 18 | 9.5 | 23000 | 19100 | 83.04% | 2 | 0 | 12 |  |  |  | No | R-454B | 1.9167 | Residential & Commercial | Ducted CEE Tier 1
214584617 | Central HP <5.4 tons | LUXAIRE | HRCU-A-CB (Split System: Heat Pump with Remote Outdoor Unit-Air-Source) | HH824E2S11 |  |  | CTF36B5ADS1 | Z8ES080B12SMPS1 | 23000 | 19 | 9.5 | 23000 | 18600 | 80.87% | 2 | 0 | 12 |  |  |  | No | R-454B | 1.9167 | Residential & Commercial | Ducted CEE Tier 1
215939942 | Central HP <5.4 tons | KENMORE | HRCU-A-CB (Split System: Heat Pump with Remote Outdoor Unit-Air-Source) | (C,H,T)5H3V36*K*AAA* |  |  | ESH5X36M12A*+WALLCON | *96CTN0802120B* | 33200 | 19 | 9 | 35000 | 26800 | 76.57% | 1.92 | 0 | 11 |  |  |  | No | R-454B | 2.7667 | Residential & Commercial | Ducted CEE Tier 1
211206943 | Central HP <5.4 tons | COLEMAN | HRCU-A-CB (Split System: Heat Pump with Remote Outdoor Unit-Air-Source) | HC20B4821 |  |  | XAMC48HE3N1+CC | TP9C080C16MP13 | 43500 | 18 | 8.5 | 45500 | 36800 | 80.88% | 2.14 | 0 | 11 |  |  |  | No | R-410A | 3.625 | Residential & Commercial | Ducted CEE Tier 1
204456411 | Central HP <5.4 tons | AIRQUEST | HRCU-A-CB (Split System: Heat Pump with Remote Outdoor Unit-Air-Source) | HVH825GKA2* |  |  | EA*4X24L17A*+WALLCON | *97CMN0801714A* | 23200 | 16 | 8.1 | 22000 | 16900 | 76.82% | 1.88 | 11 | 10.5 |  |  |  | No | R-410A | 1.9333 | Residential & Commercial | Ducted CEE Tier 1
204456854 | Central HP <5.4 tons | AIRQUEST | HRCU-A-CB (Split System: Heat Pump with Remote Outdoor Unit-Air-Source) | HVH825GKA2* |  |  | EA*4X37L17A*+WALLCON | *97CMN0601714A* | 24000 | 16 | 8.1 | 21600 | 16900 | 78.24% | 1.98 | 11 | 10.5 |  |  |  | No | R-410A | 2 | Residential & Commercial | Ducted CEE Tier 1
212973871 | Central HP <5.4 tons | TEMPSTAR | HRCU-A-CB (Split System: Heat Pump with Remote Outdoor Unit-Air-Source) | DLCURAH24ABK |  |  | EA*4X36L21A* | *96VSN0801716B* | 23600 | 17 | 8.5 | 26200 | 22200 | 84.73% | 1.84 | 0 | 10 |  |  |  | No | R-410A | 1.9667 | Residential & Commercial | Ducted CEE Tier 1
212973921 | Central HP <5.4 tons | TEMPSTAR | HRCU-A-CB (Split System: Heat Pump with Remote Outdoor Unit-Air-Source) | DLCURAH24ABK |  |  | EN(A,D,W)4X36L17** | *96VSN0801716B* | 23400 | 16.5 | 8.1 | 25800 | 24200 | 93.8% | 2 | 0 | 10 |  |  |  | No | R-410A | 1.95 | Residential & Commercial | Ducted CEE Tier 1
212985357 | Central HP <5.4 tons | TEMPSTAR | HRCU-A-CB (Split System: Heat Pump with Remote Outdoor Unit-Air-Source) | DLCURAH24ABK |  |  | EA*4X37L21A* | *92MSN1002120A* | 24200 | 17.5 | 8.5 | 25200 | 21600 | 85.71% | 1.82 | 0 | 10.5 |  |  |  | No | R-410A | 2.0167 | Residential & Commercial | Ducted CEE Tier 1
212986209 | Central HP <5.4 tons | TEMPSTAR | HRCU-A-CB (Split System: Heat Pump with Remote Outdoor Unit-Air-Source) | DLCURAH24ABK |  |  | EA*4X37L17A* | *96MSN0401410A* | 24000 | 16 | 8.1 | 25200 | 22200 | 88.1% | 1.84 | 0 | 10 |  |  |  | No | R-410A | 2 | Residential & Commercial | Ducted CEE Tier 1
214572824 | Central HP <5.4 tons | DAY & NIGHT | HRCU-A-CB (Split System: Heat Pump with Remote Outdoor Unit-Air-Source) | CVH837GKA** |  |  | EA*4X48L21A*+WALLCON | *96CTN0802120B* | 32400 | 17.5 | 8.5 | 32400 | 24800 | 76.54% | 2 | 0 | 11.5 |  |  |  | No | R-410A | 2.7 | Residential & Commercial | Ducted CEE Tier 1
212974121 | Central HP <5.4 tons | TEMPSTAR | HRCU-A-CB (Split System: Heat Pump with Remote Outdoor Unit-Air-Source) | DLCURAH24ABK |  |  | EN(A,D)4X36L21** | *96VSN0802120B* | 23800 | 17 | 8.5 | 26400 | 28000 | 106.1% | 1.78 | 0 | 10.5 |  |  |  | No | R-410A | 1.9833 | Residential & Commercial | Ducted CEE Tier 1
212975000 | Central HP <5.4 tons | TEMPSTAR | HRCU-A-CB (Split System: Heat Pump with Remote Outdoor Unit-Air-Source) | DLCURAH24ABK |  |  | EA*4X37L17A* | *96VTN0401410B* | 23800 | 16 | 8.1 | 25200 | 22400 | 88.89% | 1.84 | 0 | 10 |  |  |  | No | R-410A | 1.9833 | Residential & Commercial | Ducted CEE Tier 1
212975275 | Central HP <5.4 tons | TEMPSTAR | HRCU-A-CB (Split System: Heat Pump with Remote Outdoor Unit-Air-Source) | DLCURAH24ABK |  |  | EA*4X25L17A* | *96VTN0401712B* | 24200 | 16 | 8.5 | 25400 | 25200 | 99.21% | 2.08 | 0 | 10 |  |  |  | No | R-410A | 2.0167 | Residential & Commercial | Ducted CEE Tier 1
211245590 | Central HP <5.4 tons | HEIL | HRCU-A-CB (Split System: Heat Pump with Remote Outdoor Unit-Air-Source) | DLCURAH24ABK |  |  | EN(A,D)4X36L21** | *80ES(N,L)0451712A* | 24000 | 16.5 | 8.1 | 26200 | 23000 | 87.79% | 1.9 | 0 | 10.5 |  |  |  | No | R-410A | 2 | Residential & Commercial | Ducted CEE Tier 1
211245333 | Central HP <5.4 tons | HEIL | HRCU-A-CB (Split System: Heat Pump with Remote Outdoor Unit-Air-Source) | DLCURAH24ABK |  |  | EN(A,D)4X36L21** | *96VSN1002120A* | 23800 | 17 | 8.1 | 26000 | 23400 | 90% | 1.94 | 0 | 10.5 |  |  |  | No | R-410A | 1.9833 | Residential & Commercial | Ducted CEE Tier 1
214229143 | Central HP <5.4 tons | TEMPSTAR | HRCU-A-CB (Split System: Heat Pump with Remote Outdoor Unit-Air-Source) | DLCURAH24ABK |  |  | EA*4X25L17A* | *80MSU0601716A* | 24200 | 17.5 | 8.5 | 25200 | 21200 | 84.13% | 1.8 | 0 | 10 |  |  |  | No | R-410A | 2.0167 | Residential & Commercial | Ducted CEE Tier 1
214229209 | Central HP <5.4 tons | TEMPSTAR | HRCU-A-CB (Split System: Heat Pump with Remote Outdoor Unit-Air-Source) | DLCURAH24ABK |  |  | EN(A,D,W)4X36L17** | *80MSU0601716A* | 23600 | 17 | 8.5 | 25600 | 24000 | 93.75% | 2 | 0 | 10.5 |  |  |  | No | R-410A | 1.9667 | Residential & Commercial | Ducted CEE Tier 1
214572874 | Central HP <5.4 tons | DAY & NIGHT | HRCU-A-CB (Split System: Heat Pump with Remote Outdoor Unit-Air-Source) | CVH837GKA** |  |  | EA*4X48L24A*+WALLCON | *97CMN0802120B* | 32400 | 17.5 | 8.5 | 32400 | 25000 | 77.16% | 1.98 | 0 | 11 |  |  |  | No | R-410A | 2.7 | Residential & Commercial | Ducted CEE Tier 1
215674372 | Central HP <5.4 tons | KENMORE | HRCU-A-CB (Split System: Heat Pump with Remote Outdoor Unit-Air-Source) | (C,H,T)5H0V48*K*AAA* |  |  | EA*5X61M21A*+WALLCON | *80CTL0902120B* | 46000 | 18.5 | 9 | 47500 | 33600 | 70.74% | 2.06 | 0 | 10 |  |  |  | No | R-454B | 3.8333 | Residential & Commercial | Ducted CEE Tier 1
211206877 | Central HP <5.4 tons | COLEMAN | HRCU-A-CB (Split System: Heat Pump with Remote Outdoor Unit-Air-Source) | HC20B3621 |  |  | XAMC36DE2N1+CC | CP9C080C16MP13 | 33000 | 18 | 8.5 | 34200 | 29200 | 85.38% | 1.96 | 0 | 12 |  |  |  | No | R-410A | 2.75 | Residential & Commercial | Ducted CEE Tier 1
214382099 | Central HP <5.4 tons | COLEMAN | HRCU-A-CB (Split System: Heat Pump with Remote Outdoor Unit-Air-Source) | HC20B3621 |  |  | JHVVC36DE2C2N1+CC |  | 33200 | 19.5 | 8.5 | 33800 | 28800 | 85.21% | 1.98 | 0 | 12 |  |  |  | No | R-410A | 2.7667 | Residential & Commercial | Ducted CEE Tier 1
212977814 | Central HP <5.4 tons | CARRIER | HRCU-A-CB (Split System: Heat Pump with Remote Outdoor Unit-Air-Source) | 38MURAQ18AB3* |  |  | CNPV*3014AL* | 58S(B,C)*B045M14**12 | 17700 | 16.5 | 8.1 | 18200 | 18600 | 102.2% | 2.24 | 0 | 11 |  |  |  | No | R-410A | 1.475 | Residential & Commercial | Ducted CEE Tier 1
216057002 | Central HP <5.4 tons | TRANE | HRCU-A-CB (Split System: Heat Pump with Remote Outdoor Unit-Air-Source) | 5TWV8X36A1 |  |  | 5TAMXD04AV31 |  | 32200 | 18.1 | 8.5 | 33200 | 25200 | 75.9% | 2.1 | 0 | 10.5 |  |  |  | No | R-454B | 2.6833 | Residential & Commercial | Ducted CEE Tier 1
216057004 | Central HP <5.4 tons | TRANE | HRCU-A-CB (Split System: Heat Pump with Remote Outdoor Unit-Air-Source) | 5TWV8X36A1 |  |  | 5TAMXD05AV41 |  | 33000 | 17.1 | 8.5 | 33200 | 25200 | 75.9% | 2.1 | 0 | 10.5 |  |  |  | No | R-454B | 2.75 | Residential & Commercial | Ducted CEE Tier 1
214242784 | Central HP <5.4 tons | TEMPSTAR | HRCU-A-CB (Split System: Heat Pump with Remote Outdoor Unit-Air-Source) | TVH825GKA2* |  |  | EN(A,D)4X36L21**+WALLCON | *80CTL1102120B* | 23600 | 16.5 | 8.1 | 21600 | 16700 | 77.31% | 1.92 | 0 | 11 |  |  |  | No | R-410A | 1.9667 | Residential & Commercial | Ducted CEE Tier 1
213296963 | Central HP <5.4 tons | COLEMAN | HRCU-A-CB (Split System: Heat Pump with Remote Outdoor Unit-Air-Source) | HMH72B341 |  |  | XAHC36DBCN1 | Z8ES080B12SMPS1 | 33400 | 17.5 | 8.1 | 32800 | 23000 | 70.12% | 2.02 | 0 | 10 |  |  |  | No | R-410A | 2.7833 | Residential & Commercial | Ducted CEE Tier 1
214720137 | Central HP <5.4 tons | CHAMPION HEATING AND COOLING | HRCU-A-CB (Split System: Heat Pump with Remote Outdoor Unit-Air-Source) | HH836E2S11 |  |  | CTU48C5XFS1+TXV | TM9E100C16MP12 | 33400 | 19 | 9 | 31400 | 25400 | 80.89% | 2 | 0 | 11 |  |  |  | No | R-454B | 2.7833 | Residential & Commercial | Ducted CEE Tier 1
214720214 | Central HP <5.4 tons | CHAMPION HEATING AND COOLING | HRCU-A-CB (Split System: Heat Pump with Remote Outdoor Unit-Air-Source) | HH836E2S11 |  |  | CTU48C5XFS1+TXV | TM9Y100C16MP11 | 33200 | 19 | 9 | 31400 | 25400 | 80.89% | 2 | 0 | 11 |  |  |  | No | R-454B | 2.7667 | Residential & Commercial | Ducted CEE Tier 1
214807754 | Central HP <5.4 tons | CHAMPION HEATING AND COOLING | HRCU-A-CB (Split System: Heat Pump with Remote Outdoor Unit-Air-Source) | HH836E2S11 |  |  | CTU36B5XDS1+TXV | Z8ET080B12LMPS1 | 33200 | 19 | 9 | 30400 | 24800 | 81.58% | 2 | 0 | 11.7 |  |  |  | No | R-454B | 2.7667 | Residential & Commercial | Ducted CEE Tier 1
215853395 | Central HP <5.4 tons | LUXAIRE | HRCU-A-CB (Split System: Heat Pump with Remote Outdoor Unit-Air-Source) | HH836E2S11 |  |  | CTU36B5XDS1+TXV | Z9ES060B12SMPS1 | 33200 | 17 | 8.5 | 31000 | 25400 | 81.94% | 2 | 0 | 11 |  |  |  | No | R-454B | 2.7667 | Residential & Commercial | Ducted CEE Tier 1
214573024 | Central HP <5.4 tons | DAY & NIGHT | HRCU-A-CB (Split System: Heat Pump with Remote Outdoor Unit-Air-Source) | CVH837GKA** |  |  | EA*4X61L24A*+WALLCON | *95CSU0802120B* | 33200 | 17.5 | 8.5 | 32000 | 24800 | 77.5% | 2 | 0 | 11.5 |  |  |  | No | R-410A | 2.7667 | Residential & Commercial | Ducted CEE Tier 1
212978662 | Central HP <5.4 tons | TEMPSTAR | HRCU-A-CB (Split System: Heat Pump with Remote Outdoor Unit-Air-Source) | DLCURAH24ABK |  |  | EA*4X36L17A* | *80MS(N,L)0701712A* | 23600 | 17.5 | 8.5 | 26000 | 24200 | 93.08% | 2.02 | 0 | 10 |  |  |  | No | R-410A | 1.9667 | Residential & Commercial | Ducted CEE Tier 1
212978728 | Central HP <5.4 tons | TEMPSTAR | HRCU-A-CB (Split System: Heat Pump with Remote Outdoor Unit-Air-Source) | DLCURAH24ABK |  |  | EN(A,D,W)4X36L17** | *80MS(N,L)0701712A* | 23400 | 17 | 8.1 | 25800 | 24200 | 93.8% | 2.04 | 0 | 10.5 |  |  |  | No | R-410A | 1.95 | Residential & Commercial | Ducted CEE Tier 1
211245464 | Central HP <5.4 tons | HEIL | HRCU-A-CB (Split System: Heat Pump with Remote Outdoor Unit-Air-Source) | DLCURAH24ABK |  |  | EN(A,D)4X36L21** | *95ESU0601716A* | 24200 | 16.5 | 8.1 | 26200 | 22800 | 87.02% | 1.9 | 0 | 10.5 |  |  |  | No | R-410A | 2.0167 | Residential & Commercial | Ducted CEE Tier 1
211245529 | Central HP <5.4 tons | HEIL | HRCU-A-CB (Split System: Heat Pump with Remote Outdoor Unit-Air-Source) | DLCURAH24ABK |  |  | EN(A,D)4X36L21** | *80VTL0701716A* | 24200 | 17 | 8.1 | 26200 | 23000 | 87.79% | 1.9 | 0 | 10.5 |  |  |  | No | R-410A | 2.0167 | Residential & Commercial | Ducted CEE Tier 1
214242815 | Central HP <5.4 tons | CARRIER | HRCU-A-CB (Split System: Heat Pump with Remote Outdoor Unit-Air-Source) | 25VNA825A*031* |  |  | CNPV*3621AL*+UI | 59MN7C100C21**22 | 23600 | 16.5 | 8.1 | 21400 | 16700 | 78.04% | 1.92 | 0 | 11 |  |  |  | No | R-410A | 1.9667 | Residential & Commercial | Ducted CEE Tier 1
214243165 | Central HP <5.4 tons | CARRIER | HRCU-A-CB (Split System: Heat Pump with Remote Outdoor Unit-Air-Source) | 25VNA825A*031* |  |  | CNPV*4821AL*+UI | 59TN6C060C17**14 | 24000 | 16.5 | 8.1 | 21400 | 16700 | 78.04% | 2 | 0 | 11 |  |  |  | No | R-410A | 2 | Residential & Commercial | Ducted CEE Tier 1
211391267 | Central HP <5.4 tons | FRASER-JOHNSTON | HRCU-A-CB (Split System: Heat Pump with Remote Outdoor Unit-Air-Source) | HMH72B341 |  |  | XAHC36DBCN1 | TMLE120C16MP11 | 33600 | 17.5 | 8.1 | 33000 | 23200 | 70.3% | 2.04 | 0 | 10 |  |  |  | No | R-410A | 2.8 | Residential & Commercial | Ducted CEE Tier 1
214239363 | Central HP <5.4 tons | CARRIER | HRCU-A-CB (Split System: Heat Pump with Remote Outdoor Unit-Air-Source) | 25VNA837A*031* |  |  | CNPV*6024AL*+UI | 58TN*B110C21**20 | 32800 | 17.5 | 8.1 | 32200 | 24600 | 76.4% | 1.96 | 0 | 12 |  |  |  | No | R-410A | 2.7333 | Residential & Commercial | Ducted CEE Tier 1
213296938 | Central HP <5.4 tons | COLEMAN | HRCU-A-CB (Split System: Heat Pump with Remote Outdoor Unit-Air-Source) | HMH72B341 |  |  | XAFC36DXXN1+TXV | Z8ES080C20LMPS1 | 34000 | 18 | 8.5 | 33400 | 24400 | 73.05% | 2.12 | 0 | 10 |  |  |  | No | R-410A | 2.8333 | Residential & Commercial | Ducted CEE Tier 1
212985972 | Central HP <5.4 tons | TEMPSTAR | HRCU-A-CB (Split System: Heat Pump with Remote Outdoor Unit-Air-Source) | DLCURAH18ABK |  |  | EN(A,D)4X30L14** | *96MSN0261410A* | 17500 | 16 | 8.1 | 18100 | 18800 | 103.9% | 2.26 | 0 | 11 |  |  |  | No | R-410A | 1.4583 | Residential & Commercial | Ducted CEE Tier 1
213607646 | Central HP <5.4 tons | BRYANT HEATING AND COOLING SYSTEMS | HRCU-A-CB (Split System: Heat Pump with Remote Outdoor Unit-Air-Source) | 38MURAQ24AB3* |  |  | FT4BNXB24L* |  | 24600 | 17 | 9.5 | 26000 | 22200 | 85.38% | 1.84 | 0 | 10 |  |  |  | No | R-410A | 2.05 | Residential & Commercial | Ducted CEE Tier 1
212983733 | Central HP <5.4 tons | DAY & NIGHT | HRCU-A-CB (Split System: Heat Pump with Remote Outdoor Unit-Air-Source) | DLCURAH18ABK |  |  | EN(A,D)4X30L17** | *92MSN0601412A* | 17400 | 16.5 | 8.1 | 18000 | 18700 | 103.9% | 2.24 | 0 | 11 |  |  |  | No | R-410A | 1.45 | Residential & Commercial | Ducted CEE Tier 1
213607593 | Central HP <5.4 tons | DAY & NIGHT | HRCU-A-CB (Split System: Heat Pump with Remote Outdoor Unit-Air-Source) | DLCURAH18ABK |  |  | FTMA4X24L0B* |  | 18100 | 16.5 | 8.5 | 18200 | 18200 | 100% | 2.2 | 0 | 11 |  |  |  | No | R-410A | 1.5083 | Residential & Commercial | Ducted CEE Tier 1
212973051 | Central HP <5.4 tons | TEMPSTAR | HRCU-A-CB (Split System: Heat Pump with Remote Outdoor Unit-Air-Source) | DLCURAH18ABK |  |  | EA*4X30L17A* | *96VSN0401712B* | 17400 | 16 | 8.5 | 18000 | 19200 | 106.7% | 2.3 | 0 | 10.5 |  |  |  | No | R-410A | 1.45 | Residential & Commercial | Ducted CEE Tier 1
204298938 | Central HP <5.4 tons | AIRQUEST | HRCU-A-CB (Split System: Heat Pump with Remote Outdoor Unit-Air-Source) | HVH837GKA** |  |  | EA*4X42L21A*+WALLCON | *80CTL0902120A* | 31800 | 17.5 | 8.1 | 33200 | 24400 | 73.49% | 1.9 | 11 | 11.5 |  |  |  | No | R-410A | 2.65 | Residential & Commercial | Ducted CEE Tier 1
213771556 | Central HP <5.4 tons | BRYANT HEATING AND COOLING SYSTEMS | HRCU-A-CB (Split System: Heat Pump with Remote Outdoor Unit-Air-Source) | 288BNV025*0**B* |  |  | CAP**4821AL*+UI | 88*TB36045C17*** | 24000 | 16.5 | 8.1 | 21000 | 16600 | 79.05% | 2 | 0 | 10.5 |  |  |  | No | R-410A | 2 | Residential & Commercial | Ducted CEE Tier 1
213826603 | Central HP <5.4 tons | TRANE | HRCU-A-CB (Split System: Heat Pump with Remote Outdoor Unit-Air-Source) | 4TWV7X36A1 |  |  | 4TXCC007DS3 | S9V2C100U4VSB+LRP | 35200 | 17.1 | 8.5 | 29000 | 20400 | 70.34% | 1.8 | 0 | 12 |  |  |  | No | R-410A | 2.9333 | Residential & Commercial | Ducted CEE Tier 1
213607743 | Central HP <5.4 tons | DAY & NIGHT | HRCU-A-CB (Split System: Heat Pump with Remote Outdoor Unit-Air-Source) | DLCURAH36ABK |  |  | FTMA4B48L0C* |  | 36400 | 17 | 9 | 37200 | 34600 | 93.01% | 2.08 | 0 | 10 |  |  |  | No | R-410A | 3.0333 | Residential & Commercial | Ducted CEE Tier 1
211230434 | Central HP <5.4 tons | HEIL | HRCU-A-CB (Split System: Heat Pump with Remote Outdoor Unit-Air-Source) | DLCURAH36ABK |  |  | EN(A,D)4X48L24** | *80ES(N,L)0902120A* | 36600 | 16 | 8.1 | 39500 | 34800 | 88.1% | 2.04 | 0 | 10.5 |  |  |  | No | R-410A | 3.05 | Residential & Commercial | Ducted CEE Tier 1
211230482 | Central HP <5.4 tons | HEIL | HRCU-A-CB (Split System: Heat Pump with Remote Outdoor Unit-Air-Source) | DLCURAH36ABK |  |  | EN(A,D)4X48L24** | *80ES(N,L)1352420A* | 36200 | 16 | 8.1 | 38500 | 34800 | 90.39% | 2.02 | 0 | 10 |  |  |  | No | R-410A | 3.0167 | Residential & Commercial | Ducted CEE Tier 1
211230900 | Central HP <5.4 tons | HEIL | HRCU-A-CB (Split System: Heat Pump with Remote Outdoor Unit-Air-Source) | DLCURAH36ABK |  |  | FVM4X48***L |  | 36200 | 17 | 8.5 | 37600 | 34400 | 91.49% | 2.06 | 0 | 10 |  |  |  | No | R-410A | 3.0167 | Residential & Commercial | Ducted CEE Tier 1
211228217 | Central HP <5.4 tons | HEIL | HRCU-A-CB (Split System: Heat Pump with Remote Outdoor Unit-Air-Source) | DLCURAH36ABK |  |  | EA*4X43L21A* | *80ES(N,L)0451712A* | 36000 | 15.5 | 8.5 | 38500 | 34800 | 90.39% | 2.06 | 0 | 10 |  |  |  | No | R-410A | 3 | Residential & Commercial | Ducted CEE Tier 1
211206860 | Central HP <5.4 tons | COLEMAN | HRCU-A-CB (Split System: Heat Pump with Remote Outdoor Unit-Air-Source) | HC20B3621 |  |  | XAMC36DE2N1+CC | TP9C100C16MP13 | 33000 | 18 | 8.5 | 34000 | 29200 | 85.88% | 1.96 | 0 | 12 |  |  |  | No | R-410A | 2.75 | Residential & Commercial | Ducted CEE Tier 1
213607587 | Central HP <5.4 tons | BRYANT HEATING AND COOLING SYSTEMS | HRCU-A-CB (Split System: Heat Pump with Remote Outdoor Unit-Air-Source) | 38MURAQ18AB3* |  |  | FG4ANXB24L* |  | 18100 | 16.5 | 8.5 | 18200 | 18200 | 100% | 2.2 | 0 | 11 |  |  |  | No | R-410A | 1.5083 | Residential & Commercial | Ducted CEE Tier 1
214807703 | Central HP <5.4 tons | CHAMPION HEATING AND COOLING | HRCU-A-CB (Split System: Heat Pump with Remote Outdoor Unit-Air-Source) | HH824E2S11 |  |  | CTU36B5XDS1+JMC12B2SN1+TXV |  | 23000 | 19 | 9.5 | 23000 | 18500 | 80.43% | 2 | 0 | 12 |  |  |  | No | R-454B | 1.9167 | Residential & Commercial | Ducted CEE Tier 1
204456528 | Central HP <5.4 tons | AIRQUEST | HRCU-A-CB (Split System: Heat Pump with Remote Outdoor Unit-Air-Source) | HVH825GKA2* |  |  | EA*4X30L17A*+WALLCON | *80CTL0701716A* | 23400 | 16.5 | 8.1 | 21600 | 16700 | 77.31% | 1.92 | 11 | 11 |  |  |  | No | R-410A | 1.95 | Residential & Commercial | Ducted CEE Tier 1
204456537 | Central HP <5.4 tons | AIRQUEST | HRCU-A-CB (Split System: Heat Pump with Remote Outdoor Unit-Air-Source) | HVH825GKA2* |  |  | EA*4X30L17A*+WALLCON | *96CTN0601714A* | 23400 | 16 | 8.1 | 21600 | 16800 | 77.78% | 1.9 | 11 | 10.5 |  |  |  | No | R-410A | 1.95 | Residential & Commercial | Ducted CEE Tier 1
204456844 | Central HP <5.4 tons | AIRQUEST | HRCU-A-CB (Split System: Heat Pump with Remote Outdoor Unit-Air-Source) | HVH825GKA2* |  |  | EA*4X37L17A*+WALLCON | *96CTN0801714A* | 24200 | 16.5 | 8.1 | 21400 | 16700 | 78.04% | 1.98 | 11.5 | 11 |  |  |  | No | R-410A | 2.0167 | Residential & Commercial | Ducted CEE Tier 1
211206955 | Central HP <5.4 tons | COLEMAN | HRCU-A-CB (Split System: Heat Pump with Remote Outdoor Unit-Air-Source) | HC20B4821 |  |  | XAMC48HE3N1+CC | TM8V100C20MP12 | 43500 | 19 | 9 | 44500 | 36200 | 81.35% | 2.14 | 0 | 12 |  |  |  | No | R-410A | 3.625 | Residential & Commercial | Ducted CEE Tier 1
214807824 | Central HP <5.4 tons | CHAMPION HEATING AND COOLING | HRCU-A-CB (Split System: Heat Pump with Remote Outdoor Unit-Air-Source) | HH824E2S11 |  |  | CTU30B5XCS1+JME12B2SN1+TXV |  | 23000 | 19 | 9.5 | 23000 | 19000 | 82.61% | 2 | 0 | 12 |  |  |  | No | R-454B | 1.9167 | Residential & Commercial | Ducted CEE Tier 1
204456375 | Central HP <5.4 tons | AIRQUEST | HRCU-A-CB (Split System: Heat Pump with Remote Outdoor Unit-Air-Source) | HVH825GKA2* |  |  | EA*4X24L17A*+WALLCON | *80CTL0701716A* | 23200 | 16.5 | 8.1 | 22000 | 16800 | 76.36% | 1.9 | 11 | 10.5 |  |  |  | No | R-410A | 1.9333 | Residential & Commercial | Ducted CEE Tier 1
213297858 | Central HP <5.4 tons | COLEMAN | HRCU-A-CB (Split System: Heat Pump with Remote Outdoor Unit-Air-Source) | HMH72B341 |  |  | XAFC30CXXN1+TXV | Z9ET080B12SMPS1 | 32800 | 18.5 | 8.1 | 33000 | 23400 | 70.91% | 2.02 | 0 | 10 |  |  |  | No | R-410A | 2.7333 | Residential & Commercial | Ducted CEE Tier 1
213298018 | Central HP <5.4 tons | COLEMAN | HRCU-A-CB (Split System: Heat Pump with Remote Outdoor Unit-Air-Source) | HMH72B341 |  |  | XAFC36DXXN1+TXV | Z8ES080C16SMPS1 | 34000 | 18 | 8.5 | 33400 | 24200 | 72.46% | 2.14 | 0 | 10 |  |  |  | No | R-410A | 2.8333 | Residential & Commercial | Ducted CEE Tier 1
214398201 | Central HP <5.4 tons | COLEMAN | HRCU-A-CB (Split System: Heat Pump with Remote Outdoor Unit-Air-Source) | HH836E2S11 |  |  | CTF48C5CFS1 | TMLE100C16MP11 | 33400 | 19 | 9 | 31400 | 25400 | 80.89% | 2 | 0 | 11 |  |  |  | No | R-454B | 2.7833 | Residential & Commercial | Ducted CEE Tier 1
214398221 | Central HP <5.4 tons | COLEMAN | HRCU-A-CB (Split System: Heat Pump with Remote Outdoor Unit-Air-Source) | HH836E2S11 |  |  | CTF48C5CFS1 | TMLE120C16MP11 | 33600 | 19 | 9 | 31400 | 25400 | 80.89% | 2 | 0 | 11 |  |  |  | No | R-454B | 2.8 | Residential & Commercial | Ducted CEE Tier 1
215853389 | Central HP <5.4 tons | LUXAIRE | HRCU-A-CB (Split System: Heat Pump with Remote Outdoor Unit-Air-Source) | HH836E2S11 |  |  | CTM36C5CDS1 | Z9ES080C20SMPS1 | 34200 | 18 | 8.5 | 32200 | 26400 | 81.99% | 2 | 0 | 11 |  |  |  | No | R-454B | 2.85 | Residential & Commercial | Ducted CEE Tier 1
215853372 | Central HP <5.4 tons | LUXAIRE | HRCU-A-CB (Split System: Heat Pump with Remote Outdoor Unit-Air-Source) | HH836E2S11 |  |  | CTM36C5CDS1+JMC17C2SN1 |  | 34400 | 19 | 9 | 31600 | 25800 | 81.65% | 2 | 0 | 11.7 |  |  |  | No | R-454B | 2.8667 | Residential & Commercial | Ducted CEE Tier 1
214239713 | Central HP <5.4 tons | CARRIER | HRCU-A-CB (Split System: Heat Pump with Remote Outdoor Unit-Air-Source) | 25VNA837A*030* |  |  | CNPV*4217AL*+UI | 59TN6C080C17**14 | 32000 | 16.5 | 8.1 | 33000 | 24800 | 75.15% | 1.9 | 0 | 11 |  |  |  | No | R-410A | 2.6667 | Residential & Commercial | Ducted CEE Tier 1
214243115 | Central HP <5.4 tons | CARRIER | HRCU-A-CB (Split System: Heat Pump with Remote Outdoor Unit-Air-Source) | 25VNA825A*031* |  |  | CNPV*4821AL*+UI | 58TN*B110C21**20 | 24200 | 17 | 8.1 | 21200 | 16600 | 78.3% | 2.02 | 0 | 11.5 |  |  |  | No | R-410A | 2.0167 | Residential & Commercial | Ducted CEE Tier 1
216374651 | Central HP <5.4 tons | COLEMAN | HRCU-A-CB (Split System: Heat Pump with Remote Outdoor Unit-Air-Source) | HH860E2S11 |  |  | CTM60D5CGS1 | Z9ET120D20SMPS1 | 44500 | 17 | 9 | 45000 | 32600 | 72.44% | 2 | 0 | 11.7 |  |  |  | No | R-454B | 3.7083 | Residential & Commercial | Ducted CEE Tier 1
214397918 | Central HP <5.4 tons | COLEMAN | HRCU-A-CB (Split System: Heat Pump with Remote Outdoor Unit-Air-Source) | HH860E2S11 |  |  | CTF60D5CGS1 | TM9E120D20MP12 | 45000 | 17 | 9 | 47000 | 35000 | 74.47% | 2 | 0 | 11 |  |  |  | No | R-454B | 3.75 | Residential & Commercial | Ducted CEE Tier 1
214398236 | Central HP <5.4 tons | COLEMAN | HRCU-A-CB (Split System: Heat Pump with Remote Outdoor Unit-Air-Source) | HH860E2S11 |  |  | CTF60C5CGS1 | TM9Y100C20MP11 | 44500 | 17 | 9 | 46000 | 34000 | 73.91% | 2 | 0 | 11 |  |  |  | No | R-454B | 3.7083 | Residential & Commercial | Ducted CEE Tier 1
214398251 | Central HP <5.4 tons | COLEMAN | HRCU-A-CB (Split System: Heat Pump with Remote Outdoor Unit-Air-Source) | HH860E2S11 |  |  | CTF60C5CGS1+JMC17C2SN1 |  | 44500 | 18 | 9 | 44000 | 33000 | 75% | 2 | 0 | 12 |  |  |  | No | R-454B | 3.7083 | Residential & Commercial | Ducted CEE Tier 1
214398285 | Central HP <5.4 tons | COLEMAN | HRCU-A-CB (Split System: Heat Pump with Remote Outdoor Unit-Air-Source) | HH860E2S11 |  |  | CTM60C5CGS1+JMVT16CC2N1 |  | 45000 | 19 | 9 | 44500 | 33200 | 74.61% | 2 | 0 | 12 |  |  |  | No | R-454B | 3.75 | Residential & Commercial | Ducted CEE Tier 1
214398419 | Central HP <5.4 tons | COLEMAN | HRCU-A-CB (Split System: Heat Pump with Remote Outdoor Unit-Air-Source) | HH860E2S11 |  |  | CTF60D5CHS1 | CP9C120D20MP13 | 54000 | 19 | 9 | 54500 | 39500 | 72.48% | 2 | 0 | 11 |  |  |  | No | R-454B | 4.5 | Residential & Commercial | Ducted CEE Tier 1
204456492 | Central HP <5.4 tons | AIRQUEST | HRCU-A-CB (Split System: Heat Pump with Remote Outdoor Unit-Air-Source) | HVH825GKA2* |  |  | EA*4X25L17A*+WALLCON | *80CTL0701412A* | 24400 | 17.5 | 8.5 | 21200 | 16600 | 78.3% | 2.02 | 11 | 11.5 |  |  |  | No | R-410A | 2.0333 | Residential & Commercial | Ducted CEE Tier 1
215939702 | Central HP <5.4 tons | KENMORE | HRCU-A-CB (Split System: Heat Pump with Remote Outdoor Unit-Air-Source) | (C,H,T)5H3V36*K*AAA* |  |  | EA*5X42M21A*+WALLCON | *97CTN0802120A* | 32600 | 19.5 | 9.5 | 34800 | 26800 | 77.01% | 2.02 | 0 | 11.7 |  |  |  | No | R-454B | 2.7167 | Residential & Commercial | Ducted CEE Tier 1
211206914 | Central HP <5.4 tons | COLEMAN | HRCU-A-CB (Split System: Heat Pump with Remote Outdoor Unit-Air-Source) | HC20B4821 |  |  | XAMC48HE3N1+CC | TM9V100C20MP12 | 43500 | 19 | 9 | 44500 | 36400 | 81.8% | 2.14 | 0 | 11.7 |  |  |  | No | R-410A | 3.625 | Residential & Commercial | Ducted CEE Tier 1
204456366 | Central HP <5.4 tons | AIRQUEST | HRCU-A-CB (Split System: Heat Pump with Remote Outdoor Unit-Air-Source) | HVH825GKA2* |  |  | EA*4X24L17A*+WALLCON | *80CTL0451712A* | 23200 | 16 | 8.1 | 22000 | 16900 | 76.82% | 1.88 | 11 | 10.5 |  |  |  | No | R-410A | 1.9333 | Residential & Commercial | Ducted CEE Tier 1
204456501 | Central HP <5.4 tons | AIRQUEST | HRCU-A-CB (Split System: Heat Pump with Remote Outdoor Unit-Air-Source) | HVH825GKA2* |  |  | EA*4X25L17A*+WALLCON | *80CTL0901716A* | 24400 | 17.5 | 8.5 | 21200 | 16600 | 78.3% | 2.04 | 12 | 11.5 |  |  |  | No | R-410A | 2.0333 | Residential & Commercial | Ducted CEE Tier 1
204456618 | Central HP <5.4 tons | AIRQUEST | HRCU-A-CB (Split System: Heat Pump with Remote Outdoor Unit-Air-Source) | HVH825GKA2* |  |  | EA*4X36L17A*+WALLCON | *96CTN0801714A* | 23600 | 16.5 | 8.1 | 21600 | 16700 | 77.31% | 1.92 | 11.5 | 10.5 |  |  |  | No | R-410A | 1.9667 | Residential & Commercial | Ducted CEE Tier 1
204456817 | Central HP <5.4 tons | AIRQUEST | HRCU-A-CB (Split System: Heat Pump with Remote Outdoor Unit-Air-Source) | HVH825GKA2* |  |  | EA*4X37L17A*+WALLCON | *80CTL0451712A* | 24000 | 16 | 8.1 | 21600 | 16800 | 77.78% | 1.98 | 11 | 10.5 |  |  |  | No | R-410A | 2 | Residential & Commercial | Ducted CEE Tier 1
213297168 | Central HP <5.4 tons | COLEMAN | HRCU-A-CB (Split System: Heat Pump with Remote Outdoor Unit-Air-Source) | HMH72B341 |  |  | XAFC30CXXN1+TXV | Z8ES080C16SMPS1 | 33600 | 18 | 8.5 | 33000 | 23200 | 70.3% | 2.08 | 0 | 10 |  |  |  | No | R-410A | 2.8 | Residential & Commercial | Ducted CEE Tier 1
213297403 | Central HP <5.4 tons | COLEMAN | HRCU-A-CB (Split System: Heat Pump with Remote Outdoor Unit-Air-Source) | HMH72B341 |  |  | XAHB30CXXN1+TXV | Z8ES040A12SMPS1 | 31800 | 17 | 8.1 | 32200 | 22600 | 70.19% | 2 | 0 | 10 |  |  |  | No | R-410A | 2.65 | Residential & Commercial | Ducted CEE Tier 1
213298108 | Central HP <5.4 tons | COLEMAN | HRCU-A-CB (Split System: Heat Pump with Remote Outdoor Unit-Air-Source) | HMH72B341 |  |  | XAUB36DXXN1+JMET12BS2N1+TXV |  | 34000 | 18.5 | 8.5 | 33800 | 23800 | 70.41% | 2.12 | 0 | 10.5 |  |  |  | No | R-410A | 2.8333 | Residential & Commercial | Ducted CEE Tier 1
215853380 | Central HP <5.4 tons | LUXAIRE | HRCU-A-CB (Split System: Heat Pump with Remote Outdoor Unit-Air-Source) | HH836E2S11 |  |  | CTM36C5CDS1+JMC16C2SN1 |  | 34400 | 19 | 9 | 31600 | 25800 | 81.65% | 2 | 0 | 11.7 |  |  |  | No | R-454B | 2.8667 | Residential & Commercial | Ducted CEE Tier 1
211206865 | Central HP <5.4 tons | COLEMAN | HRCU-A-CB (Split System: Heat Pump with Remote Outdoor Unit-Air-Source) | HC20B3621 |  |  | XAMC36DE2N1+CC | CP9C100C16MP13 | 33000 | 18 | 8.5 | 34000 | 29200 | 85.88% | 1.96 | 0 | 12 |  |  |  | No | R-410A | 2.75 | Residential & Commercial | Ducted CEE Tier 1
214242222 | Central HP <5.4 tons | KEEPRITE | HRCU-A-CB (Split System: Heat Pump with Remote Outdoor Unit-Air-Source) | CVH825GKA3* |  |  | EN(A,D,W)4X48L21**+WALLCON | *80CTL0701716B* | 24000 | 17 | 8.1 | 21400 | 16600 | 77.57% | 2 | 0 | 11 |  |  |  | No | R-410A | 2 | Residential & Commercial | Ducted CEE Tier 1
214241852 | Central HP <5.4 tons | KEEPRITE | HRCU-A-CB (Split System: Heat Pump with Remote Outdoor Unit-Air-Source) | CVH825GKA3* |  |  | EN(A,D,W)4X36L17**+WALLCON | *96CTN0601714B* | 23400 | 16 | 8.1 | 21600 | 16800 | 77.78% | 1.9 | 0 | 10.5 |  |  |  | No | R-410A | 1.95 | Residential & Commercial | Ducted CEE Tier 1
214241602 | Central HP <5.4 tons | KEEPRITE | HRCU-A-CB (Split System: Heat Pump with Remote Outdoor Unit-Air-Source) | CVH825GKA3* |  |  | EN(A,D)4X24L17**+WALLCON | *97CMN0601714B* | 23200 | 15.5 | 8.1 | 22200 | 16900 | 76.13% | 1.9 | 0 | 10.5 |  |  |  | No | R-410A | 1.9333 | Residential & Commercial | Ducted CEE Tier 1
213774532 | Central HP <5.4 tons | KEEPRITE | HRCU-A-CB (Split System: Heat Pump with Remote Outdoor Unit-Air-Source) | CVH825GKA3* |  |  | EHD4X42AAL+WALLCON | *96CTN0801714B* | 24000 | 16 | 8.1 | 21400 | 16600 | 77.57% | 2 | 0 | 10.5 |  |  |  | No | R-410A | 2 | Residential & Commercial | Ducted CEE Tier 1
213774632 | Central HP <5.4 tons | KEEPRITE | HRCU-A-CB (Split System: Heat Pump with Remote Outdoor Unit-Air-Source) | CVH825GKA3* |  |  | EHD4X48AAL+WALLCON | *95CSU0601716B* | 24200 | 16 | 8.1 | 21400 | 16600 | 77.57% | 2 | 0 | 10.5 |  |  |  | No | R-410A | 2.0167 | Residential & Commercial | Ducted CEE Tier 1
214242332 | Central HP <5.4 tons | KEEPRITE | HRCU-A-CB (Split System: Heat Pump with Remote Outdoor Unit-Air-Source) | CVH825GKA3* |  |  | EN(A,D)4X48L24**+WALLCON | *80CTL0902120B* | 24200 | 17 | 8.1 | 21200 | 16600 | 78.3% | 2 | 0 | 11 |  |  |  | No | R-410A | 2.0167 | Residential & Commercial | Ducted CEE Tier 1
214242232 | Central HP <5.4 tons | KEEPRITE | HRCU-A-CB (Split System: Heat Pump with Remote Outdoor Unit-Air-Source) | CVH825GKA3* |  |  | EN(A,D,W)4X48L21**+WALLCON | *80CTL0901716B* | 24200 | 17 | 8.1 | 21200 | 16600 | 78.3% | 2 | 0 | 11 |  |  |  | No | R-410A | 2.0167 | Residential & Commercial | Ducted CEE Tier 1
214571234 | Central HP <5.4 tons | DAY & NIGHT | HRCU-A-CB (Split System: Heat Pump with Remote Outdoor Unit-Air-Source) | CVH825GKA3* |  |  | EN(A,D,W)4X48L21**+WALLCON | *95CSU1002122B* | 24200 | 17 | 8.1 | 21200 | 16600 | 78.3% | 2.02 | 0 | 11.5 |  |  |  | No | R-410A | 2.0167 | Residential & Commercial | Ducted CEE Tier 1
214571164 | Central HP <5.4 tons | DAY & NIGHT | HRCU-A-CB (Split System: Heat Pump with Remote Outdoor Unit-Air-Source) | CVH825GKA3* |  |  | EN(A,D,W)4X42L21**+WALLCON | *95CSU0802120B* | 23800 | 16.5 | 8.1 | 21400 | 16700 | 78.04% | 1.96 | 0 | 11 |  |  |  | No | R-410A | 1.9833 | Residential & Commercial | Ducted CEE Tier 1
214571214 | Central HP <5.4 tons | DAY & NIGHT | HRCU-A-CB (Split System: Heat Pump with Remote Outdoor Unit-Air-Source) | CVH825GKA3* |  |  | EN(A,D,W)4X48L21**+WALLCON | *80CTL0702120B* | 24200 | 17 | 8.1 | 21200 | 16600 | 78.3% | 2.02 | 0 | 11 |  |  |  | No | R-410A | 2.0167 | Residential & Commercial | Ducted CEE Tier 1
213773812 | Central HP <5.4 tons | KEEPRITE | HRCU-A-CB (Split System: Heat Pump with Remote Outdoor Unit-Air-Source) | CVH825GKA3* |  |  | EA*4X48L24A*+WALLCON | *80CTL0902120B* | 24200 | 17 | 8.1 | 21000 | 16500 | 78.57% | 2.02 | 0 | 11 |  |  |  | No | R-410A | 2.0167 | Residential & Commercial | Ducted CEE Tier 1
213773512 | Central HP <5.4 tons | KEEPRITE | HRCU-A-CB (Split System: Heat Pump with Remote Outdoor Unit-Air-Source) | CVH825GKA3* |  |  | EA*4X42L24A*+WALLCON | *80CTL1102120B* | 23800 | 16.5 | 8.1 | 21400 | 16600 | 77.57% | 1.96 | 0 | 11 |  |  |  | No | R-410A | 1.9833 | Residential & Commercial | Ducted CEE Tier 1
213773662 | Central HP <5.4 tons | KEEPRITE | HRCU-A-CB (Split System: Heat Pump with Remote Outdoor Unit-Air-Source) | CVH825GKA3* |  |  | EA*4X43L21A*+WALLCON | *96CTN0601714B* | 24400 | 16.5 | 8.1 | 21200 | 16700 | 78.77% | 2 | 0 | 10.5 |  |  |  | No | R-410A | 2.0333 | Residential & Commercial | Ducted CEE Tier 1
211228265 | Central HP <5.4 tons | HEIL | HRCU-A-CB (Split System: Heat Pump with Remote Outdoor Unit-Air-Source) | DLCURAH36ABK |  |  | EA*4X43L21A* | *80ES(N,L)0902116A* | 36800 | 16 | 8.5 | 38500 | 34800 | 90.39% | 2.1 | 0 | 10 |  |  |  | No | R-410A | 3.0667 | Residential & Commercial | Ducted CEE Tier 1
211228300 | Central HP <5.4 tons | HEIL | HRCU-A-CB (Split System: Heat Pump with Remote Outdoor Unit-Air-Source) | DLCURAH36ABK |  |  | EA*4X43L21A* | *80VSL0451716A* | 36200 | 15.5 | 8.5 | 38500 | 34800 | 90.39% | 2.06 | 0 | 10 |  |  |  | No | R-410A | 3.0167 | Residential & Commercial | Ducted CEE Tier 1
211228348 | Central HP <5.4 tons | HEIL | HRCU-A-CB (Split System: Heat Pump with Remote Outdoor Unit-Air-Source) | DLCURAH36ABK |  |  | EA*4X43L21A* | *80ESU0601716A | 37200 | 16 | 8.5 | 38500 | 34800 | 90.39% | 2.12 | 0 | 10 |  |  |  | No | R-410A | 3.1 | Residential & Commercial | Ducted CEE Tier 1
212384459 | Central HP <5.4 tons | HEIL | HRCU-A-CB (Split System: Heat Pump with Remote Outdoor Unit-Air-Source) | DLCURAH36ABK |  |  | EN(A,D,W)4X42L21** | *95ESN1002122A* | 36600 | 15.2 | 8.1 | 40000 | 35200 | 88% | 1.92 | 0 | 10 |  |  |  | No | R-410A | 3.05 | Residential & Commercial | Ducted CEE Tier 1
213297173 | Central HP <5.4 tons | COLEMAN | HRCU-A-CB (Split System: Heat Pump with Remote Outdoor Unit-Air-Source) | HMH72B341 |  |  | XAFC30CXXN1+TXV | Z8ES080C16LMPS1 | 33600 | 18 | 8.5 | 33000 | 23200 | 70.3% | 2.08 | 0 | 10 |  |  |  | No | R-410A | 2.8 | Residential & Commercial | Ducted CEE Tier 1
213297398 | Central HP <5.4 tons | COLEMAN | HRCU-A-CB (Split System: Heat Pump with Remote Outdoor Unit-Air-Source) | HMH72B341 |  |  | XAHB30CXXN1+TXV | Z8ES080B12LMPS1 | 31800 | 17 | 8.1 | 32200 | 22600 | 70.19% | 2 | 0 | 10 |  |  |  | No | R-410A | 2.65 | Residential & Commercial | Ducted CEE Tier 1
213297423 | Central HP <5.4 tons | COLEMAN | HRCU-A-CB (Split System: Heat Pump with Remote Outdoor Unit-Air-Source) | HMH72B341 |  |  | XAUB36DXXN1+JMVT12BC2N1+TXV |  | 34000 | 18.5 | 8.5 | 33600 | 23600 | 70.24% | 2.1 | 0 | 10 |  |  |  | No | R-410A | 2.8333 | Residential & Commercial | Ducted CEE Tier 1
215931934 | Central HP <5.4 tons | CARRIER | HRCU-A-CB (Split System: Heat Pump with Remote Outdoor Unit-Air-Source) | 27VNA336A*030* |  |  | CAA**2417AM*+UI | 59MN7C060C17**14 | 31400 | 18.5 | 9.5 | 35000 | 27000 | 77.14% | 1.98 | 0 | 10 |  |  |  | No | R-454B | 2.6167 | Residential & Commercial | Ducted CEE Tier 1
215932034 | Central HP <5.4 tons | CARRIER | HRCU-A-CB (Split System: Heat Pump with Remote Outdoor Unit-Air-Source) | 27VNA336A*030* |  |  | CAA**3617AM*+UI | 58CU*A040C17**12 | 32200 | 19.5 | 9.5 | 35200 | 27200 | 77.27% | 1.98 | 0 | 11 |  |  |  | No | R-454B | 2.6833 | Residential & Commercial | Ducted CEE Tier 1
215932084 | Central HP <5.4 tons | CARRIER | HRCU-A-CB (Split System: Heat Pump with Remote Outdoor Unit-Air-Source) | 27VNA336A*030* |  |  | CAA**3617AM*+UI | 59MN7C060C17**14 | 32000 | 19 | 9.5 | 34600 | 26600 | 76.88% | 2 | 0 | 10.5 |  |  |  | No | R-454B | 2.6667 | Residential & Commercial | Ducted CEE Tier 1
211010190 | Central HP <5.4 tons | COLEMAN | HRCU-A-CB (Split System: Heat Pump with Remote Outdoor Unit-Air-Source) | HC20B3621 |  |  | JHVVB36DE2C2N1+CC |  | 32000 | 19.5 | 8.5 | 33600 | 26400 | 78.57% | 1.9 | 0 | 12.4 |  |  |  | No | R-410A | 2.6667 | Residential & Commercial | Ducted CEE Tier 1
211225749 | Central HP <5.4 tons | CARRIER | HRCU-A-CB (Split System: Heat Pump with Remote Outdoor Unit-Air-Source) | 38MURAQ36AB3* |  |  | CAP**3721AL* | 59SC2D080E21**20 | 37400 | 16 | 8.5 | 38500 | 34800 | 90.39% | 2.14 | 0 | 10 |  |  |  | No | R-410A | 3.1167 | Residential & Commercial | Ducted CEE Tier 1
215931614 | Central HP <5.4 tons | CARRIER | HRCU-A-CB (Split System: Heat Pump with Remote Outdoor Unit-Air-Source) | 27VNA360A*030* |  |  | CAA**6024AM*+UI | 59MN7C100C21**22 | 55500 | 18.5 | 8.5 | 60500 | 46000 | 76.03% | 2.06 | 0 | 11 |  |  |  | No | R-454B | 4.625 | Residential & Commercial | Ducted CEE Tier 1
214229476 | Central HP <5.4 tons | TEMPSTAR | HRCU-A-CB (Split System: Heat Pump with Remote Outdoor Unit-Air-Source) | DLCURAH36ABK |  |  | EN(A,D)4X48L24** | *80MSU1002120A* | 35800 | 16.5 | 8.5 | 38500 | 34800 | 90.39% | 2 | 0 | 10 |  |  |  | No | R-410A | 2.9833 | Residential & Commercial | Ducted CEE Tier 1
213297798 | Central HP <5.4 tons | COLEMAN | HRCU-A-CB (Split System: Heat Pump with Remote Outdoor Unit-Air-Source) | HMH72B341 |  |  | XAFC30CXXN1+TXV | Z8ES080C20SMPS1 | 33600 | 18 | 8.5 | 33000 | 23200 | 70.3% | 2.08 | 0 | 10 |  |  |  | No | R-410A | 2.8 | Residential & Commercial | Ducted CEE Tier 1
211387656 | Central HP <5.4 tons | COLEMAN | HRCU-A-CB (Split System: Heat Pump with Remote Outdoor Unit-Air-Source) | HMH72B341 |  |  | XAFC36DBCN1 | CP9C080C16MP13 | 34000 | 17.5 | 8.1 | 33800 | 23800 | 70.41% | 2.08 | 0 | 10 |  |  |  | No | R-410A | 2.8333 | Residential & Commercial | Ducted CEE Tier 1
211206844 | Central HP <5.4 tons | COLEMAN | HRCU-A-CB (Split System: Heat Pump with Remote Outdoor Unit-Air-Source) | HC20B2421 |  |  | XAMB24DE1N1+CC | TM8V080B12MP12 | 22400 | 18 | 8.5 | 23600 | 18400 | 77.97% | 1.92 | 0 | 12 |  |  |  | No | R-410A | 1.8667 | Residential & Commercial | Ducted CEE Tier 1
213298033 | Central HP <5.4 tons | COLEMAN | HRCU-A-CB (Split System: Heat Pump with Remote Outdoor Unit-Air-Source) | HMH72B341 |  |  | XAFC36DBCN1 | Z8ES080C16LMPS1 | 34000 | 18 | 8.5 | 33400 | 24200 | 72.46% | 2.14 | 0 | 10 |  |  |  | No | R-410A | 2.8333 | Residential & Commercial | Ducted CEE Tier 1
213297233 | Central HP <5.4 tons | COLEMAN | HRCU-A-CB (Split System: Heat Pump with Remote Outdoor Unit-Air-Source) | HMH72B341 |  |  | XAFC36DXXN1+TXV | Z9ET080B12SMPS1 | 34000 | 18.5 | 8.1 | 33400 | 24200 | 72.46% | 2.08 | 0 | 10 |  |  |  | No | R-410A | 2.8333 | Residential & Commercial | Ducted CEE Tier 1
213297408 | Central HP <5.4 tons | COLEMAN | HRCU-A-CB (Split System: Heat Pump with Remote Outdoor Unit-Air-Source) | HMH72B341 |  |  | XAHB30CXXN1+TXV | Z8ES040A12LMPS1 | 31800 | 17 | 8.1 | 32200 | 22600 | 70.19% | 2 | 0 | 10 |  |  |  | No | R-410A | 2.65 | Residential & Commercial | Ducted CEE Tier 1
211387906 | Central HP <5.4 tons | COLEMAN | HRCU-A-CB (Split System: Heat Pump with Remote Outdoor Unit-Air-Source) | HMH72B341 |  |  | XAFB36DBCN1 | TM9V080B12MP12 | 33600 | 17.5 | 8.5 | 33400 | 23400 | 70.06% | 2.04 | 0 | 10 |  |  |  | No | R-410A | 2.8 | Residential & Commercial | Ducted CEE Tier 1
215940395 | Central HP <5.4 tons | BRYANT HEATING AND COOLING SYSTEMS | HRCU-A-CB (Split System: Heat Pump with Remote Outdoor Unit-Air-Source) | 293VAN036**AA* |  |  | CVAMA6021XMA*+UI | 986TD60080C21*** | 35600 | 21.5 | 8.5 | 38000 | 28600 | 75.26% | 2.04 | 0 | 12 |  |  |  | No | R-454B | 2.9667 | Residential & Commercial | Ducted CEE Tier 1
215942551 | Central HP <5.4 tons | BRYANT HEATING AND COOLING SYSTEMS | HRCU-A-CB (Split System: Heat Pump with Remote Outdoor Unit-Air-Source) | 293VAN036**AA* |  |  | CVAVA6124XMA*+UI | 83*CA60100C21*** | 36000 | 22 | 8.5 | 37400 | 28400 | 75.94% | 2.04 | 0 | 12.5 |  |  |  | No | R-454B | 3 | Residential & Commercial | Ducted CEE Tier 1
215942601 | Central HP <5.4 tons | BRYANT HEATING AND COOLING SYSTEMS | HRCU-A-CB (Split System: Heat Pump with Remote Outdoor Unit-Air-Source) | 293VAN036**AA* |  |  | CVAMA6124XMA*+UI | 986TD60080C21*** | 36000 | 22 | 8.5 | 37400 | 28200 | 75.4% | 2.04 | 0 | 12.5 |  |  |  | No | R-454B | 3 | Residential & Commercial | Ducted CEE Tier 1
211226140 | Central HP <5.4 tons | CARRIER | HRCU-A-CB (Split System: Heat Pump with Remote Outdoor Unit-Air-Source) | 38MURAQ36AB3* |  |  | CAP**4321AL* | 59SU5A100E21**22 | 37400 | 15.5 | 8.5 | 39000 | 35000 | 89.74% | 2.14 | 0 | 10 |  |  |  | No | R-410A | 3.1167 | Residential & Commercial | Ducted CEE Tier 1
215932134 | Central HP <5.4 tons | CARRIER | HRCU-A-CB (Split System: Heat Pump with Remote Outdoor Unit-Air-Source) | 27VNA336A*030* |  |  | CAA**3717AM*+UI | 59MN7C060C17**14 | 33200 | 19 | 9.5 | 34600 | 26400 | 76.3% | 2.04 | 0 | 10.5 |  |  |  | No | R-454B | 2.7667 | Residential & Commercial | Ducted CEE Tier 1
215932184 | Central HP <5.4 tons | CARRIER | HRCU-A-CB (Split System: Heat Pump with Remote Outdoor Unit-Air-Source) | 27VNA336A*030* |  |  | CAA**4221AM*+UI | 58CU*A040C17**12 | 32600 | 20 | 9.5 | 35000 | 26800 | 76.57% | 2 | 0 | 11 |  |  |  | No | R-454B | 2.7167 | Residential & Commercial | Ducted CEE Tier 1
214239600 | Central HP <5.4 tons | KEEPRITE | HRCU-A-CB (Split System: Heat Pump with Remote Outdoor Unit-Air-Source) | CVH837GKA** |  |  | EN(A,D)4X36L21**+WALLCON | *97CMN1002122B* | 31400 | 16.5 | 8.1 | 33000 | 24000 | 72.73% | 1.82 | 0 | 11 |  |  |  | No | R-410A | 2.6167 | Residential & Commercial | Ducted CEE Tier 1
213780091 | Central HP <5.4 tons | DAY & NIGHT | HRCU-A-CB (Split System: Heat Pump with Remote Outdoor Unit-Air-Source) | CVH837GKA** |  |  | EHD4X42AAL+WALLCON | *97CMN1202422B* | 32400 | 16.5 | 8.1 | 32800 | 24800 | 75.61% | 1.94 | 0 | 11 |  |  |  | No | R-410A | 2.7 | Residential & Commercial | Ducted CEE Tier 1
213780191 | Central HP <5.4 tons | DAY & NIGHT | HRCU-A-CB (Split System: Heat Pump with Remote Outdoor Unit-Air-Source) | CVH837GKA** |  |  | EHD4X48AAL+WALLCON | *80CTL1102120B* | 32600 | 16.5 | 8.1 | 32800 | 24800 | 75.61% | 1.96 | 0 | 11 |  |  |  | No | R-410A | 2.7167 | Residential & Commercial | Ducted CEE Tier 1
213297473 | Central HP <5.4 tons | COLEMAN | HRCU-A-CB (Split System: Heat Pump with Remote Outdoor Unit-Air-Source) | HMH72B341 |  |  | XAFB36DBCN1 | Z9ES060B12SMPS1 | 33000 | 16.5 | 8.5 | 32000 | 22400 | 70% | 1.8 | 0 | 10 |  |  |  | No | R-410A | 2.75 | Residential & Commercial | Ducted CEE Tier 1
215853386 | Central HP <5.4 tons | LUXAIRE | HRCU-A-CB (Split System: Heat Pump with Remote Outdoor Unit-Air-Source) | HH836E2S11 |  |  | CTF36C5CDS1 | Z9ES100C20SMPS1 | 34800 | 18 | 8.5 | 33000 | 27200 | 82.42% | 2 | 0 | 11 |  |  |  | No | R-454B | 2.9 | Residential & Commercial | Ducted CEE Tier 1
215853388 | Central HP <5.4 tons | LUXAIRE | HRCU-A-CB (Split System: Heat Pump with Remote Outdoor Unit-Air-Source) | HH836E2S11 |  |  | CTF36C5CDS1 | Z9ES100C16SMPS1 | 34600 | 17 | 8.5 | 32800 | 27000 | 82.32% | 2 | 0 | 11 |  |  |  | No | R-454B | 2.8833 | Residential & Commercial | Ducted CEE Tier 1
215853379 | Central HP <5.4 tons | LUXAIRE | HRCU-A-CB (Split System: Heat Pump with Remote Outdoor Unit-Air-Source) | HH836E2S11 |  |  | CTM36B5CDS1+JMVT12BC2N1 |  | 33200 | 18 | 9 | 30400 | 24800 | 81.58% | 2 | 0 | 11.7 |  |  |  | No | R-454B | 2.7667 | Residential & Commercial | Ducted CEE Tier 1
214807781 | Central HP <5.4 tons | COLEMAN | HRCU-A-CB (Split System: Heat Pump with Remote Outdoor Unit-Air-Source) | HH836E2S11 |  |  | CTU48C5XFS1+JMVT17CC2N1+TXV |  | 34400 | 19 | 9 | 32000 | 25200 | 78.75% | 2 | 0 | 11.7 |  |  |  | No | R-454B | 2.8667 | Residential & Commercial | Ducted CEE Tier 1
214779587 | Central HP <5.4 tons | COLEMAN | HRCU-A-CB (Split System: Heat Pump with Remote Outdoor Unit-Air-Source) | HMH72B341 |  |  | XAHB36DBCN1 | Z9ES060B12SMPS1 | 32800 | 16.5 | 8.5 | 31600 | 22200 | 70.25% | 1.8 | 0 | 10 |  |  |  | No | R-410A | 2.7333 | Residential & Commercial | Ducted CEE Tier 1
211387631 | Central HP <5.4 tons | COLEMAN | HRCU-A-CB (Split System: Heat Pump with Remote Outdoor Unit-Air-Source) | HMH72B341 |  |  | XAFC36DXXN1+TXV | TP9C080C16MP13 | 34000 | 17.5 | 8.1 | 33800 | 23800 | 70.41% | 2.08 | 0 | 10 |  |  |  | No | R-410A | 2.8333 | Residential & Commercial | Ducted CEE Tier 1
211387947 | Central HP <5.4 tons | COLEMAN | HRCU-A-CB (Split System: Heat Pump with Remote Outdoor Unit-Air-Source) | HMH72B341 |  |  | XAUB36DXXN1+TXV | TP9C080B12MP13 | 33600 | 17.5 | 8.5 | 33400 | 23400 | 70.06% | 2.04 | 0 | 10 |  |  |  | No | R-410A | 2.8 | Residential & Commercial | Ducted CEE Tier 1
215932264 | Central HP <5.4 tons | CARRIER | HRCU-A-CB (Split System: Heat Pump with Remote Outdoor Unit-Air-Source) | 27VNA336A*030* |  |  | CAA**4221AM*+UI | 59CU5B060C17**16 | 32400 | 19.5 | 9.5 | 35400 | 27200 | 76.84% | 2 | 0 | 11 |  |  |  | No | R-454B | 2.7 | Residential & Commercial | Ducted CEE Tier 1
215931574 | Central HP <5.4 tons | CARRIER | HRCU-A-CB (Split System: Heat Pump with Remote Outdoor Unit-Air-Source) | 27VNA360A*030* |  |  | CAA**6024AM*+UI | 59CU5B080C21**20 | 55500 | 18 | 8.1 | 60500 | 46000 | 76.03% | 1.95 | 0 | 11 |  |  |  | No | R-454B | 4.625 | Residential & Commercial | Ducted CEE Tier 1
215931484 | Central HP <5.4 tons | CARRIER | HRCU-A-CB (Split System: Heat Pump with Remote Outdoor Unit-Air-Source) | 27VNA360A*030* |  |  | FE5BNBD60L*+UI |  | 58000 | 20 | 8.5 | 60000 | 44500 | 74.17% | 2.06 | 0 | 12.5 |  |  |  | No | R-454B | 4.8333 | Residential & Commercial | Ducted CEE Tier 1
213297803 | Central HP <5.4 tons | COLEMAN | HRCU-A-CB (Split System: Heat Pump with Remote Outdoor Unit-Air-Source) | HMH72B341 |  |  | XAFC30CXXN1+TXV | Z8ES080C20LMPS1 | 33600 | 18 | 8.5 | 33000 | 23200 | 70.3% | 2.08 | 0 | 10 |  |  |  | No | R-410A | 2.8 | Residential & Commercial | Ducted CEE Tier 1
213298038 | Central HP <5.4 tons | COLEMAN | HRCU-A-CB (Split System: Heat Pump with Remote Outdoor Unit-Air-Source) | HMH72B341 |  |  | XAFC36DXXN1+TXV | Z8ES080B12SMPS1 | 34000 | 18 | 8.1 | 33400 | 24000 | 71.86% | 2.08 | 0 | 10 |  |  |  | No | R-410A | 2.8333 | Residential & Commercial | Ducted CEE Tier 1
214584742 | Central HP <5.4 tons | LUXAIRE | HRCU-A-CB (Split System: Heat Pump with Remote Outdoor Unit-Air-Source) | HH836E2S11 |  |  | CTM36C5CDS1 | Z8ES120C16SMPS1 | 34400 | 18 | 8.5 | 31600 | 25800 | 81.65% | 2 | 0 | 11.7 |  |  |  | No | R-454B | 2.8667 | Residential & Commercial | Ducted CEE Tier 1
211387639 | Central HP <5.4 tons | COLEMAN | HRCU-A-CB (Split System: Heat Pump with Remote Outdoor Unit-Air-Source) | HMH72B341 |  |  | XAFC36DXXN1+TXV | CP9C080C16MP13 | 34000 | 17.5 | 8.1 | 33800 | 23800 | 70.41% | 2.08 | 0 | 10 |  |  |  | No | R-410A | 2.8333 | Residential & Commercial | Ducted CEE Tier 1
215931514 | Central HP <5.4 tons | CARRIER | HRCU-A-CB (Split System: Heat Pump with Remote Outdoor Unit-Air-Source) | 27VNA360A*030* |  |  | CAA**6024AM*+UI | 58CU*A080C21**20 | 56000 | 19 | 8.5 | 60500 | 45500 | 75.21% | 2.06 | 0 | 11.5 |  |  |  | No | R-454B | 4.6667 | Residential & Commercial | Ducted CEE Tier 1
213770976 | Central HP <5.4 tons | BRYANT HEATING AND COOLING SYSTEMS | HRCU-A-CB (Split System: Heat Pump with Remote Outdoor Unit-Air-Source) | 288BNV025*0**B* |  |  | CAP**3621AL*+UI | 987MC42080C17*** | 23600 | 16.5 | 8.1 | 21600 | 16700 | 77.31% | 1.94 | 0 | 10.5 |  |  |  | No | R-410A | 1.9667 | Residential & Commercial | Ducted CEE Tier 1
213771076 | Central HP <5.4 tons | BRYANT HEATING AND COOLING SYSTEMS | HRCU-A-CB (Split System: Heat Pump with Remote Outdoor Unit-Air-Source) | 288BNV025*0**B* |  |  | CAP**3717AL*+UI | 987MC42060C17*** | 24000 | 16 | 8.1 | 21600 | 16800 | 77.78% | 1.98 | 0 | 10.5 |  |  |  | No | R-410A | 2 | Residential & Commercial | Ducted CEE Tier 1
213771226 | Central HP <5.4 tons | BRYANT HEATING AND COOLING SYSTEMS | HRCU-A-CB (Split System: Heat Pump with Remote Outdoor Unit-Air-Source) | 288BNV025*0**B* |  |  | CAP**3721AL*+UI | 986TD42080C17*** | 24400 | 16.5 | 8.1 | 21200 | 16600 | 78.3% | 2.02 | 0 | 11 |  |  |  | No | R-410A | 2.0333 | Residential & Commercial | Ducted CEE Tier 1
215433992 | Central HP <5.4 tons | DAIKIN | HRCU-A-CB (Split System: Heat Pump with Remote Outdoor Unit-Air-Source) | DH7VSA2410A* |  |  | CA*EA3626*3A* | D*96SC0805CUA* | 23200 | 19 | 8.6 | 23200 | 17000 | 73.28% | 2 | 0 | 11 |  |  |  | No | R-32 | 1.9333 | Residential & Commercial | Ducted CEE Tier 1
211387648 | Central HP <5.4 tons | COLEMAN | HRCU-A-CB (Split System: Heat Pump with Remote Outdoor Unit-Air-Source) | HMH72B341 |  |  | XAFC36DBCN1 | TP9C080C16MP13 | 34000 | 17.5 | 8.1 | 33800 | 23800 | 70.41% | 2.08 | 0 | 10 |  |  |  | No | R-410A | 2.8333 | Residential & Commercial | Ducted CEE Tier 1
211387559 | Central HP <5.4 tons | COLEMAN | HRCU-A-CB (Split System: Heat Pump with Remote Outdoor Unit-Air-Source) | HMH72B341 |  |  | XAFC30CXXN1+TXV | CP9C100C16MP13 | 33200 | 17.5 | 8.5 | 33000 | 23200 | 70.3% | 2.06 | 0 | 10 |  |  |  | No | R-410A | 2.7667 | Residential & Commercial | Ducted CEE Tier 1
216599665 | Central HP <5.4 tons | TRANE | HRCU-A-CB (Split System: Heat Pump with Remote Outdoor Unit-Air-Source) | 5TWV8X36A1 |  |  | 5TXCB004AS3+P0V0B000M40SD+LRP |  | 32000 | 18.1 | 8.5 | 32600 | 25400 | 77.91% | 2.1 | 0 | 10 |  |  |  | No | R-454B | 2.6667 | Residential & Commercial | Ducted CEE Tier 1
214719863 | Central HP <5.4 tons | COLEMAN | HRCU-A-CB (Split System: Heat Pump with Remote Outdoor Unit-Air-Source) | HH836E2S11 |  |  | CTU48C5XFS1+TXV | TMLE120C20MP11 | 34400 | 17 | 8.5 | 32400 | 25600 | 79.01% | 2 | 0 | 11 |  |  |  | No | R-454B | 2.8667 | Residential & Commercial | Ducted CEE Tier 1
215853376 | Central HP <5.4 tons | LUXAIRE | HRCU-A-CB (Split System: Heat Pump with Remote Outdoor Unit-Air-Source) | HH836E2S11 |  |  | CTM36C5CDS1+JME12C2SN1 |  | 33400 | 19 | 9 | 30400 | 24800 | 81.58% | 2 | 0 | 12 |  |  |  | No | R-454B | 2.7833 | Residential & Commercial | Ducted CEE Tier 1
214584627 | Central HP <5.4 tons | LUXAIRE | HRCU-A-CB (Split System: Heat Pump with Remote Outdoor Unit-Air-Source) | HH836E2S11 |  |  | CTF48C5CFS1 | Z8ES120C16SMPS1 | 34000 | 19 | 9 | 31600 | 25200 | 79.75% | 2 | 0 | 11.7 |  |  |  | No | R-454B | 2.8333 | Residential & Commercial | Ducted CEE Tier 1
214584557 | Central HP <5.4 tons | LUXAIRE | HRCU-A-CB (Split System: Heat Pump with Remote Outdoor Unit-Air-Source) | HH836E2S11 |  |  | CTF36C5CDS1 | Z8ES100C16SMPS1 | 34400 | 18 | 8.5 | 31800 | 26000 | 81.76% | 2 | 0 | 11.7 |  |  |  | No | R-454B | 2.8667 | Residential & Commercial | Ducted CEE Tier 1
213780316 | Central HP <5.4 tons | BRYANT HEATING AND COOLING SYSTEMS | HRCU-A-CB (Split System: Heat Pump with Remote Outdoor Unit-Air-Source) | 288BNV037*0**A* |  |  | CSPH*6012AL*+UI | 88*TB48070C17*** | 32800 | 16.5 | 8.1 | 32400 | 25000 | 77.16% | 1.98 | 0 | 11 |  |  |  | No | R-410A | 2.7333 | Residential & Commercial | Ducted CEE Tier 1
213780106 | Central HP <5.4 tons | BRYANT HEATING AND COOLING SYSTEMS | HRCU-A-CB (Split System: Heat Pump with Remote Outdoor Unit-Air-Source) | 288BNV037*0**A* |  |  | CSPH*4212AL*+UI | 986TD42080C17*** | 32400 | 16 | 8.1 | 33000 | 24800 | 75.15% | 1.92 | 0 | 11 |  |  |  | No | R-410A | 2.7 | Residential & Commercial | Ducted CEE Tier 1
215931644 | Central HP <5.4 tons | CARRIER | HRCU-A-CB (Split System: Heat Pump with Remote Outdoor Unit-Air-Source) | 27VNA360A*030* |  |  | CAA**6024AM*+UI | 59TN6C120C24**22 | 56000 | 18.5 | 8.5 | 60500 | 46000 | 76.03% | 2.06 | 0 | 11 |  |  |  | No | R-454B | 4.6667 | Residential & Commercial | Ducted CEE Tier 1
215931664 | Central HP <5.4 tons | CARRIER | HRCU-A-CB (Split System: Heat Pump with Remote Outdoor Unit-Air-Source) | 27VNA360A*030* |  |  | CAA**6124AM*+UI | 58CU*A080C21**20 | 57000 | 19 | 8.5 | 60500 | 46000 | 76.03% | 2.04 | 0 | 11.5 |  |  |  | No | R-454B | 4.75 | Residential & Commercial | Ducted CEE Tier 1
215931544 | Central HP <5.4 tons | CARRIER | HRCU-A-CB (Split System: Heat Pump with Remote Outdoor Unit-Air-Source) | 27VNA360A*030* |  |  | CAA**6024AM*+UI | 58TN*B090C21**20 | 56000 | 18.5 | 8.5 | 60500 | 45500 | 75.21% | 2.06 | 0 | 11.5 |  |  |  | No | R-454B | 4.6667 | Residential & Commercial | Ducted CEE Tier 1
211226948 | Central HP <5.4 tons | HEIL | HRCU-A-CB (Split System: Heat Pump with Remote Outdoor Unit-Air-Source) | DLCURAH36ABK |  |  | EA*4X37L21A* | *80VTL0701716A* | 36200 | 16 | 8.5 | 38500 | 34800 | 90.39% | 2.08 | 0 | 10 |  |  |  | No | R-410A | 3.0167 | Residential & Commercial | Ducted CEE Tier 1
211227082 | Central HP <5.4 tons | HEIL | HRCU-A-CB (Split System: Heat Pump with Remote Outdoor Unit-Air-Source) | DLCURAH36ABK |  |  | EA*4X37L21A* | *95ESN1002122A* | 37400 | 15.5 | 8.5 | 39000 | 35000 | 89.74% | 2.16 | 0 | 10 |  |  |  | No | R-410A | 3.1167 | Residential & Commercial | Ducted CEE Tier 1
204456835 | Central HP <5.4 tons | AIRQUEST | HRCU-A-CB (Split System: Heat Pump with Remote Outdoor Unit-Air-Source) | HVH825GKA2* |  |  | EA*4X37L17A*+WALLCON | *96CTN0601714A* | 24000 | 16 | 8.1 | 21400 | 16800 | 78.5% | 1.98 | 11 | 11 |  |  |  | No | R-410A | 2 | Residential & Commercial | Ducted CEE Tier 1
204459405 | Central HP <5.4 tons | AIRQUEST | HRCU-A-CB (Split System: Heat Pump with Remote Outdoor Unit-Air-Source) | HVH825GKA2* |  |  | EHD4X36AAL+WALLCON | *80CTL0701412A* | 24000 | 16.5 | 8.1 | 21400 | 16600 | 77.57% | 2 | 11.5 | 11 |  |  |  | No | R-410A | 2 | Residential & Commercial | Ducted CEE Tier 1
204456465 | Central HP <5.4 tons | AIRQUEST | HRCU-A-CB (Split System: Heat Pump with Remote Outdoor Unit-Air-Source) | HVH825GKA2* |  |  | EA*4X25L17A*+WALLCON | *96CTN0801714A* | 24200 | 16.5 | 8.1 | 21400 | 16700 | 78.04% | 2 | 11 | 11 |  |  |  | No | R-410A | 2.0167 | Residential & Commercial | Ducted CEE Tier 1
214650371 | Central HP <5.4 tons | CHAMPION HEATING AND COOLING | HRCU-A-CB (Split System: Heat Pump with Remote Outdoor Unit-Air-Source) | HH824E2S11 |  |  | CTU36B5XDS1+TXV | TM9Y060B12MP11 | 23000 | 18 | 9.5 | 23000 | 18400 | 80% | 2 | 0 | 12 |  |  |  | No | R-454B | 1.9167 | Residential & Commercial | Ducted CEE Tier 1
214239833 | Central HP <5.4 tons | CARRIER | HRCU-A-CB (Split System: Heat Pump with Remote Outdoor Unit-Air-Source) | 25VNA837A*030* |  |  | CNPV*4221AL*+UI | 59TN6C100C21**22 | 31800 | 16.5 | 8.1 | 33000 | 24400 | 73.94% | 1.88 | 0 | 11 |  |  |  | No | R-410A | 2.65 | Residential & Commercial | Ducted CEE Tier 1
214239863 | Central HP <5.4 tons | CARRIER | HRCU-A-CB (Split System: Heat Pump with Remote Outdoor Unit-Air-Source) | 25VNA837A*030* |  |  | CNPV*4821AL*+UI | 58TN*B090C17**16 | 32400 | 17 | 8.1 | 32800 | 24800 | 75.61% | 1.94 | 0 | 11.7 |  |  |  | No | R-410A | 2.7 | Residential & Commercial | Ducted CEE Tier 1
214239883 | Central HP <5.4 tons | CARRIER | HRCU-A-CB (Split System: Heat Pump with Remote Outdoor Unit-Air-Source) | 25VNA837A*030* |  |  | CNPV*4821AL*+UI | 58TN*B110C21**20 | 32400 | 17 | 8.1 | 32600 | 24600 | 75.46% | 1.96 | 0 | 11.5 |  |  |  | No | R-410A | 2.7 | Residential & Commercial | Ducted CEE Tier 1
212975759 | Central HP <5.4 tons | TEMPSTAR | HRCU-A-CB (Split System: Heat Pump with Remote Outdoor Unit-Air-Source) | DLCURAH24ABK |  |  | EN(A,D,W)4X36L17** | *96VTN0601412B* | 23400 | 16.5 | 8.1 | 26200 | 27400 | 104.6% | 1.8 | 0 | 10 |  |  |  | No | R-410A | 1.95 | Residential & Commercial | Ducted CEE Tier 1
212977572 | Central HP <5.4 tons | TEMPSTAR | HRCU-A-CB (Split System: Heat Pump with Remote Outdoor Unit-Air-Source) | DLCURAH24ABK |  |  | EA*4X24L14A* | *80MS(N,L)0451412A* | 23400 | 17 | 8.5 | 27000 | 26200 | 97.04% | 2.22 | 0 | 10 |  |  |  | No | R-410A | 1.95 | Residential & Commercial | Ducted CEE Tier 1
212977620 | Central HP <5.4 tons | TEMPSTAR | HRCU-A-CB (Split System: Heat Pump with Remote Outdoor Unit-Air-Source) | DLCURAH24ABK |  |  | EA*4X30L17A* | *80MS(N,L)0451412A* | 23600 | 17 | 8.5 | 26000 | 24000 | 92.31% | 2 | 0 | 10 |  |  |  | No | R-410A | 1.9667 | Residential & Commercial | Ducted CEE Tier 1
213779261 | Central HP <5.4 tons | DAY & NIGHT | HRCU-A-CB (Split System: Heat Pump with Remote Outdoor Unit-Air-Source) | CVH837GKA** |  |  | EA*4X43L21A*+WALLCON | *80CTL0701716B* | 32800 | 17 | 8.5 | 33000 | 25200 | 76.36% | 1.96 | 0 | 11 |  |  |  | No | R-410A | 2.7333 | Residential & Commercial | Ducted CEE Tier 1
211228451 | Central HP <5.4 tons | HEIL | HRCU-A-CB (Split System: Heat Pump with Remote Outdoor Unit-Air-Source) | DLCURAH36ABK |  |  | EA*4X43L21A* | *92ESN0802120A* | 37400 | 16 | 8.5 | 38500 | 34800 | 90.39% | 2.14 | 0 | 10 |  |  |  | No | R-410A | 3.1167 | Residential & Commercial | Ducted CEE Tier 1
211229354 | Central HP <5.4 tons | HEIL | HRCU-A-CB (Split System: Heat Pump with Remote Outdoor Unit-Air-Source) | DLCURAH36ABK |  |  | EA*4X48L24A* | *80VSL0902120A* | 35600 | 16.5 | 8.1 | 37800 | 34600 | 91.53% | 2.04 | 0 | 10 |  |  |  | No | R-410A | 2.9667 | Residential & Commercial | Ducted CEE Tier 1
211229497 | Central HP <5.4 tons | HEIL | HRCU-A-CB (Split System: Heat Pump with Remote Outdoor Unit-Air-Source) | DLCURAH36ABK |  |  | EA*4X48L24A* | *95ESN1002120A* | 36600 | 16 | 8.5 | 38500 | 34800 | 90.39% | 2.08 | 0 | 10 |  |  |  | No | R-410A | 3.05 | Residential & Commercial | Ducted CEE Tier 1
215931674 | Central HP <5.4 tons | CARRIER | HRCU-A-CB (Split System: Heat Pump with Remote Outdoor Unit-Air-Source) | 27VNA360A*030* |  |  | CAA**6124AM*+UI | 58CU*A100C21**20 | 57000 | 19 | 8.5 | 60500 | 46500 | 76.86% | 2.02 | 0 | 11 |  |  |  | No | R-454B | 4.75 | Residential & Commercial | Ducted CEE Tier 1
211206855 | Central HP <5.4 tons | COLEMAN | HRCU-A-CB (Split System: Heat Pump with Remote Outdoor Unit-Air-Source) | HC20B3621 |  |  | XAMC36DE2N1+CC | TM9V100C16MP12 | 33000 | 18 | 8.5 | 34000 | 29200 | 85.88% | 1.96 | 0 | 12 |  |  |  | No | R-410A | 2.75 | Residential & Commercial | Ducted CEE Tier 1
215931564 | Central HP <5.4 tons | CARRIER | HRCU-A-CB (Split System: Heat Pump with Remote Outdoor Unit-Air-Source) | 27VNA360A*030* |  |  | CAA**6024AM*+UI | 58TN*B135C24**22 | 56000 | 18.5 | 8.5 | 60500 | 45500 | 75.21% | 2.08 | 0 | 11.5 |  |  |  | No | R-454B | 4.6667 | Residential & Commercial | Ducted CEE Tier 1
215931714 | Central HP <5.4 tons | CARRIER | HRCU-A-CB (Split System: Heat Pump with Remote Outdoor Unit-Air-Source) | 27VNA360A*030* |  |  | CAA**6124AM*+UI | 58TN*B135C24**22 | 57000 | 19 | 8.5 | 60500 | 46000 | 76.03% | 2.04 | 0 | 11.7 |  |  |  | No | R-454B | 4.75 | Residential & Commercial | Ducted CEE Tier 1
215931814 | Central HP <5.4 tons | CARRIER | HRCU-A-CB (Split System: Heat Pump with Remote Outdoor Unit-Air-Source) | 27VNA360A*030* |  |  | CSAH*6012AM*+UI | 58TN*B070C21**20 | 56000 | 17.5 | 8.1 | 61000 | 46500 | 76.23% | 1.95 | 0 | 11 |  |  |  | No | R-454B | 4.6667 | Residential & Commercial | Ducted CEE Tier 1
215931864 | Central HP <5.4 tons | CARRIER | HRCU-A-CB (Split System: Heat Pump with Remote Outdoor Unit-Air-Source) | 27VNA360A*030* |  |  | CSAH*6012AM*+UI | 59MN7C060C21**20 | 55500 | 17 | 8.1 | 61500 | 47000 | 76.42% | 1.95 | 0 | 10.5 |  |  |  | No | R-454B | 4.625 | Residential & Commercial | Ducted CEE Tier 1
215931724 | Central HP <5.4 tons | CARRIER | HRCU-A-CB (Split System: Heat Pump with Remote Outdoor Unit-Air-Source) | 27VNA360A*030* |  |  | CAA**6124AM*+UI | 59CU5B080C21**20 | 56500 | 18.5 | 8.5 | 60500 | 46500 | 76.86% | 2.02 | 0 | 11 |  |  |  | No | R-454B | 4.7083 | Residential & Commercial | Ducted CEE Tier 1
213781211 | Central HP <5.4 tons | DAY & NIGHT | HRCU-A-CB (Split System: Heat Pump with Remote Outdoor Unit-Air-Source) | CVH837GKA2* |  |  | EA*4X43L21A*+WALLCON | *95CSU0601716B* | 32800 | 17 | 8.5 | 33000 | 25200 | 76.36% | 1.96 | 0 | 11 |  |  |  | No | R-410A | 2.7333 | Residential & Commercial | Ducted CEE Tier 1
213781311 | Central HP <5.4 tons | DAY & NIGHT | HRCU-A-CB (Split System: Heat Pump with Remote Outdoor Unit-Air-Source) | CVH837GKA2* |  |  | EA*4X48L21A*+WALLCON | *80CTL0902120B* | 32200 | 17 | 8.1 | 32600 | 24800 | 76.07% | 1.98 | 0 | 11 |  |  |  | No | R-410A | 2.6833 | Residential & Commercial | Ducted CEE Tier 1
211206872 | Central HP <5.4 tons | COLEMAN | HRCU-A-CB (Split System: Heat Pump with Remote Outdoor Unit-Air-Source) | HC20B3621 |  |  | XAMC36DE2N1+CC | TP9C080C16MP13 | 33000 | 18 | 8.5 | 34200 | 29200 | 85.38% | 1.96 | 0 | 12 |  |  |  | No | R-410A | 2.75 | Residential & Commercial | Ducted CEE Tier 1
213773316 | Central HP <5.4 tons | BRYANT HEATING AND COOLING SYSTEMS | HRCU-A-CB (Split System: Heat Pump with Remote Outdoor Unit-Air-Source) | 288BNV025*0**C* |  |  | CAP**3721AL*+UI | 987MC42060C17*** | 24200 | 16 | 8.1 | 21200 | 16700 | 78.77% | 2 | 0 | 10.5 |  |  |  | No | R-410A | 2.0167 | Residential & Commercial | Ducted CEE Tier 1
213773416 | Central HP <5.4 tons | BRYANT HEATING AND COOLING SYSTEMS | HRCU-A-CB (Split System: Heat Pump with Remote Outdoor Unit-Air-Source) | 288BNV025*0**C* |  |  | CAP**4221AL*+UI | 88*TB60110C21*** | 23800 | 16.5 | 8.1 | 21400 | 16600 | 77.57% | 1.96 | 0 | 10.5 |  |  |  | No | R-410A | 1.9833 | Residential & Commercial | Ducted CEE Tier 1
215931944 | Central HP <5.4 tons | CARRIER | HRCU-A-CB (Split System: Heat Pump with Remote Outdoor Unit-Air-Source) | 27VNA336A*030* |  |  | CAA**2417AM*+UI | 59TN6C040C14**10 | 30600 | 17 | 9 | 34800 | 26800 | 77.01% | 1.9 | 0 | 10 |  |  |  | No | R-454B | 2.55 | Residential & Commercial | Ducted CEE Tier 1
215932044 | Central HP <5.4 tons | CARRIER | HRCU-A-CB (Split System: Heat Pump with Remote Outdoor Unit-Air-Source) | 27VNA336A*030* |  |  | CAA**3617AM*+UI | 58CU*A060C17**16 | 32200 | 19.5 | 9.5 | 35000 | 27000 | 77.14% | 2 | 0 | 11 |  |  |  | No | R-454B | 2.6833 | Residential & Commercial | Ducted CEE Tier 1
215932244 | Central HP <5.4 tons | CARRIER | HRCU-A-CB (Split System: Heat Pump with Remote Outdoor Unit-Air-Source) | 27VNA336A*030* |  |  | CAA**4221AM*+UI | 58TN*B090C17**16 | 32600 | 20 | 9.5 | 35000 | 26800 | 76.57% | 2.02 | 0 | 11 |  |  |  | No | R-454B | 2.7167 | Residential & Commercial | Ducted CEE Tier 1
214584677 | Central HP <5.4 tons | LUXAIRE | HRCU-A-CB (Split System: Heat Pump with Remote Outdoor Unit-Air-Source) | HH836E2S11 |  |  | CTF36C5CDS1 | Z8ES080C16SMPS1 | 34000 | 18 | 8.5 | 31200 | 25400 | 81.41% | 2 | 0 | 11.7 |  |  |  | No | R-454B | 2.8333 | Residential & Commercial | Ducted CEE Tier 1
215931534 | Central HP <5.4 tons | CARRIER | HRCU-A-CB (Split System: Heat Pump with Remote Outdoor Unit-Air-Source) | 27VNA360A*030* |  |  | CAA**6024AM*+UI | 58TN*B070C21**20 | 55500 | 18 | 8.1 | 60500 | 46500 | 76.86% | 1.95 | 0 | 11 |  |  |  | No | R-454B | 4.625 | Residential & Commercial | Ducted CEE Tier 1
215931684 | Central HP <5.4 tons | CARRIER | HRCU-A-CB (Split System: Heat Pump with Remote Outdoor Unit-Air-Source) | 27VNA360A*030* |  |  | CAA**6124AM*+UI | 58TN*B070C21**20 | 56500 | 18.5 | 8.5 | 60500 | 47000 | 77.69% | 2.02 | 0 | 11 |  |  |  | No | R-454B | 4.7083 | Residential & Commercial | Ducted CEE Tier 1
215931734 | Central HP <5.4 tons | CARRIER | HRCU-A-CB (Split System: Heat Pump with Remote Outdoor Unit-Air-Source) | 27VNA360A*030* |  |  | CAA**6124AM*+UI | 59MN7C060C21**20 | 56000 | 18 | 8.5 | 61000 | 47500 | 77.87% | 2 | 0 | 10.5 |  |  |  | No | R-454B | 4.6667 | Residential & Commercial | Ducted CEE Tier 1
215931834 | Central HP <5.4 tons | CARRIER | HRCU-A-CB (Split System: Heat Pump with Remote Outdoor Unit-Air-Source) | 27VNA360A*030* |  |  | CSAH*6012AM*+UI | 58TN*B110C21**20 | 56500 | 18 | 8.1 | 61000 | 46000 | 75.41% | 2 | 0 | 11.5 |  |  |  | No | R-454B | 4.7083 | Residential & Commercial | Ducted CEE Tier 1
216599677 | Central HP <5.4 tons | TRANE | HRCU-A-CB (Split System: Heat Pump with Remote Outdoor Unit-Air-Source) | 5TWV8X24A1 |  |  | 5PX*B003AS3 | S9V2B080U4PSC+LRP | 21400 | 18.1 | 8.5 | 24400 | 18900 | 77.46% | 2.2 | 0 | 11.2 |  |  |  | No | R-454B | 1.7833 | Residential & Commercial | Ducted CEE Tier 1
214809006 | Central HP <5.4 tons | CHAMPION HEATING AND COOLING | HRCU-A-CB (Split System: Heat Pump with Remote Outdoor Unit-Air-Source) | HH860E2S11 |  |  | CTU60C5XGS1+JMC17C2SN1+TXV |  | 44500 | 18 | 9 | 44000 | 33000 | 75% | 2 | 0 | 12 |  |  |  | No | R-454B | 3.7083 | Residential & Commercial | Ducted CEE Tier 1
214809199 | Central HP <5.4 tons | CHAMPION HEATING AND COOLING | HRCU-A-CB (Split System: Heat Pump with Remote Outdoor Unit-Air-Source) | HH860E2S11 |  |  | CTU60C5XGS1+TXV | TM9V100C16MP12 | 43500 | 18 | 9 | 44000 | 33200 | 75.45% | 2 | 0 | 11.7 |  |  |  | No | R-454B | 3.625 | Residential & Commercial | Ducted CEE Tier 1
214809224 | Central HP <5.4 tons | CHAMPION HEATING AND COOLING | HRCU-A-CB (Split System: Heat Pump with Remote Outdoor Unit-Air-Source) | HH860E2S11 |  |  | CTU60C5XGS1+TXV | Z8ES100C16SMPS1 | 44000 | 18 | 9 | 44000 | 33200 | 75.45% | 2 | 0 | 12 |  |  |  | No | R-454B | 3.6667 | Residential & Commercial | Ducted CEE Tier 1
215853468 | Central HP <5.4 tons | LUXAIRE | HRCU-A-CB (Split System: Heat Pump with Remote Outdoor Unit-Air-Source) | HH860E2S11 |  |  | CTM60D5CJS1 | Z8ES130D20SMPS1 | 53500 | 19 | 9 | 55000 | 39500 | 71.82% | 2 | 0 | 11 |  |  |  | No | R-454B | 4.4583 | Residential & Commercial | Ducted CEE Tier 1
215932014 | Central HP <5.4 tons | CARRIER | HRCU-A-CB (Split System: Heat Pump with Remote Outdoor Unit-Air-Source) | 27VNA336A*030* |  |  | CAA**3017AM*+UI | 59TN6C040C14**10 | 30800 | 17.5 | 9 | 34400 | 26600 | 77.33% | 1.9 | 0 | 10 |  |  |  | No | R-454B | 2.5667 | Residential & Commercial | Ducted CEE Tier 1
204456510 | Central HP <5.4 tons | AIRQUEST | HRCU-A-CB (Split System: Heat Pump with Remote Outdoor Unit-Air-Source) | HVH825GKA2* |  |  | EA*4X30L14A*+WALLCON | *80CTL0701412A* | 23400 | 17 | 8.1 | 21600 | 16700 | 77.31% | 1.92 | 11 | 11 |  |  |  | No | R-410A | 1.95 | Residential & Commercial | Ducted CEE Tier 1
204456546 | Central HP <5.4 tons | AIRQUEST | HRCU-A-CB (Split System: Heat Pump with Remote Outdoor Unit-Air-Source) | HVH825GKA2* |  |  | EA*4X30L17A*+WALLCON | *96CTN0801714A* | 23400 | 16.5 | 8.1 | 21600 | 16800 | 77.78% | 1.9 | 11 | 10.5 |  |  |  | No | R-410A | 1.95 | Residential & Commercial | Ducted CEE Tier 1
214242035 | Central HP <5.4 tons | CARRIER | HRCU-A-CB (Split System: Heat Pump with Remote Outdoor Unit-Air-Source) | 25VNA825A*032* |  |  | CNPV*4217AL*+UI | 59MN7C060C17**14 | 23800 | 16 | 8.1 | 21400 | 16700 | 78.04% | 1.96 | 0 | 11 |  |  |  | No | R-410A | 1.9833 | Residential & Commercial | Ducted CEE Tier 1
214807708 | Central HP <5.4 tons | CHAMPION HEATING AND COOLING | HRCU-A-CB (Split System: Heat Pump with Remote Outdoor Unit-Air-Source) | HH824E2S11 |  |  | CTU36B5XDS1+JME08B2SN1+TXV |  | 23000 | 19 | 9.5 | 23000 | 18000 | 78.26% | 2 | 0 | 12 |  |  |  | No | R-454B | 1.9167 | Residential & Commercial | Ducted CEE Tier 1
215853306 | Central HP <5.4 tons | LUXAIRE | HRCU-A-CB (Split System: Heat Pump with Remote Outdoor Unit-Air-Source) | HH824E2S11 |  |  | CTM30B5ACS1+JMET08BS2N1 |  | 23000 | 18 | 9.5 | 23000 | 18100 | 78.7% | 2 | 0 | 12 |  |  |  | No | R-454B | 1.9167 | Residential & Commercial | Ducted CEE Tier 1
215853307 | Central HP <5.4 tons | LUXAIRE | HRCU-A-CB (Split System: Heat Pump with Remote Outdoor Unit-Air-Source) | HH824E2S11 |  |  | CTM30B5ACS1+JMET12BS2N1 |  | 23000 | 18 | 9.5 | 23000 | 18400 | 80% | 2 | 0 | 12 |  |  |  | No | R-454B | 1.9167 | Residential & Commercial | Ducted CEE Tier 1
214584697 | Central HP <5.4 tons | LUXAIRE | HRCU-A-CB (Split System: Heat Pump with Remote Outdoor Unit-Air-Source) | HH824E2S11 |  |  | CTF30B5ACS1 | Z8ET080B12LMPS1 | 23000 | 18 | 9.5 | 23000 | 18400 | 80% | 2 | 0 | 12 |  |  |  | No | R-454B | 1.9167 | Residential & Commercial | Ducted CEE Tier 1
214809165 | Central HP <5.4 tons | CHAMPION HEATING AND COOLING | HRCU-A-CB (Split System: Heat Pump with Remote Outdoor Unit-Air-Source) | HH860E2S11 |  |  | CTU60D5XGS1+JME18D2SN1+TXV |  | 46000 | 19 | 9.5 | 45500 | 33800 | 74.29% | 2 | 0 | 12 |  |  |  | No | R-454B | 3.8333 | Residential & Commercial | Ducted CEE Tier 1
214584667 | Central HP <5.4 tons | LUXAIRE | HRCU-A-CB (Split System: Heat Pump with Remote Outdoor Unit-Air-Source) | HH860E2S11 |  |  | CTF60C5CHS1 | Z8ES100C20SMPS1 | 53500 | 19 | 9 | 53500 | 38000 | 71.03% | 2 | 0 | 12 |  |  |  | No | R-454B | 4.4583 | Residential & Commercial | Ducted CEE Tier 1
215853474 | Central HP <5.4 tons | LUXAIRE | HRCU-A-CB (Split System: Heat Pump with Remote Outdoor Unit-Air-Source) | HH860E2S11 |  |  | CTM60D5CJS1 | TP9C120D20MP13 | 53500 | 19 | 9 | 55500 | 40000 | 72.07% | 2 | 0 | 11 |  |  |  | No | R-454B | 4.4583 | Residential & Commercial | Ducted CEE Tier 1
215853475 | Central HP <5.4 tons | LUXAIRE | HRCU-A-CB (Split System: Heat Pump with Remote Outdoor Unit-Air-Source) | HH860E2S11 |  |  | CTM60D5CJS1 | TM9Y120D20MP11 | 52500 | 19 | 9 | 55000 | 40000 | 72.73% | 2 | 0 | 10 |  |  |  | No | R-454B | 4.375 | Residential & Commercial | Ducted CEE Tier 1
214584597 | Central HP <5.4 tons | LUXAIRE | HRCU-A-CB (Split System: Heat Pump with Remote Outdoor Unit-Air-Source) | HH860E2S11 |  |  | CTM60C5CGS1 | Z8ES080C20SMPS1 | 44000 | 18 | 9 | 44500 | 33400 | 75.06% | 2 | 0 | 12 |  |  |  | No | R-454B | 3.6667 | Residential & Commercial | Ducted CEE Tier 1
214584612 | Central HP <5.4 tons | LUXAIRE | HRCU-A-CB (Split System: Heat Pump with Remote Outdoor Unit-Air-Source) | HH860E2S11 |  |  | CTF60C5CGS1 | Z8ES080C16SMPS1 | 44500 | 18 | 9 | 44500 | 33400 | 75.06% | 2 | 0 | 12 |  |  |  | No | R-454B | 3.7083 | Residential & Commercial | Ducted CEE Tier 1
214650007 | Central HP <5.4 tons | COLEMAN | HRCU-A-CB (Split System: Heat Pump with Remote Outdoor Unit-Air-Source) | HH860E2S11 |  |  | CTU60D5XGS1+TXV | Z9ES120D20SMPS1 | 46000 | 18 | 9 | 47000 | 34200 | 72.77% | 2 | 0 | 11.7 |  |  |  | No | R-454B | 3.8333 | Residential & Commercial | Ducted CEE Tier 1
211228815 | Central HP <5.4 tons | HEIL | HRCU-A-CB (Split System: Heat Pump with Remote Outdoor Unit-Air-Source) | DLCURAH36ABK |  |  | EA*4X48L21A* | *80ES(N,L)1102120A* | 35800 | 16.5 | 8.5 | 38500 | 34600 | 89.87% | 2.04 | 0 | 10 |  |  |  | No | R-410A | 2.9833 | Residential & Commercial | Ducted CEE Tier 1
215940945 | Central HP <5.4 tons | BRYANT HEATING AND COOLING SYSTEMS | HRCU-A-CB (Split System: Heat Pump with Remote Outdoor Unit-Air-Source) | 293VAN048**AA* |  |  | CAA**4821AM*+UI | 83*CB36040C17*** | 43500 | 21 | 9.5 | 48000 | 36400 | 75.83% | 1.92 | 0 | 11 |  |  |  | No | R-454B | 3.625 | Residential & Commercial | Ducted CEE Tier 1
215941015 | Central HP <5.4 tons | BRYANT HEATING AND COOLING SYSTEMS | HRCU-A-CB (Split System: Heat Pump with Remote Outdoor Unit-Air-Source) | 293VAN048**AA* |  |  | CAA**6024AM*+UI | 987TA66100C21*** | 44500 | 21 | 9.5 | 48000 | 36400 | 75.83% | 2 | 0 | 11 |  |  |  | No | R-454B | 3.7083 | Residential & Commercial | Ducted CEE Tier 1
215941215 | Central HP <5.4 tons | BRYANT HEATING AND COOLING SYSTEMS | HRCU-A-CB (Split System: Heat Pump with Remote Outdoor Unit-Air-Source) | 293VAN048**AA* |  |  | CSAH*6012AM*+UI | 83*CB48060C17*** | 45000 | 20.5 | 9 | 48500 | 36600 | 75.46% | 1.82 | 0 | 11.5 |  |  |  | No | R-454B | 3.75 | Residential & Commercial | Ducted CEE Tier 1
214649823 | Central HP <5.4 tons | COLEMAN | HRCU-A-CB (Split System: Heat Pump with Remote Outdoor Unit-Air-Source) | HH860E2S11 |  |  | CTU60D5XGS1+TXV | TMLE130D20MP11 | 46000 | 18 | 9 | 47500 | 35200 | 74.11% | 2 | 0 | 11 |  |  |  | No | R-454B | 3.8333 | Residential & Commercial | Ducted CEE Tier 1
215853469 | Central HP <5.4 tons | LUXAIRE | HRCU-A-CB (Split System: Heat Pump with Remote Outdoor Unit-Air-Source) | HH860E2S11 |  |  | CTM60D5CJS1 | TM9E120D20MP12 | 52500 | 18 | 9 | 55000 | 39500 | 71.82% | 2 | 0 | 10 |  |  |  | No | R-454B | 4.375 | Residential & Commercial | Ducted CEE Tier 1
214584702 | Central HP <5.4 tons | LUXAIRE | HRCU-A-CB (Split System: Heat Pump with Remote Outdoor Unit-Air-Source) | HH860E2S11 |  |  | CTM60D5CGS1 | Z8ES130D20SMPS1 | 45000 | 18 | 9 | 45000 | 33600 | 74.67% | 2 | 0 | 12 |  |  |  | No | R-454B | 3.75 | Residential & Commercial | Ducted CEE Tier 1
215941202 | Central HP <5.4 tons | KENMORE | HRCU-A-CB (Split System: Heat Pump with Remote Outdoor Unit-Air-Source) | (C,H,T)5H3V48*K*AAA* |  |  | ESH5X48M12A*+WALLCON | *97CTN1202422A* | 44500 | 20 | 9 | 48500 | 36400 | 75.05% | 1.82 | 0 | 10.5 |  |  |  | No | R-454B | 3.7083 | Residential & Commercial | Ducted CEE Tier 1
214649821 | Central HP <5.4 tons | CHAMPION HEATING AND COOLING | HRCU-A-CB (Split System: Heat Pump with Remote Outdoor Unit-Air-Source) | HH860E2S11 |  |  | CTU60D5XGS1+TXV | TM8E130D20MP11 | 46000 | 18 | 9 | 47500 | 35200 | 74.11% | 2 | 0 | 11 |  |  |  | No | R-454B | 3.8333 | Residential & Commercial | Ducted CEE Tier 1
214584752 | Central HP <5.4 tons | LUXAIRE | HRCU-A-CB (Split System: Heat Pump with Remote Outdoor Unit-Air-Source) | HH860E2S11 |  |  | CTF60C5CGS1 | Z8ES080C20SMPS1 | 44000 | 18 | 9 | 44500 | 33400 | 75.06% | 2 | 0 | 12 |  |  |  | No | R-454B | 3.6667 | Residential & Commercial | Ducted CEE Tier 1
211257307 | Central HP <5.4 tons | MITS AIR | HRCU-A-CB (Split System: Heat Pump with Remote Outdoor Unit-Air-Source) | MOD30U-30HFN1-MR0(X) |  |  | MVC-30HWFN1-M |  | 30000 | 16.2 | 8.9 | 33000 | 24000 | 72.73% | 1.8 | 11 | 10 |  |  |  | No | R-410A | 2.5 | Residential & Commercial | Ducted CEE Tier 1
211257306 | Central HP <5.4 tons | MITS AIR | HRCU-A-CB (Split System: Heat Pump with Remote Outdoor Unit-Air-Source) | MOD30-24HFN1-MW |  |  | MVC-24HWFN1-M |  | 24000 | 17.4 | 10 | 24000 | 22600 | 94.17% | 1.91 | 12.5 | 11.7 |  |  |  | No | R-410A | 2 | Residential & Commercial | Ducted CEE Tier 1
213483768 | Central HP <5.4 tons | MITS AIR | HRCU-A-CB (Split System: Heat Pump with Remote Outdoor Unit-Air-Source) | MOX630-36HFN1-M3X |  |  | MVC-36HWFN1-M |  | 35000 | 16.3 | 9.5 | 39000 | 38000 | 97.44% | 1.8 | 0 | 11.7 |  |  |  | No | R-410A | 2.9167 | Residential & Commercial | Ducted CEE Tier 1
214242822 | Central HP <5.4 tons | KEEPRITE | HRCU-A-CB (Split System: Heat Pump with Remote Outdoor Unit-Air-Source) | CVH825GKA2* |  |  | EN(A,D)4X36L21**+WALLCON | *97CMN1002122B* | 23600 | 16.5 | 8.1 | 21400 | 16700 | 78.04% | 1.92 | 0 | 11 |  |  |  | No | R-410A | 1.9667 | Residential & Commercial | Ducted CEE Tier 1
216057018 | Central HP <5.4 tons | TRANE | HRCU-A-CB (Split System: Heat Pump with Remote Outdoor Unit-Air-Source) | 5TWV8X60A1 |  |  | 5TAMXD07AV51 |  | 53000 | 18.1 | 8.5 | 54000 | 39000 | 72.22% | 1.9 | 0 | 10 |  |  |  | No | R-454B | 4.4167 | Residential & Commercial | Ducted CEE Tier 1
214229176 | Central HP <5.4 tons | TEMPSTAR | HRCU-A-CB (Split System: Heat Pump with Remote Outdoor Unit-Air-Source) | DLCURAH24ABK |  |  | EA*4X37L17A* | *80MSU0601716A* | 24000 | 17.5 | 8.5 | 25600 | 21600 | 84.38% | 1.82 | 0 | 10 |  |  |  | No | R-410A | 2 | Residential & Commercial | Ducted CEE Tier 1
214229187 | Central HP <5.4 tons | TEMPSTAR | HRCU-A-CB (Split System: Heat Pump with Remote Outdoor Unit-Air-Source) | DLCURAH24ABK |  |  | EN(A,D)4X24L17** | *80MSU0601716A* | 23200 | 16.5 | 8.5 | 26800 | 23600 | 88.06% | 1.96 | 0 | 10 |  |  |  | No | R-410A | 1.9333 | Residential & Commercial | Ducted CEE Tier 1
211225989 | Central HP <5.4 tons | CARRIER | HRCU-A-CB (Split System: Heat Pump with Remote Outdoor Unit-Air-Source) | 38MURAQ36AB3* |  |  | CAP**4824AL* | 59SC2D120E24**20 | 36200 | 16 | 8.5 | 38500 | 34600 | 89.87% | 2.08 | 0 | 10 |  |  |  | No | R-410A | 3.0167 | Residential & Commercial | Ducted CEE Tier 1
211226057 | Central HP <5.4 tons | CARRIER | HRCU-A-CB (Split System: Heat Pump with Remote Outdoor Unit-Air-Source) | 38MURAQ36AB3* |  |  | CNPV*4821AL* | 59SC5B060E17**14 | 35600 | 15.5 | 8.1 | 38500 | 35000 | 90.91% | 2 | 0 | 10 |  |  |  | No | R-410A | 2.9667 | Residential & Commercial | Ducted CEE Tier 1
213825966 | Central HP <5.4 tons | TRANE | HRCU-A-CB (Split System: Heat Pump with Remote Outdoor Unit-Air-Source) | 4TWV8X60A1 |  |  | 4TXCD010DS3 | *UHMD120CCV5 | 53500 | 18 | 8.2 | 51000 | 39000 | 76.47% | 1.8 | 0 | 11.7 |  |  |  | No | R-410A | 4.4583 | Residential & Commercial | Ducted CEE Tier 1
215935480 | Central HP <5.4 tons | DAY & NIGHT | HRCU-A-CB (Split System: Heat Pump with Remote Outdoor Unit-Air-Source) | C5H3V36*K*AAA* |  |  | EVM5X61M24A*+WALLCON | *80CTL1352422B* | 36000 | 22.5 | 8.5 | 37600 | 28200 | 75% | 2.04 | 0 | 12.5 |  |  |  | No | R-454B | 3 | Residential & Commercial | Ducted CEE Tier 1
215935950 | Central HP <5.4 tons | DAY & NIGHT | HRCU-A-CB (Split System: Heat Pump with Remote Outdoor Unit-Air-Source) | C5H3V36*K*AAA* |  |  | EVD5X42M21A*+WALLCON | *80CSU0401712A* | 34400 | 21 | 8.5 | 38500 | 28400 | 73.77% | 2.04 | 0 | 11.7 |  |  |  | No | R-454B | 2.8667 | Residential & Commercial | Ducted CEE Tier 1
215936450 | Central HP <5.4 tons | DAY & NIGHT | HRCU-A-CB (Split System: Heat Pump with Remote Outdoor Unit-Air-Source) | C5H3V36*K*AAA* |  |  | EVD5X49M24A*+WALLCON | *80CTL0902120B* | 35600 | 22 | 8.5 | 38000 | 28400 | 74.74% | 2.04 | 0 | 12.5 |  |  |  | No | R-454B | 2.9667 | Residential & Commercial | Ducted CEE Tier 1
215434241 | Central HP <5.4 tons | DAIKIN | HRCU-A-CB (Split System: Heat Pump with Remote Outdoor Unit-Air-Source) | DH7VSA4210A* |  |  | CA*EA6030*3A* | D*96TC1005CNA* | 40500 | 16.5 | 8.8 | 41000 | 31000 | 75.61% | 2 | 0 | 10 |  |  |  | No | R-32 | 3.375 | Residential & Commercial | Ducted CEE Tier 1
210321396 | Central HP <5.4 tons | MDV | HRCU-A-C (Split System: Heat Pump with Remote Outdoor Unit with No Indoor Fan --Air Source) | MOX430-17HFN1-MT0W |  |  | MAC-24HWDN1-MN0-N |  | 18000 | 15.2 | 9.5 | 19500 | 14600 | 74.87% | 2.2 | 11.7 | 11.7 |  |  |  | No | R-410A | 1.5 | Residential & Commercial | Ducted CEE Tier 1
214584592 | Central HP <5.4 tons | LUXAIRE | HRCU-A-CB (Split System: Heat Pump with Remote Outdoor Unit-Air-Source) | HH836E2S11 |  |  | CTF36B5CDS1 | Z8ES080B12SMPS1 | 33200 | 18 | 8.5 | 30400 | 24800 | 81.58% | 2 | 0 | 11.7 |  |  |  | No | R-454B | 2.7667 | Residential & Commercial | Ducted CEE Tier 1
215931694 | Central HP <5.4 tons | CARRIER | HRCU-A-CB (Split System: Heat Pump with Remote Outdoor Unit-Air-Source) | 27VNA360A*030* |  |  | CAA**6124AM*+UI | 58TN*B090C21**20 | 57000 | 19 | 8.5 | 60500 | 46500 | 76.86% | 2.04 | 0 | 11.5 |  |  |  | No | R-454B | 4.75 | Residential & Commercial | Ducted CEE Tier 1
215931744 | Central HP <5.4 tons | CARRIER | HRCU-A-CB (Split System: Heat Pump with Remote Outdoor Unit-Air-Source) | 27VNA360A*030* |  |  | CAA**6124AM*+UI | 59MN7C080C21**20 | 56500 | 18.5 | 8.5 | 60500 | 46500 | 76.86% | 2.02 | 0 | 11 |  |  |  | No | R-454B | 4.7083 | Residential & Commercial | Ducted CEE Tier 1
215931794 | Central HP <5.4 tons | CARRIER | HRCU-A-CB (Split System: Heat Pump with Remote Outdoor Unit-Air-Source) | 27VNA360A*030* |  |  | CSAH*6012AM*+UI | 58CU*A080C21**20 | 56500 | 18 | 8.1 | 61000 | 45500 | 74.59% | 1.95 | 0 | 11.5 |  |  |  | No | R-454B | 4.7083 | Residential & Commercial | Ducted CEE Tier 1
215931894 | Central HP <5.4 tons | CARRIER | HRCU-A-CB (Split System: Heat Pump with Remote Outdoor Unit-Air-Source) | 27VNA360A*030* |  |  | CSAH*6012AM*+UI | 59MN7C120C24**22 | 56000 | 17.5 | 8.1 | 61000 | 46000 | 75.41% | 1.95 | 0 | 11 |  |  |  | No | R-454B | 4.6667 | Residential & Commercial | Ducted CEE Tier 1
211229264 | Central HP <5.4 tons | HEIL | HRCU-A-CB (Split System: Heat Pump with Remote Outdoor Unit-Air-Source) | DLCURAH36ABK |  |  | EA*4X48L24A* | *80ES(N,L)0902116A* | 36400 | 16 | 8.5 | 38500 | 34600 | 89.87% | 2.08 | 0 | 10 |  |  |  | No | R-410A | 3.0333 | Residential & Commercial | Ducted CEE Tier 1
211228896 | Central HP <5.4 tons | HEIL | HRCU-A-CB (Split System: Heat Pump with Remote Outdoor Unit-Air-Source) | DLCURAH36ABK |  |  | EA*4X48L21A* | *80ESU1002120A* | 36000 | 16 | 8.5 | 38500 | 34600 | 89.87% | 2.06 | 0 | 10 |  |  |  | No | R-410A | 3 | Residential & Commercial | Ducted CEE Tier 1
211257308 | Central HP <5.4 tons | MITS AIR | HRCU-A-CB (Split System: Heat Pump with Remote Outdoor Unit-Air-Source) | MOE31U-36HFN1-M |  |  | MVC-36HWFN1-M |  | 36000 | 16 | 9.5 | 40000 | 34400 | 86% | 1.97 | 10.5 | 10 |  |  |  | No | R-410A | 3 | Residential & Commercial | Ducted CEE Tier 1
211229538 | Central HP <5.4 tons | HEIL | HRCU-A-CB (Split System: Heat Pump with Remote Outdoor Unit-Air-Source) | DLCURAH36ABK |  |  | EA*4X48L24A* | *96VSN0802120A* | 36200 | 16 | 8.5 | 38500 | 34600 | 89.87% | 2.06 | 0 | 10 |  |  |  | No | R-410A | 3.0167 | Residential & Commercial | Ducted CEE Tier 1
211245778 | Central HP <5.4 tons | HEIL | HRCU-A-CB (Split System: Heat Pump with Remote Outdoor Unit-Air-Source) | DLCURAH24ABK |  |  | EN(A,D)4X36L21** | OMV112K14A | 24200 | 16 | 8.1 | 26400 | 23000 | 87.12% | 1.88 | 0 | 10 |  |  |  | No | R-410A | 2.0167 | Residential & Commercial | Ducted CEE Tier 1
215931554 | Central HP <5.4 tons | CARRIER | HRCU-A-CB (Split System: Heat Pump with Remote Outdoor Unit-Air-Source) | 27VNA360A*030* |  |  | CAA**6024AM*+UI | 58TN*B110C21**20 | 56000 | 18.5 | 8.5 | 60500 | 45500 | 75.21% | 2.06 | 0 | 11.5 |  |  |  | No | R-454B | 4.6667 | Residential & Commercial | Ducted CEE Tier 1
211911372 | Central HP <5.4 tons | MITS AIR | HRCU-A-C (Split System: Heat Pump with Remote Outdoor Unit with No Indoor Fan --Air Source) | MOX430-24HFN1-MR0 |  |  | MAC-24HWDN1-MN0 |  | 24000 | 15.7 | 9.8 | 25600 | 18500 | 72.27% | 2.2 | 10.3 | 10 |  |  |  | No | R-410A | 2 | Residential & Commercial | Ducted CEE Tier 1
214243122 | Central HP <5.4 tons | KEEPRITE | HRCU-A-CB (Split System: Heat Pump with Remote Outdoor Unit-Air-Source) | CVH825GKA2* |  |  | EN(A,D,W)4X48L21**+WALLCON | *80CTL1102120B* | 24200 | 17 | 8.1 | 21200 | 16600 | 78.3% | 2.02 | 0 | 11.5 |  |  |  | No | R-410A | 2.0167 | Residential & Commercial | Ducted CEE Tier 1
213483769 | Central HP <5.4 tons | MITS AIR | HRCU-A-C (Split System: Heat Pump with Remote Outdoor Unit with No Indoor Fan --Air Source) | MOX630-36HFN1-M3X |  |  | MVB-36B23T4N1 |  | 35000 | 15.2 | 8.5 | 36000 | 30000 | 83.33% | 1.8 | 0 | 10 |  |  |  | No | R-410A | 2.9167 | Residential & Commercial | Ducted CEE Tier 1
214626043 | Central HP <5.4 tons | LENNOX | HRCU-A-CB (Split System: Heat Pump with Remote Outdoor Unit-Air-Source) | SL25XPV-024-230A** |  |  | CK40DT-60D-0*+TDR | SLP99DF090XV48C* | 22600 | 21 | 9.8 | 24000 | 22400 | 93.33% | 1.88 | 0 | 14 |  |  |  | No | R-410A | 1.8833 | Residential & Commercial | Ducted CEE Tier 1
213773642 | Central HP <5.4 tons | KEEPRITE | HRCU-A-CB (Split System: Heat Pump with Remote Outdoor Unit-Air-Source) | CVH825GKA3* |  |  | EA*4X43L21A*+WALLCON | *97CMN0801714B* | 24400 | 16.5 | 8.1 | 21200 | 16600 | 78.3% | 2.02 | 0 | 11 |  |  |  | No | R-410A | 2.0333 | Residential & Commercial | Ducted CEE Tier 1
214570784 | Central HP <5.4 tons | DAY & NIGHT | HRCU-A-CB (Split System: Heat Pump with Remote Outdoor Unit-Air-Source) | CVH825GKA3* |  |  | EA*4X48L24A*+WALLCON | *96CTN0802120B* | 24200 | 17 | 8.5 | 20800 | 16500 | 79.33% | 2.02 | 0 | 11 |  |  |  | No | R-410A | 2.0167 | Residential & Commercial | Ducted CEE Tier 1
213069653 | Central HP <5.4 tons | ACIQ | HRCU-A-CB (Split System: Heat Pump with Remote Outdoor Unit-Air-Source) | DLCURAH24ABK |  |  | EA*4X24L17A* | *80ESU0401712A* | 23600 | 17 | 8.5 | 26600 | 24600 | 92.48% | 2.04 | 0 | 10 |  |  |  | No | R-410A | 1.9667 | Residential & Commercial | Ducted CEE Tier 1
213069654 | Central HP <5.4 tons | ACIQ | HRCU-A-CB (Split System: Heat Pump with Remote Outdoor Unit-Air-Source) | DLCURAH24ABK |  |  | EA*4X24L17A* | *80VTL0451412A* | 24000 | 16.5 | 8.5 | 26800 | 24000 | 89.55% | 1.98 | 0 | 10 |  |  |  | No | R-410A | 2 | Residential & Commercial | Ducted CEE Tier 1
213069671 | Central HP <5.4 tons | ACIQ | HRCU-A-CB (Split System: Heat Pump with Remote Outdoor Unit-Air-Source) | DLCURAH24ABK |  |  | EA*4X24L17A* | *92ESN0801716A* | 24000 | 17 | 8.5 | 26800 | 23800 | 88.81% | 1.96 | 0 | 10 |  |  |  | No | R-410A | 2 | Residential & Commercial | Ducted CEE Tier 1
213069685 | Central HP <5.4 tons | ACIQ | HRCU-A-CB (Split System: Heat Pump with Remote Outdoor Unit-Air-Source) | DLCURAH24ABK |  |  | EA*4X25L17A* | *96VSN0601412A* | 24000 | 16.5 | 8.1 | 25200 | 21600 | 85.71% | 1.82 | 0 | 10 |  |  |  | No | R-410A | 2 | Residential & Commercial | Ducted CEE Tier 1
212983552 | Central HP <5.4 tons | DAY & NIGHT | HRCU-A-CB (Split System: Heat Pump with Remote Outdoor Unit-Air-Source) | DLCURAH24ABK |  |  | EA*4X30L17A* | *92MSN0601412A* | 23800 | 17 | 8.5 | 26600 | 24000 | 90.23% | 1.98 | 0 | 10 |  |  |  | No | R-410A | 1.9833 | Residential & Commercial | Ducted CEE Tier 1
215669329 | Central HP <5.4 tons | KEEPRITE | HRCU-A-CB (Split System: Heat Pump with Remote Outdoor Unit-Air-Source) | C5H0V36*K*AAA* |  |  | EA*5X60M24A*+WALLCON | *80CTL1102120B* | 34400 | 18.5 | 9 | 34200 | 24600 | 71.93% | 1.92 | 0 | 10.5 |  |  |  | No | R-454B | 2.8667 | Residential & Commercial | Ducted CEE Tier 1
211226085 | Central HP <5.4 tons | CARRIER | HRCU-A-CB (Split System: Heat Pump with Remote Outdoor Unit-Air-Source) | 38MURAQ36AB3* |  |  | CNPV*4824AL* | 58S(B,C)*A090E24**20 | 36200 | 16.5 | 8.1 | 38500 | 34800 | 90.39% | 2.02 | 0 | 10.5 |  |  |  | No | R-410A | 3.0167 | Residential & Commercial | Ducted CEE Tier 1
211257305 | Central HP <5.4 tons | MITS AIR | HRCU-A-CB (Split System: Heat Pump with Remote Outdoor Unit-Air-Source) | MOX430U-18HFN1-M |  |  | MVC-18HWFN1-M |  | 18000 | 18 | 9.3 | 19000 | 16500 | 86.84% | 2.04 | 12.5 | 12.4 |  |  |  | No | R-410A | 1.5 | Residential & Commercial | Ducted CEE Tier 1
215931764 | Central HP <5.4 tons | CARRIER | HRCU-A-CB (Split System: Heat Pump with Remote Outdoor Unit-Air-Source) | 27VNA360A*030* |  |  | CAA**6124AM*+UI | 59MN7C120C24**22 | 57000 | 18.5 | 8.5 | 60500 | 46500 | 76.86% | 2.02 | 0 | 11 |  |  |  | No | R-454B | 4.75 | Residential & Commercial | Ducted CEE Tier 1
213076806 | Central HP <5.4 tons | HEIL | HRCU-A-CB (Split System: Heat Pump with Remote Outdoor Unit-Air-Source) | DLCURAH36ABK |  |  | EA*4X48L24A* | *80VTL1102122B* | 36200 | 16.5 | 8.5 | 38000 | 34800 | 91.58% | 2.04 | 0 | 10 |  |  |  | No | R-410A | 3.0167 | Residential & Commercial | Ducted CEE Tier 1
213077727 | Central HP <5.4 tons | HEIL | HRCU-A-CB (Split System: Heat Pump with Remote Outdoor Unit-Air-Source) | DLCURAH36ABK |  |  | EA*4X42L21A* | *96VTN1002122B* | 35400 | 16.5 | 8.1 | 38500 | 35000 | 90.91% | 1.88 | 0 | 10 |  |  |  | No | R-410A | 2.95 | Residential & Commercial | Ducted CEE Tier 1
215932074 | Central HP <5.4 tons | CARRIER | HRCU-A-CB (Split System: Heat Pump with Remote Outdoor Unit-Air-Source) | 27VNA336A*030* |  |  | CAA**3617AM*+UI | 58TN*B090C17**16 | 32200 | 19.5 | 9.5 | 35200 | 27000 | 76.7% | 2 | 0 | 11 |  |  |  | No | R-454B | 2.6833 | Residential & Commercial | Ducted CEE Tier 1
215932204 | Central HP <5.4 tons | CARRIER | HRCU-A-CB (Split System: Heat Pump with Remote Outdoor Unit-Air-Source) | 27VNA336A*030* |  |  | CAA**4221AM*+UI | 58CU*A100C21**20 | 32600 | 19.5 | 9.5 | 35000 | 26800 | 76.57% | 2.02 | 0 | 11 |  |  |  | No | R-454B | 2.7167 | Residential & Commercial | Ducted CEE Tier 1
214242252 | Central HP <5.4 tons | KEEPRITE | HRCU-A-CB (Split System: Heat Pump with Remote Outdoor Unit-Air-Source) | CVH825GKA3* |  |  | EN(A,D,W)4X48L21**+WALLCON | *80CTL1102120B* | 24200 | 17 | 8.1 | 21200 | 16500 | 77.83% | 2 | 0 | 11 |  |  |  | No | R-410A | 2.0167 | Residential & Commercial | Ducted CEE Tier 1
214242382 | Central HP <5.4 tons | KEEPRITE | HRCU-A-CB (Split System: Heat Pump with Remote Outdoor Unit-Air-Source) | CVH825GKA3* |  |  | EN(A,D)4X48L24**+WALLCON | *96CTN1002122B* | 24200 | 17 | 8.1 | 21200 | 16500 | 77.83% | 2 | 0 | 11.5 |  |  |  | No | R-410A | 2.0167 | Residential & Commercial | Ducted CEE Tier 1
214241832 | Central HP <5.4 tons | KEEPRITE | HRCU-A-CB (Split System: Heat Pump with Remote Outdoor Unit-Air-Source) | CVH825GKA3* |  |  | EN(A,D,W)4X36L17**+WALLCON | *97CMN0801714B* | 23400 | 16.5 | 8.1 | 21600 | 16700 | 77.31% | 1.9 | 0 | 10.5 |  |  |  | No | R-410A | 1.95 | Residential & Commercial | Ducted CEE Tier 1
215935374 | Central HP <5.4 tons | CARRIER | HRCU-A-CB (Split System: Heat Pump with Remote Outdoor Unit-Air-Source) | 27VNA336A*030* |  |  | CVAMA6024XMA*+UI | 59CU5B080C21**20 | 35400 | 21.5 | 8.5 | 38000 | 28600 | 75.26% | 2.04 | 0 | 12 |  |  |  | No | R-454B | 2.95 | Residential & Commercial | Ducted CEE Tier 1
215931964 | Central HP <5.4 tons | CARRIER | HRCU-A-CB (Split System: Heat Pump with Remote Outdoor Unit-Air-Source) | 27VNA336A*030* |  |  | CAA**2517AM*+UI | 59MN7C060C17**14 | 33400 | 19 | 9.5 | 34400 | 26200 | 76.16% | 2.04 | 0 | 10.5 |  |  |  | No | R-454B | 2.7833 | Residential & Commercial | Ducted CEE Tier 1
215932154 | Central HP <5.4 tons | CARRIER | HRCU-A-CB (Split System: Heat Pump with Remote Outdoor Unit-Air-Source) | 27VNA336A*030* |  |  | CAA**3717AM*+UI | 59TN6C060C17**14 | 33200 | 19 | 9.5 | 34400 | 26400 | 76.74% | 2.06 | 0 | 10.5 |  |  |  | No | R-454B | 2.7667 | Residential & Commercial | Ducted CEE Tier 1
213069687 | Central HP <5.4 tons | ACIQ | HRCU-A-CB (Split System: Heat Pump with Remote Outdoor Unit-Air-Source) | DLCURAH24ABK |  |  | EA*4X25L17A* | *95ESU0401712A* | 24200 | 17 | 8.5 | 25200 | 21600 | 85.71% | 1.8 | 0 | 10 |  |  |  | No | R-410A | 2.0167 | Residential & Commercial | Ducted CEE Tier 1
213069705 | Central HP <5.4 tons | ACIQ | HRCU-A-CB (Split System: Heat Pump with Remote Outdoor Unit-Air-Source) | DLCURAH24ABK |  |  | EA*4X25L17A* | *80ES(N,L)0451712A* | 24800 | 17 | 8.5 | 25600 | 21200 | 82.81% | 1.78 | 0 | 10.5 |  |  |  | No | R-410A | 2.0667 | Residential & Commercial | Ducted CEE Tier 1
213069752 | Central HP <5.4 tons | ACIQ | HRCU-A-CB (Split System: Heat Pump with Remote Outdoor Unit-Air-Source) | DLCURAH24ABK |  |  | EA*4X30L17A* | *96VSN0601412A* | 23400 | 16.5 | 8.5 | 26000 | 24000 | 92.31% | 1.98 | 0 | 10 |  |  |  | No | R-410A | 1.95 | Residential & Commercial | Ducted CEE Tier 1
213069770 | Central HP <5.4 tons | ACIQ | HRCU-A-CB (Split System: Heat Pump with Remote Outdoor Unit-Air-Source) | DLCURAH24ABK |  |  | EA*4X30L17A* | *80VSL0451716A* | 24200 | 16.5 | 8.5 | 26400 | 23000 | 87.12% | 1.9 | 0 | 10 |  |  |  | No | R-410A | 2.0167 | Residential & Commercial | Ducted CEE Tier 1
213069922 | Central HP <5.4 tons | ACIQ | HRCU-A-CB (Split System: Heat Pump with Remote Outdoor Unit-Air-Source) | DLCURAH24ABK |  |  | EA*4X30L17A* | OMV098J12* | 23600 | 16.5 | 8.5 | 26000 | 23800 | 91.54% | 1.98 | 0 | 10 |  |  |  | No | R-410A | 1.9667 | Residential & Commercial | Ducted CEE Tier 1
213069956 | Central HP <5.4 tons | ACIQ | HRCU-A-CB (Split System: Heat Pump with Remote Outdoor Unit-Air-Source) | DLCURAH24ABK |  |  | EA*4X36L17A* | *96VSN0401712A* | 23400 | 16 | 8.5 | 25800 | 23600 | 91.47% | 1.96 | 0 | 10 |  |  |  | No | R-410A | 1.95 | Residential & Commercial | Ducted CEE Tier 1
213070019 | Central HP <5.4 tons | ACIQ | HRCU-A-CB (Split System: Heat Pump with Remote Outdoor Unit-Air-Source) | DLCURAH24ABK |  |  | EA*4X36L17A* | *96VTN0801716A* | 24200 | 16.5 | 8.5 | 26200 | 22600 | 86.26% | 1.86 | 0 | 10 |  |  |  | No | R-410A | 2.0167 | Residential & Commercial | Ducted CEE Tier 1
204299288 | Central HP <5.4 tons | AIRQUEST | HRCU-A-CB (Split System: Heat Pump with Remote Outdoor Unit-Air-Source) | HVH837GKA** |  |  | EA*4X48L21A*+WALLCON | *97CMN1002122A* | 32400 | 17.5 | 8.5 | 32600 | 25000 | 76.69% | 1.98 | 12 | 11.7 |  |  |  | No | R-410A | 2.7 | Residential & Commercial | Ducted CEE Tier 1
212975407 | Central HP <5.4 tons | TEMPSTAR | HRCU-A-CB (Split System: Heat Pump with Remote Outdoor Unit-Air-Source) | DLCURAH18ABK |  |  | EA*4X24L17A* | *96VTN0601412B* | 17300 | 16 | 8.5 | 18200 | 17800 | 97.8% | 2.14 | 0 | 10.5 |  |  |  | No | R-410A | 1.4417 | Residential & Commercial | Ducted CEE Tier 1
206766873 | Central HP <5.4 tons | AIRQUEST | HRCU-A-CB (Split System: Heat Pump with Remote Outdoor Unit-Air-Source) | HVH825GKA3* |  |  | EHD4X30AAL+WALLCON | *80CTL0901716A* | 23800 | 16 | 8.1 | 21800 | 16700 | 76.61% | 1.98 | 11 | 10.5 |  |  |  | No | R-410A | 1.9833 | Residential & Commercial | Ducted CEE Tier 1
206767071 | Central HP <5.4 tons | AIRQUEST | HRCU-A-CB (Split System: Heat Pump with Remote Outdoor Unit-Air-Source) | HVH825GKA3* |  |  | EA*4X24L17A*+WALLCON | *80CSU0401712A* | 23200 | 16.5 | 8.1 | 22000 | 16700 | 75.91% | 1.9 | 11 | 10.5 |  |  |  | No | R-410A | 1.9333 | Residential & Commercial | Ducted CEE Tier 1
206767490 | Central HP <5.4 tons | AIRQUEST | HRCU-A-CB (Split System: Heat Pump with Remote Outdoor Unit-Air-Source) | HVH825GKA3* |  |  | EA*4X36L17A*+WALLCON | *95CSU0601716A* | 23400 | 16.5 | 8.1 | 21600 | 16800 | 77.78% | 1.92 | 11 | 10.5 |  |  |  | No | R-410A | 1.95 | Residential & Commercial | Ducted CEE Tier 1
212975473 | Central HP <5.4 tons | TEMPSTAR | HRCU-A-CB (Split System: Heat Pump with Remote Outdoor Unit-Air-Source) | DLCURAH18ABK |  |  | EN(A,D)4X24L17** | *96VTN0601412B* | 17500 | 16 | 8.5 | 18500 | 18700 | 101.1% | 2.24 | 0 | 10.5 |  |  |  | No | R-410A | 1.4583 | Residential & Commercial | Ducted CEE Tier 1
215934570 | Central HP <5.4 tons | DAY & NIGHT | HRCU-A-CB (Split System: Heat Pump with Remote Outdoor Unit-Air-Source) | C5H3V48*K*AAA* |  |  | ESH5X60M12A*+WALLCON | *80CTL0901716B* | 44000 | 20.5 | 9 | 49000 | 35800 | 73.06% | 1.86 | 0 | 11.5 |  |  |  | No | R-454B | 3.6667 | Residential & Commercial | Ducted CEE Tier 1
215934620 | Central HP <5.4 tons | DAY & NIGHT | HRCU-A-CB (Split System: Heat Pump with Remote Outdoor Unit-Air-Source) | C5H3V48*K*AAA* |  |  | FCMA5B48L0C*+WALLCON |  | 45500 | 22 | 9.5 | 48500 | 36000 | 74.23% | 1.96 | 0 | 12 |  |  |  | No | R-454B | 3.7917 | Residential & Commercial | Ducted CEE Tier 1
214626159 | Central HP <5.4 tons | LENNOX | HRCU-A-CB (Split System: Heat Pump with Remote Outdoor Unit-Air-Source) | SL25XPV-036-230A** |  |  | CK40CT-48B-0*+TDR | EL297UH070XV36B* | 33800 | 21.6 | 8.8 | 35800 | 27800 | 77.65% | 1.8 | 0 | 13 |  |  |  | No | R-410A | 2.8167 | Residential & Commercial | Ducted CEE Tier 1
214626177 | Central HP <5.4 tons | LENNOX | HRCU-A-CB (Split System: Heat Pump with Remote Outdoor Unit-Air-Source) | SL25XPV-036-230A** |  |  | CK40CT-48C-0*+TDR | SL280UH080NV60C* | 34000 | 21.4 | 8.8 | 35400 | 27400 | 77.4% | 1.82 | 0 | 13.5 |  |  |  | No | R-410A | 2.8333 | Residential & Commercial | Ducted CEE Tier 1
214626178 | Central HP <5.4 tons | LENNOX | HRCU-A-CB (Split System: Heat Pump with Remote Outdoor Unit-Air-Source) | SL25XPV-036-230A** |  |  | CK40CT-48C-0*+TDR | SL280UH090V60C* | 34000 | 21.4 | 8.8 | 35400 | 27400 | 77.4% | 1.84 | 0 | 13.5 |  |  |  | No | R-410A | 2.8333 | Residential & Commercial | Ducted CEE Tier 1
214626196 | Central HP <5.4 tons | LENNOX | HRCU-A-CB (Split System: Heat Pump with Remote Outdoor Unit-Air-Source) | SL25XPV-036-230A** |  |  | CK40CT-50/60C-0*+TDR | EL297UH090XV60C* | 33600 | 21 | 8.6 | 34400 | 26600 | 77.33% | 1.8 | 0 | 13.3 |  |  |  | No | R-410A | 2.8 | Residential & Commercial | Ducted CEE Tier 1
214239983 | Central HP <5.4 tons | CARRIER | HRCU-A-CB (Split System: Heat Pump with Remote Outdoor Unit-Air-Source) | 25VNA837A*030* |  |  | CNPV*4824AL*+UI | 58TN*B135C24**22 | 32400 | 17 | 8.1 | 32600 | 24600 | 75.46% | 1.96 | 0 | 11.7 |  |  |  | No | R-410A | 2.7 | Residential & Commercial | Ducted CEE Tier 1
214808995 | Central HP <5.4 tons | FRASER-JOHNSTON | HRCU-A-CB (Split System: Heat Pump with Remote Outdoor Unit-Air-Source) | HH860E2S11 |  |  | CTU60C5XGS1+JMET16CS2N1+TXV |  | 45500 | 19 | 9 | 45500 | 34200 | 75.16% | 2 | 0 | 11.7 |  |  |  | No | R-454B | 3.7917 | Residential & Commercial | Ducted CEE Tier 1
214809164 | Central HP <5.4 tons | FRASER-JOHNSTON | HRCU-A-CB (Split System: Heat Pump with Remote Outdoor Unit-Air-Source) | HH860E2S11 |  |  | CTU60D5XGS1+JME18D2SN1+TXV |  | 46000 | 19 | 9.5 | 45500 | 33800 | 74.29% | 2 | 0 | 12 |  |  |  | No | R-454B | 3.8333 | Residential & Commercial | Ducted CEE Tier 1
214809228 | Central HP <5.4 tons | FRASER-JOHNSTON | HRCU-A-CB (Split System: Heat Pump with Remote Outdoor Unit-Air-Source) | HH860E2S11 |  |  | CTU60C5XGS1+TXV | TM8Y100C16MP11 | 44000 | 18 | 9 | 44000 | 33400 | 75.91% | 2 | 0 | 11.7 |  |  |  | No | R-454B | 3.6667 | Residential & Commercial | Ducted CEE Tier 1
214650719 | Central HP <5.4 tons | COLEMAN | HRCU-A-CB (Split System: Heat Pump with Remote Outdoor Unit-Air-Source) | HH860E2S11 |  |  | CTU60D5XHS1+TXV | TM9E120D20MP12 | 53500 | 19 | 8.5 | 54500 | 39500 | 72.48% | 2 | 0 | 11 |  |  |  | No | R-454B | 4.4583 | Residential & Commercial | Ducted CEE Tier 1
214649818 | Central HP <5.4 tons | COLEMAN | HRCU-A-CB (Split System: Heat Pump with Remote Outdoor Unit-Air-Source) | HH860E2S11 |  |  | CTU60D5XGS1+TXV | TM8E130D20MP11 | 46000 | 18 | 9 | 47500 | 35200 | 74.11% | 2 | 0 | 11 |  |  |  | No | R-454B | 3.8333 | Residential & Commercial | Ducted CEE Tier 1
213483770 | Central HP <5.4 tons | MITS AIR | HRCU-A-C (Split System: Heat Pump with Remote Outdoor Unit with No Indoor Fan --Air Source) | MOD30U-30HFN1-MR0(X) |  |  | MVB-36B23T4N1 |  | 29000 | 15.2 | 8.5 | 31000 | 22600 | 72.9% | 1.8 | 0 | 10 |  |  |  | No | R-410A | 2.4167 | Residential & Commercial | Ducted CEE Tier 1
214584637 | Central HP <5.4 tons | LUXAIRE | HRCU-A-CB (Split System: Heat Pump with Remote Outdoor Unit-Air-Source) | HH860E2S11 |  |  | CTM60D5CHS1 | Z8ES130D20SMPS1 | 54000 | 19 | 9 | 54500 | 38500 | 70.64% | 2 | 0 | 12 |  |  |  | No | R-454B | 4.5 | Residential & Commercial | Ducted CEE Tier 1
214626059 | Central HP <5.4 tons | LENNOX | HRCU-A-CB (Split System: Heat Pump with Remote Outdoor Unit-Air-Source) | SL25XPV-024-230A** |  |  | CK40CT-48B-0*+TDR | EL297UH045XV36B* | 22000 | 21.2 | 9.3 | 21600 | 20600 | 95.37% | 1.86 | 0 | 13.5 |  |  |  | No | R-410A | 1.8333 | Residential & Commercial | Ducted CEE Tier 1
214626060 | Central HP <5.4 tons | LENNOX | HRCU-A-CB (Split System: Heat Pump with Remote Outdoor Unit-Air-Source) | SL25XPV-024-230A** |  |  | CK40CT-48B-0*+TDR | EL297UH070XV36B* | 22000 | 21.6 | 9.3 | 21600 | 20600 | 95.37% | 1.86 | 0 | 13.5 |  |  |  | No | R-410A | 1.8333 | Residential & Commercial | Ducted CEE Tier 1
213483771 | Central HP <5.4 tons | MITS AIR | HRCU-A-C (Split System: Heat Pump with Remote Outdoor Unit with No Indoor Fan --Air Source) | MOX630-36HFN1-M3X |  |  | MAC-36HWDN1-MN0 |  | 35000 | 15.2 | 8.5 | 36000 | 30000 | 83.33% | 1.8 | 0 | 10 |  |  |  | No | R-410A | 2.9167 | Residential & Commercial | Ducted CEE Tier 1
212396412 | Central HP <5.4 tons | GE | HRCU-A-CB (Split System: Heat Pump with Remote Outdoor Unit-Air-Source) | NS22H24MA4-**A |  |  | NAM30V2TA4 |  | 24000 | 21 | 9.5 | 23000 | 16100 | 70% | 2.32 | 0 | 13.5 |  |  |  | No | R-410A | 2 | Residential & Commercial | Ducted CEE Tier 1
215931634 | Central HP <5.4 tons | CARRIER | HRCU-A-CB (Split System: Heat Pump with Remote Outdoor Unit-Air-Source) | 27VNA360A*030* |  |  | CAA**6024AM*+UI | 59TN6C100C21**22 | 55500 | 18.5 | 8.5 | 60500 | 46000 | 76.03% | 2.06 | 0 | 11 |  |  |  | No | R-454B | 4.625 | Residential & Commercial | Ducted CEE Tier 1
215931594 | Central HP <5.4 tons | CARRIER | HRCU-A-CB (Split System: Heat Pump with Remote Outdoor Unit-Air-Source) | 27VNA360A*030* |  |  | CAA**6024AM*+UI | 59MN7C060C21**20 | 55000 | 17.5 | 8.1 | 61000 | 47000 | 77.05% | 1.95 | 0 | 10.5 |  |  |  | No | R-454B | 4.5833 | Residential & Commercial | Ducted CEE Tier 1
215931774 | Central HP <5.4 tons | CARRIER | HRCU-A-CB (Split System: Heat Pump with Remote Outdoor Unit-Air-Source) | 27VNA360A*030* |  |  | CAA**6124AM*+UI | 59TN6C100C21**22 | 57000 | 18.5 | 8.5 | 60500 | 46500 | 76.86% | 2.02 | 0 | 11.5 |  |  |  | No | R-454B | 4.75 | Residential & Commercial | Ducted CEE Tier 1
211226101 | Central HP <5.4 tons | CARRIER | HRCU-A-CB (Split System: Heat Pump with Remote Outdoor Unit-Air-Source) | 38MURAQ36AB3* |  |  | CNPV*4824AL* | 59SC2D100E21**20 | 35800 | 16.5 | 8.1 | 38500 | 34800 | 90.39% | 2 | 0 | 10 |  |  |  | No | R-410A | 2.9833 | Residential & Commercial | Ducted CEE Tier 1
213826417 | Central HP <5.4 tons | TRANE | HRCU-A-CB (Split System: Heat Pump with Remote Outdoor Unit-Air-Source) | 4TWV7X24A1 |  |  | 4TXCB004DS3 | S9V2B060U3VSA+LRP | 24000 | 17.1 | 8.5 | 18400 | 12900 | 70.11% | 1.8 | 0 | 12 |  |  |  | No | R-410A | 2 | Residential & Commercial | Ducted CEE Tier 1
213773386 | Central HP <5.4 tons | BRYANT HEATING AND COOLING SYSTEMS | HRCU-A-CB (Split System: Heat Pump with Remote Outdoor Unit-Air-Source) | 288BNV025*0**C* |  |  | CAP**4221AL*+UI | 88*TB48070C17*** | 23800 | 16.5 | 8.1 | 21400 | 16600 | 77.57% | 1.94 | 0 | 10.5 |  |  |  | No | R-410A | 1.9833 | Residential & Commercial | Ducted CEE Tier 1
213773486 | Central HP <5.4 tons | BRYANT HEATING AND COOLING SYSTEMS | HRCU-A-CB (Split System: Heat Pump with Remote Outdoor Unit-Air-Source) | 288BNV025*0**C* |  |  | CAP**4221AL*+UI | 986TD66100C21*** | 23800 | 16.5 | 8.1 | 21400 | 16600 | 77.57% | 1.96 | 0 | 11 |  |  |  | No | R-410A | 1.9833 | Residential & Commercial | Ducted CEE Tier 1
213070071 | Central HP <5.4 tons | ACIQ | HRCU-A-CB (Split System: Heat Pump with Remote Outdoor Unit-Air-Source) | DLCURAH24ABK |  |  | EA*4X36L17A* | *80ES(N,L)0451412A* | 24600 | 16 | 8.5 | 26600 | 22200 | 83.46% | 1.82 | 0 | 10 |  |  |  | No | R-410A | 2.05 | Residential & Commercial | Ducted CEE Tier 1
213070089 | Central HP <5.4 tons | ACIQ | HRCU-A-CB (Split System: Heat Pump with Remote Outdoor Unit-Air-Source) | DLCURAH24ABK |  |  | EA*4X36L17A* | *80ES(N,L)0901714A* | 24600 | 17 | 8.5 | 26400 | 22200 | 84.09% | 1.84 | 0 | 10 |  |  |  | No | R-410A | 2.05 | Residential & Commercial | Ducted CEE Tier 1
213070238 | Central HP <5.4 tons | ACIQ | HRCU-A-CB (Split System: Heat Pump with Remote Outdoor Unit-Air-Source) | DLCURAH24ABK |  |  | EA*4X36L21A* | *80ESU0401712A* | 24200 | 17.5 | 8.5 | 26000 | 22800 | 87.69% | 1.9 | 0 | 10 |  |  |  | No | R-410A | 2.0167 | Residential & Commercial | Ducted CEE Tier 1
213070423 | Central HP <5.4 tons | ACIQ | HRCU-A-CB (Split System: Heat Pump with Remote Outdoor Unit-Air-Source) | DLCURAH24ABK |  |  | EA*4X36L21A* | *80ESU0601716A | 25000 | 17 | 8.5 | 26600 | 21800 | 81.95% | 1.82 | 0 | 10.5 |  |  |  | No | R-410A | 2.0833 | Residential & Commercial | Ducted CEE Tier 1
213070538 | Central HP <5.4 tons | ACIQ | HRCU-A-CB (Split System: Heat Pump with Remote Outdoor Unit-Air-Source) | DLCURAH24ABK |  |  | EA*4X37L17A* | *80VTL0701716A* | 24600 | 17 | 8.5 | 25600 | 21600 | 84.38% | 1.8 | 0 | 10.5 |  |  |  | No | R-410A | 2.05 | Residential & Commercial | Ducted CEE Tier 1
213070640 | Central HP <5.4 tons | ACIQ | HRCU-A-CB (Split System: Heat Pump with Remote Outdoor Unit-Air-Source) | DLCURAH24ABK |  |  | EA*4X37L17A* | *92ESN0401712A* | 24200 | 16 | 8.1 | 25400 | 22000 | 86.61% | 1.82 | 0 | 10 |  |  |  | No | R-410A | 2.0167 | Residential & Commercial | Ducted CEE Tier 1
213070773 | Central HP <5.4 tons | ACIQ | HRCU-A-CB (Split System: Heat Pump with Remote Outdoor Unit-Air-Source) | DLCURAH24ABK |  |  | EA*4X37L21A* | *80VTL0701716A* | 24800 | 17 | 8.5 | 25400 | 20800 | 81.89% | 1.76 | 0 | 10.5 |  |  |  | No | R-410A | 2.0667 | Residential & Commercial | Ducted CEE Tier 1
213071040 | Central HP <5.4 tons | ACIQ | HRCU-A-CB (Split System: Heat Pump with Remote Outdoor Unit-Air-Source) | DLCURAH24ABK |  |  | EN(A,D)4X24L17** | *80VSL0701716A* | 23400 | 16 | 8.5 | 26600 | 24000 | 90.23% | 1.98 | 0 | 10 |  |  |  | No | R-410A | 1.95 | Residential & Commercial | Ducted CEE Tier 1
213071092 | Central HP <5.4 tons | ACIQ | HRCU-A-CB (Split System: Heat Pump with Remote Outdoor Unit-Air-Source) | DLCURAH24ABK |  |  | EN(A,D)4X24L17** | *95ESN0601412A* | 24000 | 15.2 | 8.5 | 27200 | 23000 | 84.56% | 1.88 | 0 | 10 |  |  |  | No | R-410A | 2 | Residential & Commercial | Ducted CEE Tier 1
213071357 | Central HP <5.4 tons | ACIQ | HRCU-A-CB (Split System: Heat Pump with Remote Outdoor Unit-Air-Source) | DLCURAH24ABK |  |  | EN(A,D)4X30L17** | *96VTN0801716A* | 24200 | 16.5 | 8.1 | 26200 | 23000 | 87.79% | 1.9 | 0 | 10.5 |  |  |  | No | R-410A | 2.0167 | Residential & Commercial | Ducted CEE Tier 1
213071523 | Central HP <5.4 tons | ACIQ | HRCU-A-CB (Split System: Heat Pump with Remote Outdoor Unit-Air-Source) | DLCURAH24ABK |  |  | EN(A,D,W)4X36L17** | *96VSN0601412A* | 23600 | 16.5 | 8.1 | 25800 | 23800 | 92.25% | 1.98 | 0 | 10 |  |  |  | No | R-410A | 1.9667 | Residential & Commercial | Ducted CEE Tier 1
213071541 | Central HP <5.4 tons | ACIQ | HRCU-A-CB (Split System: Heat Pump with Remote Outdoor Unit-Air-Source) | DLCURAH24ABK |  |  | EN(A,D,W)4X36L17** | *80ES(N,L)0701716A* | 24800 | 16 | 8.1 | 26800 | 22200 | 82.84% | 1.82 | 0 | 10.5 |  |  |  | No | R-410A | 2.0667 | Residential & Commercial | Ducted CEE Tier 1
213071711 | Central HP <5.4 tons | ACIQ | HRCU-A-CB (Split System: Heat Pump with Remote Outdoor Unit-Air-Source) | DLCURAH24ABK |  |  | EN(A,D,W)4X36L17** | OLV098A12* | 23400 | 16.5 | 8.1 | 25800 | 24200 | 93.8% | 2 | 0 | 10 |  |  |  | No | R-410A | 1.95 | Residential & Commercial | Ducted CEE Tier 1
213071843 | Central HP <5.4 tons | ACIQ | HRCU-A-CB (Split System: Heat Pump with Remote Outdoor Unit-Air-Source) | DLCURAH24ABK |  |  | EN(A,D)4X36L21** | *96VTN0802120A* | 23600 | 17 | 8.1 | 25800 | 23800 | 92.25% | 1.98 | 0 | 10.5 |  |  |  | No | R-410A | 1.9667 | Residential & Commercial | Ducted CEE Tier 1
213071861 | Central HP <5.4 tons | ACIQ | HRCU-A-CB (Split System: Heat Pump with Remote Outdoor Unit-Air-Source) | DLCURAH24ABK |  |  | EN(A,D)4X36L21** | *80ES(N,L)0451712A* | 24000 | 16.5 | 8.1 | 26200 | 23000 | 87.79% | 1.9 | 0 | 10.5 |  |  |  | No | R-410A | 2 | Residential & Commercial | Ducted CEE Tier 1
211259870 | Central HP <5.4 tons | CARRIER | HRCU-A-CB (Split System: Heat Pump with Remote Outdoor Unit-Air-Source) | 38MURAQ18AB3* |  |  | CAP**1917AL* | GG96VTAA42060B | 18200 | 16 | 8.5 | 18200 | 17700 | 97.25% | 2.14 | 0 | 10.5 |  |  |  | No | R-410A | 1.5167 | Residential & Commercial | Ducted CEE Tier 1
213071878 | Central HP <5.4 tons | ACIQ | HRCU-A-CB (Split System: Heat Pump with Remote Outdoor Unit-Air-Source) | DLCURAH24ABK |  |  | EN(A,D)4X36L21** | *80ES(N,L)0901714A* | 24600 | 16.5 | 8.5 | 26400 | 22400 | 84.85% | 1.86 | 0 | 10.5 |  |  |  | No | R-410A | 2.05 | Residential & Commercial | Ducted CEE Tier 1
213072026 | Central HP <5.4 tons | ACIQ | HRCU-A-CB (Split System: Heat Pump with Remote Outdoor Unit-Air-Source) | DLCURAH24ABK |  |  | FMA4X36**AL* |  | 25800 | 18 | 9 | 27600 | 21000 | 76.09% | 1.8 | 0 | 10.5 |  |  |  | No | R-410A | 2.15 | Residential & Commercial | Ducted CEE Tier 1
213780201 | Central HP <5.4 tons | DAY & NIGHT | HRCU-A-CB (Split System: Heat Pump with Remote Outdoor Unit-Air-Source) | CVH837GKA** |  |  | EHD4X48AAL+WALLCON | *80CTL1352422B* | 32600 | 16.5 | 8.1 | 32600 | 24800 | 76.07% | 1.96 | 0 | 11 |  |  |  | No | R-410A | 2.7167 | Residential & Commercial | Ducted CEE Tier 1
213780351 | Central HP <5.4 tons | DAY & NIGHT | HRCU-A-CB (Split System: Heat Pump with Remote Outdoor Unit-Air-Source) | CVH837GKA** |  |  | EHD4X60AAL+WALLCON | *80CTL1102120B* | 33000 | 16.5 | 8.1 | 32200 | 25400 | 78.88% | 2.04 | 0 | 11.5 |  |  |  | No | R-410A | 2.75 | Residential & Commercial | Ducted CEE Tier 1
213778731 | Central HP <5.4 tons | DAY & NIGHT | HRCU-A-CB (Split System: Heat Pump with Remote Outdoor Unit-Air-Source) | CVH837GKA** |  |  | EA*4X36L17A*+WALLCON | *80CTL0451712B* | 31200 | 16.5 | 8.1 | 33400 | 24600 | 73.65% | 1.8 | 0 | 10.5 |  |  |  | No | R-410A | 2.6 | Residential & Commercial | Ducted CEE Tier 1
214242455 | Central HP <5.4 tons | CARRIER | HRCU-A-CB (Split System: Heat Pump with Remote Outdoor Unit-Air-Source) | 25VNA825A*031* |  |  | CNPV*2417AL*+UI | 59CU5B060C17**16 | 23200 | 15.5 | 8.1 | 22000 | 16900 | 76.82% | 1.92 | 0 | 10.5 |  |  |  | No | R-410A | 1.9333 | Residential & Commercial | Ducted CEE Tier 1
214243005 | Central HP <5.4 tons | CARRIER | HRCU-A-CB (Split System: Heat Pump with Remote Outdoor Unit-Air-Source) | 25VNA825A*031* |  |  | CNPV*4221AL*+UI | 59CU5B060C17**16 | 23600 | 16.5 | 8.1 | 21400 | 16700 | 78.04% | 1.96 | 0 | 11 |  |  |  | No | R-410A | 1.9667 | Residential & Commercial | Ducted CEE Tier 1
214243025 | Central HP <5.4 tons | CARRIER | HRCU-A-CB (Split System: Heat Pump with Remote Outdoor Unit-Air-Source) | 25VNA825A*031* |  |  | CNPV*4221AL*+UI | 59MN7C080C17**14 | 23600 | 16.5 | 8.1 | 21400 | 16700 | 78.04% | 1.96 | 0 | 11 |  |  |  | No | R-410A | 1.9667 | Residential & Commercial | Ducted CEE Tier 1
214243075 | Central HP <5.4 tons | CARRIER | HRCU-A-CB (Split System: Heat Pump with Remote Outdoor Unit-Air-Source) | 25VNA825A*031* |  |  | CNPV*4821AL*+UI | 58TN*B045C17**12 | 24000 | 16.5 | 8.1 | 21400 | 16700 | 78.04% | 2 | 0 | 11 |  |  |  | No | R-410A | 2 | Residential & Commercial | Ducted CEE Tier 1
213258060 | Central HP <5.4 tons | LENNOX | HRCU-A-CB (Split System: Heat Pump with Remote Outdoor Unit-Air-Source) | SL25XPV-036-230A** |  |  | CRX35-50/60C-**-*+TDR | SL280DF110V60C* | 34400 | 21 | 9.4 | 36000 | 28800 | 80% | 1.86 | 0 | 13.5 |  |  |  | No | R-410A | 2.8667 | Residential & Commercial | Ducted CEE Tier 1
204456645 | Central HP <5.4 tons | AIRQUEST | HRCU-A-CB (Split System: Heat Pump with Remote Outdoor Unit-Air-Source) | HVH825GKA2* |  |  | EA*4X36L17A*+WALLCON | *80CTL0701412A* | 23600 | 17 | 8.1 | 21400 | 16600 | 77.57% | 1.94 | 11 | 11 |  |  |  | No | R-410A | 1.9667 | Residential & Commercial | Ducted CEE Tier 1
204456672 | Central HP <5.4 tons | AIRQUEST | HRCU-A-CB (Split System: Heat Pump with Remote Outdoor Unit-Air-Source) | HVH825GKA2* |  |  | EA*4X36L21A*+WALLCON | *80CTL0701716A* | 23600 | 16.5 | 8.1 | 21400 | 16600 | 77.57% | 1.94 | 11 | 11 |  |  |  | No | R-410A | 1.9667 | Residential & Commercial | Ducted CEE Tier 1
214584567 | Central HP <5.4 tons | LUXAIRE | HRCU-A-CB (Split System: Heat Pump with Remote Outdoor Unit-Air-Source) | HH824E2S11 |  |  | CTF30A5ADS1 | Z8ET060A12LMPS1 | 23000 | 19 | 9.5 | 23000 | 18500 | 80.43% | 2 | 0 | 12 |  |  |  | No | R-454B | 1.9167 | Residential & Commercial | Ducted CEE Tier 1
215932372 | Central HP <5.4 tons | KENMORE | HRCU-A-CB (Split System: Heat Pump with Remote Outdoor Unit-Air-Source) | (C,H,T)5H3V36*K*AAA* |  |  | EA*5X43M21A*+WALLCON | *97CMN0601714B* | 33800 | 19.5 | 9.5 | 34200 | 26200 | 76.61% | 2.06 | 0 | 11 |  |  |  | No | R-454B | 2.8167 | Residential & Commercial | Ducted CEE Tier 1
215932392 | Central HP <5.4 tons | KENMORE | HRCU-A-CB (Split System: Heat Pump with Remote Outdoor Unit-Air-Source) | (C,H,T)5H3V36*K*AAA* |  |  | EA*5X48M21A*+WALLCON | *80CSU0401712A* | 33400 | 20.5 | 9.5 | 34600 | 26400 | 76.3% | 2.04 | 0 | 11.5 |  |  |  | No | R-454B | 2.7833 | Residential & Commercial | Ducted CEE Tier 1
216453133 | Central HP <5.4 tons | TRANE | HRCU-A-CB (Split System: Heat Pump with Remote Outdoor Unit-Air-Source) | 5TWV0X36A1 |  |  | 5TXCD008AS3 | S8V2D120M5PDB | 35800 | 20.6 | 10 | 32200 | 25000 | 77.64% | 2.2 | 0 | 13 |  |  |  | No | R-454B | 2.9833 | Residential & Commercial | Ducted CEE Tier 1
206135765 | Central HP <5.4 tons | AIRQUEST | HRCU-A-CB (Split System: Heat Pump with Remote Outdoor Unit-Air-Source) | HVH837GKA** |  |  | EA*4X48L21A*+WALLCON | *80CSU0401712A* | 32400 | 17.5 | 8.1 | 32600 | 25000 | 76.69% | 1.96 | 12 | 11 |  |  |  | No | R-410A | 2.7 | Residential & Commercial | Ducted CEE Tier 1
206135997 | Central HP <5.4 tons | AIRQUEST | HRCU-A-CB (Split System: Heat Pump with Remote Outdoor Unit-Air-Source) | HVH837GKA** |  |  | EHD4X42AAL+WALLCON | *80CSU1002120A* | 32400 | 16 | 8.1 | 33200 | 24800 | 74.7% | 1.94 | 11.5 | 11 |  |  |  | No | R-410A | 2.7 | Residential & Commercial | Ducted CEE Tier 1
212986293 | Central HP <5.4 tons | TEMPSTAR | HRCU-A-CB (Split System: Heat Pump with Remote Outdoor Unit-Air-Source) | DLCURAH18ABK |  |  | EA*4X24L14A* | *96MSN0401410A* | 17400 | 16 | 8.5 | 18500 | 19500 | 105.4% | 2.34 | 0 | 10.5 |  |  |  | No | R-410A | 1.45 | Residential & Commercial | Ducted CEE Tier 1
213072127 | Central HP <5.4 tons | ACIQ | HRCU-A-CB (Split System: Heat Pump with Remote Outdoor Unit-Air-Source) | DLCURAH18ABK |  |  | EA*4X19L17A* | *95ESN0261410A* | 18600 | 16 | 8.5 | 18600 | 17500 | 94.09% | 2.12 | 0 | 11 |  |  |  | No | R-410A | 1.55 | Residential & Commercial | Ducted CEE Tier 1
213072144 | Central HP <5.4 tons | ACIQ | HRCU-A-CB (Split System: Heat Pump with Remote Outdoor Unit-Air-Source) | DLCURAH18ABK |  |  | EA*4X24L14A* | *80VTL0451412A* | 17600 | 16 | 8.5 | 18400 | 19100 | 103.8% | 2.3 | 0 | 10.5 |  |  |  | No | R-410A | 1.4667 | Residential & Commercial | Ducted CEE Tier 1
213072161 | Central HP <5.4 tons | ACIQ | HRCU-A-CB (Split System: Heat Pump with Remote Outdoor Unit-Air-Source) | DLCURAH18ABK |  |  | EA*4X24L17A* | *80VSL0451716A* | 17600 | 16 | 8.5 | 18500 | 19100 | 103.2% | 2.3 | 0 | 10.5 |  |  |  | No | R-410A | 1.4667 | Residential & Commercial | Ducted CEE Tier 1
215934790 | Central HP <5.4 tons | DAY & NIGHT | HRCU-A-CB (Split System: Heat Pump with Remote Outdoor Unit-Air-Source) | C5H3V36*K*AAA* |  |  | EVM5X44M21A*+WALLCON | *80CSU0601716A* | 35600 | 22 | 8.5 | 38000 | 28600 | 75.26% | 2.02 | 0 | 12 |  |  |  | No | R-454B | 2.9667 | Residential & Commercial | Ducted CEE Tier 1
215935040 | Central HP <5.4 tons | DAY & NIGHT | HRCU-A-CB (Split System: Heat Pump with Remote Outdoor Unit-Air-Source) | C5H3V36*K*AAA* |  |  | EVM5X49M21A*+WALLCON | *80CTL0902120B* | 35600 | 22 | 8.5 | 38000 | 28400 | 74.74% | 2.04 | 0 | 12.5 |  |  |  | No | R-454B | 2.9667 | Residential & Commercial | Ducted CEE Tier 1
215936470 | Central HP <5.4 tons | DAY & NIGHT | HRCU-A-CB (Split System: Heat Pump with Remote Outdoor Unit-Air-Source) | C5H3V36*K*AAA* |  |  | EVD5X49M24A*+WALLCON | *80CTL1352422B* | 35600 | 22 | 8.5 | 38000 | 28400 | 74.74% | 2.04 | 0 | 12.5 |  |  |  | No | R-454B | 2.9667 | Residential & Commercial | Ducted CEE Tier 1
215936550 | Central HP <5.4 tons | DAY & NIGHT | HRCU-A-CB (Split System: Heat Pump with Remote Outdoor Unit-Air-Source) | C5H3V36*K*AAA* |  |  | EVD5X49M24A*+WALLCON | *96CTN1202422B* | 35600 | 22 | 8.5 | 38500 | 28400 | 73.77% | 2.04 | 0 | 12.5 |  |  |  | No | R-454B | 2.9667 | Residential & Commercial | Ducted CEE Tier 1
215936600 | Central HP <5.4 tons | DAY & NIGHT | HRCU-A-CB (Split System: Heat Pump with Remote Outdoor Unit-Air-Source) | C5H3V36*K*AAA* |  |  | EVD5X60M21A*+WALLCON | *80CTL0701716B* | 35400 | 21.5 | 8.5 | 38000 | 28800 | 75.79% | 2.02 | 0 | 12 |  |  |  | No | R-454B | 2.95 | Residential & Commercial | Ducted CEE Tier 1
215936620 | Central HP <5.4 tons | DAY & NIGHT | HRCU-A-CB (Split System: Heat Pump with Remote Outdoor Unit-Air-Source) | C5H3V36*K*AAA* |  |  | EVD5X60M21A*+WALLCON | *80CTL0901716B* | 35600 | 22 | 8.5 | 38000 | 28600 | 75.26% | 2.02 | 0 | 12 |  |  |  | No | R-454B | 2.9667 | Residential & Commercial | Ducted CEE Tier 1
213072176 | Central HP <5.4 tons | ACIQ | HRCU-A-CB (Split System: Heat Pump with Remote Outdoor Unit-Air-Source) | DLCURAH18ABK |  |  | EA*4X24L17A* | *80ES(N,L)0451712A* | 18500 | 15.5 | 9 | 19400 | 18600 | 95.88% | 2.24 | 0 | 10.5 |  |  |  | No | R-410A | 1.5417 | Residential & Commercial | Ducted CEE Tier 1
213072209 | Central HP <5.4 tons | ACIQ | HRCU-A-CB (Split System: Heat Pump with Remote Outdoor Unit-Air-Source) | DLCURAH18ABK |  |  | EA*4X25L17A* | *80ES(N,L)0451712A* | 19100 | 16 | 8.5 | 19000 | 17300 | 91.05% | 2.12 | 0 | 11 |  |  |  | No | R-410A | 1.5917 | Residential & Commercial | Ducted CEE Tier 1
213072292 | Central HP <5.4 tons | ACIQ | HRCU-A-CB (Split System: Heat Pump with Remote Outdoor Unit-Air-Source) | DLCURAH18ABK |  |  | EN(A,D)4X24L17** | *96VSN0601714A* | 17600 | 15.5 | 8.5 | 18500 | 18800 | 101.6% | 2.26 | 0 | 10.5 |  |  |  | No | R-410A | 1.4667 | Residential & Commercial | Ducted CEE Tier 1
213072310 | Central HP <5.4 tons | ACIQ | HRCU-A-CB (Split System: Heat Pump with Remote Outdoor Unit-Air-Source) | DLCURAH18ABK |  |  | EN(A,D)4X24L17** | *96VTN0601412A* | 17900 | 15.5 | 8.5 | 18800 | 18700 | 99.47% | 2.26 | 0 | 11 |  |  |  | No | R-410A | 1.4917 | Residential & Commercial | Ducted CEE Tier 1
212989291 | Central HP <5.4 tons | DAY & NIGHT | HRCU-A-CB (Split System: Heat Pump with Remote Outdoor Unit-Air-Source) | DLCURAH18ABK |  |  | EA*4X25L17A* | *95MSU0601716A* | 17800 | 16.5 | 8.1 | 17700 | 17700 | 100% | 2.14 | 0 | 10.5 |  |  |  | No | R-410A | 1.4833 | Residential & Commercial | Ducted CEE Tier 1
212984763 | Central HP <5.4 tons | DAY & NIGHT | HRCU-A-CB (Split System: Heat Pump with Remote Outdoor Unit-Air-Source) | DLCURAH18ABK |  |  | EN(A,D)4X30L17** | *92MSN0801716A* | 17400 | 16.5 | 8.1 | 17900 | 18600 | 103.9% | 2.24 | 0 | 11 |  |  |  | No | R-410A | 1.45 | Residential & Commercial | Ducted CEE Tier 1
210599461 | Central HP <5.4 tons | AIRQUEST | HRCU-A-CB (Split System: Heat Pump with Remote Outdoor Unit-Air-Source) | HVH837GKA** |  |  | EHD4X60AAL+WALLCON | *97CMN1002122A* | 33000 | 17 | 8.1 | 32200 | 24800 | 77.02% | 2.02 | 0 | 11.5 |  |  |  | No | R-410A | 2.75 | Residential & Commercial | Ducted CEE Tier 1
211260234 | Central HP <5.4 tons | HEIL | HRCU-A-CB (Split System: Heat Pump with Remote Outdoor Unit-Air-Source) | DLCURAH18ABK |  |  | EA*4X24L14A* | *80ES(N,L)0701412A* | 17600 | 16 | 8.5 | 18400 | 19100 | 103.8% | 2.3 | 0 | 10.5 |  |  |  | No | R-410A | 1.4667 | Residential & Commercial | Ducted CEE Tier 1
213081024 | Central HP <5.4 tons | ACIQ | HRCU-A-CB (Split System: Heat Pump with Remote Outdoor Unit-Air-Source) | HVH837GKA** |  |  | EA*4X61L24A*+WALLCON | *97CMN0602120A* | 33000 | 17.5 | 8.5 | 32400 | 25200 | 77.78% | 1.98 | 0 | 11.7 |  |  |  | No | R-410A | 2.75 | Residential & Commercial | Ducted CEE Tier 1
214728366 | Central HP <5.4 tons | COLEMAN | HRCU-A-CB (Split System: Heat Pump with Remote Outdoor Unit-Air-Source) | HH836E2S11 |  |  | CTU36B5XDS1+TXV | TM9Y060B12MP11 | 33200 | 18 | 8.5 | 31200 | 25600 | 82.05% | 2 | 0 | 11 |  |  |  | No | R-454B | 2.7667 | Residential & Commercial | Ducted CEE Tier 1
214728383 | Central HP <5.4 tons | COLEMAN | HRCU-A-CB (Split System: Heat Pump with Remote Outdoor Unit-Air-Source) | HH836E2S11 |  |  | CTU36B5XDS1+TXV | TM9E060B12MP12 | 33200 | 17 | 8.5 | 31600 | 25400 | 80.38% | 2 | 0 | 11 |  |  |  | No | R-454B | 2.7667 | Residential & Commercial | Ducted CEE Tier 1
210600109 | Central HP <5.4 tons | TEMPSTAR | HRCU-A-CB (Split System: Heat Pump with Remote Outdoor Unit-Air-Source) | TVH837GKA** |  |  | EA*4X61L24A*+WALLCON | *80CTL0902120A* | 33200 | 18 | 8.5 | 32000 | 24800 | 77.5% | 2 | 0 | 12 |  |  |  | No | R-410A | 2.7667 | Residential & Commercial | Ducted CEE Tier 1
210600129 | Central HP <5.4 tons | TEMPSTAR | HRCU-A-CB (Split System: Heat Pump with Remote Outdoor Unit-Air-Source) | TVH837GKA** |  |  | EHD4X60AAL+WALLCON | *80CTL0701716A* | 32800 | 17 | 8.1 | 32400 | 25000 | 77.16% | 2 | 0 | 11 |  |  |  | No | R-410A | 2.7333 | Residential & Commercial | Ducted CEE Tier 1
213072311 | Central HP <5.4 tons | ACIQ | HRCU-A-CB (Split System: Heat Pump with Remote Outdoor Unit-Air-Source) | DLCURAH18ABK |  |  | EN(A,D)4X24L17** | *95ESN0261410A* | 18000 | 15.5 | 8.5 | 19000 | 18700 | 98.42% | 2.24 | 0 | 10.5 |  |  |  | No | R-410A | 1.5 | Residential & Commercial | Ducted CEE Tier 1
213072343 | Central HP <5.4 tons | ACIQ | HRCU-A-CB (Split System: Heat Pump with Remote Outdoor Unit-Air-Source) | DLCURAH18ABK |  |  | EN(A,D)4X30L17** | *96VSN0601412A* | 18000 | 16 | 8.5 | 18600 | 18400 | 98.92% | 2.22 | 0 | 11 |  |  |  | No | R-410A | 1.5 | Residential & Commercial | Ducted CEE Tier 1
213072378 | Central HP <5.4 tons | ACIQ | HRCU-A-CB (Split System: Heat Pump with Remote Outdoor Unit-Air-Source) | DLCURAH18ABK |  |  | FXM4X24**AL |  | 18100 | 16 | 8.5 | 18600 | 18500 | 99.46% | 2.22 | 0 | 10.5 |  |  |  | No | R-410A | 1.5083 | Residential & Commercial | Ducted CEE Tier 1
212975808 | Central HP <5.4 tons | TEMPSTAR | HRCU-A-CB (Split System: Heat Pump with Remote Outdoor Unit-Air-Source) | DLCURAH18ABK |  |  | EA*4X25L17A* | *96VTN0801716B* | 17800 | 16.5 | 8.1 | 17600 | 17800 | 101.1% | 2.14 | 0 | 10.5 |  |  |  | No | R-410A | 1.4833 | Residential & Commercial | Ducted CEE Tier 1
214279864 | Central HP <5.4 tons | CARRIER | HRCU-A-CB (Split System: Heat Pump with Remote Outdoor Unit-Air-Source) | 38MURAQ24AB3* |  |  | CAP**2417AL* | 59SC6A060M17**16 | 23600 | 16.5 | 9.5 | 26600 | 24800 | 93.23% | 2.04 | 0 | 10 |  |  |  | No | R-410A | 1.9667 | Residential & Commercial | Ducted CEE Tier 1
213080907 | Central HP <5.4 tons | ACIQ | HRCU-A-CB (Split System: Heat Pump with Remote Outdoor Unit-Air-Source) | HVH837GKA** |  |  | EN(A,D)4X48L24**+WALLCON | *96CTN1202422A* | 32400 | 17.5 | 8.1 | 32800 | 24800 | 75.61% | 1.96 | 12 | 11.7 |  |  |  | No | R-410A | 2.7 | Residential & Commercial | Ducted CEE Tier 1
215681851 | Central HP <5.4 tons | KENMORE | HRCU-A-CB (Split System: Heat Pump with Remote Outdoor Unit-Air-Source) | (C,H,T)5H0V48*K*AAA* |  |  | EVM5X49M21A*+WALLCON | *80CSU0802120B* | 48500 | 19 | 9 | 50000 | 36400 | 72.8% | 2.12 | 0 | 10 |  |  |  | No | R-454B | 4.0417 | Residential & Commercial | Ducted CEE Tier 1
215681431 | Central HP <5.4 tons | KENMORE | HRCU-A-CB (Split System: Heat Pump with Remote Outdoor Unit-Air-Source) | (C,H,T)5H0V48*K*AAA* |  |  | EA*5X60M24A*+WALLCON | *97CTN1202422A* | 45000 | 18 | 9 | 47500 | 33600 | 70.74% | 2.06 | 0 | 10 |  |  |  | No | R-454B | 3.75 | Residential & Commercial | Ducted CEE Tier 1
212971176 | Central HP <5.4 tons | DAY & NIGHT | HRCU-A-CB (Split System: Heat Pump with Remote Outdoor Unit-Air-Source) | DLCURAH24ABK |  |  | EA*4X36L17A* | *80VTL0451412B* | 23600 | 17 | 8.5 | 26000 | 24200 | 93.08% | 2 | 0 | 10 |  |  |  | No | R-410A | 1.9667 | Residential & Commercial | Ducted CEE Tier 1
212985849 | Central HP <5.4 tons | DAY & NIGHT | HRCU-A-CB (Split System: Heat Pump with Remote Outdoor Unit-Air-Source) | DLCURAH24ABK |  |  | EN(A,D)4X30L14** | *96MSN0261410A* | 23400 | 16 | 8.1 | 26000 | 24000 | 92.31% | 1.98 | 0 | 10 |  |  |  | No | R-410A | 1.95 | Residential & Commercial | Ducted CEE Tier 1
213081004 | Central HP <5.4 tons | ACIQ | HRCU-A-CB (Split System: Heat Pump with Remote Outdoor Unit-Air-Source) | HVH837GKA2* |  |  | EN(A,D,W)4X60L24**+WALLCON | *96CTN1002122A* | 32800 | 18 | 8.1 | 32200 | 24600 | 76.4% | 1.98 | 0 | 12 |  |  |  | No | R-410A | 2.7333 | Residential & Commercial | Ducted CEE Tier 1
211911381 | Central HP <5.4 tons | MITS AIR | HRCU-A-C (Split System: Heat Pump with Remote Outdoor Unit with No Indoor Fan --Air Source) | MOD30-24HFN1-MW |  |  | MAC-24HWDN1-MN0 |  | 24000 | 16.5 | 9.5 | 25000 | 20000 | 80% | 1.95 | 11 | 10.7 |  |  |  | No | R-410A | 2 | Residential & Commercial | Ducted CEE Tier 1
215853383 | Central HP <5.4 tons | LUXAIRE | HRCU-A-CB (Split System: Heat Pump with Remote Outdoor Unit-Air-Source) | HH836E2S11 |  |  | CTU48C5XFS1+JMET16CS2N1+TXV |  | 33800 | 19 | 9 | 31200 | 25200 | 80.77% | 2 | 0 | 11.7 |  |  |  | No | R-454B | 2.8167 | Residential & Commercial | Ducted CEE Tier 1
215932744 | Central HP <5.4 tons | CARRIER | HRCU-A-CB (Split System: Heat Pump with Remote Outdoor Unit-Air-Source) | 27VNA336A*030* |  |  | CAA**6121AM*+UI | 59CU5B060C17**16 | 34200 | 20 | 9 | 34800 | 26600 | 76.44% | 1.92 | 0 | 11.5 |  |  |  | No | R-454B | 2.85 | Residential & Commercial | Ducted CEE Tier 1
215932844 | Central HP <5.4 tons | CARRIER | HRCU-A-CB (Split System: Heat Pump with Remote Outdoor Unit-Air-Source) | 27VNA336A*030* |  |  | CAA**6124AM*+UI | 58CU*A100C21**20 | 34400 | 20.5 | 9 | 34400 | 26200 | 76.16% | 1.96 | 0 | 11.7 |  |  |  | No | R-454B | 2.8667 | Residential & Commercial | Ducted CEE Tier 1
215932864 | Central HP <5.4 tons | CARRIER | HRCU-A-CB (Split System: Heat Pump with Remote Outdoor Unit-Air-Source) | 27VNA336A*030* |  |  | CAA**6124AM*+UI | 58TN*B090C21**20 | 34600 | 20.5 | 9.5 | 34200 | 25800 | 75.44% | 2.06 | 0 | 12 |  |  |  | No | R-454B | 2.8833 | Residential & Commercial | Ducted CEE Tier 1
212928594 | Central HP <5.4 tons | MITS AIR | HRCU-A-C (Split System: Heat Pump with Remote Outdoor Unit with No Indoor Fan --Air Source) | MOE31U-36HFN1-M |  |  | MVB-36B23T4N1 |  | 35000 | 15.5 | 8.6 | 38000 | 31600 | 83.16% | 1.85 | 0 | 10 |  |  |  | No | R-410A | 2.9167 | Residential & Commercial | Ducted CEE Tier 1
214398352 | Central HP <5.4 tons | COLEMAN | HRCU-A-CB (Split System: Heat Pump with Remote Outdoor Unit-Air-Source) | HH824E2S11 |  |  | CTF30A5ADS1 | TL8E060A12UH11 | 23000 | 18 | 9.5 | 23000 | 18700 | 81.3% | 2 | 0 | 12 |  |  |  | No | R-454B | 1.9167 | Residential & Commercial | Ducted CEE Tier 1
204456863 | Central HP <5.4 tons | AIRQUEST | HRCU-A-CB (Split System: Heat Pump with Remote Outdoor Unit-Air-Source) | HVH825GKA2* |  |  | EA*4X37L17A*+WALLCON | *97CMN0801714A* | 24200 | 16 | 8.1 | 21400 | 16800 | 78.5% | 1.98 | 11 | 11 |  |  |  | No | R-410A | 2.0167 | Residential & Commercial | Ducted CEE Tier 1
204456881 | Central HP <5.4 tons | AIRQUEST | HRCU-A-CB (Split System: Heat Pump with Remote Outdoor Unit-Air-Source) | HVH825GKA2* |  |  | EA*4X37L17A*+WALLCON | *80CTL0901716A* | 24200 | 17 | 8.1 | 21400 | 16600 | 77.57% | 2.02 | 11 | 11 |  |  |  | No | R-410A | 2.0167 | Residential & Commercial | Ducted CEE Tier 1
214243132 | Central HP <5.4 tons | KEEPRITE | HRCU-A-CB (Split System: Heat Pump with Remote Outdoor Unit-Air-Source) | CVH825GKA2* |  |  | EN(A,D,W)4X48L21**+WALLCON | *95CSU0601716B* | 24000 | 16.5 | 8.1 | 21400 | 16600 | 77.57% | 2 | 0 | 11 |  |  |  | No | R-410A | 2 | Residential & Commercial | Ducted CEE Tier 1
213298063 | Central HP <5.4 tons | COLEMAN | HRCU-A-CB (Split System: Heat Pump with Remote Outdoor Unit-Air-Source) | HMH72B341 |  |  | XAFB36DXXN1+TXV | Z8ES040A12LMPS1 | 34000 | 18 | 8.5 | 33400 | 24200 | 72.46% | 2.1 | 0 | 10 |  |  |  | No | R-410A | 2.8333 | Residential & Commercial | Ducted CEE Tier 1
213080955 | Central HP <5.4 tons | ACIQ | HRCU-A-CB (Split System: Heat Pump with Remote Outdoor Unit-Air-Source) | HVH837GKA2* |  |  | EN(A,D,W)4X48L21**+WALLCON | *95CSU0802120A* | 32400 | 17.5 | 8.1 | 32800 | 24800 | 75.61% | 1.96 | 12 | 11.7 |  |  |  | No | R-410A | 2.7 | Residential & Commercial | Ducted CEE Tier 1
213080980 | Central HP <5.4 tons | ACIQ | HRCU-A-CB (Split System: Heat Pump with Remote Outdoor Unit-Air-Source) | HVH837GKA2* |  |  | EA*4X61L21A*+WALLCON | *80CTL0701716A* | 33200 | 17.5 | 8.5 | 32200 | 25000 | 77.64% | 1.98 | 0 | 11.7 |  |  |  | No | R-410A | 2.7667 | Residential & Commercial | Ducted CEE Tier 1
213080996 | Central HP <5.4 tons | ACIQ | HRCU-A-CB (Split System: Heat Pump with Remote Outdoor Unit-Air-Source) | HVH837GKA2* |  |  | EN(A,D,W)4X60L24**+WALLCON | *95CSU0802120A* | 32800 | 18 | 8.1 | 32200 | 24600 | 76.4% | 1.98 | 0 | 12 |  |  |  | No | R-410A | 2.7333 | Residential & Commercial | Ducted CEE Tier 1
206771102 | Central HP <5.4 tons | AIRQUEST | HRCU-A-CB (Split System: Heat Pump with Remote Outdoor Unit-Air-Source) | HVH837GKA2* |  |  | EA*4X36L21A*+WALLCON | *97CMN0801714A* | 31400 | 17 | 8.1 | 33400 | 24600 | 73.65% | 1.84 | 11 | 11 |  |  |  | No | R-410A | 2.6167 | Residential & Commercial | Ducted CEE Tier 1
206771534 | Central HP <5.4 tons | AIRQUEST | HRCU-A-CB (Split System: Heat Pump with Remote Outdoor Unit-Air-Source) | HVH837GKA2* |  |  | EA*4X42L24A*+WALLCON | *80CTL1352422A* | 31800 | 17.5 | 8.1 | 33000 | 24400 | 73.94% | 1.9 | 12 | 11.5 |  |  |  | No | R-410A | 2.65 | Residential & Commercial | Ducted CEE Tier 1
214240090 | Central HP <5.4 tons | KEEPRITE | HRCU-A-CB (Split System: Heat Pump with Remote Outdoor Unit-Air-Source) | CVH837GKA** |  |  | EN(A,D,W)4X60L24**+WALLCON | *96CTN1002122B* | 32800 | 17.5 | 8.1 | 32200 | 24600 | 76.4% | 1.96 | 0 | 12 |  |  |  | No | R-410A | 2.7333 | Residential & Commercial | Ducted CEE Tier 1
211245891 | Central HP <5.4 tons | TEMPSTAR | HRCU-A-CB (Split System: Heat Pump with Remote Outdoor Unit-Air-Source) | DLCURAH24ABK |  |  | FMA4X24**AL* |  | 23600 | 17 | 9 | 27200 | 25600 | 94.12% | 2.14 | 0 | 10 |  |  |  | No | R-410A | 1.9667 | Residential & Commercial | Ducted CEE Tier 1
211245968 | Central HP <5.4 tons | TEMPSTAR | HRCU-A-CB (Split System: Heat Pump with Remote Outdoor Unit-Air-Source) | DLCURAH24ABK |  |  | FM(C,U)4Z36**AL* |  | 24200 | 18 | 9 | 26600 | 23000 | 86.47% | 1.92 | 0 | 10.5 |  |  |  | No | R-410A | 2.0167 | Residential & Commercial | Ducted CEE Tier 1
215933984 | Central HP <5.4 tons | CARRIER | HRCU-A-CB (Split System: Heat Pump with Remote Outdoor Unit-Air-Source) | 27VNA348A*030* |  |  | CAA**4821AM*+UI | 58TN*B070C17**16 | 43000 | 20 | 9 | 48500 | 37200 | 76.7% | 2 | 0 | 10.5 |  |  |  | No | R-454B | 3.5833 | Residential & Commercial | Ducted CEE Tier 1
215934434 | Central HP <5.4 tons | CARRIER | HRCU-A-CB (Split System: Heat Pump with Remote Outdoor Unit-Air-Source) | 27VNA348A*030* |  |  | CSAH*4812AM*+UI | 58TN*B070C14**12 | 43000 | 19.5 | 8.5 | 49000 | 35400 | 72.24% | 1.8 | 0 | 11 |  |  |  | No | R-454B | 3.5833 | Residential & Commercial | Ducted CEE Tier 1
211228791 | Central HP <5.4 tons | HEIL | HRCU-A-CB (Split System: Heat Pump with Remote Outdoor Unit-Air-Source) | DLCURAH36ABK |  |  | EA*4X48L21A* | *80ES(N,L)0902116A* | 36200 | 16 | 8.5 | 38500 | 34600 | 89.87% | 2.08 | 0 | 10 |  |  |  | No | R-410A | 3.0167 | Residential & Commercial | Ducted CEE Tier 1
213069335 | Central HP <5.4 tons | ACIQ | HRCU-A-CB (Split System: Heat Pump with Remote Outdoor Unit-Air-Source) | DLCURAH36ABK |  |  | EA*4X42L21A* | *92ESN1002120A* | 35200 | 16.5 | 8.1 | 38500 | 35000 | 90.91% | 1.88 | 0 | 10 |  |  |  | No | R-410A | 2.9333 | Residential & Commercial | Ducted CEE Tier 1
213069352 | Central HP <5.4 tons | ACIQ | HRCU-A-CB (Split System: Heat Pump with Remote Outdoor Unit-Air-Source) | DLCURAH36ABK |  |  | EA*4X42L21A* | *96VTN1002122A* | 35400 | 16.5 | 8.1 | 38500 | 35000 | 90.91% | 1.88 | 0 | 10 |  |  |  | No | R-410A | 2.95 | Residential & Commercial | Ducted CEE Tier 1
214242202 | Central HP <5.4 tons | KEEPRITE | HRCU-A-CB (Split System: Heat Pump with Remote Outdoor Unit-Air-Source) | CVH825GKA3* |  |  | EN(A,D,W)4X42L21**+WALLCON | *96CTN1002122B* | 23800 | 16.5 | 8.1 | 21400 | 16600 | 77.57% | 1.96 | 0 | 11 |  |  |  | No | R-410A | 1.9833 | Residential & Commercial | Ducted CEE Tier 1
214241632 | Central HP <5.4 tons | KEEPRITE | HRCU-A-CB (Split System: Heat Pump with Remote Outdoor Unit-Air-Source) | CVH825GKA3* |  |  | EN(A,D)4X24L17**+WALLCON | *96CTN0601714B* | 23200 | 15.5 | 8.1 | 22200 | 16900 | 76.13% | 1.9 | 0 | 10.5 |  |  |  | No | R-410A | 1.9333 | Residential & Commercial | Ducted CEE Tier 1
210598493 | Central HP <5.4 tons | AIRQUEST | HRCU-A-CB (Split System: Heat Pump with Remote Outdoor Unit-Air-Source) | HVH825GKA2* |  |  | EN(A,D,W)4X48L21**+WALLCON | *95CSU0601716A* | 24000 | 16.5 | 8.1 | 21400 | 16700 | 78.04% | 2 | 0 | 11 |  |  |  | No | R-410A | 2 | Residential & Commercial | Ducted CEE Tier 1
210597850 | Central HP <5.4 tons | AIRQUEST | HRCU-A-CB (Split System: Heat Pump with Remote Outdoor Unit-Air-Source) | HVH825GKA2* |  |  | EA*4X42L21A*+WALLCON | *80CTL0701716A* | 23800 | 16.5 | 8.1 | 21400 | 16600 | 77.57% | 1.96 | 0 | 11 |  |  |  | No | R-410A | 1.9833 | Residential & Commercial | Ducted CEE Tier 1
210597966 | Central HP <5.4 tons | AIRQUEST | HRCU-A-CB (Split System: Heat Pump with Remote Outdoor Unit-Air-Source) | HVH825GKA2* |  |  | EA*4X43L21A*+WALLCON | *95CSU1002122A* | 24400 | 17 | 8.5 | 21200 | 16600 | 78.3% | 2.04 | 0 | 11 |  |  |  | No | R-410A | 2.0333 | Residential & Commercial | Ducted CEE Tier 1
210598186 | Central HP <5.4 tons | AIRQUEST | HRCU-A-CB (Split System: Heat Pump with Remote Outdoor Unit-Air-Source) | HVH825GKA2* |  |  | EHD4X42AAL+WALLCON | *80CTL1352422A* | 24200 | 16 | 8.1 | 21400 | 16600 | 77.57% | 2 | 0 | 10.5 |  |  |  | No | R-410A | 2.0167 | Residential & Commercial | Ducted CEE Tier 1
210598477 | Central HP <5.4 tons | AIRQUEST | HRCU-A-CB (Split System: Heat Pump with Remote Outdoor Unit-Air-Source) | HVH825GKA2* |  |  | EN(A,D,W)4X48L21**+WALLCON | *80CSU1002120A* | 24000 | 16.5 | 8.1 | 21400 | 16600 | 77.57% | 2 | 0 | 11 |  |  |  | No | R-410A | 2 | Residential & Commercial | Ducted CEE Tier 1
214242045 | Central HP <5.4 tons | CARRIER | HRCU-A-CB (Split System: Heat Pump with Remote Outdoor Unit-Air-Source) | 25VNA825A*032* |  |  | CNPV*4217AL*+UI | 59MN7C080C17**14 | 23800 | 16.5 | 8.1 | 21400 | 16700 | 78.04% | 1.96 | 0 | 11 |  |  |  | No | R-410A | 1.9833 | Residential & Commercial | Ducted CEE Tier 1
210599304 | Central HP <5.4 tons | AIRQUEST | HRCU-A-CB (Split System: Heat Pump with Remote Outdoor Unit-Air-Source) | HVH837GKA** |  |  | EA*4X61L24A*+WALLCON | *96CTN1202422A* | 33200 | 18 | 8.5 | 32000 | 24800 | 77.5% | 2 | 0 | 12 |  |  |  | No | R-410A | 2.7667 | Residential & Commercial | Ducted CEE Tier 1
213080914 | Central HP <5.4 tons | ACIQ | HRCU-A-CB (Split System: Heat Pump with Remote Outdoor Unit-Air-Source) | HVH837GKA** |  |  | EA*4X37L21A*+WALLCON | *96CTN1002122A* | 33000 | 17.5 | 8.5 | 33000 | 25200 | 76.36% | 2 | 12 | 11.7 |  |  |  | No | R-410A | 2.75 | Residential & Commercial | Ducted CEE Tier 1
213081037 | Central HP <5.4 tons | ACIQ | HRCU-A-CB (Split System: Heat Pump with Remote Outdoor Unit-Air-Source) | HVH837GKA** |  |  | EN(A,D,W)4X60L24**+WALLCON | *96CTN1202422A* | 32800 | 18 | 8.1 | 32200 | 24600 | 76.4% | 1.98 | 0 | 12 |  |  |  | No | R-410A | 2.7333 | Residential & Commercial | Ducted CEE Tier 1
213069402 | Central HP <5.4 tons | ACIQ | HRCU-A-CB (Split System: Heat Pump with Remote Outdoor Unit-Air-Source) | DLCURAH36ABK |  |  | EA*4X43L21A* | *80VSL0701716A* | 36600 | 15.5 | 8.5 | 38500 | 34800 | 90.39% | 2.1 | 0 | 10 |  |  |  | No | R-410A | 3.05 | Residential & Commercial | Ducted CEE Tier 1
213069403 | Central HP <5.4 tons | ACIQ | HRCU-A-CB (Split System: Heat Pump with Remote Outdoor Unit-Air-Source) | DLCURAH36ABK |  |  | EA*4X43L21A* | *80VSL0702120A* | 36200 | 16 | 8.5 | 38500 | 34800 | 90.39% | 2.06 | 0 | 10 |  |  |  | No | R-410A | 3.0167 | Residential & Commercial | Ducted CEE Tier 1
212988220 | Central HP <5.4 tons | DAY & NIGHT | HRCU-A-CB (Split System: Heat Pump with Remote Outdoor Unit-Air-Source) | DLCURAH36ABK |  |  | EA*4X48L21A* | *96MSN1002122A* | 35600 | 16 | 8.5 | 37800 | 34600 | 91.53% | 2.04 | 0 | 10 |  |  |  | No | R-410A | 2.9667 | Residential & Commercial | Ducted CEE Tier 1
206133759 | Central HP <5.4 tons | AIRQUEST | HRCU-A-CB (Split System: Heat Pump with Remote Outdoor Unit-Air-Source) | HVH825GKA2* |  |  | EA*4X36L17A*+WALLCON | *95CSU0601716A* | 23400 | 16.5 | 8.1 | 21600 | 16800 | 77.78% | 1.92 | 11 | 10.5 |  |  |  | No | R-410A | 1.95 | Residential & Commercial | Ducted CEE Tier 1
214650470 | Central HP <5.4 tons | COLEMAN | HRCU-A-CB (Split System: Heat Pump with Remote Outdoor Unit-Air-Source) | HH824E2S11 |  |  | CTU36B5XDS1+TXV | TM8Y080B12MP11 | 23000 | 18 | 9.5 | 23000 | 18300 | 79.57% | 2 | 0 | 12 |  |  |  | No | R-454B | 1.9167 | Residential & Commercial | Ducted CEE Tier 1
214584657 | Central HP <5.4 tons | LUXAIRE | HRCU-A-CB (Split System: Heat Pump with Remote Outdoor Unit-Air-Source) | HH824E2S11 |  |  | CTM30B5ACS1 | Z8ET080B12LMPS1 | 23000 | 18 | 9.5 | 23000 | 18400 | 80% | 2 | 0 | 12 |  |  |  | No | R-454B | 1.9167 | Residential & Commercial | Ducted CEE Tier 1
214584737 | Central HP <5.4 tons | LUXAIRE | HRCU-A-CB (Split System: Heat Pump with Remote Outdoor Unit-Air-Source) | HH824E2S11 |  |  | CTM30B5ACS1 | Z8ES080B12SMPS1 | 23000 | 18 | 9.5 | 23000 | 19100 | 83.04% | 2 | 0 | 12 |  |  |  | No | R-454B | 1.9167 | Residential & Commercial | Ducted CEE Tier 1
215932894 | Central HP <5.4 tons | CARRIER | HRCU-A-CB (Split System: Heat Pump with Remote Outdoor Unit-Air-Source) | 27VNA336A*030* |  |  | CAA**6124AM*+UI | 59CU5B100C21**22 | 34600 | 20.5 | 9.5 | 34200 | 25800 | 75.44% | 2.06 | 0 | 12 |  |  |  | No | R-454B | 2.8833 | Residential & Commercial | Ducted CEE Tier 1
215932944 | Central HP <5.4 tons | CARRIER | HRCU-A-CB (Split System: Heat Pump with Remote Outdoor Unit-Air-Source) | 27VNA336A*030* |  |  | CAA**6124AM*+UI | 59TN6C100C21**22 | 34400 | 20.5 | 9.5 | 34200 | 26000 | 76.02% | 2.08 | 0 | 12 |  |  |  | No | R-454B | 2.8667 | Residential & Commercial | Ducted CEE Tier 1
215933614 | Central HP <5.4 tons | CARRIER | HRCU-A-CB (Split System: Heat Pump with Remote Outdoor Unit-Air-Source) | 27VNA336A*030* |  |  | CSAH*4812AM*+UI | 59CU5B080C21**20 | 33600 | 19 | 9 | 34800 | 26600 | 76.44% | 1.94 | 0 | 11.5 |  |  |  | No | R-454B | 2.8 | Residential & Commercial | Ducted CEE Tier 1
215933934 | Central HP <5.4 tons | CARRIER | HRCU-A-CB (Split System: Heat Pump with Remote Outdoor Unit-Air-Source) | 27VNA336A*030* |  |  | CSAH*6012AM*+UI | 59TN6C100C21**22 | 34200 | 19.5 | 9 | 34200 | 26000 | 76.02% | 1.94 | 0 | 11.7 |  |  |  | No | R-454B | 2.85 | Residential & Commercial | Ducted CEE Tier 1
215932144 | Central HP <5.4 tons | CARRIER | HRCU-A-CB (Split System: Heat Pump with Remote Outdoor Unit-Air-Source) | 27VNA336A*030* |  |  | CAA**3717AM*+UI | 59TN6C040C14**10 | 32200 | 17.5 | 9 | 34000 | 26200 | 77.06% | 1.96 | 0 | 10.5 |  |  |  | No | R-454B | 2.6833 | Residential & Commercial | Ducted CEE Tier 1
215932344 | Central HP <5.4 tons | CARRIER | HRCU-A-CB (Split System: Heat Pump with Remote Outdoor Unit-Air-Source) | 27VNA336A*030* |  |  | CAA**4221AM*+UI | 59TN6C080C17**14 | 32600 | 19.5 | 9.5 | 35200 | 27000 | 76.7% | 2 | 0 | 11 |  |  |  | No | R-454B | 2.7167 | Residential & Commercial | Ducted CEE Tier 1
215932394 | Central HP <5.4 tons | CARRIER | HRCU-A-CB (Split System: Heat Pump with Remote Outdoor Unit-Air-Source) | 27VNA336A*030* |  |  | CAA**4821AM*+UI | 58CU*A100C21**20 | 33400 | 20 | 9.5 | 34600 | 26400 | 76.3% | 2.04 | 0 | 11.5 |  |  |  | No | R-454B | 2.7833 | Residential & Commercial | Ducted CEE Tier 1
215932234 | Central HP <5.4 tons | CARRIER | HRCU-A-CB (Split System: Heat Pump with Remote Outdoor Unit-Air-Source) | 27VNA336A*030* |  |  | CAA**4221AM*+UI | 58TN*B070C21**20 | 32600 | 19.5 | 9.5 | 35000 | 26800 | 76.57% | 2.02 | 0 | 11 |  |  |  | No | R-454B | 2.7167 | Residential & Commercial | Ducted CEE Tier 1
215932304 | Central HP <5.4 tons | CARRIER | HRCU-A-CB (Split System: Heat Pump with Remote Outdoor Unit-Air-Source) | 27VNA336A*030* |  |  | CAA**4221AM*+UI | 59MN7C080C17**14 | 32400 | 19.5 | 9.5 | 35400 | 27200 | 76.84% | 2 | 0 | 11 |  |  |  | No | R-454B | 2.7 | Residential & Commercial | Ducted CEE Tier 1
215932354 | Central HP <5.4 tons | CARRIER | HRCU-A-CB (Split System: Heat Pump with Remote Outdoor Unit-Air-Source) | 27VNA336A*030* |  |  | CAA**4221AM*+UI | 59TN6C100C21**22 | 32800 | 20 | 9.5 | 34800 | 26600 | 76.44% | 2 | 0 | 11.5 |  |  |  | No | R-454B | 2.7333 | Residential & Commercial | Ducted CEE Tier 1
215932114 | Central HP <5.4 tons | CARRIER | HRCU-A-CB (Split System: Heat Pump with Remote Outdoor Unit-Air-Source) | 27VNA336A*030* |  |  | CAA**3617AM*+UI | 59TN6C060C17**14 | 32000 | 19 | 9.5 | 34600 | 26600 | 76.88% | 2.02 | 0 | 10.5 |  |  |  | No | R-454B | 2.6667 | Residential & Commercial | Ducted CEE Tier 1
215937170 | Central HP <5.4 tons | DAY & NIGHT | HRCU-A-CB (Split System: Heat Pump with Remote Outdoor Unit-Air-Source) | C5H3V48*K*AAA* |  |  | EVM5X49M21A*+WALLCON | *80CTL0901716B* | 44500 | 20.5 | 8.1 | 53500 | 37600 | 70.28% | 1.95 | 0 | 11.5 |  |  |  | No | R-454B | 3.7083 | Residential & Commercial | Ducted CEE Tier 1
215936920 | Central HP <5.4 tons | DAY & NIGHT | HRCU-A-CB (Split System: Heat Pump with Remote Outdoor Unit-Air-Source) | C5H3V36*K*AAA* |  |  | EVD5X61M21A*+WALLCON | *96CTN0601714B* | 35600 | 21.5 | 8.5 | 37600 | 28200 | 75% | 2 | 0 | 12 |  |  |  | No | R-454B | 2.9667 | Residential & Commercial | Ducted CEE Tier 1
210599877 | Central HP <5.4 tons | TEMPSTAR | HRCU-A-CB (Split System: Heat Pump with Remote Outdoor Unit-Air-Source) | TVH825GKA2* |  |  | EA*4X42L24A*+WALLCON | *97CMN1002122A* | 23800 | 16.5 | 8.1 | 21400 | 16600 | 77.57% | 1.96 | 0 | 11 |  |  |  | No | R-410A | 1.9833 | Residential & Commercial | Ducted CEE Tier 1
215932164 | Central HP <5.4 tons | CARRIER | HRCU-A-CB (Split System: Heat Pump with Remote Outdoor Unit-Air-Source) | 27VNA336A*030* |  |  | CAA**3721AM*+UI | 59MN7C060C17**14 | 33600 | 19.5 | 9.5 | 34200 | 26200 | 76.61% | 2.06 | 0 | 11 |  |  |  | No | R-454B | 2.8 | Residential & Commercial | Ducted CEE Tier 1
215853374 | Central HP <5.4 tons | LUXAIRE | HRCU-A-CB (Split System: Heat Pump with Remote Outdoor Unit-Air-Source) | HH836E2S11 |  |  | CTM36C5CDS1+JME16C2SN1 |  | 33400 | 19 | 9 | 30400 | 24800 | 81.58% | 2 | 0 | 12 |  |  |  | No | R-454B | 2.7833 | Residential & Commercial | Ducted CEE Tier 1
215932435 | Central HP <5.4 tons | BRYANT HEATING AND COOLING SYSTEMS | HRCU-A-CB (Split System: Heat Pump with Remote Outdoor Unit-Air-Source) | 293VAN036**AA* |  |  | CAA**4821AM*+UI | 88*TB60090C21*** | 33400 | 20 | 9.5 | 34600 | 26400 | 76.3% | 2.04 | 0 | 11.7 |  |  |  | No | R-454B | 2.7833 | Residential & Commercial | Ducted CEE Tier 1
211226960 | Central HP <5.4 tons | HEIL | HRCU-A-CB (Split System: Heat Pump with Remote Outdoor Unit-Air-Source) | DLCURAH36ABK |  |  | EA*4X37L21A* | *80VTL1102122A* | 37000 | 15.5 | 8.5 | 38500 | 34800 | 90.39% | 2.12 | 0 | 10 |  |  |  | No | R-410A | 3.0833 | Residential & Commercial | Ducted CEE Tier 1
211227127 | Central HP <5.4 tons | HEIL | HRCU-A-CB (Split System: Heat Pump with Remote Outdoor Unit-Air-Source) | DLCURAH36ABK |  |  | EA*4X37L21A* | *96VSN1002120A* | 36400 | 16 | 8.5 | 38500 | 34800 | 90.39% | 2.08 | 0 | 10 |  |  |  | No | R-410A | 3.0333 | Residential & Commercial | Ducted CEE Tier 1
211244650 | Central HP <5.4 tons | TEMPSTAR | HRCU-A-CB (Split System: Heat Pump with Remote Outdoor Unit-Air-Source) | DLCURAH24ABK |  |  | EN(A,D)4X30L17** | *96VTN0601412A* | 23600 | 16.5 | 8.1 | 25800 | 23800 | 92.25% | 1.98 | 0 | 10 |  |  |  | No | R-410A | 1.9667 | Residential & Commercial | Ducted CEE Tier 1
211245187 | Central HP <5.4 tons | TEMPSTAR | HRCU-A-CB (Split System: Heat Pump with Remote Outdoor Unit-Air-Source) | DLCURAH24ABK |  |  | EN(A,D,W)4X36L17** | *92ESN0801716A* | 24200 | 17 | 8.1 | 26200 | 22800 | 87.02% | 1.88 | 0 | 10.5 |  |  |  | No | R-410A | 2.0167 | Residential & Commercial | Ducted CEE Tier 1
214626243 | Central HP <5.4 tons | LENNOX | HRCU-A-CB (Split System: Heat Pump with Remote Outdoor Unit-Air-Source) | SL25XPV-048-230A** |  |  | CK40CT-49C-0*+TDR | SL280UH090V60C* | 45500 | 20 | 8.9 | 43500 | 35600 | 81.84% | 1.8 | 0 | 12.4 |  |  |  | No | R-410A | 3.7917 | Residential & Commercial | Ducted CEE Tier 1
214626244 | Central HP <5.4 tons | LENNOX | HRCU-A-CB (Split System: Heat Pump with Remote Outdoor Unit-Air-Source) | SL25XPV-048-230A** |  |  | CK40CT-49C-0*+TDR | SL280UH090XV60C* | 45500 | 20 | 8.9 | 43500 | 35600 | 81.84% | 1.8 | 0 | 12.4 |  |  |  | No | R-410A | 3.7917 | Residential & Commercial | Ducted CEE Tier 1
214626259 | Central HP <5.4 tons | LENNOX | HRCU-A-CB (Split System: Heat Pump with Remote Outdoor Unit-Air-Source) | SL25XPV-048-230A** |  |  | CK40CT-60C-0*+TDR | EL297UH110XV48C* | 45500 | 20 | 9.5 | 44000 | 36400 | 82.73% | 1.9 | 0 | 12.2 |  |  |  | No | R-410A | 3.7917 | Residential & Commercial | Ducted CEE Tier 1
214626211 | Central HP <5.4 tons | LENNOX | HRCU-A-CB (Split System: Heat Pump with Remote Outdoor Unit-Air-Source) | SL25XPV-048-230A** |  |  | CK40HT-51/61C-0*+TDR | EL296UH090XV48C* | 44500 | 20.6 | 9.2 | 45500 | 37600 | 82.64% | 1.8 | 0 | 12 |  |  |  | No | R-410A | 3.7083 | Residential & Commercial | Ducted CEE Tier 1
215931824 | Central HP <5.4 tons | CARRIER | HRCU-A-CB (Split System: Heat Pump with Remote Outdoor Unit-Air-Source) | 27VNA360A*030* |  |  | CSAH*6012AM*+UI | 58TN*B090C21**20 | 56500 | 18 | 8.1 | 61000 | 45500 | 74.59% | 2 | 0 | 11.5 |  |  |  | No | R-454B | 4.7083 | Residential & Commercial | Ducted CEE Tier 1
215931874 | Central HP <5.4 tons | CARRIER | HRCU-A-CB (Split System: Heat Pump with Remote Outdoor Unit-Air-Source) | 27VNA360A*030* |  |  | CSAH*6012AM*+UI | 59MN7C080C21**20 | 56000 | 17.5 | 8.1 | 61000 | 46000 | 75.41% | 1.95 | 0 | 11 |  |  |  | No | R-454B | 4.6667 | Residential & Commercial | Ducted CEE Tier 1
213771731 | Central HP <5.4 tons | DAY & NIGHT | HRCU-A-CB (Split System: Heat Pump with Remote Outdoor Unit-Air-Source) | CVH825GKA2* |  |  | EA*4X48L24A*+WALLCON | *96CTN1002122B* | 24200 | 16.5 | 8.1 | 21000 | 16500 | 78.57% | 2.02 | 0 | 11 |  |  |  | No | R-410A | 2.0167 | Residential & Commercial | Ducted CEE Tier 1
215931486 | Central HP <5.4 tons | CARRIER | HRCU-A-CB (Split System: Heat Pump with Remote Outdoor Unit-Air-Source) | 27VNA348A*030* |  |  | FE5BNBD60L*+UI |  | 46500 | 23 | 9.5 | 48000 | 35600 | 74.17% | 1.98 | 0 | 12.5 |  |  |  | No | R-454B | 3.875 | Residential & Commercial | Ducted CEE Tier 1
214584747 | Central HP <5.4 tons | LUXAIRE | HRCU-A-CB (Split System: Heat Pump with Remote Outdoor Unit-Air-Source) | HH836E2S11 |  |  | CTM48C5CFS1 | Z8ES120C16SMPS1 | 34000 | 19 | 9 | 31400 | 25200 | 80.25% | 2 | 0 | 11.7 |  |  |  | No | R-454B | 2.8333 | Residential & Commercial | Ducted CEE Tier 1
214584712 | Central HP <5.4 tons | LUXAIRE | HRCU-A-CB (Split System: Heat Pump with Remote Outdoor Unit-Air-Source) | HH836E2S11 |  |  | CTM36C5CDS1 | Z8ES100C16SMPS1 | 34200 | 18 | 8.5 | 31600 | 26000 | 82.28% | 2 | 0 | 11.7 |  |  |  | No | R-454B | 2.85 | Residential & Commercial | Ducted CEE Tier 1
212985902 | Central HP <5.4 tons | TEMPSTAR | HRCU-A-CB (Split System: Heat Pump with Remote Outdoor Unit-Air-Source) | DLCURAH18ABK |  |  | EA*4X24L17A* | *96MSN0261410A* | 17300 | 16 | 8.5 | 18200 | 17700 | 97.25% | 2.14 | 0 | 10.5 |  |  |  | No | R-410A | 1.4417 | Residential & Commercial | Ducted CEE Tier 1
211261640 | Central HP <5.4 tons | TEMPSTAR | HRCU-A-CB (Split System: Heat Pump with Remote Outdoor Unit-Air-Source) | DLCURAH18ABK |  |  | EA*4X30L17A* | *96VSN0801716A* | 17600 | 16 | 8.5 | 18100 | 18600 | 102.8% | 2.24 | 0 | 10.5 |  |  |  | No | R-410A | 1.4667 | Residential & Commercial | Ducted CEE Tier 1
211262108 | Central HP <5.4 tons | TEMPSTAR | HRCU-A-CB (Split System: Heat Pump with Remote Outdoor Unit-Air-Source) | DLCURAH18ABK |  |  | EA*4X30L17A* | *92ESN0601714A* | 17900 | 16.5 | 8.5 | 18300 | 18500 | 101.1% | 2.22 | 0 | 10.5 |  |  |  | No | R-410A | 1.4917 | Residential & Commercial | Ducted CEE Tier 1
213080894 | Central HP <5.4 tons | ACIQ | HRCU-A-CB (Split System: Heat Pump with Remote Outdoor Unit-Air-Source) | HVH837GKA** |  |  | EA*4X48L24A*+WALLCON | *80CTL0902120A* | 32400 | 17.5 | 8.5 | 32600 | 25000 | 76.69% | 1.98 | 12 | 11.7 |  |  |  | No | R-410A | 2.7 | Residential & Commercial | Ducted CEE Tier 1
213080909 | Central HP <5.4 tons | ACIQ | HRCU-A-CB (Split System: Heat Pump with Remote Outdoor Unit-Air-Source) | HVH837GKA** |  |  | EN(A,D)4X48L24**+WALLCON | *96CTN1002122A* | 32400 | 17.5 | 8.1 | 33000 | 24800 | 75.15% | 1.96 | 12 | 11.7 |  |  |  | No | R-410A | 2.7 | Residential & Commercial | Ducted CEE Tier 1
212985932 | Central HP <5.4 tons | TEMPSTAR | HRCU-A-CB (Split System: Heat Pump with Remote Outdoor Unit-Air-Source) | DLCURAH18ABK |  |  | EA*4X30L17A* | *96MSN0261410A* | 17500 | 16 | 8.5 | 18100 | 19800 | 109.4% | 2.38 | 0 | 10.5 |  |  |  | No | R-410A | 1.4583 | Residential & Commercial | Ducted CEE Tier 1
211226092 | Central HP <5.4 tons | CARRIER | HRCU-A-CB (Split System: Heat Pump with Remote Outdoor Unit-Air-Source) | 38MURAQ36AB3* |  |  | CNPV*4824AL* | 58SP*A090V24**20 | 35800 | 16.5 | 8.1 | 38500 | 34800 | 90.39% | 2 | 0 | 10 |  |  |  | No | R-410A | 2.9833 | Residential & Commercial | Ducted CEE Tier 1
210599895 | Central HP <5.4 tons | TEMPSTAR | HRCU-A-CB (Split System: Heat Pump with Remote Outdoor Unit-Air-Source) | TVH825GKA2* |  |  | EA*4X48L21A*+WALLCON | *80CSU0401712A* | 24200 | 17 | 8.1 | 21000 | 16500 | 78.57% | 2.02 | 0 | 11 |  |  |  | No | R-410A | 2.0167 | Residential & Commercial | Ducted CEE Tier 1
210599911 | Central HP <5.4 tons | TEMPSTAR | HRCU-A-CB (Split System: Heat Pump with Remote Outdoor Unit-Air-Source) | TVH825GKA2* |  |  | EA*4X48L24A*+WALLCON | *80CSU1002120A* | 24000 | 16.5 | 8.1 | 21000 | 16600 | 79.05% | 2.02 | 0 | 11 |  |  |  | No | R-410A | 2 | Residential & Commercial | Ducted CEE Tier 1
213771314 | Central HP <5.4 tons | TEMPSTAR | HRCU-A-CB (Split System: Heat Pump with Remote Outdoor Unit-Air-Source) | TVH825GKA2* |  |  | EA*4X42L21A*+WALLCON | *97CMN0601714B* | 23600 | 16 | 8.1 | 21600 | 16700 | 77.31% | 1.94 | 0 | 10.5 |  |  |  | No | R-410A | 1.9667 | Residential & Commercial | Ducted CEE Tier 1
213771614 | Central HP <5.4 tons | TEMPSTAR | HRCU-A-CB (Split System: Heat Pump with Remote Outdoor Unit-Air-Source) | TVH825GKA2* |  |  | EA*4X48L21A*+WALLCON | *95CSU0601716B* | 24000 | 16.5 | 8.1 | 21000 | 16500 | 78.57% | 2 | 0 | 10.5 |  |  |  | No | R-410A | 2 | Residential & Commercial | Ducted CEE Tier 1
213080935 | Central HP <5.4 tons | ACIQ | HRCU-A-CB (Split System: Heat Pump with Remote Outdoor Unit-Air-Source) | HVH837GKA2* |  |  | EA*4X48L21A*+WALLCON | *80CTL0902120A* | 32200 | 17.5 | 8.5 | 32600 | 25000 | 76.69% | 1.98 | 12 | 11.7 |  |  |  | No | R-410A | 2.6833 | Residential & Commercial | Ducted CEE Tier 1
213080949 | Central HP <5.4 tons | ACIQ | HRCU-A-CB (Split System: Heat Pump with Remote Outdoor Unit-Air-Source) | HVH837GKA2* |  |  | EN(A,D,W)4X48L21**+WALLCON | *80CTL0901716A* | 32400 | 18 | 8.1 | 32800 | 24800 | 75.61% | 1.98 | 12.5 | 11.7 |  |  |  | No | R-410A | 2.7 | Residential & Commercial | Ducted CEE Tier 1
213080950 | Central HP <5.4 tons | ACIQ | HRCU-A-CB (Split System: Heat Pump with Remote Outdoor Unit-Air-Source) | HVH837GKA2* |  |  | EN(A,D)4X48L24**+WALLCON | *80CTL0902120A* | 32400 | 17.5 | 8.1 | 33000 | 24800 | 75.15% | 1.96 | 12 | 11.7 |  |  |  | No | R-410A | 2.7 | Residential & Commercial | Ducted CEE Tier 1
213080983 | Central HP <5.4 tons | ACIQ | HRCU-A-CB (Split System: Heat Pump with Remote Outdoor Unit-Air-Source) | HVH837GKA2* |  |  | EA*4X61L21A*+WALLCON | *96CTN1002122A* | 33200 | 17.5 | 8.5 | 32000 | 24800 | 77.5% | 2 | 0 | 12 |  |  |  | No | R-410A | 2.7667 | Residential & Commercial | Ducted CEE Tier 1
213080986 | Central HP <5.4 tons | ACIQ | HRCU-A-CB (Split System: Heat Pump with Remote Outdoor Unit-Air-Source) | HVH837GKA2* |  |  | EA*4X61L24A*+WALLCON | *80CTL1352422A* | 33200 | 18 | 8.5 | 32000 | 24800 | 77.5% | 2.02 | 0 | 12 |  |  |  | No | R-410A | 2.7667 | Residential & Commercial | Ducted CEE Tier 1
212989604 | Central HP <5.4 tons | HEIL | HRCU-A-CB (Split System: Heat Pump with Remote Outdoor Unit-Air-Source) | DLCURAH24ABK |  |  | EA*4X36L21A* | *95MSU0802120A* | 23600 | 17 | 8.5 | 26200 | 23800 | 90.84% | 1.98 | 0 | 10 |  |  |  | No | R-410A | 1.9667 | Residential & Commercial | Ducted CEE Tier 1
213782256 | Central HP <5.4 tons | BRYANT HEATING AND COOLING SYSTEMS | HRCU-A-CB (Split System: Heat Pump with Remote Outdoor Unit-Air-Source) | 288BNV037*0**B* |  |  | CSPH*6012AL*+UI | 88*TB60110C21*** | 33000 | 16.5 | 8.1 | 32200 | 25400 | 78.88% | 2.04 | 0 | 11.5 |  |  |  | No | R-410A | 2.75 | Residential & Commercial | Ducted CEE Tier 1
212383418 | Central HP <5.4 tons | HEIL | HRCU-A-CB (Split System: Heat Pump with Remote Outdoor Unit-Air-Source) | DLCURAH36ABK |  |  | EA*4X37L21A* | *95ESU0601716A* | 36800 | 15.5 | 8.5 | 39000 | 34800 | 89.23% | 2.1 | 0 | 10 |  |  |  | No | R-410A | 3.0667 | Residential & Commercial | Ducted CEE Tier 1
213080998 | Central HP <5.4 tons | ACIQ | HRCU-A-CB (Split System: Heat Pump with Remote Outdoor Unit-Air-Source) | HVH837GKA2* |  |  | EN(A,D,W)4X60L24**+WALLCON | *80CSU1002120A* | 32800 | 17.5 | 8.1 | 32200 | 24600 | 76.4% | 1.96 | 0 | 11.7 |  |  |  | No | R-410A | 2.7333 | Residential & Commercial | Ducted CEE Tier 1
212984659 | Central HP <5.4 tons | TEMPSTAR | HRCU-A-CB (Split System: Heat Pump with Remote Outdoor Unit-Air-Source) | DLCURAH24ABK |  |  | EN(A,D)4X24L17** | *92MSN0801716A* | 23600 | 17 | 8.5 | 27000 | 24400 | 90.37% | 2.02 | 0 | 10 |  |  |  | No | R-410A | 1.9667 | Residential & Commercial | Ducted CEE Tier 1
212985345 | Central HP <5.4 tons | TEMPSTAR | HRCU-A-CB (Split System: Heat Pump with Remote Outdoor Unit-Air-Source) | DLCURAH24ABK |  |  | EA*4X36L21A* | *92MSN1002120A* | 23800 | 17.5 | 8.5 | 26200 | 23600 | 90.08% | 1.96 | 0 | 10 |  |  |  | No | R-410A | 1.9833 | Residential & Commercial | Ducted CEE Tier 1
212985852 | Central HP <5.4 tons | TEMPSTAR | HRCU-A-CB (Split System: Heat Pump with Remote Outdoor Unit-Air-Source) | DLCURAH24ABK |  |  | EN(A,D)4X30L14** | *96MSN0261410A* | 23400 | 16 | 8.1 | 26000 | 24400 | 93.85% | 2.02 | 0 | 10 |  |  |  | No | R-410A | 1.95 | Residential & Commercial | Ducted CEE Tier 1
213080941 | Central HP <5.4 tons | ACIQ | HRCU-A-CB (Split System: Heat Pump with Remote Outdoor Unit-Air-Source) | HVH837GKA2* |  |  | EA*4X48L24A*+WALLCON | *96CTN1202422A* | 32400 | 17.5 | 8.5 | 32400 | 24800 | 76.54% | 2 | 12 | 11.7 |  |  |  | No | R-410A | 2.7 | Residential & Commercial | Ducted CEE Tier 1
214584707 | Central HP <5.4 tons | LUXAIRE | HRCU-A-CB (Split System: Heat Pump with Remote Outdoor Unit-Air-Source) | HH836E2S11 |  |  | CTM36C5CDS1 | Z8ES080C16SMPS1 | 34000 | 18 | 8.5 | 31200 | 25400 | 81.41% | 2 | 0 | 11.7 |  |  |  | No | R-454B | 2.8333 | Residential & Commercial | Ducted CEE Tier 1
214574574 | Central HP <5.4 tons | DAY & NIGHT | HRCU-A-CB (Split System: Heat Pump with Remote Outdoor Unit-Air-Source) | CVH837GKA2* |  |  | EN(A,D,W)4X48L21**+WALLCON | *80CTL0702120B* | 32400 | 18.5 | 8.1 | 32800 | 24800 | 75.61% | 1.96 | 0 | 11.5 |  |  |  | No | R-410A | 2.7 | Residential & Commercial | Ducted CEE Tier 1
213773836 | Central HP <5.4 tons | BRYANT HEATING AND COOLING SYSTEMS | HRCU-A-CB (Split System: Heat Pump with Remote Outdoor Unit-Air-Source) | 288BNV025*0**C* |  |  | CAP**4824AL*+UI | 987MC66100C21*** | 24200 | 16.5 | 8.1 | 21000 | 16500 | 78.57% | 2.02 | 0 | 11 |  |  |  | No | R-410A | 2.0167 | Residential & Commercial | Ducted CEE Tier 1
213774456 | Central HP <5.4 tons | BRYANT HEATING AND COOLING SYSTEMS | HRCU-A-CB (Split System: Heat Pump with Remote Outdoor Unit-Air-Source) | 288BNV025*0**C* |  |  | CSPH*4212AL*+UI | 935CB48060C17*** | 24000 | 16 | 8.1 | 21400 | 16600 | 77.57% | 1.98 | 0 | 10.5 |  |  |  | No | R-410A | 2 | Residential & Commercial | Ducted CEE Tier 1
215932094 | Central HP <5.4 tons | CARRIER | HRCU-A-CB (Split System: Heat Pump with Remote Outdoor Unit-Air-Source) | 27VNA336A*030* |  |  | CAA**3617AM*+UI | 59MN7C080C17**14 | 32000 | 19 | 9.5 | 35600 | 27400 | 76.97% | 1.98 | 0 | 10.5 |  |  |  | No | R-454B | 2.6667 | Residential & Commercial | Ducted CEE Tier 1
215932294 | Central HP <5.4 tons | CARRIER | HRCU-A-CB (Split System: Heat Pump with Remote Outdoor Unit-Air-Source) | 27VNA336A*030* |  |  | CAA**4221AM*+UI | 59MN7C060C21**20 | 32600 | 19 | 9.5 | 35200 | 27200 | 77.27% | 2 | 0 | 11 |  |  |  | No | R-454B | 2.7167 | Residential & Commercial | Ducted CEE Tier 1
211212531 | Central HP <5.4 tons | COLEMAN | HRCU-A-CB (Split System: Heat Pump with Remote Outdoor Unit-Air-Source) | HC20B6021 |  |  | JHVVC60HE4C2N1+CC |  | 52000 | 19 | 8.5 | 52500 | 40000 | 76.19% | 2 | 0 | 12 |  |  |  | No | R-410A | 4.3333 | Residential & Commercial | Ducted CEE Tier 1
215932064 | Central HP <5.4 tons | CARRIER | HRCU-A-CB (Split System: Heat Pump with Remote Outdoor Unit-Air-Source) | 27VNA336A*030* |  |  | CAA**3617AM*+UI | 58TN*B070C17**16 | 32200 | 19 | 9.5 | 35400 | 27200 | 76.84% | 2 | 0 | 10.5 |  |  |  | No | R-454B | 2.6833 | Residential & Commercial | Ducted CEE Tier 1
212986666 | Central HP <5.4 tons | TEMPSTAR | HRCU-A-CB (Split System: Heat Pump with Remote Outdoor Unit-Air-Source) | DLCURAH18ABK |  |  | EA*4X19L17A* | *96MSN0401712A* | 17600 | 15.5 | 8.1 | 17800 | 19400 | 109% | 2.32 | 0 | 10.5 |  |  |  | No | R-410A | 1.4667 | Residential & Commercial | Ducted CEE Tier 1
212988791 | Central HP <5.4 tons | TEMPSTAR | HRCU-A-CB (Split System: Heat Pump with Remote Outdoor Unit-Air-Source) | DLCURAH18ABK |  |  | EA*4X24L17A* | *95MSU0401712A* | 17200 | 16 | 8.5 | 18200 | 19400 | 106.6% | 2.34 | 0 | 10.5 |  |  |  | No | R-410A | 1.4333 | Residential & Commercial | Ducted CEE Tier 1
212975495 | Central HP <5.4 tons | TEMPSTAR | HRCU-A-CB (Split System: Heat Pump with Remote Outdoor Unit-Air-Source) | DLCURAH18ABK |  |  | EN(A,D)4X30L17** | *96VTN0601412B* | 17500 | 16.5 | 8.1 | 18000 | 16200 | 90% | 1.84 | 0 | 11 |  |  |  | No | R-410A | 1.4583 | Residential & Commercial | Ducted CEE Tier 1
212977716 | Central HP <5.4 tons | TEMPSTAR | HRCU-A-CB (Split System: Heat Pump with Remote Outdoor Unit-Air-Source) | DLCURAH18ABK |  |  | EA*4X19L17A* | *80MS(N,L)0451412A* | 18000 | 16.5 | 8.5 | 17900 | 17800 | 99.44% | 2.16 | 0 | 11 |  |  |  | No | R-410A | 1.5 | Residential & Commercial | Ducted CEE Tier 1
212977800 | Central HP <5.4 tons | TEMPSTAR | HRCU-A-CB (Split System: Heat Pump with Remote Outdoor Unit-Air-Source) | DLCURAH18ABK |  |  | EN(A,D)4X24L14** | *80MS(N,L)0451412A* | 17500 | 16.5 | 8.5 | 18400 | 19200 | 104.3% | 2.3 | 0 | 11 |  |  |  | No | R-410A | 1.4583 | Residential & Commercial | Ducted CEE Tier 1
213080904 | Central HP <5.4 tons | ACIQ | HRCU-A-CB (Split System: Heat Pump with Remote Outdoor Unit-Air-Source) | HVH837GKA** |  |  | EN(A,D,W)4X48L21**+WALLCON | *80CTL0901716A* | 32400 | 18 | 8.1 | 32800 | 24800 | 75.61% | 1.98 | 12.5 | 11.7 |  |  |  | No | R-410A | 2.7 | Residential & Commercial | Ducted CEE Tier 1
211227075 | Central HP <5.4 tons | TEMPSTAR | HRCU-A-CB (Split System: Heat Pump with Remote Outdoor Unit-Air-Source) | DLCURAH36ABK |  |  | EA*4X37L21A* | *95ESN1002120A* | 37000 | 15.5 | 8.5 | 38500 | 34800 | 90.39% | 2.1 | 0 | 10 |  |  |  | No | R-410A | 3.0833 | Residential & Commercial | Ducted CEE Tier 1
211228018 | Central HP <5.4 tons | TEMPSTAR | HRCU-A-CB (Split System: Heat Pump with Remote Outdoor Unit-Air-Source) | DLCURAH36ABK |  |  | EA*4X42L24A* | *95ESN1002120A* | 36000 | 15.5 | 8.1 | 39500 | 35200 | 89.11% | 1.92 | 0 | 10 |  |  |  | No | R-410A | 3 | Residential & Commercial | Ducted CEE Tier 1
211228220 | Central HP <5.4 tons | TEMPSTAR | HRCU-A-CB (Split System: Heat Pump with Remote Outdoor Unit-Air-Source) | DLCURAH36ABK |  |  | EA*4X43L21A* | *80ES(N,L)0451712A* | 36000 | 15.5 | 8.5 | 38500 | 34800 | 90.39% | 2.06 | 0 | 10 |  |  |  | No | R-410A | 3 | Residential & Commercial | Ducted CEE Tier 1
211228443 | Central HP <5.4 tons | TEMPSTAR | HRCU-A-CB (Split System: Heat Pump with Remote Outdoor Unit-Air-Source) | DLCURAH36ABK |  |  | EA*4X43L21A* | *92ESN0601714A* | 36400 | 16 | 8.5 | 38500 | 34800 | 90.39% | 2.08 | 0 | 10 |  |  |  | No | R-410A | 3.0333 | Residential & Commercial | Ducted CEE Tier 1
211228454 | Central HP <5.4 tons | TEMPSTAR | HRCU-A-CB (Split System: Heat Pump with Remote Outdoor Unit-Air-Source) | DLCURAH36ABK |  |  | EA*4X43L21A* | *92ESN0802120A* | 37400 | 16 | 8.5 | 38500 | 34800 | 90.39% | 2.14 | 0 | 10 |  |  |  | No | R-410A | 3.1167 | Residential & Commercial | Ducted CEE Tier 1
211228645 | Central HP <5.4 tons | TEMPSTAR | HRCU-A-CB (Split System: Heat Pump with Remote Outdoor Unit-Air-Source) | DLCURAH36ABK |  |  | EA*4X43L21A* | *96VTN0802120A* | 37000 | 15.5 | 8.5 | 38500 | 35000 | 90.91% | 2.1 | 0 | 10 |  |  |  | No | R-410A | 3.0833 | Residential & Commercial | Ducted CEE Tier 1
211228806 | Central HP <5.4 tons | TEMPSTAR | HRCU-A-CB (Split System: Heat Pump with Remote Outdoor Unit-Air-Source) | DLCURAH36ABK |  |  | EA*4X48L21A* | *80ES(N,L)0902120A* | 36400 | 16 | 8.5 | 38500 | 34800 | 90.39% | 2.08 | 0 | 10 |  |  |  | No | R-410A | 3.0333 | Residential & Commercial | Ducted CEE Tier 1
211229120 | Central HP <5.4 tons | TEMPSTAR | HRCU-A-CB (Split System: Heat Pump with Remote Outdoor Unit-Air-Source) | DLCURAH36ABK |  |  | EA*4X48L21A* | *95ESU0601716A* | 35600 | 16 | 8.5 | 38500 | 34600 | 89.87% | 2.04 | 0 | 10 |  |  |  | No | R-410A | 2.9667 | Residential & Commercial | Ducted CEE Tier 1
211230249 | Central HP <5.4 tons | TEMPSTAR | HRCU-A-CB (Split System: Heat Pump with Remote Outdoor Unit-Air-Source) | DLCURAH36ABK |  |  | EN(A,D,W)4X48L21** | *96VSN0802120A* | 36200 | 16 | 8.1 | 38500 | 34800 | 90.39% | 2.02 | 0 | 10 |  |  |  | No | R-410A | 3.0167 | Residential & Commercial | Ducted CEE Tier 1
211230290 | Central HP <5.4 tons | TEMPSTAR | HRCU-A-CB (Split System: Heat Pump with Remote Outdoor Unit-Air-Source) | DLCURAH36ABK |  |  | EN(A,D,W)4X48L21** | *95ESU1002120A* | 36400 | 16 | 8.1 | 38500 | 34800 | 90.39% | 2.04 | 0 | 10.5 |  |  |  | No | R-410A | 3.0333 | Residential & Commercial | Ducted CEE Tier 1
211230358 | Central HP <5.4 tons | TEMPSTAR | HRCU-A-CB (Split System: Heat Pump with Remote Outdoor Unit-Air-Source) | DLCURAH36ABK |  |  | EN(A,D,W)4X48L21** | OLV098A12* | 35600 | 15.2 | 8.1 | 38500 | 35000 | 90.91% | 2 | 0 | 10 |  |  |  | No | R-410A | 2.9667 | Residential & Commercial | Ducted CEE Tier 1
213080944 | Central HP <5.4 tons | ACIQ | HRCU-A-CB (Split System: Heat Pump with Remote Outdoor Unit-Air-Source) | HVH837GKA2* |  |  | EA*4X48L24A*+WALLCON | *96CTN1002122A* | 32400 | 17.5 | 8.5 | 32600 | 24800 | 76.07% | 2 | 12 | 11.7 |  |  |  | No | R-410A | 2.7 | Residential & Commercial | Ducted CEE Tier 1
212987421 | Central HP <5.4 tons | TEMPSTAR | HRCU-A-CB (Split System: Heat Pump with Remote Outdoor Unit-Air-Source) | DLCURAH24ABK |  |  | EA*4X36L21A* | *96MSN0801716A* | 23400 | 17 | 8.5 | 26000 | 24200 | 93.08% | 2.02 | 0 | 10 |  |  |  | No | R-410A | 1.95 | Residential & Commercial | Ducted CEE Tier 1
212988755 | Central HP <5.4 tons | TEMPSTAR | HRCU-A-CB (Split System: Heat Pump with Remote Outdoor Unit-Air-Source) | DLCURAH24ABK |  |  | EN(A,D,W)4X36L17** | *95MSU0401712A* | 23600 | 16.5 | 8.1 | 26400 | 24200 | 91.67% | 2.02 | 0 | 10 |  |  |  | No | R-410A | 1.9667 | Residential & Commercial | Ducted CEE Tier 1
213780081 | Central HP <5.4 tons | DAY & NIGHT | HRCU-A-CB (Split System: Heat Pump with Remote Outdoor Unit-Air-Source) | CVH837GKA** |  |  | EHD4X42AAL+WALLCON | *97CMN1002122B* | 32600 | 16.5 | 8.1 | 33000 | 24600 | 74.55% | 1.94 | 0 | 11 |  |  |  | No | R-410A | 2.7167 | Residential & Commercial | Ducted CEE Tier 1
211230376 | Central HP <5.4 tons | TEMPSTAR | HRCU-A-CB (Split System: Heat Pump with Remote Outdoor Unit-Air-Source) | DLCURAH36ABK |  |  | EN(A,D,W)4X48L21** | OMV098J12* | 35800 | 15.5 | 8.1 | 38500 | 35000 | 90.91% | 2 | 0 | 10 |  |  |  | No | R-410A | 2.9833 | Residential & Commercial | Ducted CEE Tier 1
211230658 | Central HP <5.4 tons | TEMPSTAR | HRCU-A-CB (Split System: Heat Pump with Remote Outdoor Unit-Air-Source) | DLCURAH36ABK |  |  | EN(A,D)4X48L24** | *95ESN1002120A* | 36800 | 16 | 8.1 | 39500 | 35000 | 88.61% | 2.06 | 0 | 10.5 |  |  |  | No | R-410A | 3.0667 | Residential & Commercial | Ducted CEE Tier 1
211230717 | Central HP <5.4 tons | TEMPSTAR | HRCU-A-CB (Split System: Heat Pump with Remote Outdoor Unit-Air-Source) | DLCURAH36ABK |  |  | EN(A,D)4X48L24** | *96VSN1202422A* | 36000 | 16 | 8.1 | 38500 | 34800 | 90.39% | 2.02 | 0 | 10 |  |  |  | No | R-410A | 3 | Residential & Commercial | Ducted CEE Tier 1
211230903 | Central HP <5.4 tons | TEMPSTAR | HRCU-A-CB (Split System: Heat Pump with Remote Outdoor Unit-Air-Source) | DLCURAH36ABK |  |  | FVM4X48***L |  | 36200 | 17 | 8.5 | 37600 | 34400 | 91.49% | 2.06 | 0 | 10 |  |  |  | No | R-410A | 3.0167 | Residential & Commercial | Ducted CEE Tier 1
215932414 | Central HP <5.4 tons | CARRIER | HRCU-A-CB (Split System: Heat Pump with Remote Outdoor Unit-Air-Source) | 27VNA336A*030* |  |  | CAA**4821AM*+UI | 58TN*B070C21**20 | 33400 | 20 | 9.5 | 34600 | 26400 | 76.3% | 2.04 | 0 | 11.5 |  |  |  | No | R-454B | 2.7833 | Residential & Commercial | Ducted CEE Tier 1
215932124 | Central HP <5.4 tons | CARRIER | HRCU-A-CB (Split System: Heat Pump with Remote Outdoor Unit-Air-Source) | 27VNA336A*030* |  |  | CAA**3617AM*+UI | 59TN6C080C17**14 | 32200 | 19 | 9.5 | 35400 | 27200 | 76.84% | 1.98 | 0 | 10.5 |  |  |  | No | R-454B | 2.6833 | Residential & Commercial | Ducted CEE Tier 1
215932274 | Central HP <5.4 tons | CARRIER | HRCU-A-CB (Split System: Heat Pump with Remote Outdoor Unit-Air-Source) | 27VNA336A*030* |  |  | CAA**4221AM*+UI | 59CU5B100C21**22 | 32800 | 20 | 9.5 | 34600 | 26600 | 76.88% | 2.02 | 0 | 11.5 |  |  |  | No | R-454B | 2.7333 | Residential & Commercial | Ducted CEE Tier 1
215932424 | Central HP <5.4 tons | CARRIER | HRCU-A-CB (Split System: Heat Pump with Remote Outdoor Unit-Air-Source) | 27VNA336A*030* |  |  | CAA**4821AM*+UI | 58TN*B090C17**16 | 33400 | 20 | 9.5 | 34600 | 26400 | 76.3% | 2.04 | 0 | 11.5 |  |  |  | No | R-454B | 2.7833 | Residential & Commercial | Ducted CEE Tier 1
215932254 | Central HP <5.4 tons | CARRIER | HRCU-A-CB (Split System: Heat Pump with Remote Outdoor Unit-Air-Source) | 27VNA336A*030* |  |  | CAA**4221AM*+UI | 58TN*B110C21**20 | 32800 | 20 | 9.5 | 34600 | 26600 | 76.88% | 2.02 | 0 | 11.5 |  |  |  | No | R-454B | 2.7333 | Residential & Commercial | Ducted CEE Tier 1
215932384 | Central HP <5.4 tons | CARRIER | HRCU-A-CB (Split System: Heat Pump with Remote Outdoor Unit-Air-Source) | 27VNA336A*030* |  |  | CAA**4821AM*+UI | 58CU*A040C17**12 | 33400 | 20.5 | 9.5 | 34600 | 26400 | 76.3% | 2.04 | 0 | 11.5 |  |  |  | No | R-454B | 2.7833 | Residential & Commercial | Ducted CEE Tier 1
211911386 | Central HP <5.4 tons | MITS AIR | HRCU-A-C (Split System: Heat Pump with Remote Outdoor Unit with No Indoor Fan --Air Source) | MOE31U-36HFN1-M |  |  | MAC-36HWFN1-M |  | 35000 | 15.2 | 10 | 39000 | 32000 | 82.05% | 2 | 10.2 | 10 |  |  |  | No | R-410A | 2.9167 | Residential & Commercial | Ducted CEE Tier 1
214574334 | Central HP <5.4 tons | DAY & NIGHT | HRCU-A-CB (Split System: Heat Pump with Remote Outdoor Unit-Air-Source) | CVH837GKA2* |  |  | EHD4X48AAL+WALLCON | *80CTL0702120B* | 32600 | 17.5 | 8.5 | 32800 | 25000 | 76.22% | 1.98 | 0 | 11 |  |  |  | No | R-410A | 2.7167 | Residential & Commercial | Ducted CEE Tier 1
213080940 | Central HP <5.4 tons | ACIQ | HRCU-A-CB (Split System: Heat Pump with Remote Outdoor Unit-Air-Source) | HVH837GKA2* |  |  | EA*4X48L24A*+WALLCON | *80CTL1352422A* | 32400 | 17.5 | 8.5 | 32400 | 24800 | 76.54% | 2 | 12 | 11.7 |  |  |  | No | R-410A | 2.7 | Residential & Commercial | Ducted CEE Tier 1
213080954 | Central HP <5.4 tons | ACIQ | HRCU-A-CB (Split System: Heat Pump with Remote Outdoor Unit-Air-Source) | HVH837GKA2* |  |  | EN(A,D)4X48L24**+WALLCON | *96CTN1002122A* | 32400 | 17.5 | 8.1 | 33000 | 24800 | 75.15% | 1.96 | 12 | 11.7 |  |  |  | No | R-410A | 2.7 | Residential & Commercial | Ducted CEE Tier 1
213080981 | Central HP <5.4 tons | ACIQ | HRCU-A-CB (Split System: Heat Pump with Remote Outdoor Unit-Air-Source) | HVH837GKA2* |  |  | EA*4X61L21A*+WALLCON | *80CTL0902120A* | 33200 | 18 | 8.5 | 32000 | 25000 | 78.12% | 2 | 0 | 11.7 |  |  |  | No | R-410A | 2.7667 | Residential & Commercial | Ducted CEE Tier 1
213080990 | Central HP <5.4 tons | ACIQ | HRCU-A-CB (Split System: Heat Pump with Remote Outdoor Unit-Air-Source) | HVH837GKA2* |  |  | EA*4X61L24A*+WALLCON | *96CTN1002122A* | 33200 | 18 | 8.5 | 32000 | 24800 | 77.5% | 2 | 0 | 12 |  |  |  | No | R-410A | 2.7667 | Residential & Commercial | Ducted CEE Tier 1
213076339 | Central HP <5.4 tons | HEIL | HRCU-A-CB (Split System: Heat Pump with Remote Outdoor Unit-Air-Source) | DLCURAH36ABK |  |  | EN(A,D)4X48L24** | *95MSU1002122A* | 36200 | 16.5 | 8.1 | 38500 | 35000 | 90.91% | 2.02 | 0 | 10.5 |  |  |  | No | R-410A | 3.0167 | Residential & Commercial | Ducted CEE Tier 1
212977584 | Central HP <5.4 tons | TEMPSTAR | HRCU-A-CB (Split System: Heat Pump with Remote Outdoor Unit-Air-Source) | DLCURAH24ABK |  |  | EA*4X24L17A* | *80MS(N,L)0451412A* | 23400 | 17 | 9 | 27000 | 26200 | 97.04% | 2.2 | 0 | 10 |  |  |  | No | R-410A | 1.95 | Residential & Commercial | Ducted CEE Tier 1
212977668 | Central HP <5.4 tons | TEMPSTAR | HRCU-A-CB (Split System: Heat Pump with Remote Outdoor Unit-Air-Source) | DLCURAH24ABK |  |  | EN(A,D)4X24L17** | *80MS(N,L)0451412A* | 23200 | 16.5 | 8.5 | 26800 | 25000 | 93.28% | 2.08 | 0 | 10 |  |  |  | No | R-410A | 1.9333 | Residential & Commercial | Ducted CEE Tier 1
212978739 | Central HP <5.4 tons | TEMPSTAR | HRCU-A-CB (Split System: Heat Pump with Remote Outdoor Unit-Air-Source) | DLCURAH24ABK |  |  | EN(A,D)4X36L21** | *80MS(N,L)0701712A* | 23400 | 17.5 | 8.5 | 26200 | 24600 | 93.89% | 2.06 | 0 | 10.5 |  |  |  | No | R-410A | 1.95 | Residential & Commercial | Ducted CEE Tier 1
213080956 | Central HP <5.4 tons | ACIQ | HRCU-A-CB (Split System: Heat Pump with Remote Outdoor Unit-Air-Source) | HVH837GKA2* |  |  | EN(A,D,W)4X48L21**+WALLCON | *95CSU1002122A* | 32400 | 17.5 | 8.1 | 32800 | 24600 | 75% | 1.98 | 12 | 11.7 |  |  |  | No | R-410A | 2.7 | Residential & Commercial | Ducted CEE Tier 1
211228462 | Central HP <5.4 tons | HEIL | HRCU-A-CB (Split System: Heat Pump with Remote Outdoor Unit-Air-Source) | DLCURAH36ABK |  |  | EA*4X43L21A* | *92ESN1002120A* | 37200 | 16 | 8.5 | 38500 | 34800 | 90.39% | 2.12 | 0 | 10 |  |  |  | No | R-410A | 3.1 | Residential & Commercial | Ducted CEE Tier 1
211227794 | Central HP <5.4 tons | HEIL | HRCU-A-CB (Split System: Heat Pump with Remote Outdoor Unit-Air-Source) | DLCURAH36ABK |  |  | EA*4X42L24A* | *80ES(N,L)0902120A* | 36000 | 16 | 8.1 | 39500 | 35000 | 88.61% | 1.92 | 0 | 10 |  |  |  | No | R-410A | 3 | Residential & Commercial | Ducted CEE Tier 1
211228035 | Central HP <5.4 tons | HEIL | HRCU-A-CB (Split System: Heat Pump with Remote Outdoor Unit-Air-Source) | DLCURAH36ABK |  |  | EA*4X42L24A* | *95ESN1202422A* | 36600 | 15.2 | 8.1 | 40000 | 35200 | 88% | 1.94 | 0 | 10 |  |  |  | No | R-410A | 3.05 | Residential & Commercial | Ducted CEE Tier 1
211386653 | Central HP <5.4 tons | COLEMAN | HRCU-A-CB (Split System: Heat Pump with Remote Outdoor Unit-Air-Source) | HMH72B341 |  |  | JHVTC42FBCC2N1 |  | 34000 | 17.5 | 8.5 | 32400 | 23400 | 72.22% | 2.12 | 0 | 10 |  |  |  | No | R-410A | 2.8333 | Residential & Commercial | Ducted CEE Tier 1
211228171 | Central HP <5.4 tons | HEIL | HRCU-A-CB (Split System: Heat Pump with Remote Outdoor Unit-Air-Source) | DLCURAH36ABK |  |  | EA*4X42L24A* | OMV154L20A | 36200 | 16 | 8.1 | 39500 | 35200 | 89.11% | 1.92 | 0 | 10 |  |  |  | No | R-410A | 3.0167 | Residential & Commercial | Ducted CEE Tier 1
212383267 | Central HP <5.4 tons | AIRQUEST | HRCU-A-CB (Split System: Heat Pump with Remote Outdoor Unit-Air-Source) | DLCURAH36ABK |  |  | EA*4X36L21A* | *80VTL1102122A* | 36000 | 15.5 | 8.1 | 39500 | 35200 | 89.11% | 1.84 | 0 | 10 |  |  |  | No | R-410A | 3 | Residential & Commercial | Ducted CEE Tier 1
212384303 | Central HP <5.4 tons | AIRQUEST | HRCU-A-CB (Split System: Heat Pump with Remote Outdoor Unit-Air-Source) | DLCURAH36ABK |  |  | END4X42L17** | *92ESN0601412A* | 36000 | 15.2 | 8.1 | 39500 | 35000 | 88.61% | 1.96 | 0 | 10 |  |  |  | No | R-410A | 3 | Residential & Commercial | Ducted CEE Tier 1
211230802 | Central HP <5.4 tons | HEIL | HRCU-A-CB (Split System: Heat Pump with Remote Outdoor Unit-Air-Source) | DLCURAH36ABK |  |  | EN(A,D)4X48L24** | OLV154F20A | 37400 | 15.2 | 8.5 | 39500 | 35200 | 89.11% | 2.1 | 0 | 10.5 |  |  |  | No | R-410A | 3.1167 | Residential & Commercial | Ducted CEE Tier 1
211229098 | Central HP <5.4 tons | HEIL | HRCU-A-CB (Split System: Heat Pump with Remote Outdoor Unit-Air-Source) | DLCURAH36ABK |  |  | EA*4X48L21A* | *96VSN0802120A* | 36000 | 16 | 8.5 | 38500 | 34600 | 89.87% | 2.06 | 0 | 10 |  |  |  | No | R-410A | 3 | Residential & Commercial | Ducted CEE Tier 1
211259941 | Central HP <5.4 tons | HEIL | HRCU-A-CB (Split System: Heat Pump with Remote Outdoor Unit-Air-Source) | DLCURAH18ABK |  |  | EA*4X19L17A* | *92ESN0601412A* | 18700 | 16.5 | 8.5 | 18600 | 17500 | 94.09% | 2.14 | 0 | 11 |  |  |  | No | R-410A | 1.5583 | Residential & Commercial | Ducted CEE Tier 1
212984731 | Central HP <5.4 tons | TEMPSTAR | HRCU-A-CB (Split System: Heat Pump with Remote Outdoor Unit-Air-Source) | DLCURAH18ABK |  |  | EA*4X25L17A* | *92MSN0801716A* | 18300 | 16.5 | 8.5 | 18100 | 17600 | 97.24% | 2.14 | 0 | 11 |  |  |  | No | R-410A | 1.525 | Residential & Commercial | Ducted CEE Tier 1
213081029 | Central HP <5.4 tons | ACIQ | HRCU-A-CB (Split System: Heat Pump with Remote Outdoor Unit-Air-Source) | HVH837GKA** |  |  | EN(A,D,W)4X48L21**+WALLCON | *80CSU0401712A* | 32400 | 17.5 | 8.1 | 33000 | 24800 | 75.15% | 1.94 | 0 | 11.7 |  |  |  | No | R-410A | 2.7 | Residential & Commercial | Ducted CEE Tier 1
213081038 | Central HP <5.4 tons | ACIQ | HRCU-A-CB (Split System: Heat Pump with Remote Outdoor Unit-Air-Source) | HVH837GKA** |  |  | EN(A,D,W)4X60L24**+WALLCON | *97CMN1002122A* | 32800 | 18 | 8.1 | 32200 | 24600 | 76.4% | 1.98 | 0 | 12 |  |  |  | No | R-410A | 2.7333 | Residential & Commercial | Ducted CEE Tier 1
213081020 | Central HP <5.4 tons | ACIQ | HRCU-A-CB (Split System: Heat Pump with Remote Outdoor Unit-Air-Source) | HVH837GKA** |  |  | EA*4X61L24A*+WALLCON | *80CTL0902120A* | 33200 | 18 | 8.5 | 32000 | 24800 | 77.5% | 2 | 0 | 12 |  |  |  | No | R-410A | 2.7667 | Residential & Commercial | Ducted CEE Tier 1
212985912 | Central HP <5.4 tons | TEMPSTAR | HRCU-A-CB (Split System: Heat Pump with Remote Outdoor Unit-Air-Source) | DLCURAH18ABK |  |  | EA*4X25L17A* | *96MSN0261410A* | 17800 | 16.5 | 8.1 | 17700 | 18800 | 106.2% | 2.26 | 0 | 10.5 |  |  |  | No | R-410A | 1.4833 | Residential & Commercial | Ducted CEE Tier 1
215853397 | Central HP <5.4 tons | LUXAIRE | HRCU-A-CB (Split System: Heat Pump with Remote Outdoor Unit-Air-Source) | HH836E2S11 |  |  | CTF36C5CDS1 | Z9ES080C16SMPS1 | 33400 | 18 | 8.5 | 30600 | 25000 | 81.7% | 2 | 0 | 11.7 |  |  |  | No | R-454B | 2.7833 | Residential & Commercial | Ducted CEE Tier 1
211387543 | Central HP <5.4 tons | COLEMAN | HRCU-A-CB (Split System: Heat Pump with Remote Outdoor Unit-Air-Source) | HMH72B341 |  |  | XAFC36DBCN1 | CP9C100C16MP13 | 34000 | 17.5 | 8.5 | 34000 | 24000 | 70.59% | 2.1 | 0 | 10 |  |  |  | No | R-410A | 2.8333 | Residential & Commercial | Ducted CEE Tier 1
213772266 | Central HP <5.4 tons | BRYANT HEATING AND COOLING SYSTEMS | HRCU-A-CB (Split System: Heat Pump with Remote Outdoor Unit-Air-Source) | 288BNV025*0**B* |  |  | CSPH*4212AL*+UI | 88*TB36070C14*** | 24200 | 16.5 | 8.1 | 21200 | 16600 | 78.3% | 2 | 0 | 10.5 |  |  |  | No | R-410A | 2.0167 | Residential & Commercial | Ducted CEE Tier 1
213772566 | Central HP <5.4 tons | BRYANT HEATING AND COOLING SYSTEMS | HRCU-A-CB (Split System: Heat Pump with Remote Outdoor Unit-Air-Source) | 288BNV025*0**B* |  |  | CSPH*4812AL*+UI | 986TD42080C17*** | 24200 | 16 | 8.1 | 21400 | 16600 | 77.57% | 2.02 | 0 | 10.5 |  |  |  | No | R-410A | 2.0167 | Residential & Commercial | Ducted CEE Tier 1
211229139 | Central HP <5.4 tons | HEIL | HRCU-A-CB (Split System: Heat Pump with Remote Outdoor Unit-Air-Source) | DLCURAH36ABK |  |  | EA*4X48L21A* | *95ESU1002120A* | 36200 | 16 | 8.5 | 38500 | 34600 | 89.87% | 2.06 | 0 | 10 |  |  |  | No | R-410A | 3.0167 | Residential & Commercial | Ducted CEE Tier 1
211229414 | Central HP <5.4 tons | HEIL | HRCU-A-CB (Split System: Heat Pump with Remote Outdoor Unit-Air-Source) | DLCURAH36ABK |  |  | EA*4X48L24A* | *80VTL1102122A* | 36800 | 16 | 8.5 | 38500 | 34800 | 90.39% | 2.1 | 0 | 10 |  |  |  | No | R-410A | 3.0667 | Residential & Commercial | Ducted CEE Tier 1
211229455 | Central HP <5.4 tons | HEIL | HRCU-A-CB (Split System: Heat Pump with Remote Outdoor Unit-Air-Source) | DLCURAH36ABK |  |  | EA*4X48L24A* | *92ESN1002120A* | 35600 | 16.5 | 8.5 | 37800 | 34600 | 91.53% | 2.04 | 0 | 10 |  |  |  | No | R-410A | 2.9667 | Residential & Commercial | Ducted CEE Tier 1
211230200 | Central HP <5.4 tons | HEIL | HRCU-A-CB (Split System: Heat Pump with Remote Outdoor Unit-Air-Source) | DLCURAH36ABK |  |  | EN(A,D,W)4X48L21** | *95ESN1002120A* | 36800 | 16 | 8.1 | 39500 | 35000 | 88.61% | 2.06 | 0 | 10.5 |  |  |  | No | R-410A | 3.0667 | Residential & Commercial | Ducted CEE Tier 1
213771456 | Central HP <5.4 tons | BRYANT HEATING AND COOLING SYSTEMS | HRCU-A-CB (Split System: Heat Pump with Remote Outdoor Unit-Air-Source) | 288BNV025*0**B* |  |  | CAP**4321AL*+UI | 88*TB48090C17*** | 24600 | 17 | 8.5 | 21000 | 16600 | 79.05% | 2.02 | 0 | 11 |  |  |  | No | R-410A | 2.05 | Residential & Commercial | Ducted CEE Tier 1
213772276 | Central HP <5.4 tons | BRYANT HEATING AND COOLING SYSTEMS | HRCU-A-CB (Split System: Heat Pump with Remote Outdoor Unit-Air-Source) | 288BNV025*0**B* |  |  | CSPH*4212AL*+UI | 88*TB48070C17*** | 24200 | 16 | 8.1 | 21400 | 16600 | 77.57% | 2 | 0 | 10.5 |  |  |  | No | R-410A | 2.0167 | Residential & Commercial | Ducted CEE Tier 1
213771536 | Central HP <5.4 tons | BRYANT HEATING AND COOLING SYSTEMS | HRCU-A-CB (Split System: Heat Pump with Remote Outdoor Unit-Air-Source) | 288BNV025*0**B* |  |  | CAP**4321AL*+UI | 986TD42080C17*** | 24400 | 16.5 | 8.1 | 21200 | 16600 | 78.3% | 2.02 | 0 | 11 |  |  |  | No | R-410A | 2.0333 | Residential & Commercial | Ducted CEE Tier 1
212988836 | Central HP <5.4 tons | HEIL | HRCU-A-CB (Split System: Heat Pump with Remote Outdoor Unit-Air-Source) | DLCURAH18ABK |  |  | EN(A,D)4X30L17** | *95MSU0401712A* | 17500 | 16 | 8.1 | 18000 | 18700 | 103.9% | 2.24 | 0 | 11 |  |  |  | No | R-410A | 1.4583 | Residential & Commercial | Ducted CEE Tier 1
213080897 | Central HP <5.4 tons | ACIQ | HRCU-A-CB (Split System: Heat Pump with Remote Outdoor Unit-Air-Source) | HVH837GKA** |  |  | EA*4X48L24A*+WALLCON | *97CMN1002122A* | 32400 | 17.5 | 8.5 | 32600 | 24800 | 76.07% | 2 | 12 | 11.7 |  |  |  | No | R-410A | 2.7 | Residential & Commercial | Ducted CEE Tier 1
213080915 | Central HP <5.4 tons | ACIQ | HRCU-A-CB (Split System: Heat Pump with Remote Outdoor Unit-Air-Source) | HVH837GKA** |  |  | EA*4X37L21A*+WALLCON | *80CTL0901716A* | 33000 | 18 | 8.5 | 32800 | 25000 | 76.22% | 2 | 12 | 11.7 |  |  |  | No | R-410A | 2.75 | Residential & Commercial | Ducted CEE Tier 1
213080920 | Central HP <5.4 tons | ACIQ | HRCU-A-CB (Split System: Heat Pump with Remote Outdoor Unit-Air-Source) | HVH837GKA** |  |  | EA*4X43L21A*+WALLCON | *80CTL0901716A* | 33000 | 18 | 8.5 | 32800 | 25000 | 76.22% | 2 | 12 | 11.7 |  |  |  | No | R-410A | 2.75 | Residential & Commercial | Ducted CEE Tier 1
213772316 | Central HP <5.4 tons | BRYANT HEATING AND COOLING SYSTEMS | HRCU-A-CB (Split System: Heat Pump with Remote Outdoor Unit-Air-Source) | 288BNV025*0**B* |  |  | CSPH*4212AL*+UI | 88*TB66135C24*** | 24200 | 16 | 8.1 | 21400 | 16600 | 77.57% | 2 | 0 | 10.5 |  |  |  | No | R-410A | 2.0167 | Residential & Commercial | Ducted CEE Tier 1
213771326 | Central HP <5.4 tons | BRYANT HEATING AND COOLING SYSTEMS | HRCU-A-CB (Split System: Heat Pump with Remote Outdoor Unit-Air-Source) | 288BNV025*0**B* |  |  | CAP**4221AL*+UI | 987MC66100C21*** | 23800 | 16.5 | 8.1 | 21400 | 16600 | 77.57% | 1.96 | 0 | 11 |  |  |  | No | R-410A | 1.9833 | Residential & Commercial | Ducted CEE Tier 1
213069440 | Central HP <5.4 tons | ACIQ | HRCU-A-CB (Split System: Heat Pump with Remote Outdoor Unit-Air-Source) | DLCURAH36ABK |  |  | EA*4X48L21A* | *80ES(N,L)0902116A* | 36200 | 16 | 8.5 | 38500 | 34600 | 89.87% | 2.08 | 0 | 10 |  |  |  | No | R-410A | 3.0167 | Residential & Commercial | Ducted CEE Tier 1
213069442 | Central HP <5.4 tons | ACIQ | HRCU-A-CB (Split System: Heat Pump with Remote Outdoor Unit-Air-Source) | DLCURAH36ABK |  |  | EA*4X48L21A* | *80ES(N,L)1102120A* | 35800 | 16.5 | 8.5 | 38500 | 34600 | 89.87% | 2.04 | 0 | 10 |  |  |  | No | R-410A | 2.9833 | Residential & Commercial | Ducted CEE Tier 1
213069465 | Central HP <5.4 tons | ACIQ | HRCU-A-CB (Split System: Heat Pump with Remote Outdoor Unit-Air-Source) | DLCURAH36ABK |  |  | EA*4X48L21A* | *96VSN0801716A* | 35600 | 16 | 8.1 | 38500 | 34600 | 89.87% | 2.04 | 0 | 10 |  |  |  | No | R-410A | 2.9667 | Residential & Commercial | Ducted CEE Tier 1
213069517 | Central HP <5.4 tons | ACIQ | HRCU-A-CB (Split System: Heat Pump with Remote Outdoor Unit-Air-Source) | DLCURAH36ABK |  |  | EA*4X48L24A* | OMV154L20A | 36800 | 16 | 8.5 | 38500 | 34800 | 90.39% | 2.1 | 0 | 10 |  |  |  | No | R-410A | 3.0667 | Residential & Commercial | Ducted CEE Tier 1
213069547 | Central HP <5.4 tons | ACIQ | HRCU-A-CB (Split System: Heat Pump with Remote Outdoor Unit-Air-Source) | DLCURAH36ABK |  |  | EN(A,D,W)4X48L21** | *80ESU1002120A* | 36200 | 16 | 8.1 | 38500 | 34800 | 90.39% | 2.02 | 0 | 10 |  |  |  | No | R-410A | 3.0167 | Residential & Commercial | Ducted CEE Tier 1
213080931 | Central HP <5.4 tons | ACIQ | HRCU-A-CB (Split System: Heat Pump with Remote Outdoor Unit-Air-Source) | HVH837GKA2* |  |  | EA*4X43L21A*+WALLCON | *80CTL0902120A* | 32800 | 17.5 | 8.5 | 33000 | 25200 | 76.36% | 2 | 12 | 11.7 |  |  |  | No | R-410A | 2.7333 | Residential & Commercial | Ducted CEE Tier 1
213080938 | Central HP <5.4 tons | ACIQ | HRCU-A-CB (Split System: Heat Pump with Remote Outdoor Unit-Air-Source) | HVH837GKA2* |  |  | EA*4X48L21A*+WALLCON | *80CTL0901716A* | 32400 | 18 | 8.5 | 32600 | 24800 | 76.07% | 2 | 12 | 11.7 |  |  |  | No | R-410A | 2.7 | Residential & Commercial | Ducted CEE Tier 1
213080995 | Central HP <5.4 tons | ACIQ | HRCU-A-CB (Split System: Heat Pump with Remote Outdoor Unit-Air-Source) | HVH837GKA2* |  |  | EN(A,D)4X48L24**+WALLCON | *95CSU1002122A* | 32400 | 17.5 | 8.1 | 32800 | 24600 | 75% | 1.98 | 0 | 11.7 |  |  |  | No | R-410A | 2.7 | Residential & Commercial | Ducted CEE Tier 1
213080997 | Central HP <5.4 tons | ACIQ | HRCU-A-CB (Split System: Heat Pump with Remote Outdoor Unit-Air-Source) | HVH837GKA2* |  |  | EN(A,D,W)4X60L24**+WALLCON | *95CSU1002122A* | 32800 | 18 | 8.1 | 32200 | 24600 | 76.4% | 1.98 | 0 | 12 |  |  |  | No | R-410A | 2.7333 | Residential & Commercial | Ducted CEE Tier 1
212988704 | Central HP <5.4 tons | HEIL | HRCU-A-CB (Split System: Heat Pump with Remote Outdoor Unit-Air-Source) | DLCURAH24ABK |  |  | EA*4X37L17A* | *95MSU0401712A* | 24000 | 16.5 | 8.5 | 25200 | 22200 | 88.1% | 1.84 | 0 | 10 |  |  |  | No | R-410A | 2 | Residential & Commercial | Ducted CEE Tier 1
213081022 | Central HP <5.4 tons | ACIQ | HRCU-A-CB (Split System: Heat Pump with Remote Outdoor Unit-Air-Source) | HVH837GKA** |  |  | EA*4X61L24A*+WALLCON | *96CTN1002122A* | 33200 | 18 | 8.5 | 32000 | 24800 | 77.5% | 2 | 0 | 12 |  |  |  | No | R-410A | 2.7667 | Residential & Commercial | Ducted CEE Tier 1
213072221 | Central HP <5.4 tons | ACIQ | HRCU-A-CB (Split System: Heat Pump with Remote Outdoor Unit-Air-Source) | DLCURAH18ABK |  |  | EA*4X30L14A* | *96VSN0401410A* | 17500 | 16 | 8.5 | 18100 | 18600 | 102.8% | 2.24 | 0 | 10.5 |  |  |  | No | R-410A | 1.4583 | Residential & Commercial | Ducted CEE Tier 1
213072223 | Central HP <5.4 tons | ACIQ | HRCU-A-CB (Split System: Heat Pump with Remote Outdoor Unit-Air-Source) | DLCURAH18ABK |  |  | EA*4X30L14A* | *80VTL0451412A* | 17800 | 16.5 | 8.5 | 18200 | 18500 | 101.6% | 2.22 | 0 | 10.5 |  |  |  | No | R-410A | 1.4833 | Residential & Commercial | Ducted CEE Tier 1
213072257 | Central HP <5.4 tons | ACIQ | HRCU-A-CB (Split System: Heat Pump with Remote Outdoor Unit-Air-Source) | DLCURAH18ABK |  |  | EA*4X30L17A* | *92ESN0601412A* | 18300 | 16.5 | 8.5 | 18800 | 18400 | 97.87% | 2.22 | 0 | 10.5 |  |  |  | No | R-410A | 1.525 | Residential & Commercial | Ducted CEE Tier 1
213072300 | Central HP <5.4 tons | ACIQ | HRCU-A-CB (Split System: Heat Pump with Remote Outdoor Unit-Air-Source) | DLCURAH18ABK |  |  | EN(A,D)4X24L17** | *95ESU0601716A* | 18500 | 15.5 | 8.5 | 19500 | 18400 | 94.36% | 2.24 | 0 | 11 |  |  |  | No | R-410A | 1.5417 | Residential & Commercial | Ducted CEE Tier 1
213072316 | Central HP <5.4 tons | ACIQ | HRCU-A-CB (Split System: Heat Pump with Remote Outdoor Unit-Air-Source) | DLCURAH18ABK |  |  | EN(A,D)4X24L17** | *92ESN0601412A* | 18100 | 16 | 8.5 | 19000 | 18600 | 97.89% | 2.24 | 0 | 11 |  |  |  | No | R-410A | 1.5083 | Residential & Commercial | Ducted CEE Tier 1
212988752 | Central HP <5.4 tons | HEIL | HRCU-A-CB (Split System: Heat Pump with Remote Outdoor Unit-Air-Source) | DLCURAH24ABK |  |  | EN(A,D,W)4X36L17** | *95MSU0401712A* | 23600 | 16.5 | 8.1 | 26400 | 24200 | 91.67% | 2.02 | 0 | 10 |  |  |  | No | R-410A | 1.9667 | Residential & Commercial | Ducted CEE Tier 1
212988668 | Central HP <5.4 tons | HEIL | HRCU-A-CB (Split System: Heat Pump with Remote Outdoor Unit-Air-Source) | DLCURAH24ABK |  |  | EA*4X30L17A* | *95MSU0401712A* | 23600 | 16.5 | 8.5 | 26400 | 24400 | 92.42% | 2.02 | 0 | 10 |  |  |  | No | R-410A | 1.9667 | Residential & Commercial | Ducted CEE Tier 1
213069692 | Central HP <5.4 tons | ACIQ | HRCU-A-CB (Split System: Heat Pump with Remote Outdoor Unit-Air-Source) | DLCURAH24ABK |  |  | EA*4X25L17A* | *80ESU0401712A* | 24600 | 17.5 | 8.5 | 25400 | 21200 | 83.46% | 1.8 | 0 | 10.5 |  |  |  | No | R-410A | 2.05 | Residential & Commercial | Ducted CEE Tier 1
213069701 | Central HP <5.4 tons | ACIQ | HRCU-A-CB (Split System: Heat Pump with Remote Outdoor Unit-Air-Source) | DLCURAH24ABK |  |  | EA*4X25L17A* | *96VTN0601412A* | 24000 | 16.5 | 8.1 | 25200 | 21600 | 85.71% | 1.82 | 0 | 10 |  |  |  | No | R-410A | 2 | Residential & Commercial | Ducted CEE Tier 1
213069708 | Central HP <5.4 tons | ACIQ | HRCU-A-CB (Split System: Heat Pump with Remote Outdoor Unit-Air-Source) | DLCURAH24ABK |  |  | EA*4X25L17A* | *92ESN0601412A* | 24000 | 17 | 8.1 | 25000 | 21800 | 87.2% | 1.82 | 0 | 10 |  |  |  | No | R-410A | 2 | Residential & Commercial | Ducted CEE Tier 1
213070226 | Central HP <5.4 tons | ACIQ | HRCU-A-CB (Split System: Heat Pump with Remote Outdoor Unit-Air-Source) | DLCURAH24ABK |  |  | EA*4X36L21A* | *80VSL0902120A* | 24200 | 17 | 8.5 | 26000 | 22800 | 87.69% | 1.88 | 0 | 10 |  |  |  | No | R-410A | 2.0167 | Residential & Commercial | Ducted CEE Tier 1
213070260 | Central HP <5.4 tons | ACIQ | HRCU-A-CB (Split System: Heat Pump with Remote Outdoor Unit-Air-Source) | DLCURAH24ABK |  |  | EA*4X36L21A* | *96VTN0801716A* | 24400 | 16.5 | 8.5 | 26200 | 22400 | 85.5% | 1.86 | 0 | 10 |  |  |  | No | R-410A | 2.0333 | Residential & Commercial | Ducted CEE Tier 1
213070492 | Central HP <5.4 tons | ACIQ | HRCU-A-CB (Split System: Heat Pump with Remote Outdoor Unit-Air-Source) | DLCURAH24ABK |  |  | EA*4X37L17A* | *80ES(N,L)0701716A* | 25400 | 16 | 8.5 | 26400 | 21000 | 79.55% | 1.76 | 0 | 10 |  |  |  | No | R-410A | 2.1167 | Residential & Commercial | Ducted CEE Tier 1
213778925 | Central HP <5.4 tons | CARRIER | HRCU-A-CB (Split System: Heat Pump with Remote Outdoor Unit-Air-Source) | 25VNA837A*030* |  |  | CAP**3621AL*+UI | 59TN6C100C21**22 | 31600 | 17 | 8.1 | 32800 | 24200 | 73.78% | 1.86 | 0 | 11 |  |  |  | No | R-410A | 2.6333 | Residential & Commercial | Ducted CEE Tier 1
216374554 | Central HP <5.4 tons | COLEMAN | HRCU-A-CB (Split System: Heat Pump with Remote Outdoor Unit-Air-Source) | HH836E2S11 |  |  | CTM36C5CDS1 | Z9ET080C16SMPS1 | 33400 | 18 | 8.5 | 31000 | 23600 | 76.13% | 2 | 0 | 11 |  |  |  | No | R-454B | 2.7833 | Residential & Commercial | Ducted CEE Tier 1
213258055 | Central HP <5.4 tons | LENNOX | HRCU-A-CB (Split System: Heat Pump with Remote Outdoor Unit-Air-Source) | SL25XPV-024-230A** |  |  | CRX35-60D-**-*+TDR | SLP99DF090XV48C* | 22600 | 21 | 9.8 | 24000 | 22400 | 93.33% | 1.88 | 0 | 14 |  |  |  | No | R-410A | 1.8833 | Residential & Commercial | Ducted CEE Tier 1
213072357 | Central HP <5.4 tons | ACIQ | HRCU-A-CB (Split System: Heat Pump with Remote Outdoor Unit-Air-Source) | DLCURAH18ABK |  |  | EN(A,D)4X30L17** | *96VTN0601412A* | 18000 | 16 | 8.5 | 18600 | 18400 | 98.92% | 2.22 | 0 | 11 |  |  |  | No | R-410A | 1.5 | Residential & Commercial | Ducted CEE Tier 1
212987064 | Central HP <5.4 tons | HEIL | HRCU-A-CB (Split System: Heat Pump with Remote Outdoor Unit-Air-Source) | DLCURAH18ABK |  |  | EN(A,D)4X24L17** | *96MSN0601412A* | 17300 | 16 | 8.1 | 18300 | 19200 | 104.9% | 2.32 | 0 | 10.5 |  |  |  | No | R-410A | 1.4417 | Residential & Commercial | Ducted CEE Tier 1
213080899 | Central HP <5.4 tons | ACIQ | HRCU-A-CB (Split System: Heat Pump with Remote Outdoor Unit-Air-Source) | HVH837GKA** |  |  | EA*4X48L24A*+WALLCON | *96CTN1002122A* | 32400 | 17.5 | 8.5 | 32600 | 24800 | 76.07% | 2 | 12 | 11.7 |  |  |  | No | R-410A | 2.7 | Residential & Commercial | Ducted CEE Tier 1
213080902 | Central HP <5.4 tons | ACIQ | HRCU-A-CB (Split System: Heat Pump with Remote Outdoor Unit-Air-Source) | HVH837GKA** |  |  | EN(A,D,W)4X48L21**+WALLCON | *97CMN1002122A* | 32400 | 17.5 | 8.1 | 33000 | 24800 | 75.15% | 1.96 | 12 | 11.7 |  |  |  | No | R-410A | 2.7 | Residential & Commercial | Ducted CEE Tier 1
213080917 | Central HP <5.4 tons | ACIQ | HRCU-A-CB (Split System: Heat Pump with Remote Outdoor Unit-Air-Source) | HVH837GKA** |  |  | EA*4X43L21A*+WALLCON | *80CTL0902120A* | 32800 | 17.5 | 8.5 | 33000 | 25200 | 76.36% | 2 | 12 | 11.7 |  |  |  | No | R-410A | 2.7333 | Residential & Commercial | Ducted CEE Tier 1
213070601 | Central HP <5.4 tons | ACIQ | HRCU-A-CB (Split System: Heat Pump with Remote Outdoor Unit-Air-Source) | DLCURAH24ABK |  |  | EA*4X37L17A* | *80ES(N,L)0901714A* | 25000 | 16.5 | 8.5 | 25800 | 21200 | 82.17% | 1.78 | 0 | 10.5 |  |  |  | No | R-410A | 2.0833 | Residential & Commercial | Ducted CEE Tier 1
213070612 | Central HP <5.4 tons | ACIQ | HRCU-A-CB (Split System: Heat Pump with Remote Outdoor Unit-Air-Source) | DLCURAH24ABK |  |  | EA*4X37L17A* | *92ESN0601714A* | 24800 | 17 | 8.5 | 25600 | 21400 | 83.59% | 1.8 | 0 | 10.5 |  |  |  | No | R-410A | 2.0667 | Residential & Commercial | Ducted CEE Tier 1
213070617 | Central HP <5.4 tons | ACIQ | HRCU-A-CB (Split System: Heat Pump with Remote Outdoor Unit-Air-Source) | DLCURAH24ABK |  |  | EA*4X37L17A* | *92ESN0801716A* | 24800 | 17 | 8.5 | 25600 | 21400 | 83.59% | 1.8 | 0 | 10.5 |  |  |  | No | R-410A | 2.0667 | Residential & Commercial | Ducted CEE Tier 1
213070812 | Central HP <5.4 tons | ACIQ | HRCU-A-CB (Split System: Heat Pump with Remote Outdoor Unit-Air-Source) | DLCURAH24ABK |  |  | EA*4X37L21A* | *80ES(N,L)0701712A* | 25000 | 16.5 | 8.5 | 25600 | 20800 | 81.25% | 1.76 | 0 | 10.5 |  |  |  | No | R-410A | 2.0833 | Residential & Commercial | Ducted CEE Tier 1
213070876 | Central HP <5.4 tons | ACIQ | HRCU-A-CB (Split System: Heat Pump with Remote Outdoor Unit-Air-Source) | DLCURAH24ABK |  |  | EA*4X37L21A* | *92ESN0401712A* | 24400 | 16 | 8.1 | 25400 | 21200 | 83.46% | 1.78 | 0 | 10 |  |  |  | No | R-410A | 2.0333 | Residential & Commercial | Ducted CEE Tier 1
212982294 | Central HP <5.4 tons | DAY & NIGHT | HRCU-A-CB (Split System: Heat Pump with Remote Outdoor Unit-Air-Source) | DLCURAH24ABK |  |  | EA*4X36L21A* | *80MSU0401712A* | 23600 | 17 | 8.5 | 25800 | 23200 | 89.92% | 1.94 | 0 | 10 |  |  |  | No | R-410A | 1.9667 | Residential & Commercial | Ducted CEE Tier 1
212982342 | Central HP <5.4 tons | DAY & NIGHT | HRCU-A-CB (Split System: Heat Pump with Remote Outdoor Unit-Air-Source) | DLCURAH24ABK |  |  | EN(A,D)4X30L17** | *80MSU0401712A* | 23800 | 16.5 | 8.5 | 25800 | 23800 | 92.25% | 1.98 | 0 | 10.5 |  |  |  | No | R-410A | 1.9833 | Residential & Commercial | Ducted CEE Tier 1
215937013 | Central HP <5.4 tons | TEMPSTAR | HRCU-A-CB (Split System: Heat Pump with Remote Outdoor Unit-Air-Source) | T5H3V48*K*AAA* |  |  | EVM5X48M21A*+WALLCON | *80CTL0901716B* | 43500 | 20 | 8.1 | 52500 | 37600 | 71.62% | 2 | 0 | 11.5 |  |  |  | No | R-454B | 3.625 | Residential & Commercial | Ducted CEE Tier 1
215937113 | Central HP <5.4 tons | TEMPSTAR | HRCU-A-CB (Split System: Heat Pump with Remote Outdoor Unit-Air-Source) | T5H3V48*K*AAA* |  |  | EVM5X48M21A*+WALLCON | *96CTN0801714B* | 43000 | 19 | 8.1 | 53000 | 37600 | 70.94% | 2 | 0 | 11 |  |  |  | No | R-454B | 3.5833 | Residential & Commercial | Ducted CEE Tier 1
215937563 | Central HP <5.4 tons | TEMPSTAR | HRCU-A-CB (Split System: Heat Pump with Remote Outdoor Unit-Air-Source) | T5H3V48*K*AAA* |  |  | EVM5X60M24A*+WALLCON | *96CTN1002122B* | 45500 | 20.5 | 8.1 | 52500 | 38000 | 72.38% | 1.9 | 0 | 11.5 |  |  |  | No | R-454B | 3.7917 | Residential & Commercial | Ducted CEE Tier 1
215938313 | Central HP <5.4 tons | TEMPSTAR | HRCU-A-CB (Split System: Heat Pump with Remote Outdoor Unit-Air-Source) | T5H3V48*K*AAA* |  |  | EVD5X60M24A*+WALLCON | *80CTL1102120B* | 45500 | 21 | 8.1 | 52500 | 38000 | 72.38% | 1.95 | 0 | 11.5 |  |  |  | No | R-454B | 3.7917 | Residential & Commercial | Ducted CEE Tier 1
211387551 | Central HP <5.4 tons | COLEMAN | HRCU-A-CB (Split System: Heat Pump with Remote Outdoor Unit-Air-Source) | HMH72B341 |  |  | XAFC30CXXN1+TXV | TP9C100C16MP13 | 33200 | 17.5 | 8.5 | 33000 | 23200 | 70.3% | 2.06 | 0 | 10 |  |  |  | No | R-410A | 2.7667 | Residential & Commercial | Ducted CEE Tier 1
211911380 | Central HP <5.4 tons | MITS AIR | HRCU-A-C (Split System: Heat Pump with Remote Outdoor Unit with No Indoor Fan --Air Source) | MOX430U-18HFN1-M |  |  | MAC-24HWDN1-MN0 |  | 18000 | 16.1 | 9.5 | 19000 | 15000 | 78.95% | 2.2 | 11.6 | 11.7 |  |  |  | No | R-410A | 1.5 | Residential & Commercial | Ducted CEE Tier 1
215932375 | Central HP <5.4 tons | BRYANT HEATING AND COOLING SYSTEMS | HRCU-A-CB (Split System: Heat Pump with Remote Outdoor Unit-Air-Source) | 293VAN036**AA* |  |  | CAA**4321AM*+UI | 986TD42060C17*** | 33800 | 19.5 | 9.5 | 34200 | 26000 | 76.02% | 2.06 | 0 | 11 |  |  |  | No | R-454B | 2.8167 | Residential & Commercial | Ducted CEE Tier 1
213069592 | Central HP <5.4 tons | ACIQ | HRCU-A-CB (Split System: Heat Pump with Remote Outdoor Unit-Air-Source) | DLCURAH36ABK |  |  | EN(A,D)4X48L24** | *92ESN0802120A* | 35800 | 16.5 | 8.1 | 38500 | 34800 | 90.39% | 2.02 | 0 | 10.5 |  |  |  | No | R-410A | 2.9833 | Residential & Commercial | Ducted CEE Tier 1
212984958 | Central HP <5.4 tons | TEMPSTAR | HRCU-A-CB (Split System: Heat Pump with Remote Outdoor Unit-Air-Source) | DLCURAH36ABK |  |  | EA*4X48L24A* | *92MSN0802120A* | 35800 | 16.5 | 8.5 | 37800 | 35400 | 93.65% | 1.8 | 0 | 10 |  |  |  | No | R-410A | 2.9833 | Residential & Commercial | Ducted CEE Tier 1
213773465 | Central HP <5.4 tons | CARRIER | HRCU-A-CB (Split System: Heat Pump with Remote Outdoor Unit-Air-Source) | 25VNA825A*032* |  |  | CAP**4221AL*+UI | 59TN6C060C17**14 | 23600 | 16.5 | 8.1 | 21400 | 16700 | 78.04% | 1.94 | 0 | 10.5 |  |  |  | No | R-410A | 1.9667 | Residential & Commercial | Ducted CEE Tier 1
213773785 | Central HP <5.4 tons | CARRIER | HRCU-A-CB (Split System: Heat Pump with Remote Outdoor Unit-Air-Source) | 25VNA825A*032* |  |  | CAP**4821AL*+UI | 59TN6C080C17**14 | 24000 | 16.5 | 8.1 | 21000 | 16600 | 79.05% | 2 | 0 | 11 |  |  |  | No | R-410A | 2 | Residential & Commercial | Ducted CEE Tier 1
204456728 | Central HP <5.4 tons | AIRQUEST | HRCU-A-CB (Split System: Heat Pump with Remote Outdoor Unit-Air-Source) | HVH825GKA2* |  |  | EA*4X36L21A*+WALLCON | *97CMN0801714A* | 23600 | 16.5 | 8.1 | 21600 | 16700 | 77.31% | 1.92 | 11.5 | 11 |  |  |  | No | R-410A | 1.9667 | Residential & Commercial | Ducted CEE Tier 1
210597874 | Central HP <5.4 tons | AIRQUEST | HRCU-A-CB (Split System: Heat Pump with Remote Outdoor Unit-Air-Source) | HVH825GKA2* |  |  | EA*4X42L21A*+WALLCON | *96CTN0801714A* | 23600 | 16.5 | 8.1 | 21400 | 16700 | 78.04% | 1.96 | 0 | 11 |  |  |  | No | R-410A | 1.9667 | Residential & Commercial | Ducted CEE Tier 1
210597894 | Central HP <5.4 tons | AIRQUEST | HRCU-A-CB (Split System: Heat Pump with Remote Outdoor Unit-Air-Source) | HVH825GKA2* |  |  | EA*4X42L21A*+WALLCON | *97CMN1002122A* | 23800 | 16.5 | 8.1 | 21400 | 16600 | 77.57% | 1.96 | 0 | 11 |  |  |  | No | R-410A | 1.9833 | Residential & Commercial | Ducted CEE Tier 1
214279747 | Central HP <5.4 tons | CARRIER | HRCU-A-CB (Split System: Heat Pump with Remote Outdoor Unit-Air-Source) | 38MURAQ18AB3* |  |  | CAP**2517AL* | 59SC6A060M17**16 | 17700 | 16 | 8.5 | 17600 | 17800 | 101.1% | 2.14 | 0 | 10.5 |  |  |  | No | R-410A | 1.475 | Residential & Commercial | Ducted CEE Tier 1
215935823 | Central HP <5.4 tons | TEMPSTAR | HRCU-A-CB (Split System: Heat Pump with Remote Outdoor Unit-Air-Source) | T5H3V36*K*AAA* |  |  | EVD5X38M17A*+WALLCON | *80CSU0601716A* | 35400 | 22 | 8.5 | 38000 | 28600 | 75.26% | 2.02 | 0 | 12 |  |  |  | No | R-454B | 2.95 | Residential & Commercial | Ducted CEE Tier 1
215935873 | Central HP <5.4 tons | TEMPSTAR | HRCU-A-CB (Split System: Heat Pump with Remote Outdoor Unit-Air-Source) | T5H3V36*K*AAA* |  |  | EVD5X38M17A*+WALLCON | *95CSU0601716B* | 35200 | 21 | 8.5 | 38500 | 29200 | 75.84% | 2.02 | 0 | 11.7 |  |  |  | No | R-454B | 2.9333 | Residential & Commercial | Ducted CEE Tier 1
215935943 | Central HP <5.4 tons | TEMPSTAR | HRCU-A-CB (Split System: Heat Pump with Remote Outdoor Unit-Air-Source) | T5H3V36*K*AAA* |  |  | EVD5X42M17A*+WALLCON | *96CTN0601714B* | 34200 | 20.5 | 8.5 | 38000 | 27400 | 72.11% | 2 | 0 | 11 |  |  |  | No | R-454B | 2.85 | Residential & Commercial | Ducted CEE Tier 1
211227008 | Central HP <5.4 tons | HEIL | HRCU-A-CB (Split System: Heat Pump with Remote Outdoor Unit-Air-Source) | DLCURAH36ABK |  |  | EA*4X37L21A* | *92ESN0801716A* | 36200 | 16 | 8.5 | 38500 | 34800 | 90.39% | 2.08 | 0 | 10 |  |  |  | No | R-410A | 3.0167 | Residential & Commercial | Ducted CEE Tier 1
213782352 | Central HP <5.4 tons | KEEPRITE | HRCU-A-CB (Split System: Heat Pump with Remote Outdoor Unit-Air-Source) | CVH837GKA2* |  |  | EHD4X60AAL+WALLCON | *96CTN1002122B* | 33000 | 16.5 | 8.1 | 32200 | 24800 | 77.02% | 2 | 0 | 11.5 |  |  |  | No | R-410A | 2.75 | Residential & Commercial | Ducted CEE Tier 1
213081017 | Central HP <5.4 tons | ACIQ | HRCU-A-CB (Split System: Heat Pump with Remote Outdoor Unit-Air-Source) | HVH837GKA** |  |  | EA*4X61L21A*+WALLCON | *80CTL0902120A* | 33200 | 18 | 8.5 | 32000 | 25000 | 78.12% | 2 | 0 | 11.7 |  |  |  | No | R-410A | 2.7667 | Residential & Commercial | Ducted CEE Tier 1
213081036 | Central HP <5.4 tons | ACIQ | HRCU-A-CB (Split System: Heat Pump with Remote Outdoor Unit-Air-Source) | HVH837GKA** |  |  | EN(A,D,W)4X60L24**+WALLCON | *96CTN1002122A* | 32800 | 18 | 8.1 | 32200 | 24600 | 76.4% | 1.98 | 0 | 12 |  |  |  | No | R-410A | 2.7333 | Residential & Commercial | Ducted CEE Tier 1
210599405 | Central HP <5.4 tons | AIRQUEST | HRCU-A-CB (Split System: Heat Pump with Remote Outdoor Unit-Air-Source) | HVH837GKA** |  |  | EHD4X60AAL+WALLCON | *80CTL0701716A* | 32800 | 17 | 8.1 | 32400 | 25000 | 77.16% | 2 | 0 | 11 |  |  |  | No | R-410A | 2.7333 | Residential & Commercial | Ducted CEE Tier 1
212983612 | Central HP <5.4 tons | DAY & NIGHT | HRCU-A-CB (Split System: Heat Pump with Remote Outdoor Unit-Air-Source) | DLCURAH24ABK |  |  | EN(A,D)4X30L17** | *92MSN0601412A* | 23800 | 17 | 8.5 | 26400 | 23800 | 90.15% | 1.98 | 0 | 10.5 |  |  |  | No | R-410A | 1.9833 | Residential & Commercial | Ducted CEE Tier 1
211245717 | Central HP <5.4 tons | HEIL | HRCU-A-CB (Split System: Heat Pump with Remote Outdoor Unit-Air-Source) | DLCURAH24ABK |  |  | EN(A,D)4X36L21** | *95ESN0801716A* | 24600 | 15.5 | 8.1 | 26800 | 22200 | 82.84% | 1.82 | 0 | 10 |  |  |  | No | R-410A | 2.05 | Residential & Commercial | Ducted CEE Tier 1
211245560 | Central HP <5.4 tons | HEIL | HRCU-A-CB (Split System: Heat Pump with Remote Outdoor Unit-Air-Source) | DLCURAH24ABK |  |  | EN(A,D)4X36L21** | *96VTN0802120A* | 23600 | 17 | 8.1 | 25800 | 23800 | 92.25% | 1.98 | 0 | 10.5 |  |  |  | No | R-410A | 1.9667 | Residential & Commercial | Ducted CEE Tier 1
213071455 | Central HP <5.4 tons | ACIQ | HRCU-A-CB (Split System: Heat Pump with Remote Outdoor Unit-Air-Source) | DLCURAH24ABK |  |  | EN(A,D)4X30L17** | *95ESN0801716A* | 24600 | 15.5 | 8.1 | 26800 | 22200 | 82.84% | 1.82 | 0 | 10 |  |  |  | No | R-410A | 2.05 | Residential & Commercial | Ducted CEE Tier 1
213071580 | Central HP <5.4 tons | ACIQ | HRCU-A-CB (Split System: Heat Pump with Remote Outdoor Unit-Air-Source) | DLCURAH24ABK |  |  | EN(A,D,W)4X36L17** | *96VTN0801716A* | 24200 | 16.5 | 8.1 | 26200 | 23000 | 87.79% | 1.9 | 0 | 10.5 |  |  |  | No | R-410A | 2.0167 | Residential & Commercial | Ducted CEE Tier 1
213071614 | Central HP <5.4 tons | ACIQ | HRCU-A-CB (Split System: Heat Pump with Remote Outdoor Unit-Air-Source) | DLCURAH24ABK |  |  | EN(A,D,W)4X36L17** | *96VTN0601412A* | 23600 | 16.5 | 8.1 | 25800 | 23800 | 92.25% | 1.98 | 0 | 10 |  |  |  | No | R-410A | 1.9667 | Residential & Commercial | Ducted CEE Tier 1
213772401 | Central HP <5.4 tons | DAY & NIGHT | HRCU-A-CB (Split System: Heat Pump with Remote Outdoor Unit-Air-Source) | CVH825GKA2* |  |  | EHD4X42AAL+WALLCON | *96CTN0801714B* | 24000 | 16 | 8.1 | 21400 | 16600 | 77.57% | 2 | 0 | 10.5 |  |  |  | No | R-410A | 2 | Residential & Commercial | Ducted CEE Tier 1
213771631 | Central HP <5.4 tons | DAY & NIGHT | HRCU-A-CB (Split System: Heat Pump with Remote Outdoor Unit-Air-Source) | CVH825GKA2* |  |  | EA*4X48L21A*+WALLCON | *97CMN0801714B* | 24000 | 16.5 | 8.1 | 21000 | 16600 | 79.05% | 2 | 0 | 11 |  |  |  | No | R-410A | 2 | Residential & Commercial | Ducted CEE Tier 1
213771331 | Central HP <5.4 tons | DAY & NIGHT | HRCU-A-CB (Split System: Heat Pump with Remote Outdoor Unit-Air-Source) | CVH825GKA2* |  |  | EA*4X42L21A*+WALLCON | *97CMN1002122B* | 23800 | 16.5 | 8.1 | 21400 | 16600 | 77.57% | 1.96 | 0 | 11 |  |  |  | No | R-410A | 1.9833 | Residential & Commercial | Ducted CEE Tier 1
213771481 | Central HP <5.4 tons | DAY & NIGHT | HRCU-A-CB (Split System: Heat Pump with Remote Outdoor Unit-Air-Source) | CVH825GKA2* |  |  | EA*4X43L21A*+WALLCON | *80CTL1102120B* | 24400 | 17 | 8.5 | 21200 | 16600 | 78.3% | 2.04 | 0 | 11 |  |  |  | No | R-410A | 2.0333 | Residential & Commercial | Ducted CEE Tier 1
214242632 | Central HP <5.4 tons | KEEPRITE | HRCU-A-CB (Split System: Heat Pump with Remote Outdoor Unit-Air-Source) | CVH825GKA2* |  |  | EN(A,D)4X30L17**+WALLCON | *96CTN0801714B* | 23400 | 16.5 | 8.1 | 21600 | 16700 | 77.31% | 1.92 | 0 | 11 |  |  |  | No | R-410A | 1.95 | Residential & Commercial | Ducted CEE Tier 1
212384781 | Central HP <5.4 tons | HEIL | HRCU-A-CB (Split System: Heat Pump with Remote Outdoor Unit-Air-Source) | DLCURAH36ABK |  |  | EN(A,D,W)4X48L21** | *80ES(N,L)0701716A* | 35800 | 16 | 8.1 | 39000 | 34800 | 89.23% | 2 | 0 | 10 |  |  |  | No | R-410A | 2.9833 | Residential & Commercial | Ducted CEE Tier 1
212976816 | Central HP <5.4 tons | TEMPSTAR | HRCU-A-CB (Split System: Heat Pump with Remote Outdoor Unit-Air-Source) | DLCURAH36ABK |  |  | EA*4X48L24A* | *96VTN1002120B* | 36000 | 16.5 | 8.5 | 37800 | 34800 | 92.06% | 2.04 | 0 | 10 |  |  |  | No | R-410A | 3 | Residential & Commercial | Ducted CEE Tier 1
213772491 | Central HP <5.4 tons | DAY & NIGHT | HRCU-A-CB (Split System: Heat Pump with Remote Outdoor Unit-Air-Source) | CVH825GKA2* |  |  | EHD4X48AAL+WALLCON | *80CTL1352422B* | 24200 | 16 | 8.1 | 21200 | 16600 | 78.3% | 2.02 | 0 | 11 |  |  |  | No | R-410A | 2.0167 | Residential & Commercial | Ducted CEE Tier 1
213780145 | Central HP <5.4 tons | CARRIER | HRCU-A-CB (Split System: Heat Pump with Remote Outdoor Unit-Air-Source) | 25VNA837A*030* |  |  | CSPH*4812AL*+UI | 58TN*B070C14**12 | 32600 | 16.5 | 8.1 | 33200 | 25000 | 75.3% | 1.94 | 0 | 11 |  |  |  | No | R-410A | 2.7167 | Residential & Commercial | Ducted CEE Tier 1
214875850 | Central HP <5.4 tons | COLEMAN | HRCU-A-CB (Split System: Heat Pump with Remote Outdoor Unit-Air-Source) | HMH72B341 |  |  | XAFC36DBCN1+JMC17C2SN1 |  | 34000 | 18 | 8.5 | 34000 | 23800 | 70% | 2 | 0 | 10 |  |  |  | No | R-410A | 2.8333 | Residential & Commercial | Ducted CEE Tier 1
214875948 | Central HP <5.4 tons | COLEMAN | HRCU-A-CB (Split System: Heat Pump with Remote Outdoor Unit-Air-Source) | HMH72B341 |  |  | XAHC36DBCN1+JMC16C2SN1 |  | 34000 | 18.5 | 8.5 | 34000 | 23800 | 70% | 2 | 0 | 10 |  |  |  | No | R-410A | 2.8333 | Residential & Commercial | Ducted CEE Tier 1
213772355 | Central HP <5.4 tons | CARRIER | HRCU-A-CB (Split System: Heat Pump with Remote Outdoor Unit-Air-Source) | 25VNA825A*031* |  |  | CSPH*4212AL*+UI | 59MN7C100C21**22 | 24200 | 16 | 8.1 | 21400 | 16600 | 77.57% | 2 | 0 | 10.5 |  |  |  | No | R-410A | 2.0167 | Residential & Commercial | Ducted CEE Tier 1
213071630 | Central HP <5.4 tons | ACIQ | HRCU-A-CB (Split System: Heat Pump with Remote Outdoor Unit-Air-Source) | DLCURAH24ABK |  |  | EN(A,D,W)4X36L17** | *80ES(N,L)0451412A* | 24600 | 16 | 8.1 | 26600 | 22400 | 84.21% | 1.84 | 0 | 10.5 |  |  |  | No | R-410A | 2.05 | Residential & Commercial | Ducted CEE Tier 1
213071648 | Central HP <5.4 tons | ACIQ | HRCU-A-CB (Split System: Heat Pump with Remote Outdoor Unit-Air-Source) | DLCURAH24ABK |  |  | EN(A,D,W)4X36L17** | *80ES(N,L)0901714A* | 24600 | 16.5 | 8.1 | 26400 | 22600 | 85.61% | 1.86 | 0 | 10.5 |  |  |  | No | R-410A | 2.05 | Residential & Commercial | Ducted CEE Tier 1
212969745 | Central HP <5.4 tons | TEMPSTAR | HRCU-A-CB (Split System: Heat Pump with Remote Outdoor Unit-Air-Source) | DLCURAH24ABK |  |  | EA*4X24L17A* | *80VSL0451412B* | 23200 | 17 | 8.5 | 26800 | 21800 | 81.34% | 1.82 | 0 | 10 |  |  |  | No | R-410A | 1.9333 | Residential & Commercial | Ducted CEE Tier 1
212973241 | Central HP <5.4 tons | TEMPSTAR | HRCU-A-CB (Split System: Heat Pump with Remote Outdoor Unit-Air-Source) | DLCURAH24ABK |  |  | EA*4X37L17A* | *96VSN0401712B* | 24000 | 16 | 8.1 | 25400 | 21600 | 85.04% | 1.8 | 0 | 10 |  |  |  | No | R-410A | 2 | Residential & Commercial | Ducted CEE Tier 1
212973271 | Central HP <5.4 tons | TEMPSTAR | HRCU-A-CB (Split System: Heat Pump with Remote Outdoor Unit-Air-Source) | DLCURAH24ABK |  |  | EN(A,D)4X30L17** | *96VSN0401712B* | 23200 | 16 | 8.1 | 26200 | 24800 | 94.66% | 2.06 | 0 | 10 |  |  |  | No | R-410A | 1.9333 | Residential & Commercial | Ducted CEE Tier 1
213071285 | Central HP <5.4 tons | ACIQ | HRCU-A-CB (Split System: Heat Pump with Remote Outdoor Unit-Air-Source) | DLCURAH24ABK |  |  | EN(A,D)4X30L17** | *80VSL0451412A* | 23400 | 16.5 | 8.1 | 25800 | 24200 | 93.8% | 2 | 0 | 10 |  |  |  | No | R-410A | 1.95 | Residential & Commercial | Ducted CEE Tier 1
215932404 | Central HP <5.4 tons | CARRIER | HRCU-A-CB (Split System: Heat Pump with Remote Outdoor Unit-Air-Source) | 27VNA336A*030* |  |  | CAA**4821AM*+UI | 58TN*B045C17**12 | 33000 | 19.5 | 9 | 35400 | 27200 | 76.84% | 1.9 | 0 | 10.5 |  |  |  | No | R-454B | 2.75 | Residential & Commercial | Ducted CEE Tier 1
215932214 | Central HP <5.4 tons | CARRIER | HRCU-A-CB (Split System: Heat Pump with Remote Outdoor Unit-Air-Source) | 27VNA336A*030* |  |  | CAA**4221AM*+UI | 58TN*B045C17**12 | 32200 | 19 | 9 | 35800 | 27600 | 77.09% | 1.88 | 0 | 10.5 |  |  |  | No | R-454B | 2.6833 | Residential & Commercial | Ducted CEE Tier 1
215932314 | Central HP <5.4 tons | CARRIER | HRCU-A-CB (Split System: Heat Pump with Remote Outdoor Unit-Air-Source) | 27VNA336A*030* |  |  | CAA**4221AM*+UI | 59MN7C080C21**20 | 32800 | 19.5 | 9.5 | 34800 | 26800 | 77.01% | 2.02 | 0 | 11 |  |  |  | No | R-454B | 2.7333 | Residential & Commercial | Ducted CEE Tier 1
215932364 | Central HP <5.4 tons | CARRIER | HRCU-A-CB (Split System: Heat Pump with Remote Outdoor Unit-Air-Source) | 27VNA336A*030* |  |  | CAA**4321AM*+UI | 59MN7C060C17**14 | 33800 | 19.5 | 9.5 | 34200 | 26200 | 76.61% | 2.06 | 0 | 11 |  |  |  | No | R-454B | 2.8167 | Residential & Commercial | Ducted CEE Tier 1
213771196 | Central HP <5.4 tons | BRYANT HEATING AND COOLING SYSTEMS | HRCU-A-CB (Split System: Heat Pump with Remote Outdoor Unit-Air-Source) | 288BNV025*0**B* |  |  | CAP**3721AL*+UI | 987MC42080C17*** | 24400 | 16.5 | 8.1 | 21200 | 16700 | 78.77% | 2.02 | 0 | 11 |  |  |  | No | R-410A | 2.0333 | Residential & Commercial | Ducted CEE Tier 1
213771246 | Central HP <5.4 tons | BRYANT HEATING AND COOLING SYSTEMS | HRCU-A-CB (Split System: Heat Pump with Remote Outdoor Unit-Air-Source) | 288BNV025*0**B* |  |  | CAP**4221AL*+UI | 88*TB36045C17*** | 23600 | 16.5 | 8.1 | 21600 | 16700 | 77.31% | 1.94 | 0 | 10.5 |  |  |  | No | R-410A | 1.9667 | Residential & Commercial | Ducted CEE Tier 1
213771416 | Central HP <5.4 tons | BRYANT HEATING AND COOLING SYSTEMS | HRCU-A-CB (Split System: Heat Pump with Remote Outdoor Unit-Air-Source) | 288BNV025*0**B* |  |  | CAP**4224AL*+UI | 986TD66100C21*** | 23800 | 16.5 | 8.1 | 21400 | 16600 | 77.57% | 1.96 | 0 | 11 |  |  |  | No | R-410A | 1.9833 | Residential & Commercial | Ducted CEE Tier 1
212977836 | Central HP <5.4 tons | TEMPSTAR | HRCU-A-CB (Split System: Heat Pump with Remote Outdoor Unit-Air-Source) | DLCURAH18ABK |  |  | EN(A,D)4X30L17** | *80MS(N,L)0451412A* | 17700 | 16.5 | 8.1 | 18100 | 18600 | 102.8% | 2.24 | 0 | 11 |  |  |  | No | R-410A | 1.475 | Residential & Commercial | Ducted CEE Tier 1
212970916 | Central HP <5.4 tons | TEMPSTAR | HRCU-A-CB (Split System: Heat Pump with Remote Outdoor Unit-Air-Source) | DLCURAH18ABK |  |  | EN(A,D)4X18L14** | *80VTL0451412B* | 17400 | 16 | 8.5 | 18600 | 19700 | 105.9% | 2.38 | 0 | 10.5 |  |  |  | No | R-410A | 1.45 | Residential & Commercial | Ducted CEE Tier 1
212972721 | Central HP <5.4 tons | TEMPSTAR | HRCU-A-CB (Split System: Heat Pump with Remote Outdoor Unit-Air-Source) | DLCURAH18ABK |  |  | EA*4X30L17A* | *96VSN0401410B* | 17400 | 16 | 8.5 | 18000 | 19800 | 110% | 2.38 | 0 | 10.5 |  |  |  | No | R-410A | 1.45 | Residential & Commercial | Ducted CEE Tier 1
212973021 | Central HP <5.4 tons | TEMPSTAR | HRCU-A-CB (Split System: Heat Pump with Remote Outdoor Unit-Air-Source) | DLCURAH18ABK |  |  | EA*4X19L17A* | *96VSN0401712B* | 17700 | 16 | 8.1 | 17800 | 19400 | 109% | 2.34 | 0 | 10.5 |  |  |  | No | R-410A | 1.475 | Residential & Commercial | Ducted CEE Tier 1
213072132 | Central HP <5.4 tons | ACIQ | HRCU-A-CB (Split System: Heat Pump with Remote Outdoor Unit-Air-Source) | DLCURAH18ABK |  |  | EA*4X19L17A* | *92ESN0601412A* | 18700 | 16.5 | 8.5 | 18600 | 17500 | 94.09% | 2.14 | 0 | 11 |  |  |  | No | R-410A | 1.5583 | Residential & Commercial | Ducted CEE Tier 1
213072164 | Central HP <5.4 tons | ACIQ | HRCU-A-CB (Split System: Heat Pump with Remote Outdoor Unit-Air-Source) | DLCURAH18ABK |  |  | EA*4X24L17A* | *80VTL0451412A* | 17600 | 16.5 | 8.5 | 18500 | 19100 | 103.2% | 2.3 | 0 | 10.5 |  |  |  | No | R-410A | 1.4667 | Residential & Commercial | Ducted CEE Tier 1
213072173 | Central HP <5.4 tons | ACIQ | HRCU-A-CB (Split System: Heat Pump with Remote Outdoor Unit-Air-Source) | DLCURAH18ABK |  |  | EA*4X24L17A* | *95ESN0261410A* | 18000 | 15.5 | 8.5 | 19000 | 18900 | 99.47% | 2.26 | 0 | 10.5 |  |  |  | No | R-410A | 1.5 | Residential & Commercial | Ducted CEE Tier 1
213072216 | Central HP <5.4 tons | ACIQ | HRCU-A-CB (Split System: Heat Pump with Remote Outdoor Unit-Air-Source) | DLCURAH18ABK |  |  | EA*4X25L17A* | *80ESU0601716A | 19100 | 16.5 | 8.5 | 18900 | 17300 | 91.53% | 2.12 | 0 | 11 |  |  |  | No | R-410A | 1.5917 | Residential & Commercial | Ducted CEE Tier 1
215936843 | Central HP <5.4 tons | TEMPSTAR | HRCU-A-CB (Split System: Heat Pump with Remote Outdoor Unit-Air-Source) | T5H3V36*K*AAA* |  |  | EVD5X60M24A*+WALLCON | *97CMN1202422B* | 35400 | 22 | 8.5 | 38000 | 28400 | 74.74% | 2.04 | 0 | 12.5 |  |  |  | No | R-454B | 2.95 | Residential & Commercial | Ducted CEE Tier 1
215936893 | Central HP <5.4 tons | TEMPSTAR | HRCU-A-CB (Split System: Heat Pump with Remote Outdoor Unit-Air-Source) | T5H3V36*K*AAA* |  |  | EVD5X61M21A*+WALLCON | *95CSU1002122B* | 36000 | 22 | 8.5 | 37600 | 28400 | 75.53% | 2.04 | 0 | 12.5 |  |  |  | No | R-454B | 3 | Residential & Commercial | Ducted CEE Tier 1
212972251 | Central HP <5.4 tons | TEMPSTAR | HRCU-A-CB (Split System: Heat Pump with Remote Outdoor Unit-Air-Source) | DLCURAH36ABK |  |  | EA*4X48L24A* | *80VTL0902120B* | 35800 | 16.5 | 8.5 | 37800 | 35400 | 93.65% | 1.8 | 0 | 10 |  |  |  | No | R-410A | 2.9833 | Residential & Commercial | Ducted CEE Tier 1
213075270 | Central HP <5.4 tons | ACIQ | HRCU-A-CB (Split System: Heat Pump with Remote Outdoor Unit-Air-Source) | DLCURAH36ABK |  |  | EA*4X36L21A* | *80VTL1102122A* | 36000 | 15.5 | 8.1 | 39500 | 35200 | 89.11% | 1.84 | 0 | 10 |  |  |  | No | R-410A | 3 | Residential & Commercial | Ducted CEE Tier 1
214584622 | Central HP <5.4 tons | LUXAIRE | HRCU-A-CB (Split System: Heat Pump with Remote Outdoor Unit-Air-Source) | HH836E2S11 |  |  | CTF36B5CDS1 | Z8ES100B12SMPS1 | 33400 | 18 | 8.5 | 30800 | 25000 | 81.17% | 2 | 0 | 11.7 |  |  |  | No | R-454B | 2.7833 | Residential & Commercial | Ducted CEE Tier 1
213071478 | Central HP <5.4 tons | ACIQ | HRCU-A-CB (Split System: Heat Pump with Remote Outdoor Unit-Air-Source) | DLCURAH24ABK |  |  | EN(A,D)4X30L17** | *80ESU0601716A | 24800 | 16.5 | 8.5 | 26600 | 22200 | 83.46% | 1.84 | 0 | 10.5 |  |  |  | No | R-410A | 2.0667 | Residential & Commercial | Ducted CEE Tier 1
213071803 | Central HP <5.4 tons | ACIQ | HRCU-A-CB (Split System: Heat Pump with Remote Outdoor Unit-Air-Source) | DLCURAH24ABK |  |  | EN(A,D)4X36L21** | *80VTL0902120A* | 23800 | 16.5 | 8.1 | 26000 | 23200 | 89.23% | 1.92 | 0 | 10.5 |  |  |  | No | R-410A | 1.9833 | Residential & Commercial | Ducted CEE Tier 1
212973291 | Central HP <5.4 tons | TEMPSTAR | HRCU-A-CB (Split System: Heat Pump with Remote Outdoor Unit-Air-Source) | DLCURAH24ABK |  |  | EN(A,D)4X36L21** | *96VSN0401712B* | 23200 | 16 | 8.1 | 26200 | 35000 | 133.6% | 1.98 | 0 | 10 |  |  |  | No | R-410A | 1.9333 | Residential & Commercial | Ducted CEE Tier 1
212973841 | Central HP <5.4 tons | TEMPSTAR | HRCU-A-CB (Split System: Heat Pump with Remote Outdoor Unit-Air-Source) | DLCURAH24ABK |  |  | EA*4X25L17A* | *96VSN0801716B* | 24400 | 17 | 8.5 | 25400 | 25000 | 98.43% | 2.08 | 0 | 10 |  |  |  | No | R-410A | 2.0333 | Residential & Commercial | Ducted CEE Tier 1
213071653 | Central HP <5.4 tons | ACIQ | HRCU-A-CB (Split System: Heat Pump with Remote Outdoor Unit-Air-Source) | DLCURAH24ABK |  |  | EN(A,D,W)4X36L17** | *92ESN0601412A* | 23400 | 17 | 8.1 | 25800 | 24000 | 93.02% | 2 | 0 | 10 |  |  |  | No | R-410A | 1.95 | Residential & Commercial | Ducted CEE Tier 1
213075284 | Central HP <5.4 tons | ACIQ | HRCU-A-CB (Split System: Heat Pump with Remote Outdoor Unit-Air-Source) | DLCURAH36ABK |  |  | EA*4X37L21A* | *92ESN1002120A* | 37200 | 16 | 8.5 | 39000 | 34800 | 89.23% | 2.12 | 0 | 10 |  |  |  | No | R-410A | 3.1 | Residential & Commercial | Ducted CEE Tier 1
213075287 | Central HP <5.4 tons | ACIQ | HRCU-A-CB (Split System: Heat Pump with Remote Outdoor Unit-Air-Source) | DLCURAH36ABK |  |  | EA*4X43L21A* | *92ESN0801716A* | 36400 | 16 | 8.5 | 38500 | 34800 | 90.39% | 2.08 | 0 | 10 |  |  |  | No | R-410A | 3.0333 | Residential & Commercial | Ducted CEE Tier 1
213075401 | Central HP <5.4 tons | ACIQ | HRCU-A-CB (Split System: Heat Pump with Remote Outdoor Unit-Air-Source) | DLCURAH36ABK |  |  | EN(A,D,W)4X48L21** | *80ES(N,L)0701716A* | 35800 | 16 | 8.1 | 39000 | 34800 | 89.23% | 2 | 0 | 10 |  |  |  | No | R-410A | 2.9833 | Residential & Commercial | Ducted CEE Tier 1
213072082 | Central HP <5.4 tons | ACIQ | HRCU-A-CB (Split System: Heat Pump with Remote Outdoor Unit-Air-Source) | DLCURAH18ABK |  |  | EA*4X19L17A* | *96VSN0601714A* | 18200 | 16 | 8.5 | 18200 | 17600 | 96.7% | 2.14 | 0 | 10.5 |  |  |  | No | R-410A | 1.5167 | Residential & Commercial | Ducted CEE Tier 1
213072130 | Central HP <5.4 tons | ACIQ | HRCU-A-CB (Split System: Heat Pump with Remote Outdoor Unit-Air-Source) | DLCURAH18ABK |  |  | EA*4X19L17A* | *80ES(N,L)0451712A* | 19100 | 16 | 9 | 19100 | 17400 | 91.1% | 2.14 | 0 | 11 |  |  |  | No | R-410A | 1.5917 | Residential & Commercial | Ducted CEE Tier 1
213072157 | Central HP <5.4 tons | ACIQ | HRCU-A-CB (Split System: Heat Pump with Remote Outdoor Unit-Air-Source) | DLCURAH18ABK |  |  | EA*4X24L17A* | *96VSN0401712A* | 17700 | 15.5 | 8.5 | 18700 | 19100 | 102.1% | 2.28 | 0 | 10.5 |  |  |  | No | R-410A | 1.475 | Residential & Commercial | Ducted CEE Tier 1
213072230 | Central HP <5.4 tons | ACIQ | HRCU-A-CB (Split System: Heat Pump with Remote Outdoor Unit-Air-Source) | DLCURAH18ABK |  |  | EA*4X30L14A* | *92ESN0601412A* | 18200 | 16 | 8.5 | 18700 | 18400 | 98.4% | 2.22 | 0 | 10.5 |  |  |  | No | R-410A | 1.5167 | Residential & Commercial | Ducted CEE Tier 1
213072241 | Central HP <5.4 tons | ACIQ | HRCU-A-CB (Split System: Heat Pump with Remote Outdoor Unit-Air-Source) | DLCURAH18ABK |  |  | EA*4X30L17A* | *80VSL0701716A* | 17600 | 16 | 8.5 | 18100 | 18600 | 102.8% | 2.24 | 0 | 10.5 |  |  |  | No | R-410A | 1.4667 | Residential & Commercial | Ducted CEE Tier 1
213072291 | Central HP <5.4 tons | ACIQ | HRCU-A-CB (Split System: Heat Pump with Remote Outdoor Unit-Air-Source) | DLCURAH18ABK |  |  | EN(A,D)4X24L17** | *80VSL0451412A* | 17700 | 16 | 8.5 | 18600 | 18800 | 101.1% | 2.26 | 0 | 10.5 |  |  |  | No | R-410A | 1.475 | Residential & Commercial | Ducted CEE Tier 1
212985962 | Central HP <5.4 tons | TEMPSTAR | HRCU-A-CB (Split System: Heat Pump with Remote Outdoor Unit-Air-Source) | DLCURAH18ABK |  |  | EN(A,D)4X24L17** | *96MSN0261410A* | 17300 | 20 | 8.1 | 18300 | 18600 | 101.6% | 2.24 | 0 | 10.5 |  |  |  | No | R-410A | 1.4417 | Residential & Commercial | Ducted CEE Tier 1
213072323 | Central HP <5.4 tons | ACIQ | HRCU-A-CB (Split System: Heat Pump with Remote Outdoor Unit-Air-Source) | DLCURAH18ABK |  |  | EN(A,D)4X24L17** | OMV098J12* | 18300 | 15.5 | 8.5 | 19300 | 18600 | 96.37% | 2.24 | 0 | 11 |  |  |  | No | R-410A | 1.525 | Residential & Commercial | Ducted CEE Tier 1
213771551 | Central HP <5.4 tons | DAY & NIGHT | HRCU-A-CB (Split System: Heat Pump with Remote Outdoor Unit-Air-Source) | CVH825GKA2* |  |  | EA*4X43L21A*+WALLCON | *96CTN1002122B* | 24400 | 16.5 | 8.5 | 21200 | 16600 | 78.3% | 2.04 | 0 | 11 |  |  |  | No | R-410A | 2.0333 | Residential & Commercial | Ducted CEE Tier 1
213770601 | Central HP <5.4 tons | DAY & NIGHT | HRCU-A-CB (Split System: Heat Pump with Remote Outdoor Unit-Air-Source) | CVH825GKA2* |  |  | EA*4X25L17A*+WALLCON | *80CTL0701412B* | 24400 | 16.5 | 8.5 | 21200 | 16600 | 78.3% | 2.02 | 0 | 11 |  |  |  | No | R-410A | 2.0333 | Residential & Commercial | Ducted CEE Tier 1
210598178 | Central HP <5.4 tons | AIRQUEST | HRCU-A-CB (Split System: Heat Pump with Remote Outdoor Unit-Air-Source) | HVH825GKA2* |  |  | EHD4X42AAL+WALLCON | *80CTL0701716A* | 24200 | 16 | 8.1 | 21400 | 16600 | 77.57% | 2 | 0 | 10.5 |  |  |  | No | R-410A | 2.0167 | Residential & Commercial | Ducted CEE Tier 1
210598258 | Central HP <5.4 tons | AIRQUEST | HRCU-A-CB (Split System: Heat Pump with Remote Outdoor Unit-Air-Source) | HVH825GKA2* |  |  | EHD4X48AAL+WALLCON | *80CTL0701716A* | 24200 | 16.5 | 8.1 | 21200 | 16600 | 78.3% | 2.02 | 0 | 10.5 |  |  |  | No | R-410A | 2.0167 | Residential & Commercial | Ducted CEE Tier 1
210598310 | Central HP <5.4 tons | AIRQUEST | HRCU-A-CB (Split System: Heat Pump with Remote Outdoor Unit-Air-Source) | HVH825GKA2* |  |  | EHD4X48AAL+WALLCON | *97CMN1002122A* | 24200 | 16 | 8.1 | 21200 | 16700 | 78.77% | 2.04 | 0 | 11 |  |  |  | No | R-410A | 2.0167 | Residential & Commercial | Ducted CEE Tier 1
210598378 | Central HP <5.4 tons | AIRQUEST | HRCU-A-CB (Split System: Heat Pump with Remote Outdoor Unit-Air-Source) | HVH825GKA2* |  |  | EN(A,D)4X48L24**+WALLCON | *96CTN1202422A* | 24200 | 17 | 8.1 | 21200 | 16600 | 78.3% | 2.02 | 0 | 11.5 |  |  |  | No | R-410A | 2.0167 | Residential & Commercial | Ducted CEE Tier 1
204456509 | Central HP <5.4 tons | HEIL | HRCU-A-CB (Split System: Heat Pump with Remote Outdoor Unit-Air-Source) | HVH825GKA2* |  |  | EA*4X30L14A*+WALLCON | *80CTL0701412A* | 23400 | 17 | 8.1 | 21600 | 16700 | 77.31% | 1.92 | 11 | 11 |  |  |  | No | R-410A | 1.95 | Residential & Commercial | Ducted CEE Tier 1
204456590 | Central HP <5.4 tons | HEIL | HRCU-A-CB (Split System: Heat Pump with Remote Outdoor Unit-Air-Source) | HVH825GKA2* |  |  | EA*4X36L17A*+WALLCON | *80CTL0451712A* | 23400 | 16 | 8.1 | 21600 | 16800 | 77.78% | 1.92 | 11 | 10.5 |  |  |  | No | R-410A | 1.95 | Residential & Commercial | Ducted CEE Tier 1
213771171 | Central HP <5.4 tons | DAY & NIGHT | HRCU-A-CB (Split System: Heat Pump with Remote Outdoor Unit-Air-Source) | CVH825GKA2* |  |  | EA*4X37L21A*+WALLCON | *80CTL1102120B* | 24400 | 17 | 8.5 | 21200 | 16600 | 78.3% | 2.04 | 0 | 11 |  |  |  | No | R-410A | 2.0333 | Residential & Commercial | Ducted CEE Tier 1
215934240 | Central HP <5.4 tons | DAY & NIGHT | HRCU-A-CB (Split System: Heat Pump with Remote Outdoor Unit-Air-Source) | C5H3V48*K*AAA* |  |  | EA*5X61M21A*+WALLCON | *97CMN0602120B* | 44500 | 20.5 | 9.4 | 49000 | 37400 | 76.33% | 2 | 0 | 10 |  |  |  | No | R-454B | 3.7083 | Residential & Commercial | Ducted CEE Tier 1
213071739 | Central HP <5.4 tons | ACIQ | HRCU-A-CB (Split System: Heat Pump with Remote Outdoor Unit-Air-Source) | DLCURAH24ABK |  |  | EN(A,D)4X36L21** | *96VSN0401712A* | 23400 | 16 | 8.1 | 25800 | 24000 | 93.02% | 1.98 | 0 | 10 |  |  |  | No | R-410A | 1.95 | Residential & Commercial | Ducted CEE Tier 1
213071855 | Central HP <5.4 tons | ACIQ | HRCU-A-CB (Split System: Heat Pump with Remote Outdoor Unit-Air-Source) | DLCURAH24ABK |  |  | EN(A,D)4X36L21** | *80VTL1102122A* | 23800 | 17 | 8.1 | 26000 | 23600 | 90.77% | 1.96 | 0 | 10.5 |  |  |  | No | R-410A | 1.9833 | Residential & Commercial | Ducted CEE Tier 1
213071946 | Central HP <5.4 tons | ACIQ | HRCU-A-CB (Split System: Heat Pump with Remote Outdoor Unit-Air-Source) | DLCURAH24ABK |  |  | EN(A,D)4X36L21** | OMV098J12* | 23600 | 16.5 | 8.1 | 26000 | 23600 | 90.77% | 1.96 | 0 | 10 |  |  |  | No | R-410A | 1.9667 | Residential & Commercial | Ducted CEE Tier 1
213072032 | Central HP <5.4 tons | ACIQ | HRCU-A-CB (Split System: Heat Pump with Remote Outdoor Unit-Air-Source) | DLCURAH24ABK |  |  | FM(C,U)4X30**AL* |  | 25000 | 15.2 | 8.5 | 27800 | 21800 | 78.42% | 1.8 | 0 | 10 |  |  |  | No | R-410A | 2.0833 | Residential & Commercial | Ducted CEE Tier 1
213072066 | Central HP <5.4 tons | ACIQ | HRCU-A-CB (Split System: Heat Pump with Remote Outdoor Unit-Air-Source) | DLCURAH24ABK |  |  | FVM4X36***L |  | 24400 | 17.5 | 8.5 | 26000 | 22400 | 86.15% | 1.88 | 0 | 10.5 |  |  |  | No | R-410A | 2.0333 | Residential & Commercial | Ducted CEE Tier 1
212985762 | Central HP <5.4 tons | TEMPSTAR | HRCU-A-CB (Split System: Heat Pump with Remote Outdoor Unit-Air-Source) | DLCURAH24ABK |  |  | EA*4X24L14A* | *96MSN0261410A* | 23200 | 16.5 | 8.5 | 27000 | 26200 | 97.04% | 2.2 | 0 | 10 |  |  |  | No | R-410A | 1.9333 | Residential & Commercial | Ducted CEE Tier 1
212985812 | Central HP <5.4 tons | TEMPSTAR | HRCU-A-CB (Split System: Heat Pump with Remote Outdoor Unit-Air-Source) | DLCURAH24ABK |  |  | EA*4X36L17A* | *96MSN0261410A* | 23400 | 16.5 | 8.5 | 26200 | 22200 | 84.73% | 1.84 | 0 | 10 |  |  |  | No | R-410A | 1.95 | Residential & Commercial | Ducted CEE Tier 1
213069842 | Central HP <5.4 tons | ACIQ | HRCU-A-CB (Split System: Heat Pump with Remote Outdoor Unit-Air-Source) | DLCURAH24ABK |  |  | EA*4X30L17A* | *96VTN0601714A* | 23800 | 16.5 | 8.5 | 26200 | 23400 | 89.31% | 1.92 | 0 | 10 |  |  |  | No | R-410A | 1.9833 | Residential & Commercial | Ducted CEE Tier 1
213770681 | Central HP <5.4 tons | DAY & NIGHT | HRCU-A-CB (Split System: Heat Pump with Remote Outdoor Unit-Air-Source) | CVH825GKA2* |  |  | EA*4X25L17A*+WALLCON | *96CTN0801714B* | 24200 | 16.5 | 8.1 | 21400 | 16700 | 78.04% | 2.02 | 0 | 11 |  |  |  | No | R-410A | 2.0167 | Residential & Commercial | Ducted CEE Tier 1
213771001 | Central HP <5.4 tons | DAY & NIGHT | HRCU-A-CB (Split System: Heat Pump with Remote Outdoor Unit-Air-Source) | CVH825GKA2* |  |  | EA*4X36L21A*+WALLCON | *96CTN0601714B* | 23400 | 16.5 | 8.1 | 21600 | 16700 | 77.31% | 1.94 | 0 | 10.5 |  |  |  | No | R-410A | 1.95 | Residential & Commercial | Ducted CEE Tier 1
213771671 | Central HP <5.4 tons | DAY & NIGHT | HRCU-A-CB (Split System: Heat Pump with Remote Outdoor Unit-Air-Source) | CVH825GKA2* |  |  | EA*4X48L21A*+WALLCON | *96CTN1002122B* | 24000 | 16.5 | 8.1 | 21000 | 16500 | 78.57% | 2.02 | 0 | 11 |  |  |  | No | R-410A | 2 | Residential & Commercial | Ducted CEE Tier 1
213771741 | Central HP <5.4 tons | DAY & NIGHT | HRCU-A-CB (Split System: Heat Pump with Remote Outdoor Unit-Air-Source) | CVH825GKA2* |  |  | EA*4X48L24A*+WALLCON | *96CTN1202422B* | 24200 | 17 | 8.1 | 21000 | 16500 | 78.57% | 2.02 | 0 | 11 |  |  |  | No | R-410A | 2.0167 | Residential & Commercial | Ducted CEE Tier 1
213771271 | Central HP <5.4 tons | DAY & NIGHT | HRCU-A-CB (Split System: Heat Pump with Remote Outdoor Unit-Air-Source) | CVH825GKA2* |  |  | EA*4X42L21A*+WALLCON | *80CTL0901716B* | 23800 | 16.5 | 8.1 | 21400 | 16600 | 77.57% | 1.96 | 0 | 10.5 |  |  |  | No | R-410A | 1.9833 | Residential & Commercial | Ducted CEE Tier 1
216508765 | Central HP <5.4 tons | COLEMAN | HRCU-A-CB (Split System: Heat Pump with Remote Outdoor Unit-Air-Source) | HH836E2S11 |  |  | CTF30A5ADS1 | TMLE040A12MP11 | 33000 | 18 | 8.5 | 31000 | 25400 | 81.94% | 2 | 0 | 11 |  |  |  | No | R-454B | 2.75 | Residential & Commercial | Ducted CEE Tier 1
213075402 | Central HP <5.4 tons | ACIQ | HRCU-A-CB (Split System: Heat Pump with Remote Outdoor Unit-Air-Source) | DLCURAH36ABK |  |  | EN(A,D,W)4X48L21** | *92ESN0801716A* | 36200 | 16.5 | 8.1 | 39000 | 34800 | 89.23% | 2.02 | 0 | 10.5 |  |  |  | No | R-410A | 3.0167 | Residential & Commercial | Ducted CEE Tier 1
211228253 | Central HP <5.4 tons | HEIL | HRCU-A-CB (Split System: Heat Pump with Remote Outdoor Unit-Air-Source) | DLCURAH36ABK |  |  | EA*4X43L21A* | *80ES(N,L)0901714A* | 37000 | 16 | 8.5 | 38500 | 34800 | 90.39% | 2.1 | 0 | 10 |  |  |  | No | R-410A | 3.0833 | Residential & Commercial | Ducted CEE Tier 1
213069951 | Central HP <5.4 tons | ACIQ | HRCU-A-CB (Split System: Heat Pump with Remote Outdoor Unit-Air-Source) | DLCURAH24ABK |  |  | EA*4X36L17A* | *96VSN0401410A* | 23400 | 16 | 8.5 | 25600 | 23800 | 92.97% | 1.96 | 0 | 10 |  |  |  | No | R-410A | 1.95 | Residential & Commercial | Ducted CEE Tier 1
213070001 | Central HP <5.4 tons | ACIQ | HRCU-A-CB (Split System: Heat Pump with Remote Outdoor Unit-Air-Source) | DLCURAH24ABK |  |  | EA*4X36L17A* | *80ESU0401712A* | 24000 | 17.5 | 8.5 | 26000 | 22800 | 87.69% | 1.9 | 0 | 10 |  |  |  | No | R-410A | 2 | Residential & Commercial | Ducted CEE Tier 1
211245576 | Central HP <5.4 tons | AIRQUEST | HRCU-A-CB (Split System: Heat Pump with Remote Outdoor Unit-Air-Source) | DLCURAH24ABK |  |  | EN(A,D)4X36L21** | *80VTL1102122A* | 23800 | 17 | 8.1 | 26000 | 23600 | 90.77% | 1.96 | 0 | 10.5 |  |  |  | No | R-410A | 1.9833 | Residential & Commercial | Ducted CEE Tier 1
212986630 | Central HP <5.4 tons | TEMPSTAR | HRCU-A-CB (Split System: Heat Pump with Remote Outdoor Unit-Air-Source) | DLCURAH24ABK |  |  | EN(A,D)4X30L17** | *96MSN0401712A* | 23200 | 15.5 | 8.1 | 26000 | 24400 | 93.85% | 2.02 | 0 | 10 |  |  |  | No | R-410A | 1.9333 | Residential & Commercial | Ducted CEE Tier 1
212986896 | Central HP <5.4 tons | TEMPSTAR | HRCU-A-CB (Split System: Heat Pump with Remote Outdoor Unit-Air-Source) | DLCURAH24ABK |  |  | EA*4X30L14A* | *96MSN0601412A* | 23400 | 16.5 | 8.5 | 26400 | 24200 | 91.67% | 2 | 0 | 10 |  |  |  | No | R-410A | 1.95 | Residential & Commercial | Ducted CEE Tier 1
213070417 | Central HP <5.4 tons | ACIQ | HRCU-A-CB (Split System: Heat Pump with Remote Outdoor Unit-Air-Source) | DLCURAH24ABK |  |  | EA*4X36L21A* | *80ESU0802120A | 24600 | 17.5 | 8.5 | 26200 | 22200 | 84.73% | 1.86 | 0 | 10.5 |  |  |  | No | R-410A | 2.05 | Residential & Commercial | Ducted CEE Tier 1
212988839 | Central HP <5.4 tons | TEMPSTAR | HRCU-A-CB (Split System: Heat Pump with Remote Outdoor Unit-Air-Source) | DLCURAH18ABK |  |  | EN(A,D)4X30L17** | *95MSU0401712A* | 17500 | 16 | 8.1 | 18000 | 18700 | 103.9% | 2.24 | 0 | 11 |  |  |  | No | R-410A | 1.4583 | Residential & Commercial | Ducted CEE Tier 1
212989307 | Central HP <5.4 tons | TEMPSTAR | HRCU-A-CB (Split System: Heat Pump with Remote Outdoor Unit-Air-Source) | DLCURAH18ABK |  |  | EA*4X30L17A* | *95MSU0601716A* | 17500 | 16.5 | 8.5 | 18100 | 18700 | 103.3% | 2.26 | 0 | 10.5 |  |  |  | No | R-410A | 1.4583 | Residential & Commercial | Ducted CEE Tier 1
210599091 | Central HP <5.4 tons | AIRQUEST | HRCU-A-CB (Split System: Heat Pump with Remote Outdoor Unit-Air-Source) | HVH837GKA** |  |  | EA*4X42L21A*+WALLCON | *80CSU0401712A* | 31800 | 17 | 8.1 | 33200 | 24400 | 73.49% | 1.88 | 0 | 11 |  |  |  | No | R-410A | 2.65 | Residential & Commercial | Ducted CEE Tier 1
210599224 | Central HP <5.4 tons | AIRQUEST | HRCU-A-CB (Split System: Heat Pump with Remote Outdoor Unit-Air-Source) | HVH837GKA** |  |  | EA*4X61L21A*+WALLCON | *80CSU0601716A* | 33200 | 17.5 | 8.1 | 32200 | 25000 | 77.64% | 1.98 | 0 | 11.5 |  |  |  | No | R-410A | 2.7667 | Residential & Commercial | Ducted CEE Tier 1
212986305 | Central HP <5.4 tons | TEMPSTAR | HRCU-A-CB (Split System: Heat Pump with Remote Outdoor Unit-Air-Source) | DLCURAH18ABK |  |  | EA*4X24L17A* | *96MSN0401410A* | 17400 | 16 | 8.5 | 18500 | 19500 | 105.4% | 2.34 | 0 | 10.5 |  |  |  | No | R-410A | 1.45 | Residential & Commercial | Ducted CEE Tier 1
212986678 | Central HP <5.4 tons | TEMPSTAR | HRCU-A-CB (Split System: Heat Pump with Remote Outdoor Unit-Air-Source) | DLCURAH18ABK |  |  | EA*4X24L17A* | *96MSN0401712A* | 17200 | 15.5 | 8.5 | 18300 | 17800 | 97.27% | 2.14 | 0 | 10 |  |  |  | No | R-410A | 1.4333 | Residential & Commercial | Ducted CEE Tier 1
205751002 | Central HP <5.4 tons | AIRQUEST | HRCU-A-CB (Split System: Heat Pump with Remote Outdoor Unit-Air-Source) | HVH837GKA** |  |  | EA*4X37L21A*+WALLCON | *80CTL0701716A* | 32800 | 17.5 | 8.5 | 33000 | 25200 | 76.36% | 1.98 | 11 | 11.5 |  |  |  | No | R-410A | 2.7333 | Residential & Commercial | Ducted CEE Tier 1
211387932 | Central HP <5.4 tons | COLEMAN | HRCU-A-CB (Split System: Heat Pump with Remote Outdoor Unit-Air-Source) | HMH72B341 |  |  | XAFB36DBCN1 | TP9C080B12MP13 | 33600 | 17.5 | 8.5 | 33400 | 23400 | 70.06% | 2.04 | 0 | 10 |  |  |  | No | R-410A | 2.8 | Residential & Commercial | Ducted CEE Tier 1
213070476 | Central HP <5.4 tons | ACIQ | HRCU-A-CB (Split System: Heat Pump with Remote Outdoor Unit-Air-Source) | DLCURAH24ABK |  |  | EA*4X37L17A* | *96VSN0601412A* | 24000 | 16.5 | 8.5 | 25200 | 22000 | 87.3% | 1.84 | 0 | 10 |  |  |  | No | R-410A | 2 | Residential & Commercial | Ducted CEE Tier 1
213070533 | Central HP <5.4 tons | ACIQ | HRCU-A-CB (Split System: Heat Pump with Remote Outdoor Unit-Air-Source) | DLCURAH24ABK |  |  | EA*4X37L17A* | *96VTN0801716A* | 24600 | 16.5 | 8.5 | 25600 | 21400 | 83.59% | 1.8 | 0 | 10 |  |  |  | No | R-410A | 2.05 | Residential & Commercial | Ducted CEE Tier 1
213070560 | Central HP <5.4 tons | ACIQ | HRCU-A-CB (Split System: Heat Pump with Remote Outdoor Unit-Air-Source) | DLCURAH24ABK |  |  | EA*4X37L17A* | *96VTN0401410A* | 24200 | 16 | 8.5 | 25600 | 21800 | 85.16% | 1.8 | 0 | 10 |  |  |  | No | R-410A | 2.0167 | Residential & Commercial | Ducted CEE Tier 1
213779042 | Central HP <5.4 tons | KEEPRITE | HRCU-A-CB (Split System: Heat Pump with Remote Outdoor Unit-Air-Source) | CVH837GKA** |  |  | EA*4X37L21A*+WALLCON | *96CTN0801714B* | 32800 | 17 | 8.5 | 33000 | 25200 | 76.36% | 1.96 | 0 | 11 |  |  |  | No | R-410A | 2.7333 | Residential & Commercial | Ducted CEE Tier 1
211245550 | Central HP <5.4 tons | HEIL | HRCU-A-CB (Split System: Heat Pump with Remote Outdoor Unit-Air-Source) | DLCURAH24ABK |  |  | EN(A,D)4X36L21** | *96VTN0601714A* | 24000 | 16.5 | 8.1 | 26200 | 23200 | 88.55% | 1.92 | 0 | 10 |  |  |  | No | R-410A | 2 | Residential & Commercial | Ducted CEE Tier 1
211245750 | Central HP <5.4 tons | HEIL | HRCU-A-CB (Split System: Heat Pump with Remote Outdoor Unit-Air-Source) | DLCURAH24ABK |  |  | EN(A,D)4X36L21** | *80ESU0601716A | 24800 | 16.5 | 8.5 | 26600 | 22200 | 83.46% | 1.84 | 0 | 10.5 |  |  |  | No | R-410A | 2.0667 | Residential & Commercial | Ducted CEE Tier 1
215936643 | Central HP <5.4 tons | TEMPSTAR | HRCU-A-CB (Split System: Heat Pump with Remote Outdoor Unit-Air-Source) | T5H3V36*K*AAA* |  |  | EVD5X60M21A*+WALLCON | *80CTL1102120B* | 35600 | 22 | 8.5 | 38000 | 28400 | 74.74% | 2.02 | 0 | 12.5 |  |  |  | No | R-454B | 2.9667 | Residential & Commercial | Ducted CEE Tier 1
211911383 | Central HP <5.4 tons | MITS AIR | HRCU-A-C (Split System: Heat Pump with Remote Outdoor Unit with No Indoor Fan --Air Source) | MOE31U-36HFN1-M |  |  | MAC-36HWDN1-MN0 |  | 35000 | 15.2 | 10 | 39000 | 32000 | 82.05% | 2 | 10.2 | 10 |  |  |  | No | R-410A | 2.9167 | Residential & Commercial | Ducted CEE Tier 1
213070751 | Central HP <5.4 tons | ACIQ | HRCU-A-CB (Split System: Heat Pump with Remote Outdoor Unit-Air-Source) | DLCURAH24ABK |  |  | EA*4X37L21A* | *80VTL0902120A* | 24600 | 17 | 8.5 | 25400 | 21200 | 83.46% | 1.78 | 0 | 10.5 |  |  |  | No | R-410A | 2.05 | Residential & Commercial | Ducted CEE Tier 1
213070767 | Central HP <5.4 tons | ACIQ | HRCU-A-CB (Split System: Heat Pump with Remote Outdoor Unit-Air-Source) | DLCURAH24ABK |  |  | EA*4X37L21A* | *96VTN0801716A* | 24800 | 17 | 8.5 | 25600 | 21000 | 82.03% | 1.76 | 0 | 10.5 |  |  |  | No | R-410A | 2.0667 | Residential & Commercial | Ducted CEE Tier 1
213070894 | Central HP <5.4 tons | ACIQ | HRCU-A-CB (Split System: Heat Pump with Remote Outdoor Unit-Air-Source) | DLCURAH24ABK |  |  | EA*4X37L21A* | OMV098J12* | 24400 | 17 | 8.5 | 25200 | 21200 | 84.13% | 1.78 | 0 | 10 |  |  |  | No | R-410A | 2.0333 | Residential & Commercial | Ducted CEE Tier 1
213070928 | Central HP <5.4 tons | ACIQ | HRCU-A-CB (Split System: Heat Pump with Remote Outdoor Unit-Air-Source) | DLCURAH24ABK |  |  | EN(A,D)4X24L14** | *96VSN0601412A* | 23200 | 16 | 8.5 | 26400 | 24600 | 93.18% | 2.04 | 0 | 10 |  |  |  | No | R-410A | 1.9333 | Residential & Commercial | Ducted CEE Tier 1
213071103 | Central HP <5.4 tons | ACIQ | HRCU-A-CB (Split System: Heat Pump with Remote Outdoor Unit-Air-Source) | DLCURAH24ABK |  |  | EN(A,D)4X24L17** | *96VTN0601412A* | 23200 | 16 | 8.5 | 26400 | 24600 | 93.18% | 2.04 | 0 | 10 |  |  |  | No | R-410A | 1.9333 | Residential & Commercial | Ducted CEE Tier 1
213071160 | Central HP <5.4 tons | ACIQ | HRCU-A-CB (Split System: Heat Pump with Remote Outdoor Unit-Air-Source) | DLCURAH24ABK |  |  | EN(A,D)4X24L17** | *95ESN0601714A* | 24200 | 15.5 | 8.5 | 27200 | 22800 | 83.82% | 1.86 | 0 | 10 |  |  |  | No | R-410A | 2.0167 | Residential & Commercial | Ducted CEE Tier 1
213071228 | Central HP <5.4 tons | ACIQ | HRCU-A-CB (Split System: Heat Pump with Remote Outdoor Unit-Air-Source) | DLCURAH24ABK |  |  | EN(A,D)4X30L14** | *80VTL0451412A* | 24000 | 16.5 | 8.1 | 26200 | 23000 | 87.79% | 1.9 | 0 | 10.5 |  |  |  | No | R-410A | 2 | Residential & Commercial | Ducted CEE Tier 1
204456608 | Central HP <5.4 tons | HEIL | HRCU-A-CB (Split System: Heat Pump with Remote Outdoor Unit-Air-Source) | HVH825GKA2* |  |  | EA*4X36L17A*+WALLCON | *96CTN0601714A* | 23400 | 16 | 8.1 | 21600 | 16800 | 77.78% | 1.92 | 11 | 10.5 |  |  |  | No | R-410A | 1.95 | Residential & Commercial | Ducted CEE Tier 1
210597886 | Central HP <5.4 tons | AIRQUEST | HRCU-A-CB (Split System: Heat Pump with Remote Outdoor Unit-Air-Source) | HVH825GKA2* |  |  | EA*4X42L21A*+WALLCON | *97CMN0602120A* | 23600 | 16 | 8.1 | 21400 | 16700 | 78.04% | 1.94 | 0 | 11 |  |  |  | No | R-410A | 1.9667 | Residential & Commercial | Ducted CEE Tier 1
210597906 | Central HP <5.4 tons | AIRQUEST | HRCU-A-CB (Split System: Heat Pump with Remote Outdoor Unit-Air-Source) | HVH825GKA2* |  |  | EA*4X42L24A*+WALLCON | *95CSU0802120A* | 23800 | 17 | 8.1 | 21400 | 16600 | 77.57% | 1.96 | 0 | 11 |  |  |  | No | R-410A | 1.9833 | Residential & Commercial | Ducted CEE Tier 1
210597970 | Central HP <5.4 tons | AIRQUEST | HRCU-A-CB (Split System: Heat Pump with Remote Outdoor Unit-Air-Source) | HVH825GKA2* |  |  | EA*4X43L21A*+WALLCON | *96CTN0601714A* | 24400 | 16.5 | 8.1 | 21200 | 16700 | 78.77% | 2.02 | 0 | 11 |  |  |  | No | R-410A | 2.0333 | Residential & Commercial | Ducted CEE Tier 1
210597986 | Central HP <5.4 tons | AIRQUEST | HRCU-A-CB (Split System: Heat Pump with Remote Outdoor Unit-Air-Source) | HVH825GKA2* |  |  | EA*4X43L21A*+WALLCON | *97CMN0602120A* | 24400 | 16.5 | 8.1 | 21200 | 16700 | 78.77% | 2.02 | 0 | 11 |  |  |  | No | R-410A | 2.0333 | Residential & Commercial | Ducted CEE Tier 1
210597842 | Central HP <5.4 tons | AIRQUEST | HRCU-A-CB (Split System: Heat Pump with Remote Outdoor Unit-Air-Source) | HVH825GKA2* |  |  | EA*4X42L21A*+WALLCON | *80CSU1002120A* | 23800 | 16.5 | 8.1 | 21400 | 16700 | 78.04% | 1.96 | 0 | 10.5 |  |  |  | No | R-410A | 1.9833 | Residential & Commercial | Ducted CEE Tier 1
210597890 | Central HP <5.4 tons | AIRQUEST | HRCU-A-CB (Split System: Heat Pump with Remote Outdoor Unit-Air-Source) | HVH825GKA2* |  |  | EA*4X42L21A*+WALLCON | *97CMN0801714A* | 23600 | 16.5 | 8.1 | 21400 | 16700 | 78.04% | 1.96 | 0 | 11 |  |  |  | No | R-410A | 1.9667 | Residential & Commercial | Ducted CEE Tier 1
210597910 | Central HP <5.4 tons | AIRQUEST | HRCU-A-CB (Split System: Heat Pump with Remote Outdoor Unit-Air-Source) | HVH825GKA2* |  |  | EA*4X42L24A*+WALLCON | *95CSU1002122A* | 23800 | 17 | 8.1 | 21400 | 16600 | 77.57% | 1.96 | 0 | 11 |  |  |  | No | R-410A | 1.9833 | Residential & Commercial | Ducted CEE Tier 1
210597926 | Central HP <5.4 tons | AIRQUEST | HRCU-A-CB (Split System: Heat Pump with Remote Outdoor Unit-Air-Source) | HVH825GKA2* |  |  | EA*4X42L24A*+WALLCON | *97CMN1002122A* | 23800 | 16.5 | 8.1 | 21400 | 16600 | 77.57% | 1.96 | 0 | 11 |  |  |  | No | R-410A | 1.9833 | Residential & Commercial | Ducted CEE Tier 1
210597958 | Central HP <5.4 tons | AIRQUEST | HRCU-A-CB (Split System: Heat Pump with Remote Outdoor Unit-Air-Source) | HVH825GKA2* |  |  | EA*4X43L21A*+WALLCON | *95CSU0601716A* | 24400 | 16.5 | 8.1 | 21200 | 16700 | 78.77% | 2.02 | 0 | 10.5 |  |  |  | No | R-410A | 2.0333 | Residential & Commercial | Ducted CEE Tier 1
210598174 | Central HP <5.4 tons | AIRQUEST | HRCU-A-CB (Split System: Heat Pump with Remote Outdoor Unit-Air-Source) | HVH825GKA2* |  |  | EHD4X42AAL+WALLCON | *80CTL0701412A* | 24200 | 16.5 | 8.1 | 21200 | 16600 | 78.3% | 2.02 | 0 | 11 |  |  |  | No | R-410A | 2.0167 | Residential & Commercial | Ducted CEE Tier 1
210598194 | Central HP <5.4 tons | AIRQUEST | HRCU-A-CB (Split System: Heat Pump with Remote Outdoor Unit-Air-Source) | HVH825GKA2* |  |  | EHD4X42AAL+WALLCON | *95CSU0802120A* | 24200 | 16 | 8.1 | 21400 | 16600 | 77.57% | 2 | 0 | 11 |  |  |  | No | R-410A | 2.0167 | Residential & Commercial | Ducted CEE Tier 1
214650086 | Central HP <5.4 tons | COLEMAN | HRCU-A-CB (Split System: Heat Pump with Remote Outdoor Unit-Air-Source) | HH824E2S11 |  |  | CTU30B5XCS1+TXV | Z9ES080B12SMPS1 | 23000 | 17 | 9.5 | 23000 | 18400 | 80% | 2 | 0 | 12 |  |  |  | No | R-454B | 1.9167 | Residential & Commercial | Ducted CEE Tier 1
205751211 | Central HP <5.4 tons | AIRQUEST | HRCU-A-CB (Split System: Heat Pump with Remote Outdoor Unit-Air-Source) | HVH837GKA** |  |  | EA*4X43L21A*+WALLCON | *96CTN1002122A* | 33000 | 17.5 | 8.5 | 33000 | 25200 | 76.36% | 2 | 12 | 11.7 |  |  |  | No | R-410A | 2.75 | Residential & Commercial | Ducted CEE Tier 1
214229033 | Central HP <5.4 tons | TEMPSTAR | HRCU-A-CB (Split System: Heat Pump with Remote Outdoor Unit-Air-Source) | DLCURAH18ABK |  |  | EN(A,D)4X30L17** | *80MSU0601716A* | 17800 | 16.5 | 8.1 | 18300 | 18500 | 101.1% | 2.22 | 0 | 11 |  |  |  | No | R-410A | 1.4833 | Residential & Commercial | Ducted CEE Tier 1
210599096 | Central HP <5.4 tons | AIRQUEST | HRCU-A-CB (Split System: Heat Pump with Remote Outdoor Unit-Air-Source) | HVH837GKA** |  |  | EA*4X42L21A*+WALLCON | *80CSU1002120A* | 31800 | 17 | 8.1 | 33200 | 24400 | 73.49% | 1.88 | 0 | 11 |  |  |  | No | R-410A | 2.65 | Residential & Commercial | Ducted CEE Tier 1
210599212 | Central HP <5.4 tons | AIRQUEST | HRCU-A-CB (Split System: Heat Pump with Remote Outdoor Unit-Air-Source) | HVH837GKA** |  |  | EA*4X60L24A*+WALLCON | *97CMN1002122A* | 32800 | 17.5 | 8.5 | 31800 | 24800 | 77.99% | 2 | 0 | 11.7 |  |  |  | No | R-410A | 2.7333 | Residential & Commercial | Ducted CEE Tier 1
212973341 | Central HP <5.4 tons | TEMPSTAR | HRCU-A-CB (Split System: Heat Pump with Remote Outdoor Unit-Air-Source) | DLCURAH18ABK |  |  | EA*4X30L14A* | *96VSN0601412B* | 17400 | 16.5 | 8.5 | 18000 | 18700 | 103.9% | 2.26 | 0 | 10.5 |  |  |  | No | R-410A | 1.45 | Residential & Commercial | Ducted CEE Tier 1
216508761 | Central HP <5.4 tons | COLEMAN | HRCU-A-CB (Split System: Heat Pump with Remote Outdoor Unit-Air-Source) | HH836E2S11 |  |  | CTF30A5ADS1 | Z8ES040A12SMPS1 | 33000 | 18 | 8.5 | 30400 | 24800 | 81.58% | 2 | 0 | 11.7 |  |  |  | No | R-454B | 2.75 | Residential & Commercial | Ducted CEE Tier 1
204456582 | Central HP <5.4 tons | AIRQUEST | HRCU-A-CB (Split System: Heat Pump with Remote Outdoor Unit-Air-Source) | HVH825GKA2* |  |  | EA*4X30L17A*+WALLCON | *80CTL0901716A* | 23600 | 17 | 8.1 | 21400 | 16600 | 77.57% | 1.92 | 11 | 11 |  |  |  | No | R-410A | 1.9667 | Residential & Commercial | Ducted CEE Tier 1
214397575 | Central HP <5.4 tons | COLEMAN | HRCU-A-CB (Split System: Heat Pump with Remote Outdoor Unit-Air-Source) | HH824E2S11 |  |  | CTF30B5ACS1 | CP9C060B12MP13 | 23000 | 17 | 9.5 | 23000 | 18300 | 79.57% | 2 | 0 | 12 |  |  |  | No | R-454B | 1.9167 | Residential & Commercial | Ducted CEE Tier 1
210598010 | Central HP <5.4 tons | AIRQUEST | HRCU-A-CB (Split System: Heat Pump with Remote Outdoor Unit-Air-Source) | HVH825GKA2* |  |  | EA*4X48L21A*+WALLCON | *80CTL0451712A* | 24000 | 16.5 | 8.1 | 21000 | 16700 | 79.52% | 2 | 0 | 11 |  |  |  | No | R-410A | 2 | Residential & Commercial | Ducted CEE Tier 1
210598026 | Central HP <5.4 tons | AIRQUEST | HRCU-A-CB (Split System: Heat Pump with Remote Outdoor Unit-Air-Source) | HVH825GKA2* |  |  | EA*4X48L21A*+WALLCON | *95CSU0802120A* | 24200 | 17 | 8.1 | 21000 | 16500 | 78.57% | 2.02 | 0 | 11 |  |  |  | No | R-410A | 2.0167 | Residential & Commercial | Ducted CEE Tier 1
210598074 | Central HP <5.4 tons | AIRQUEST | HRCU-A-CB (Split System: Heat Pump with Remote Outdoor Unit-Air-Source) | HVH825GKA2* |  |  | EA*4X48L24A*+WALLCON | *95CSU1002122A* | 24200 | 17 | 8.1 | 21000 | 16500 | 78.57% | 2.02 | 0 | 11 |  |  |  | No | R-410A | 2.0167 | Residential & Commercial | Ducted CEE Tier 1
212979942 | Central HP <5.4 tons | BRYANT HEATING AND COOLING SYSTEMS | HRCU-A-CB (Split System: Heat Pump with Remote Outdoor Unit-Air-Source) | 38MURAQ18AB3* |  |  | CAP**1917AL* | 8(0,1)*SB42090M17*** | 18000 | 16.5 | 8.5 | 18000 | 17800 | 98.89% | 2.14 | 0 | 10.5 |  |  |  | No | R-410A | 1.5 | Residential & Commercial | Ducted CEE Tier 1
212383475 | Central HP <5.4 tons | HEIL | HRCU-A-CB (Split System: Heat Pump with Remote Outdoor Unit-Air-Source) | DLCURAH36ABK |  |  | EA*4X43L21A* | *92ESN0801716A* | 36400 | 16 | 8.5 | 38500 | 34800 | 90.39% | 2.08 | 0 | 10 |  |  |  | No | R-410A | 3.0333 | Residential & Commercial | Ducted CEE Tier 1
212384331 | Central HP <5.4 tons | HEIL | HRCU-A-CB (Split System: Heat Pump with Remote Outdoor Unit-Air-Source) | DLCURAH36ABK |  |  | END4X42L17** | *92ESN0801716A* | 35600 | 16 | 8.1 | 39000 | 35000 | 89.74% | 1.96 | 0 | 10 |  |  |  | No | R-410A | 2.9667 | Residential & Commercial | Ducted CEE Tier 1
212384356 | Central HP <5.4 tons | HEIL | HRCU-A-CB (Split System: Heat Pump with Remote Outdoor Unit-Air-Source) | DLCURAH36ABK |  |  | END4X42L17** | *80ESU0601716A | 36400 | 15.5 | 8.1 | 39500 | 35000 | 88.61% | 1.98 | 0 | 10 |  |  |  | No | R-410A | 3.0333 | Residential & Commercial | Ducted CEE Tier 1
213771471 | Central HP <5.4 tons | DAY & NIGHT | HRCU-A-CB (Split System: Heat Pump with Remote Outdoor Unit-Air-Source) | CVH825GKA2* |  |  | EA*4X43L21A*+WALLCON | *80CTL0902120B* | 24400 | 17 | 8.5 | 21200 | 16600 | 78.3% | 2.04 | 0 | 11 |  |  |  | No | R-410A | 2.0333 | Residential & Commercial | Ducted CEE Tier 1
213771571 | Central HP <5.4 tons | DAY & NIGHT | HRCU-A-CB (Split System: Heat Pump with Remote Outdoor Unit-Air-Source) | CVH825GKA2* |  |  | EA*4X48L21A*+WALLCON | *80CTL0701716B* | 24000 | 17 | 8.1 | 21000 | 16500 | 78.57% | 2 | 0 | 11 |  |  |  | No | R-410A | 2 | Residential & Commercial | Ducted CEE Tier 1
213771641 | Central HP <5.4 tons | DAY & NIGHT | HRCU-A-CB (Split System: Heat Pump with Remote Outdoor Unit-Air-Source) | CVH825GKA2* |  |  | EA*4X48L21A*+WALLCON | *97CMN1002122B* | 24000 | 16.5 | 8.1 | 21000 | 16500 | 78.57% | 2.02 | 0 | 11 |  |  |  | No | R-410A | 2 | Residential & Commercial | Ducted CEE Tier 1
213771451 | Central HP <5.4 tons | DAY & NIGHT | HRCU-A-CB (Split System: Heat Pump with Remote Outdoor Unit-Air-Source) | CVH825GKA2* |  |  | EA*4X43L21A*+WALLCON | *80CTL0701716B* | 24400 | 17 | 8.5 | 21200 | 16600 | 78.3% | 2.02 | 0 | 11 |  |  |  | No | R-410A | 2.0333 | Residential & Commercial | Ducted CEE Tier 1
213069552 | Central HP <5.4 tons | ACIQ | HRCU-A-CB (Split System: Heat Pump with Remote Outdoor Unit-Air-Source) | DLCURAH36ABK |  |  | EN(A,D,W)4X48L21** | *92ESN0802120A* | 35800 | 16.5 | 8.1 | 38500 | 34800 | 90.39% | 2.02 | 0 | 10.5 |  |  |  | No | R-410A | 2.9833 | Residential & Commercial | Ducted CEE Tier 1
213069570 | Central HP <5.4 tons | ACIQ | HRCU-A-CB (Split System: Heat Pump with Remote Outdoor Unit-Air-Source) | DLCURAH36ABK |  |  | EN(A,D,W)4X48L21** | *96VTN1002120A* | 36600 | 15.5 | 8.1 | 39500 | 35000 | 88.61% | 2.04 | 0 | 10 |  |  |  | No | R-410A | 3.05 | Residential & Commercial | Ducted CEE Tier 1
213069585 | Central HP <5.4 tons | ACIQ | HRCU-A-CB (Split System: Heat Pump with Remote Outdoor Unit-Air-Source) | DLCURAH36ABK |  |  | EN(A,D)4X48L24** | *80VSL0902120A* | 35800 | 16.5 | 8.1 | 38500 | 34800 | 90.39% | 2 | 0 | 10 |  |  |  | No | R-410A | 2.9833 | Residential & Commercial | Ducted CEE Tier 1
213069605 | Central HP <5.4 tons | ACIQ | HRCU-A-CB (Split System: Heat Pump with Remote Outdoor Unit-Air-Source) | DLCURAH36ABK |  |  | EN(A,D)4X48L24** | *95ESU1002120A* | 36400 | 16 | 8.1 | 38500 | 34800 | 90.39% | 2.04 | 0 | 10.5 |  |  |  | No | R-410A | 3.0333 | Residential & Commercial | Ducted CEE Tier 1
213771341 | Central HP <5.4 tons | DAY & NIGHT | HRCU-A-CB (Split System: Heat Pump with Remote Outdoor Unit-Air-Source) | CVH825GKA2* |  |  | EA*4X42L21A*+WALLCON | *96CTN0601714B* | 23600 | 16.5 | 8.1 | 21400 | 16700 | 78.04% | 1.96 | 0 | 10.5 |  |  |  | No | R-410A | 1.9667 | Residential & Commercial | Ducted CEE Tier 1
213770791 | Central HP <5.4 tons | DAY & NIGHT | HRCU-A-CB (Split System: Heat Pump with Remote Outdoor Unit-Air-Source) | CVH825GKA2* |  |  | EA*4X30L17A*+WALLCON | *96CTN0601714B* | 23400 | 16 | 8.1 | 21600 | 16800 | 77.78% | 1.9 | 0 | 10.5 |  |  |  | No | R-410A | 1.95 | Residential & Commercial | Ducted CEE Tier 1
213771041 | Central HP <5.4 tons | DAY & NIGHT | HRCU-A-CB (Split System: Heat Pump with Remote Outdoor Unit-Air-Source) | CVH825GKA2* |  |  | EA*4X37L17A*+WALLCON | *80CTL0701412B* | 24200 | 16.5 | 8.1 | 21400 | 16700 | 78.04% | 2 | 0 | 11 |  |  |  | No | R-410A | 2.0167 | Residential & Commercial | Ducted CEE Tier 1
214241982 | Central HP <5.4 tons | KEEPRITE | HRCU-A-CB (Split System: Heat Pump with Remote Outdoor Unit-Air-Source) | CVH825GKA3* |  |  | EN(A,D)4X36L21**+WALLCON | *96CTN1002122B* | 23600 | 16.5 | 8.1 | 21400 | 16700 | 78.04% | 1.92 | 0 | 11 |  |  |  | No | R-410A | 1.9667 | Residential & Commercial | Ducted CEE Tier 1
213773261 | Central HP <5.4 tons | DAY & NIGHT | HRCU-A-CB (Split System: Heat Pump with Remote Outdoor Unit-Air-Source) | CVH825GKA3* |  |  | EA*4X37L21A*+WALLCON | *80CTL0451712B* | 24200 | 16.5 | 8.1 | 21200 | 16700 | 78.77% | 2 | 0 | 10.5 |  |  |  | No | R-410A | 2.0167 | Residential & Commercial | Ducted CEE Tier 1
213773761 | Central HP <5.4 tons | DAY & NIGHT | HRCU-A-CB (Split System: Heat Pump with Remote Outdoor Unit-Air-Source) | CVH825GKA3* |  |  | EA*4X48L21A*+WALLCON | *97CMN0801714B* | 24000 | 16.5 | 8.1 | 21000 | 16600 | 79.05% | 2 | 0 | 10.5 |  |  |  | No | R-410A | 2 | Residential & Commercial | Ducted CEE Tier 1
214242262 | Central HP <5.4 tons | KEEPRITE | HRCU-A-CB (Split System: Heat Pump with Remote Outdoor Unit-Air-Source) | CVH825GKA3* |  |  | EN(A,D,W)4X48L21**+WALLCON | *95CSU0601716B* | 24000 | 16.5 | 8.1 | 21400 | 16600 | 77.57% | 2 | 0 | 11 |  |  |  | No | R-410A | 2 | Residential & Commercial | Ducted CEE Tier 1
214241862 | Central HP <5.4 tons | KEEPRITE | HRCU-A-CB (Split System: Heat Pump with Remote Outdoor Unit-Air-Source) | CVH825GKA3* |  |  | EN(A,D,W)4X36L17**+WALLCON | *96CTN0801714B* | 23400 | 16.5 | 8.1 | 21600 | 16700 | 77.31% | 1.9 | 0 | 10.5 |  |  |  | No | R-410A | 1.95 | Residential & Commercial | Ducted CEE Tier 1
213774591 | Central HP <5.4 tons | DAY & NIGHT | HRCU-A-CB (Split System: Heat Pump with Remote Outdoor Unit-Air-Source) | CVH825GKA3* |  |  | EHD4X48AAL+WALLCON | *80CTL0901716B* | 24400 | 16.5 | 8.1 | 21200 | 16600 | 78.3% | 2 | 0 | 10.5 |  |  |  | No | R-410A | 2.0333 | Residential & Commercial | Ducted CEE Tier 1
213774671 | Central HP <5.4 tons | DAY & NIGHT | HRCU-A-CB (Split System: Heat Pump with Remote Outdoor Unit-Air-Source) | CVH825GKA3* |  |  | EHD4X48AAL+WALLCON | *97CMN1202422B* | 24200 | 16 | 8.1 | 21200 | 16600 | 78.3% | 2 | 0 | 10.5 |  |  |  | No | R-410A | 2.0167 | Residential & Commercial | Ducted CEE Tier 1
213770811 | Central HP <5.4 tons | DAY & NIGHT | HRCU-A-CB (Split System: Heat Pump with Remote Outdoor Unit-Air-Source) | CVH825GKA2* |  |  | EA*4X36L17A*+WALLCON | *80CTL0451712B* | 23400 | 16 | 8.1 | 21600 | 16800 | 77.78% | 1.92 | 0 | 10.5 |  |  |  | No | R-410A | 1.95 | Residential & Commercial | Ducted CEE Tier 1
213770911 | Central HP <5.4 tons | DAY & NIGHT | HRCU-A-CB (Split System: Heat Pump with Remote Outdoor Unit-Air-Source) | CVH825GKA2* |  |  | EA*4X36L21A*+WALLCON | *80CTL0451712B* | 23400 | 16 | 8.1 | 21600 | 16800 | 77.78% | 1.92 | 0 | 10.5 |  |  |  | No | R-410A | 1.95 | Residential & Commercial | Ducted CEE Tier 1
213770931 | Central HP <5.4 tons | DAY & NIGHT | HRCU-A-CB (Split System: Heat Pump with Remote Outdoor Unit-Air-Source) | CVH825GKA2* |  |  | EA*4X36L21A*+WALLCON | *80CTL0901716B* | 23600 | 16.5 | 8.1 | 21400 | 16600 | 77.57% | 1.94 | 0 | 10.5 |  |  |  | No | R-410A | 1.9667 | Residential & Commercial | Ducted CEE Tier 1
213774721 | Central HP <5.4 tons | DAY & NIGHT | HRCU-A-CB (Split System: Heat Pump with Remote Outdoor Unit-Air-Source) | CVH825GKA3* |  |  | EHD4X48AAL+WALLCON | *96CTN1202422B* | 24200 | 16.5 | 8.1 | 21200 | 16600 | 78.3% | 2.02 | 0 | 11 |  |  |  | No | R-410A | 2.0167 | Residential & Commercial | Ducted CEE Tier 1
213773301 | Central HP <5.4 tons | DAY & NIGHT | HRCU-A-CB (Split System: Heat Pump with Remote Outdoor Unit-Air-Source) | CVH825GKA3* |  |  | EA*4X37L21A*+WALLCON | *80CTL1102120B* | 24400 | 17 | 8.1 | 21200 | 16600 | 78.3% | 2.02 | 0 | 11 |  |  |  | No | R-410A | 2.0333 | Residential & Commercial | Ducted CEE Tier 1
213773321 | Central HP <5.4 tons | DAY & NIGHT | HRCU-A-CB (Split System: Heat Pump with Remote Outdoor Unit-Air-Source) | CVH825GKA3* |  |  | EA*4X37L21A*+WALLCON | *97CMN0601714B* | 24200 | 16 | 8.1 | 21200 | 16700 | 78.77% | 2 | 0 | 10.5 |  |  |  | No | R-410A | 2.0167 | Residential & Commercial | Ducted CEE Tier 1
213773401 | Central HP <5.4 tons | DAY & NIGHT | HRCU-A-CB (Split System: Heat Pump with Remote Outdoor Unit-Air-Source) | CVH825GKA3* |  |  | EA*4X42L21A*+WALLCON | *80CTL0901716B* | 23800 | 16.5 | 8.1 | 21400 | 16600 | 77.57% | 1.96 | 0 | 10.5 |  |  |  | No | R-410A | 1.9833 | Residential & Commercial | Ducted CEE Tier 1
213773421 | Central HP <5.4 tons | DAY & NIGHT | HRCU-A-CB (Split System: Heat Pump with Remote Outdoor Unit-Air-Source) | CVH825GKA3* |  |  | EA*4X42L21A*+WALLCON | *80CTL1102120B* | 23800 | 16.5 | 8.1 | 21400 | 16600 | 77.57% | 1.96 | 0 | 10.5 |  |  |  | No | R-410A | 1.9833 | Residential & Commercial | Ducted CEE Tier 1
213773451 | Central HP <5.4 tons | DAY & NIGHT | HRCU-A-CB (Split System: Heat Pump with Remote Outdoor Unit-Air-Source) | CVH825GKA3* |  |  | EA*4X42L21A*+WALLCON | *97CMN0801714B* | 23600 | 16.5 | 8.1 | 21400 | 16700 | 78.04% | 1.94 | 0 | 10.5 |  |  |  | No | R-410A | 1.9667 | Residential & Commercial | Ducted CEE Tier 1
213773621 | Central HP <5.4 tons | DAY & NIGHT | HRCU-A-CB (Split System: Heat Pump with Remote Outdoor Unit-Air-Source) | CVH825GKA3* |  |  | EA*4X43L21A*+WALLCON | *95CSU0601716B* | 24400 | 16.5 | 8.1 | 21200 | 16600 | 78.3% | 2.02 | 0 | 10.5 |  |  |  | No | R-410A | 2.0333 | Residential & Commercial | Ducted CEE Tier 1
213080951 | Central HP <5.4 tons | ACIQ | HRCU-A-CB (Split System: Heat Pump with Remote Outdoor Unit-Air-Source) | HVH837GKA2* |  |  | EN(A,D)4X48L24**+WALLCON | *80CTL1352422A* | 32400 | 17.5 | 8.1 | 32800 | 24800 | 75.61% | 1.98 | 12 | 11.7 |  |  |  | No | R-410A | 2.7 | Residential & Commercial | Ducted CEE Tier 1
213080984 | Central HP <5.4 tons | ACIQ | HRCU-A-CB (Split System: Heat Pump with Remote Outdoor Unit-Air-Source) | HVH837GKA2* |  |  | EA*4X61L21A*+WALLCON | *80CTL0901716A* | 33200 | 18 | 8.5 | 32000 | 24800 | 77.5% | 2 | 0 | 12 |  |  |  | No | R-410A | 2.7667 | Residential & Commercial | Ducted CEE Tier 1
213081003 | Central HP <5.4 tons | ACIQ | HRCU-A-CB (Split System: Heat Pump with Remote Outdoor Unit-Air-Source) | HVH837GKA2* |  |  | EN(A,D,W)4X60L24**+WALLCON | *97CMN1202422A* | 32800 | 17.5 | 8.1 | 32200 | 24800 | 77.02% | 1.96 | 0 | 11.7 |  |  |  | No | R-410A | 2.7333 | Residential & Commercial | Ducted CEE Tier 1
213069669 | Central HP <5.4 tons | ACIQ | HRCU-A-CB (Split System: Heat Pump with Remote Outdoor Unit-Air-Source) | DLCURAH24ABK |  |  | EA*4X24L17A* | *92ESN0601412A* | 23200 | 16.5 | 8.5 | 26400 | 25800 | 97.73% | 2.18 | 0 | 10 |  |  |  | No | R-410A | 1.9333 | Residential & Commercial | Ducted CEE Tier 1
213771531 | Central HP <5.4 tons | DAY & NIGHT | HRCU-A-CB (Split System: Heat Pump with Remote Outdoor Unit-Air-Source) | CVH825GKA2* |  |  | EA*4X43L21A*+WALLCON | *96CTN0601714B* | 24400 | 16.5 | 8.1 | 21200 | 16700 | 78.77% | 2.02 | 0 | 11 |  |  |  | No | R-410A | 2.0333 | Residential & Commercial | Ducted CEE Tier 1
213772461 | Central HP <5.4 tons | DAY & NIGHT | HRCU-A-CB (Split System: Heat Pump with Remote Outdoor Unit-Air-Source) | CVH825GKA2* |  |  | EHD4X48AAL+WALLCON | *80CTL0901716B* | 24400 | 17 | 8.1 | 21200 | 16600 | 78.3% | 2.02 | 0 | 10.5 |  |  |  | No | R-410A | 2.0333 | Residential & Commercial | Ducted CEE Tier 1
213772641 | Central HP <5.4 tons | DAY & NIGHT | HRCU-A-CB (Split System: Heat Pump with Remote Outdoor Unit-Air-Source) | CVH825GKA3* |  |  | EA*4X24L17A*+WALLCON | *80CTL0701716B* | 23200 | 16.5 | 8.1 | 22000 | 16800 | 76.36% | 1.88 | 0 | 10.5 |  |  |  | No | R-410A | 1.9333 | Residential & Commercial | Ducted CEE Tier 1
213773721 | Central HP <5.4 tons | DAY & NIGHT | HRCU-A-CB (Split System: Heat Pump with Remote Outdoor Unit-Air-Source) | CVH825GKA3* |  |  | EA*4X48L21A*+WALLCON | *80CTL0902120B* | 24000 | 17 | 8.1 | 21000 | 16500 | 78.57% | 2.02 | 0 | 11 |  |  |  | No | R-410A | 2 | Residential & Commercial | Ducted CEE Tier 1
213773871 | Central HP <5.4 tons | DAY & NIGHT | HRCU-A-CB (Split System: Heat Pump with Remote Outdoor Unit-Air-Source) | CVH825GKA3* |  |  | EA*4X48L24A*+WALLCON | *96CTN1202422B* | 24200 | 17 | 8.1 | 21000 | 16500 | 78.57% | 2.02 | 0 | 11 |  |  |  | No | R-410A | 2.0167 | Residential & Commercial | Ducted CEE Tier 1
213773001 | Central HP <5.4 tons | DAY & NIGHT | HRCU-A-CB (Split System: Heat Pump with Remote Outdoor Unit-Air-Source) | CVH825GKA3* |  |  | EA*4X36L17A*+WALLCON | *97CMN0801714B* | 23400 | 16.5 | 8.1 | 21600 | 16700 | 77.31% | 1.92 | 0 | 10.5 |  |  |  | No | R-410A | 1.95 | Residential & Commercial | Ducted CEE Tier 1
213773101 | Central HP <5.4 tons | DAY & NIGHT | HRCU-A-CB (Split System: Heat Pump with Remote Outdoor Unit-Air-Source) | CVH825GKA3* |  |  | EA*4X36L21A*+WALLCON | *97CMN0601714B* | 23400 | 16 | 8.1 | 21600 | 16700 | 77.31% | 1.92 | 0 | 10.5 |  |  |  | No | R-410A | 1.95 | Residential & Commercial | Ducted CEE Tier 1
213770511 | Central HP <5.4 tons | DAY & NIGHT | HRCU-A-CB (Split System: Heat Pump with Remote Outdoor Unit-Air-Source) | CVH825GKA2* |  |  | EA*4X24L17A*+WALLCON | *80CTL0701716B* | 23200 | 16.5 | 8.1 | 22000 | 16800 | 76.36% | 1.9 | 0 | 10.5 |  |  |  | No | R-410A | 1.9333 | Residential & Commercial | Ducted CEE Tier 1
213770611 | Central HP <5.4 tons | DAY & NIGHT | HRCU-A-CB (Split System: Heat Pump with Remote Outdoor Unit-Air-Source) | CVH825GKA2* |  |  | EA*4X25L17A*+WALLCON | *80CTL0701716B* | 24400 | 16.5 | 8.1 | 21200 | 16700 | 78.77% | 2.02 | 0 | 11 |  |  |  | No | R-410A | 2.0333 | Residential & Commercial | Ducted CEE Tier 1
213770831 | Central HP <5.4 tons | DAY & NIGHT | HRCU-A-CB (Split System: Heat Pump with Remote Outdoor Unit-Air-Source) | CVH825GKA2* |  |  | EA*4X36L17A*+WALLCON | *80CTL0701716B* | 23600 | 16.5 | 8.1 | 21400 | 16700 | 78.04% | 1.94 | 0 | 11 |  |  |  | No | R-410A | 1.9667 | Residential & Commercial | Ducted CEE Tier 1
211245382 | Central HP <5.4 tons | HEIL | HRCU-A-CB (Split System: Heat Pump with Remote Outdoor Unit-Air-Source) | DLCURAH24ABK |  |  | EN(A,D)4X36L21** | *96VTN1002122A* | 23600 | 17 | 8.1 | 25800 | 23800 | 92.25% | 1.98 | 0 | 10.5 |  |  |  | No | R-410A | 1.9667 | Residential & Commercial | Ducted CEE Tier 1
211245475 | Central HP <5.4 tons | HEIL | HRCU-A-CB (Split System: Heat Pump with Remote Outdoor Unit-Air-Source) | DLCURAH24ABK |  |  | EN(A,D)4X36L21** | *80ESU0401712A* | 24000 | 17 | 8.1 | 26000 | 23200 | 89.23% | 1.92 | 0 | 10.5 |  |  |  | No | R-410A | 2 | Residential & Commercial | Ducted CEE Tier 1
214229374 | Central HP <5.4 tons | TEMPSTAR | HRCU-A-CB (Split System: Heat Pump with Remote Outdoor Unit-Air-Source) | DLCURAH24ABK |  |  | EA*4X36L21A* | *80MSU0802120A* | 23600 | 17.5 | 8.5 | 25600 | 23400 | 91.41% | 1.94 | 0 | 10 |  |  |  | No | R-410A | 1.9667 | Residential & Commercial | Ducted CEE Tier 1
213773281 | Central HP <5.4 tons | DAY & NIGHT | HRCU-A-CB (Split System: Heat Pump with Remote Outdoor Unit-Air-Source) | CVH825GKA3* |  |  | EA*4X37L21A*+WALLCON | *80CTL0901716B* | 24200 | 17 | 8.1 | 21000 | 16600 | 79.05% | 2.02 | 0 | 11 |  |  |  | No | R-410A | 2.0167 | Residential & Commercial | Ducted CEE Tier 1
213773581 | Central HP <5.4 tons | DAY & NIGHT | HRCU-A-CB (Split System: Heat Pump with Remote Outdoor Unit-Air-Source) | CVH825GKA3* |  |  | EA*4X43L21A*+WALLCON | *80CTL0701716B* | 24400 | 17 | 8.1 | 21200 | 16600 | 78.3% | 2.02 | 0 | 11 |  |  |  | No | R-410A | 2.0333 | Residential & Commercial | Ducted CEE Tier 1
213773851 | Central HP <5.4 tons | DAY & NIGHT | HRCU-A-CB (Split System: Heat Pump with Remote Outdoor Unit-Air-Source) | CVH825GKA3* |  |  | EA*4X48L24A*+WALLCON | *97CMN1202422B* | 24000 | 16.5 | 8.1 | 21000 | 16500 | 78.57% | 2.02 | 0 | 11 |  |  |  | No | R-410A | 2 | Residential & Commercial | Ducted CEE Tier 1
213774401 | Central HP <5.4 tons | DAY & NIGHT | HRCU-A-CB (Split System: Heat Pump with Remote Outdoor Unit-Air-Source) | CVH825GKA3* |  |  | EHD4X42AAL+WALLCON | *80CTL0701412B* | 24200 | 16 | 8.1 | 21200 | 16600 | 78.3% | 2 | 0 | 10.5 |  |  |  | No | R-410A | 2.0167 | Residential & Commercial | Ducted CEE Tier 1
213774421 | Central HP <5.4 tons | DAY & NIGHT | HRCU-A-CB (Split System: Heat Pump with Remote Outdoor Unit-Air-Source) | CVH825GKA3* |  |  | EHD4X42AAL+WALLCON | *80CTL0901716B* | 24200 | 16 | 8.1 | 21200 | 16600 | 78.3% | 2 | 0 | 10.5 |  |  |  | No | R-410A | 2.0167 | Residential & Commercial | Ducted CEE Tier 1
214397904 | Central HP <5.4 tons | COLEMAN | HRCU-A-CB (Split System: Heat Pump with Remote Outdoor Unit-Air-Source) | HH860E2S11 |  |  | CTM60C5CGS1 | CPLC100C20MP13 | 44000 | 18 | 9 | 44500 | 33600 | 75.51% | 2 | 0 | 11.7 |  |  |  | No | R-454B | 3.6667 | Residential & Commercial | Ducted CEE Tier 1
214398342 | Central HP <5.4 tons | COLEMAN | HRCU-A-CB (Split System: Heat Pump with Remote Outdoor Unit-Air-Source) | HH860E2S11 |  |  | CTF60C5CGS1 | TM8Y080C16MP11 | 44000 | 18 | 9 | 44000 | 33400 | 75.91% | 2 | 0 | 11.7 |  |  |  | No | R-454B | 3.6667 | Residential & Commercial | Ducted CEE Tier 1
214398681 | Central HP <5.4 tons | COLEMAN | HRCU-A-CB (Split System: Heat Pump with Remote Outdoor Unit-Air-Source) | HH860E2S11 |  |  | CTF60C5CGS1 | TM8E100C20MP11 | 44500 | 17 | 9 | 45000 | 33800 | 75.11% | 2 | 0 | 11.7 |  |  |  | No | R-454B | 3.7083 | Residential & Commercial | Ducted CEE Tier 1
214398676 | Central HP <5.4 tons | COLEMAN | HRCU-A-CB (Split System: Heat Pump with Remote Outdoor Unit-Air-Source) | HH860E2S11 |  |  | CTM60C5CGS1 | TM9E100C20MP12 | 44500 | 17 | 9 | 45000 | 33800 | 75.11% | 2 | 0 | 11.7 |  |  |  | No | R-454B | 3.7083 | Residential & Commercial | Ducted CEE Tier 1
214397508 | Central HP <5.4 tons | COLEMAN | HRCU-A-CB (Split System: Heat Pump with Remote Outdoor Unit-Air-Source) | HH860E2S11 |  |  | CTM60D5CGS1 | TM9E120D20MP12 | 45000 | 17 | 9 | 46500 | 34800 | 74.84% | 2 | 0 | 11 |  |  |  | No | R-454B | 3.75 | Residential & Commercial | Ducted CEE Tier 1
214397592 | Central HP <5.4 tons | COLEMAN | HRCU-A-CB (Split System: Heat Pump with Remote Outdoor Unit-Air-Source) | HH860E2S11 |  |  | CTM60D5CHS1+JMVT20DC2N1 |  | 53500 | 19 | 9 | 53000 | 38000 | 71.7% | 2 | 0 | 12 |  |  |  | No | R-454B | 4.4583 | Residential & Commercial | Ducted CEE Tier 1
214397827 | Central HP <5.4 tons | COLEMAN | HRCU-A-CB (Split System: Heat Pump with Remote Outdoor Unit-Air-Source) | HH860E2S11 |  |  | CTM60C5CGS1 | TP9C080C16MP13 | 43500 | 18 | 9 | 44000 | 34000 | 77.27% | 2 | 0 | 11 |  |  |  | No | R-454B | 3.625 | Residential & Commercial | Ducted CEE Tier 1
214398461 | Central HP <5.4 tons | COLEMAN | HRCU-A-CB (Split System: Heat Pump with Remote Outdoor Unit-Air-Source) | HH860E2S11 |  |  | CTM60D5CJS1+JMVT20DC2N1 |  | 54000 | 19 | 9 | 55500 | 39500 | 71.17% | 2 | 0 | 11 |  |  |  | No | R-454B | 4.5 | Residential & Commercial | Ducted CEE Tier 1
213772581 | Central HP <5.4 tons | DAY & NIGHT | HRCU-A-CB (Split System: Heat Pump with Remote Outdoor Unit-Air-Source) | CVH825GKA2* |  |  | EHD4X48AAL+WALLCON | *96CTN1002122B* | 24200 | 16 | 8.1 | 21200 | 16600 | 78.3% | 2.02 | 0 | 11 |  |  |  | No | R-410A | 2.0167 | Residential & Commercial | Ducted CEE Tier 1
214279748 | Central HP <5.4 tons | BRYANT HEATING AND COOLING SYSTEMS | HRCU-A-CB (Split System: Heat Pump with Remote Outdoor Unit-Air-Source) | 38MURAQ18AB3* |  |  | CAP**2517AL* | 916SA48060M17*** | 17700 | 16 | 8.5 | 17600 | 17800 | 101.1% | 2.14 | 0 | 10.5 |  |  |  | No | R-410A | 1.475 | Residential & Commercial | Ducted CEE Tier 1
215935493 | Central HP <5.4 tons | TEMPSTAR | HRCU-A-CB (Split System: Heat Pump with Remote Outdoor Unit-Air-Source) | T5H3V36*K*AAA* |  |  | EVM5X61M24A*+WALLCON | *95CSU1002122B* | 36000 | 22.5 | 8.5 | 37600 | 28200 | 75% | 2.06 | 0 | 12.5 |  |  |  | No | R-454B | 3 | Residential & Commercial | Ducted CEE Tier 1
210598278 | Central HP <5.4 tons | AIRQUEST | HRCU-A-CB (Split System: Heat Pump with Remote Outdoor Unit-Air-Source) | HVH825GKA2* |  |  | EHD4X48AAL+WALLCON | *95CSU1002122A* | 24200 | 16.5 | 8.1 | 21200 | 16600 | 78.3% | 2.02 | 0 | 11 |  |  |  | No | R-410A | 2.0167 | Residential & Commercial | Ducted CEE Tier 1
213773235 | Central HP <5.4 tons | CARRIER | HRCU-A-CB (Split System: Heat Pump with Remote Outdoor Unit-Air-Source) | 25VNA825A*032* |  |  | CAP**3717AL*+UI | 59TN6C060C17**14 | 24000 | 16 | 8.1 | 21400 | 16700 | 78.04% | 1.98 | 0 | 10.5 |  |  |  | No | R-410A | 2 | Residential & Commercial | Ducted CEE Tier 1
213773285 | Central HP <5.4 tons | CARRIER | HRCU-A-CB (Split System: Heat Pump with Remote Outdoor Unit-Air-Source) | 25VNA825A*032* |  |  | CAP**3721AL*+UI | 58TN*B090C21**20 | 24400 | 16.5 | 8.1 | 21200 | 16600 | 78.3% | 2.02 | 0 | 11 |  |  |  | No | R-410A | 2.0333 | Residential & Commercial | Ducted CEE Tier 1
213773485 | Central HP <5.4 tons | CARRIER | HRCU-A-CB (Split System: Heat Pump with Remote Outdoor Unit-Air-Source) | 25VNA825A*032* |  |  | CAP**4221AL*+UI | 59TN6C100C21**22 | 23800 | 16.5 | 8.1 | 21400 | 16600 | 77.57% | 1.96 | 0 | 11 |  |  |  | No | R-410A | 1.9833 | Residential & Commercial | Ducted CEE Tier 1
214397928 | Central HP <5.4 tons | COLEMAN | HRCU-A-CB (Split System: Heat Pump with Remote Outdoor Unit-Air-Source) | HH824E2S11 |  |  | CTF36B5ADS1+JME12B2SN1 |  | 23000 | 19 | 9.5 | 23000 | 18500 | 80.43% | 2 | 0 | 12 |  |  |  | No | R-454B | 1.9167 | Residential & Commercial | Ducted CEE Tier 1
214397943 | Central HP <5.4 tons | COLEMAN | HRCU-A-CB (Split System: Heat Pump with Remote Outdoor Unit-Air-Source) | HH824E2S11 |  |  | CTF30A5ADS1 | TMLE040A12MP11 | 23000 | 18 | 9.5 | 23000 | 18500 | 80.43% | 2 | 0 | 12 |  |  |  | No | R-454B | 1.9167 | Residential & Commercial | Ducted CEE Tier 1
210597914 | Central HP <5.4 tons | AIRQUEST | HRCU-A-CB (Split System: Heat Pump with Remote Outdoor Unit-Air-Source) | HVH825GKA2* |  |  | EA*4X42L24A*+WALLCON | *96CTN1002122A* | 23800 | 16.5 | 8.1 | 21400 | 16600 | 77.57% | 1.96 | 0 | 11 |  |  |  | No | R-410A | 1.9833 | Residential & Commercial | Ducted CEE Tier 1
210597946 | Central HP <5.4 tons | AIRQUEST | HRCU-A-CB (Split System: Heat Pump with Remote Outdoor Unit-Air-Source) | HVH825GKA2* |  |  | EA*4X43L21A*+WALLCON | *80CTL0451712A* | 24200 | 16.5 | 8.1 | 21600 | 16800 | 77.78% | 2 | 0 | 11 |  |  |  | No | R-410A | 2.0167 | Residential & Commercial | Ducted CEE Tier 1
216508751 | Central HP <5.4 tons | COLEMAN | HRCU-A-CB (Split System: Heat Pump with Remote Outdoor Unit-Air-Source) | HH836E2S11 |  |  | CTF30A5ADS1 | TM8Y060A12MP11 | 32600 | 18 | 8.5 | 30600 | 25200 | 82.35% | 2 | 0 | 11 |  |  |  | No | R-454B | 2.7167 | Residential & Commercial | Ducted CEE Tier 1
215934734 | Central HP <5.4 tons | CARRIER | HRCU-A-CB (Split System: Heat Pump with Remote Outdoor Unit-Air-Source) | 27VNA336A*030* |  |  | CVAMA4221XMA*+UI | 59MN7C060C17**14 | 34000 | 20 | 8.1 | 38000 | 27000 | 71.05% | 2 | 0 | 11 |  |  |  | No | R-454B | 2.8333 | Residential & Commercial | Ducted CEE Tier 1
215935154 | Central HP <5.4 tons | CARRIER | HRCU-A-CB (Split System: Heat Pump with Remote Outdoor Unit-Air-Source) | 27VNA336A*030* |  |  | CVAMA6021XMA*+UI | 58CU*A060C17**16 | 35600 | 22 | 8.5 | 38000 | 28600 | 75.26% | 2.02 | 0 | 12 |  |  |  | No | R-454B | 2.9667 | Residential & Commercial | Ducted CEE Tier 1
215935254 | Central HP <5.4 tons | CARRIER | HRCU-A-CB (Split System: Heat Pump with Remote Outdoor Unit-Air-Source) | 27VNA336A*030* |  |  | CVAMA6021XMA*+UI | 59CU5B100C21**22 | 35600 | 22 | 8.5 | 38000 | 28400 | 74.74% | 2.02 | 0 | 12.5 |  |  |  | No | R-454B | 2.9667 | Residential & Commercial | Ducted CEE Tier 1
213771211 | Central HP <5.4 tons | DAY & NIGHT | HRCU-A-CB (Split System: Heat Pump with Remote Outdoor Unit-Air-Source) | CVH825GKA2* |  |  | EA*4X37L21A*+WALLCON | *97CMN1002122B* | 24400 | 16.5 | 8.5 | 21200 | 16600 | 78.3% | 2.04 | 0 | 11 |  |  |  | No | R-410A | 2.0333 | Residential & Commercial | Ducted CEE Tier 1
213771241 | Central HP <5.4 tons | DAY & NIGHT | HRCU-A-CB (Split System: Heat Pump with Remote Outdoor Unit-Air-Source) | CVH825GKA2* |  |  | EA*4X37L21A*+WALLCON | *96CTN1002122B* | 24400 | 16.5 | 8.5 | 21200 | 16600 | 78.3% | 2.04 | 0 | 11 |  |  |  | No | R-410A | 2.0333 | Residential & Commercial | Ducted CEE Tier 1
213771261 | Central HP <5.4 tons | DAY & NIGHT | HRCU-A-CB (Split System: Heat Pump with Remote Outdoor Unit-Air-Source) | CVH825GKA2* |  |  | EA*4X42L21A*+WALLCON | *80CTL0701716B* | 23800 | 16.5 | 8.1 | 21400 | 16700 | 78.04% | 1.96 | 0 | 10.5 |  |  |  | No | R-410A | 1.9833 | Residential & Commercial | Ducted CEE Tier 1
213771931 | Central HP <5.4 tons | DAY & NIGHT | HRCU-A-CB (Split System: Heat Pump with Remote Outdoor Unit-Air-Source) | CVH825GKA2* |  |  | EHD4X30AAL+WALLCON | *80CTL0701412B* | 23800 | 16 | 8.1 | 21800 | 16800 | 77.06% | 1.98 | 0 | 10.5 |  |  |  | No | R-410A | 1.9833 | Residential & Commercial | Ducted CEE Tier 1
213075274 | Central HP <5.4 tons | ACIQ | HRCU-A-CB (Split System: Heat Pump with Remote Outdoor Unit-Air-Source) | DLCURAH36ABK |  |  | EA*4X36L21A* | *80ES(N,L)0902120A* | 35600 | 16 | 8.1 | 39500 | 35200 | 89.11% | 1.84 | 0 | 10 |  |  |  | No | R-410A | 2.9667 | Residential & Commercial | Ducted CEE Tier 1
215934534 | Central HP <5.4 tons | CARRIER | HRCU-A-CB (Split System: Heat Pump with Remote Outdoor Unit-Air-Source) | 27VNA348A*030* |  |  | CSAH*4812AM*+UI | 59TN6C120C24**22 | 44500 | 20 | 9 | 48500 | 36400 | 75.05% | 1.82 | 0 | 10.5 |  |  |  | No | R-454B | 3.7083 | Residential & Commercial | Ducted CEE Tier 1
211227993 | Central HP <5.4 tons | HEIL | HRCU-A-CB (Split System: Heat Pump with Remote Outdoor Unit-Air-Source) | DLCURAH36ABK |  |  | EA*4X42L24A* | *92ESN1202420A* | 35800 | 16 | 8.1 | 38500 | 35000 | 90.91% | 1.9 | 0 | 10 |  |  |  | No | R-410A | 2.9833 | Residential & Commercial | Ducted CEE Tier 1
211227225 | Central HP <5.4 tons | HEIL | HRCU-A-CB (Split System: Heat Pump with Remote Outdoor Unit-Air-Source) | DLCURAH36ABK |  |  | EA*4X37L21A* | OLV112A16A | 36600 | 15.2 | 8.5 | 38500 | 35000 | 90.91% | 2.08 | 0 | 10 |  |  |  | No | R-410A | 3.05 | Residential & Commercial | Ducted CEE Tier 1
211227234 | Central HP <5.4 tons | HEIL | HRCU-A-CB (Split System: Heat Pump with Remote Outdoor Unit-Air-Source) | DLCURAH36ABK |  |  | EA*4X37L21A* | OMV098J12* | 36200 | 15.2 | 8.5 | 38500 | 35000 | 90.91% | 2.06 | 0 | 10 |  |  |  | No | R-410A | 3.0167 | Residential & Commercial | Ducted CEE Tier 1
211387496 | Central HP <5.4 tons | COLEMAN | HRCU-A-CB (Split System: Heat Pump with Remote Outdoor Unit-Air-Source) | HMH72B341 |  |  | XAFC36DXXN1+TXV | TM9V100C16MP12 | 34000 | 17.5 | 8.5 | 34000 | 24000 | 70.59% | 2.1 | 0 | 10 |  |  |  | No | R-410A | 2.8333 | Residential & Commercial | Ducted CEE Tier 1
211387522 | Central HP <5.4 tons | COLEMAN | HRCU-A-CB (Split System: Heat Pump with Remote Outdoor Unit-Air-Source) | HMH72B341 |  |  | XAFC36DXXN1+TXV | CP9C100C16MP13 | 34000 | 17.5 | 8.5 | 34000 | 24000 | 70.59% | 2.1 | 0 | 10 |  |  |  | No | R-410A | 2.8333 | Residential & Commercial | Ducted CEE Tier 1
216599667 | Central HP <5.4 tons | TRANE | HRCU-A-CB (Split System: Heat Pump with Remote Outdoor Unit-Air-Source) | 5TWV8X36A1 |  |  | 5TXCB006AS3+P0V0B000M40SD+LRP |  | 33000 | 18.1 | 8.5 | 33200 | 25400 | 76.51% | 2.1 | 0 | 10.5 |  |  |  | No | R-454B | 2.75 | Residential & Commercial | Ducted CEE Tier 1
212383370 | Central HP <5.4 tons | HEIL | HRCU-A-CB (Split System: Heat Pump with Remote Outdoor Unit-Air-Source) | DLCURAH36ABK |  |  | EA*4X36L21A* | *80ESU0802120A | 36600 | 15.2 | 8.1 | 40000 | 35400 | 88.5% | 1.88 | 0 | 10 |  |  |  | No | R-410A | 3.05 | Residential & Commercial | Ducted CEE Tier 1
212384681 | Central HP <5.4 tons | HEIL | HRCU-A-CB (Split System: Heat Pump with Remote Outdoor Unit-Air-Source) | DLCURAH36ABK |  |  | EN(A,D,W)4X42L21** | *92ESN0802120A* | 36400 | 15.5 | 8.1 | 39500 | 35200 | 89.11% | 1.92 | 0 | 10 |  |  |  | No | R-410A | 3.0333 | Residential & Commercial | Ducted CEE Tier 1
211387622 | Central HP <5.4 tons | COLEMAN | HRCU-A-CB (Split System: Heat Pump with Remote Outdoor Unit-Air-Source) | HMH72B341 |  |  | XAFC36DXXN1+TXV | TM9V080C16MP12 | 34000 | 17.5 | 8.1 | 33800 | 23800 | 70.41% | 2.08 | 0 | 10 |  |  |  | No | R-410A | 2.8333 | Residential & Commercial | Ducted CEE Tier 1
211392845 | Central HP <5.4 tons | LUXAIRE | HRCU-A-CB (Split System: Heat Pump with Remote Outdoor Unit-Air-Source) | HMH72B341 |  |  | XAFB36DXXN1+TXV | TMLE040A12MP11 | 34000 | 18 | 8.1 | 33600 | 23800 | 70.83% | 2.06 | 0 | 10 |  |  |  | No | R-410A | 2.8333 | Residential & Commercial | Ducted CEE Tier 1
214397647 | Central HP <5.4 tons | COLEMAN | HRCU-A-CB (Split System: Heat Pump with Remote Outdoor Unit-Air-Source) | HH836E2S11 |  |  | CTF48C5CFS1 | TM9V100C16MP12 | 33200 | 18 | 9 | 31200 | 25200 | 80.77% | 2 | 0 | 11 |  |  |  | No | R-454B | 2.7667 | Residential & Commercial | Ducted CEE Tier 1
214397724 | Central HP <5.4 tons | COLEMAN | HRCU-A-CB (Split System: Heat Pump with Remote Outdoor Unit-Air-Source) | HH836E2S11 |  |  | CTF36C5CDS1 | CP9C100C16MP13 | 33800 | 18 | 8.5 | 31400 | 25600 | 81.53% | 2 | 0 | 11 |  |  |  | No | R-454B | 2.8167 | Residential & Commercial | Ducted CEE Tier 1
214397699 | Central HP <5.4 tons | COLEMAN | HRCU-A-CB (Split System: Heat Pump with Remote Outdoor Unit-Air-Source) | HH836E2S11 |  |  | CTF36C5CDS1 | TMLE100C16MP11 | 34000 | 18 | 8.5 | 31600 | 25800 | 81.65% | 2 | 0 | 11 |  |  |  | No | R-454B | 2.8333 | Residential & Commercial | Ducted CEE Tier 1
213069672 | Central HP <5.4 tons | ACIQ | HRCU-A-CB (Split System: Heat Pump with Remote Outdoor Unit-Air-Source) | DLCURAH24ABK |  |  | EA*4X24L17A* | *95ESN0601714A* | 24400 | 15.5 | 8.5 | 27200 | 23200 | 85.29% | 1.9 | 0 | 10 |  |  |  | No | R-410A | 2.0333 | Residential & Commercial | Ducted CEE Tier 1
213069904 | Central HP <5.4 tons | ACIQ | HRCU-A-CB (Split System: Heat Pump with Remote Outdoor Unit-Air-Source) | DLCURAH24ABK |  |  | EA*4X30L17A* | *92ESN0401712A* | 23600 | 15.5 | 8.5 | 26200 | 23600 | 90.08% | 1.94 | 0 | 10 |  |  |  | No | R-410A | 1.9667 | Residential & Commercial | Ducted CEE Tier 1
213070153 | Central HP <5.4 tons | ACIQ | HRCU-A-CB (Split System: Heat Pump with Remote Outdoor Unit-Air-Source) | DLCURAH24ABK |  |  | EA*4X36L17A* | OLV098A12* | 23400 | 16.5 | 8.5 | 25600 | 23800 | 92.97% | 1.98 | 0 | 10 |  |  |  | No | R-410A | 1.95 | Residential & Commercial | Ducted CEE Tier 1
213070204 | Central HP <5.4 tons | ACIQ | HRCU-A-CB (Split System: Heat Pump with Remote Outdoor Unit-Air-Source) | DLCURAH24ABK |  |  | EA*4X36L21A* | *96VTN1002122A* | 23800 | 17 | 8.5 | 25800 | 23200 | 89.92% | 1.92 | 0 | 10 |  |  |  | No | R-410A | 1.9833 | Residential & Commercial | Ducted CEE Tier 1
213070388 | Central HP <5.4 tons | ACIQ | HRCU-A-CB (Split System: Heat Pump with Remote Outdoor Unit-Air-Source) | DLCURAH24ABK |  |  | EA*4X36L21A* | *92ESN1002120A* | 25000 | 17 | 8.5 | 26600 | 21800 | 81.95% | 1.82 | 0 | 10.5 |  |  |  | No | R-410A | 2.0833 | Residential & Commercial | Ducted CEE Tier 1
213070521 | Central HP <5.4 tons | ACIQ | HRCU-A-CB (Split System: Heat Pump with Remote Outdoor Unit-Air-Source) | DLCURAH24ABK |  |  | EA*4X37L17A* | *80VTL0451412A* | 24800 | 16.5 | 8.5 | 25600 | 21400 | 83.59% | 1.8 | 0 | 10 |  |  |  | No | R-410A | 2.0667 | Residential & Commercial | Ducted CEE Tier 1
214398476 | Central HP <5.4 tons | COLEMAN | HRCU-A-CB (Split System: Heat Pump with Remote Outdoor Unit-Air-Source) | HH836E2S11 |  |  | CTM48C5CFS1 | TM8E100C16MP11 | 33600 | 19 | 9 | 31400 | 25400 | 80.89% | 2 | 0 | 11 |  |  |  | No | R-454B | 2.8 | Residential & Commercial | Ducted CEE Tier 1
213070824 | Central HP <5.4 tons | ACIQ | HRCU-A-CB (Split System: Heat Pump with Remote Outdoor Unit-Air-Source) | DLCURAH24ABK |  |  | EA*4X37L21A* | *80ES(N,L)0901714A* | 25400 | 17 | 8.5 | 25800 | 20600 | 79.84% | 1.76 | 0 | 10.5 |  |  |  | No | R-410A | 2.1167 | Residential & Commercial | Ducted CEE Tier 1
213071074 | Central HP <5.4 tons | ACIQ | HRCU-A-CB (Split System: Heat Pump with Remote Outdoor Unit-Air-Source) | DLCURAH24ABK |  |  | EN(A,D)4X24L17** | *80VTL0701716A* | 23600 | 16.5 | 8.5 | 26600 | 23400 | 87.97% | 1.94 | 0 | 10 |  |  |  | No | R-410A | 1.9667 | Residential & Commercial | Ducted CEE Tier 1
213071126 | Central HP <5.4 tons | ACIQ | HRCU-A-CB (Split System: Heat Pump with Remote Outdoor Unit-Air-Source) | DLCURAH24ABK |  |  | EN(A,D)4X24L17** | *80ES(N,L)0451712A* | 23600 | 16 | 8.5 | 26800 | 23600 | 88.06% | 1.94 | 0 | 10 |  |  |  | No | R-410A | 1.9667 | Residential & Commercial | Ducted CEE Tier 1
213071409 | Central HP <5.4 tons | ACIQ | HRCU-A-CB (Split System: Heat Pump with Remote Outdoor Unit-Air-Source) | DLCURAH24ABK |  |  | EN(A,D)4X30L17** | *80ES(N,L)0451412A* | 24600 | 16 | 8.1 | 26600 | 22400 | 84.21% | 1.84 | 0 | 10.5 |  |  |  | No | R-410A | 2.05 | Residential & Commercial | Ducted CEE Tier 1
213071426 | Central HP <5.4 tons | ACIQ | HRCU-A-CB (Split System: Heat Pump with Remote Outdoor Unit-Air-Source) | DLCURAH24ABK |  |  | EN(A,D)4X30L17** | *80ES(N,L)0901714A* | 24600 | 16.5 | 8.1 | 26400 | 22600 | 85.61% | 1.86 | 0 | 10.5 |  |  |  | No | R-410A | 2.05 | Residential & Commercial | Ducted CEE Tier 1
213071575 | Central HP <5.4 tons | ACIQ | HRCU-A-CB (Split System: Heat Pump with Remote Outdoor Unit-Air-Source) | DLCURAH24ABK |  |  | EN(A,D,W)4X36L17** | *96VTN0401712A* | 23400 | 16 | 8.1 | 25800 | 24000 | 93.02% | 1.98 | 0 | 10 |  |  |  | No | R-410A | 1.95 | Residential & Commercial | Ducted CEE Tier 1
213071642 | Central HP <5.4 tons | ACIQ | HRCU-A-CB (Split System: Heat Pump with Remote Outdoor Unit-Air-Source) | DLCURAH24ABK |  |  | EN(A,D,W)4X36L17** | *80ES(N,L)0701712A* | 24400 | 16.5 | 8.1 | 26400 | 22600 | 85.61% | 1.88 | 0 | 10.5 |  |  |  | No | R-410A | 2.0333 | Residential & Commercial | Ducted CEE Tier 1
212979204 | Central HP <5.4 tons | BRYANT HEATING AND COOLING SYSTEMS | HRCU-A-CB (Split System: Heat Pump with Remote Outdoor Unit-Air-Source) | 38MURAQ24AB3* |  |  | CNPV*2417AL* | 8(0,1)*SB48070M17*** | 23200 | 16.5 | 8.5 | 26800 | 25400 | 94.78% | 2.14 | 0 | 10 |  |  |  | No | R-410A | 1.9333 | Residential & Commercial | Ducted CEE Tier 1
212979240 | Central HP <5.4 tons | BRYANT HEATING AND COOLING SYSTEMS | HRCU-A-CB (Split System: Heat Pump with Remote Outdoor Unit-Air-Source) | 38MURAQ24AB3* |  |  | CNPV*3621AL* | 8(0,1)*SB48070M17*** | 23600 | 17 | 8.5 | 26400 | 24200 | 91.67% | 2.02 | 0 | 10.5 |  |  |  | No | R-410A | 1.9667 | Residential & Commercial | Ducted CEE Tier 1
214651877 | Central HP <5.4 tons | COLEMAN | HRCU-A-CB (Split System: Heat Pump with Remote Outdoor Unit-Air-Source) | HH824E2S11 |  |  | CTU36B5XDS1+TXV | Z9ES060B12SMPS1 | 23000 | 17 | 9.5 | 23000 | 18700 | 81.3% | 2 | 0 | 12 |  |  |  | No | R-454B | 1.9167 | Residential & Commercial | Ducted CEE Tier 1
204456564 | Central HP <5.4 tons | AIRQUEST | HRCU-A-CB (Split System: Heat Pump with Remote Outdoor Unit-Air-Source) | HVH825GKA2* |  |  | EA*4X30L17A*+WALLCON | *97CMN0801714A* | 23400 | 16 | 8.1 | 21600 | 16800 | 77.78% | 1.9 | 11 | 10.5 |  |  |  | No | R-410A | 1.95 | Residential & Commercial | Ducted CEE Tier 1
213771351 | Central HP <5.4 tons | DAY & NIGHT | HRCU-A-CB (Split System: Heat Pump with Remote Outdoor Unit-Air-Source) | CVH825GKA2* |  |  | EA*4X42L21A*+WALLCON | *96CTN0801714B* | 23600 | 16.5 | 8.1 | 21400 | 16700 | 78.04% | 1.96 | 0 | 10.5 |  |  |  | No | R-410A | 1.9667 | Residential & Commercial | Ducted CEE Tier 1
213771651 | Central HP <5.4 tons | DAY & NIGHT | HRCU-A-CB (Split System: Heat Pump with Remote Outdoor Unit-Air-Source) | CVH825GKA2* |  |  | EA*4X48L21A*+WALLCON | *96CTN0601714B* | 24000 | 16.5 | 8.1 | 21000 | 16600 | 79.05% | 2 | 0 | 10.5 |  |  |  | No | R-410A | 2 | Residential & Commercial | Ducted CEE Tier 1
214398481 | Central HP <5.4 tons | COLEMAN | HRCU-A-CB (Split System: Heat Pump with Remote Outdoor Unit-Air-Source) | HH836E2S11 |  |  | CTM48C5CFS1 | TMLE100C16MP11 | 33600 | 19 | 9 | 31400 | 25400 | 80.89% | 2 | 0 | 11 |  |  |  | No | R-454B | 2.8 | Residential & Commercial | Ducted CEE Tier 1
213071659 | Central HP <5.4 tons | ACIQ | HRCU-A-CB (Split System: Heat Pump with Remote Outdoor Unit-Air-Source) | DLCURAH24ABK |  |  | EN(A,D,W)4X36L17** | *92ESN0601714A* | 24400 | 16.5 | 8.1 | 26400 | 22800 | 86.36% | 1.88 | 0 | 10.5 |  |  |  | No | R-410A | 2.0333 | Residential & Commercial | Ducted CEE Tier 1
213071694 | Central HP <5.4 tons | ACIQ | HRCU-A-CB (Split System: Heat Pump with Remote Outdoor Unit-Air-Source) | DLCURAH24ABK |  |  | EN(A,D,W)4X36L17** | *80ES(N,L)0701412A* | 24200 | 16.5 | 8.1 | 26400 | 22800 | 86.36% | 1.88 | 0 | 10.5 |  |  |  | No | R-410A | 2.0167 | Residential & Commercial | Ducted CEE Tier 1
213071792 | Central HP <5.4 tons | ACIQ | HRCU-A-CB (Split System: Heat Pump with Remote Outdoor Unit-Air-Source) | DLCURAH24ABK |  |  | EN(A,D)4X36L21** | *95ESU0601716A* | 24200 | 16.5 | 8.1 | 26200 | 22800 | 87.02% | 1.9 | 0 | 10.5 |  |  |  | No | R-410A | 2.0167 | Residential & Commercial | Ducted CEE Tier 1
213071826 | Central HP <5.4 tons | ACIQ | HRCU-A-CB (Split System: Heat Pump with Remote Outdoor Unit-Air-Source) | DLCURAH24ABK |  |  | EN(A,D)4X36L21** | *80VTL0701716A* | 24200 | 17 | 8.1 | 26200 | 23000 | 87.79% | 1.9 | 0 | 10.5 |  |  |  | No | R-410A | 2.0167 | Residential & Commercial | Ducted CEE Tier 1
213071925 | Central HP <5.4 tons | ACIQ | HRCU-A-CB (Split System: Heat Pump with Remote Outdoor Unit-Air-Source) | DLCURAH24ABK |  |  | EN(A,D)4X36L21** | *95ESN0801716A* | 24600 | 15.5 | 8.1 | 26800 | 22200 | 82.84% | 1.82 | 0 | 10 |  |  |  | No | R-410A | 2.05 | Residential & Commercial | Ducted CEE Tier 1
213071958 | Central HP <5.4 tons | ACIQ | HRCU-A-CB (Split System: Heat Pump with Remote Outdoor Unit-Air-Source) | DLCURAH24ABK |  |  | EN(A,D)4X36L21** | OMV112K14A | 24200 | 16 | 8.1 | 26400 | 23000 | 87.12% | 1.88 | 0 | 10 |  |  |  | No | R-410A | 2.0167 | Residential & Commercial | Ducted CEE Tier 1
213069620 | Central HP <5.4 tons | ACIQ | HRCU-A-CB (Split System: Heat Pump with Remote Outdoor Unit-Air-Source) | DLCURAH36ABK |  |  | FMA4X36**AL* |  | 35800 | 17 | 8.1 | 40000 | 35200 | 88% | 1.86 | 0 | 10 |  |  |  | No | R-410A | 2.9833 | Residential & Commercial | Ducted CEE Tier 1
213069621 | Central HP <5.4 tons | ACIQ | HRCU-A-CB (Split System: Heat Pump with Remote Outdoor Unit-Air-Source) | DLCURAH36ABK |  |  | FVM4X48***L |  | 36200 | 17 | 8.5 | 37600 | 34400 | 91.49% | 2.06 | 0 | 10 |  |  |  | No | R-410A | 3.0167 | Residential & Commercial | Ducted CEE Tier 1
214398081 | Central HP <5.4 tons | COLEMAN | HRCU-A-CB (Split System: Heat Pump with Remote Outdoor Unit-Air-Source) | HH836E2S11 |  |  | CTM48C5CFS1 | TP9C100C16MP13 | 33200 | 19 | 9 | 31200 | 25200 | 80.77% | 2 | 0 | 11 |  |  |  | No | R-454B | 2.7667 | Residential & Commercial | Ducted CEE Tier 1
216508746 | Central HP <5.4 tons | COLEMAN | HRCU-A-CB (Split System: Heat Pump with Remote Outdoor Unit-Air-Source) | HH836E2S11 |  |  | CTF30A5ADS1 | CPLC060A12MP13 | 32800 | 17 | 8.5 | 30600 | 25200 | 82.35% | 2 | 0 | 11 |  |  |  | No | R-454B | 2.7333 | Residential & Commercial | Ducted CEE Tier 1
214397642 | Central HP <5.4 tons | COLEMAN | HRCU-A-CB (Split System: Heat Pump with Remote Outdoor Unit-Air-Source) | HH836E2S11 |  |  | CTF48C5CFS1+JMET12CS2N1 |  | 34000 | 19 | 9 | 31800 | 25200 | 79.25% | 2 | 0 | 11.7 |  |  |  | No | R-454B | 2.8333 | Residential & Commercial | Ducted CEE Tier 1
213772561 | Central HP <5.4 tons | DAY & NIGHT | HRCU-A-CB (Split System: Heat Pump with Remote Outdoor Unit-Air-Source) | CVH825GKA2* |  |  | EHD4X48AAL+WALLCON | *96CTN0601714B* | 24200 | 16 | 8.1 | 21400 | 16700 | 78.04% | 2 | 0 | 10.5 |  |  |  | No | R-410A | 2.0167 | Residential & Commercial | Ducted CEE Tier 1
214398147 | Central HP <5.4 tons | COLEMAN | HRCU-A-CB (Split System: Heat Pump with Remote Outdoor Unit-Air-Source) | HH836E2S11 |  |  | CTM36C5CDS1 | TM9V080C16MP12 | 33800 | 17 | 8.5 | 31800 | 26000 | 81.76% | 2 | 0 | 11 |  |  |  | No | R-454B | 2.8167 | Residential & Commercial | Ducted CEE Tier 1
211393263 | Central HP <5.4 tons | LUXAIRE | HRCU-A-CB (Split System: Heat Pump with Remote Outdoor Unit-Air-Source) | HMH72B341 |  |  | XAUB36DXXN1+TXV | TL9E060B12UH11 | 33400 | 17.5 | 8.1 | 33000 | 23200 | 70.3% | 2.02 | 0 | 10 |  |  |  | No | R-410A | 2.7833 | Residential & Commercial | Ducted CEE Tier 1
215728608 | Central HP <5.4 tons | LENNOX | HRCU-A-CB (Split System: Heat Pump with Remote Outdoor Unit-Air-Source) | SL25XPV-036-230A** |  |  | CK40DT-50/60C-0*+TDR | EL296DF090XV60C* | 34200 | 21 | 9.3 | 36000 | 29000 | 80.56% | 1.84 | 0 | 13.5 |  |  |  | No | R-410A | 2.85 | Residential & Commercial | Ducted CEE Tier 1
214584572 | Central HP <5.4 tons | LUXAIRE | HRCU-A-CB (Split System: Heat Pump with Remote Outdoor Unit-Air-Source) | HH824E2S11 |  |  | CTM30B5ACS1 | Z8ES100B12SMPS1 | 23000 | 18 | 9.5 | 23000 | 19400 | 84.35% | 2 | 0 | 12 |  |  |  | No | R-454B | 1.9167 | Residential & Commercial | Ducted CEE Tier 1
214584687 | Central HP <5.4 tons | LUXAIRE | HRCU-A-CB (Split System: Heat Pump with Remote Outdoor Unit-Air-Source) | HH824E2S11 |  |  | CTF30A5ADS1 | Z8ES060A12SMPS1 | 23000 | 18 | 9.5 | 23000 | 18000 | 78.26% | 2 | 0 | 12 |  |  |  | No | R-454B | 1.9167 | Residential & Commercial | Ducted CEE Tier 1
210597862 | Central HP <5.4 tons | AIRQUEST | HRCU-A-CB (Split System: Heat Pump with Remote Outdoor Unit-Air-Source) | HVH825GKA2* |  |  | EA*4X42L21A*+WALLCON | *95CSU0802120A* | 23800 | 16.5 | 8.1 | 21400 | 16600 | 77.57% | 1.96 | 0 | 11 |  |  |  | No | R-410A | 1.9833 | Residential & Commercial | Ducted CEE Tier 1
210597930 | Central HP <5.4 tons | AIRQUEST | HRCU-A-CB (Split System: Heat Pump with Remote Outdoor Unit-Air-Source) | HVH825GKA2* |  |  | EA*4X42L24A*+WALLCON | *97CMN1202422A* | 23800 | 16.5 | 8.1 | 21400 | 16700 | 78.04% | 1.96 | 0 | 11 |  |  |  | No | R-410A | 1.9833 | Residential & Commercial | Ducted CEE Tier 1
210598014 | Central HP <5.4 tons | AIRQUEST | HRCU-A-CB (Split System: Heat Pump with Remote Outdoor Unit-Air-Source) | HVH825GKA2* |  |  | EA*4X48L21A*+WALLCON | *80CTL0701716A* | 24000 | 17 | 8.1 | 21000 | 16600 | 79.05% | 2.02 | 0 | 11 |  |  |  | No | R-410A | 2 | Residential & Commercial | Ducted CEE Tier 1
210598062 | Central HP <5.4 tons | AIRQUEST | HRCU-A-CB (Split System: Heat Pump with Remote Outdoor Unit-Air-Source) | HVH825GKA2* |  |  | EA*4X48L24A*+WALLCON | *80CSU1002120A* | 24000 | 16.5 | 8.1 | 21000 | 16600 | 79.05% | 2.02 | 0 | 11 |  |  |  | No | R-410A | 2 | Residential & Commercial | Ducted CEE Tier 1
210598198 | Central HP <5.4 tons | AIRQUEST | HRCU-A-CB (Split System: Heat Pump with Remote Outdoor Unit-Air-Source) | HVH825GKA2* |  |  | EHD4X42AAL+WALLCON | *95CSU1002122A* | 24200 | 16 | 8.1 | 21400 | 16600 | 77.57% | 2 | 0 | 11 |  |  |  | No | R-410A | 2.0167 | Residential & Commercial | Ducted CEE Tier 1
213072159 | Central HP <5.4 tons | ACIQ | HRCU-A-CB (Split System: Heat Pump with Remote Outdoor Unit-Air-Source) | DLCURAH18ABK |  |  | EA*4X24L17A* | *96VSN0801716A* | 17400 | 16 | 8.5 | 18300 | 19200 | 104.9% | 2.3 | 0 | 10.5 |  |  |  | No | R-410A | 1.45 | Residential & Commercial | Ducted CEE Tier 1
213072175 | Central HP <5.4 tons | ACIQ | HRCU-A-CB (Split System: Heat Pump with Remote Outdoor Unit-Air-Source) | DLCURAH18ABK |  |  | EA*4X24L17A* | *80ES(N,L)0451412A* | 18000 | 16 | 8.5 | 18900 | 18900 | 100% | 2.28 | 0 | 10.5 |  |  |  | No | R-410A | 1.5 | Residential & Commercial | Ducted CEE Tier 1
213072225 | Central HP <5.4 tons | ACIQ | HRCU-A-CB (Split System: Heat Pump with Remote Outdoor Unit-Air-Source) | DLCURAH18ABK |  |  | EA*4X30L14A* | *95ESN0601412A* | 17900 | 16 | 8.5 | 18500 | 18500 | 100% | 2.22 | 0 | 10.5 |  |  |  | No | R-410A | 1.4917 | Residential & Commercial | Ducted CEE Tier 1
213072229 | Central HP <5.4 tons | ACIQ | HRCU-A-CB (Split System: Heat Pump with Remote Outdoor Unit-Air-Source) | DLCURAH18ABK |  |  | EA*4X30L14A* | *80ES(N,L)0451412A* | 18200 | 16.5 | 8.5 | 18600 | 18400 | 98.92% | 2.22 | 0 | 10.5 |  |  |  | No | R-410A | 1.5167 | Residential & Commercial | Ducted CEE Tier 1
213072242 | Central HP <5.4 tons | ACIQ | HRCU-A-CB (Split System: Heat Pump with Remote Outdoor Unit-Air-Source) | DLCURAH18ABK |  |  | EA*4X30L17A* | *80ESU0401712A* | 18600 | 16.5 | 9 | 19000 | 18200 | 95.79% | 2.22 | 0 | 11 |  |  |  | No | R-410A | 1.55 | Residential & Commercial | Ducted CEE Tier 1
213072243 | Central HP <5.4 tons | ACIQ | HRCU-A-CB (Split System: Heat Pump with Remote Outdoor Unit-Air-Source) | DLCURAH18ABK |  |  | EA*4X30L17A* | *80VTL0451412A* | 17800 | 16.5 | 8.5 | 18300 | 18500 | 101.1% | 2.22 | 0 | 10.5 |  |  |  | No | R-410A | 1.4833 | Residential & Commercial | Ducted CEE Tier 1
214875894 | Central HP <5.4 tons | COLEMAN | HRCU-A-CB (Split System: Heat Pump with Remote Outdoor Unit-Air-Source) | HMH72B341 |  |  | XAFC36DBCN1+JMC16C2SN1 |  | 34000 | 18.5 | 8.5 | 34000 | 23800 | 70% | 2 | 0 | 10.5 |  |  |  | No | R-410A | 2.8333 | Residential & Commercial | Ducted CEE Tier 1
213774491 | Central HP <5.4 tons | DAY & NIGHT | HRCU-A-CB (Split System: Heat Pump with Remote Outdoor Unit-Air-Source) | CVH825GKA3* |  |  | EHD4X42AAL+WALLCON | *97CMN1002122B* | 24200 | 16 | 8.1 | 21400 | 16600 | 77.57% | 2 | 0 | 10.5 |  |  |  | No | R-410A | 2.0167 | Residential & Commercial | Ducted CEE Tier 1
213773471 | Central HP <5.4 tons | DAY & NIGHT | HRCU-A-CB (Split System: Heat Pump with Remote Outdoor Unit-Air-Source) | CVH825GKA3* |  |  | EA*4X42L21A*+WALLCON | *96CTN0601714B* | 23600 | 16.5 | 8.1 | 21400 | 16700 | 78.04% | 1.94 | 0 | 10.5 |  |  |  | No | R-410A | 1.9667 | Residential & Commercial | Ducted CEE Tier 1
213773671 | Central HP <5.4 tons | DAY & NIGHT | HRCU-A-CB (Split System: Heat Pump with Remote Outdoor Unit-Air-Source) | CVH825GKA3* |  |  | EA*4X43L21A*+WALLCON | *96CTN0801714B* | 24400 | 16.5 | 8.1 | 21200 | 16600 | 78.3% | 2.02 | 0 | 11 |  |  |  | No | R-410A | 2.0333 | Residential & Commercial | Ducted CEE Tier 1
213773271 | Central HP <5.4 tons | DAY & NIGHT | HRCU-A-CB (Split System: Heat Pump with Remote Outdoor Unit-Air-Source) | CVH825GKA3* |  |  | EA*4X37L21A*+WALLCON | *80CTL0701716B* | 24400 | 16.5 | 8.1 | 21200 | 16600 | 78.3% | 2.02 | 0 | 11 |  |  |  | No | R-410A | 2.0333 | Residential & Commercial | Ducted CEE Tier 1
213773351 | Central HP <5.4 tons | DAY & NIGHT | HRCU-A-CB (Split System: Heat Pump with Remote Outdoor Unit-Air-Source) | CVH825GKA3* |  |  | EA*4X37L21A*+WALLCON | *96CTN0601714B* | 24400 | 16.5 | 8.1 | 21200 | 16700 | 78.77% | 2 | 0 | 10.5 |  |  |  | No | R-410A | 2.0333 | Residential & Commercial | Ducted CEE Tier 1
213773801 | Central HP <5.4 tons | DAY & NIGHT | HRCU-A-CB (Split System: Heat Pump with Remote Outdoor Unit-Air-Source) | CVH825GKA3* |  |  | EA*4X48L21A*+WALLCON | *96CTN1002122B* | 24000 | 16.5 | 8.1 | 21000 | 16500 | 78.57% | 2.02 | 0 | 11 |  |  |  | No | R-410A | 2 | Residential & Commercial | Ducted CEE Tier 1
213772931 | Central HP <5.4 tons | DAY & NIGHT | HRCU-A-CB (Split System: Heat Pump with Remote Outdoor Unit-Air-Source) | CVH825GKA3* |  |  | EA*4X30L17A*+WALLCON | *96CTN0801714B* | 23400 | 16.5 | 8.1 | 21600 | 16700 | 77.31% | 1.9 | 0 | 10.5 |  |  |  | No | R-410A | 1.95 | Residential & Commercial | Ducted CEE Tier 1
213771486 | Central HP <5.4 tons | BRYANT HEATING AND COOLING SYSTEMS | HRCU-A-CB (Split System: Heat Pump with Remote Outdoor Unit-Air-Source) | 288BNV025*0**B* |  |  | CAP**4321AL*+UI | 935CB48060C17*** | 24400 | 16.5 | 8.1 | 21200 | 16600 | 78.3% | 2.02 | 0 | 10.5 |  |  |  | No | R-410A | 2.0333 | Residential & Commercial | Ducted CEE Tier 1
213772556 | Central HP <5.4 tons | BRYANT HEATING AND COOLING SYSTEMS | HRCU-A-CB (Split System: Heat Pump with Remote Outdoor Unit-Air-Source) | 288BNV025*0**B* |  |  | CSPH*4812AL*+UI | 986TD42060C17*** | 24200 | 16 | 8.1 | 21400 | 16700 | 78.04% | 2 | 0 | 10.5 |  |  |  | No | R-410A | 2.0167 | Residential & Commercial | Ducted CEE Tier 1
213773181 | Central HP <5.4 tons | DAY & NIGHT | HRCU-A-CB (Split System: Heat Pump with Remote Outdoor Unit-Air-Source) | CVH825GKA3* |  |  | EA*4X37L17A*+WALLCON | *80CTL0701716B* | 24200 | 16.5 | 8.1 | 21400 | 16700 | 78.04% | 1.98 | 0 | 10.5 |  |  |  | No | R-410A | 2.0167 | Residential & Commercial | Ducted CEE Tier 1
213773331 | Central HP <5.4 tons | DAY & NIGHT | HRCU-A-CB (Split System: Heat Pump with Remote Outdoor Unit-Air-Source) | CVH825GKA3* |  |  | EA*4X37L21A*+WALLCON | *97CMN0801714B* | 24400 | 16.5 | 8.1 | 21200 | 16600 | 78.3% | 2.02 | 0 | 11 |  |  |  | No | R-410A | 2.0333 | Residential & Commercial | Ducted CEE Tier 1
213773781 | Central HP <5.4 tons | DAY & NIGHT | HRCU-A-CB (Split System: Heat Pump with Remote Outdoor Unit-Air-Source) | CVH825GKA3* |  |  | EA*4X48L21A*+WALLCON | *96CTN0601714B* | 24000 | 16.5 | 8.1 | 21000 | 16600 | 79.05% | 2 | 0 | 10.5 |  |  |  | No | R-410A | 2 | Residential & Commercial | Ducted CEE Tier 1
213773831 | Central HP <5.4 tons | DAY & NIGHT | HRCU-A-CB (Split System: Heat Pump with Remote Outdoor Unit-Air-Source) | CVH825GKA3* |  |  | EA*4X48L24A*+WALLCON | *80CTL1352422B* | 24200 | 17 | 8.1 | 21000 | 16500 | 78.57% | 2.02 | 0 | 11 |  |  |  | No | R-410A | 2.0167 | Residential & Commercial | Ducted CEE Tier 1
211387545 | Central HP <5.4 tons | COLEMAN | HRCU-A-CB (Split System: Heat Pump with Remote Outdoor Unit-Air-Source) | HMH72B341 |  |  | XAFC30CXXN1+TXV | TM9V100C16MP12 | 33200 | 17.5 | 8.5 | 33000 | 23200 | 70.3% | 2.06 | 0 | 10 |  |  |  | No | R-410A | 2.7667 | Residential & Commercial | Ducted CEE Tier 1
211388613 | Central HP <5.4 tons | LUXAIRE | HRCU-A-CB (Split System: Heat Pump with Remote Outdoor Unit-Air-Source) | HMH72B341 |  |  | XAFC36DXXN1+TXV | TM9E100C16MP12 | 34000 | 18 | 8.1 | 33600 | 23800 | 70.83% | 2.08 | 0 | 10 |  |  |  | No | R-410A | 2.8333 | Residential & Commercial | Ducted CEE Tier 1
212383271 | Central HP <5.4 tons | HEIL | HRCU-A-CB (Split System: Heat Pump with Remote Outdoor Unit-Air-Source) | DLCURAH36ABK |  |  | EA*4X36L21A* | *80VTL1102122A* | 36000 | 15.5 | 8.1 | 39500 | 35200 | 89.11% | 1.84 | 0 | 10 |  |  |  | No | R-410A | 3 | Residential & Commercial | Ducted CEE Tier 1
213069418 | Central HP <5.4 tons | ACIQ | HRCU-A-CB (Split System: Heat Pump with Remote Outdoor Unit-Air-Source) | DLCURAH36ABK |  |  | EA*4X43L21A* | *95ESN1002120A* | 37000 | 15.5 | 8.5 | 38500 | 34800 | 90.39% | 2.1 | 0 | 10 |  |  |  | No | R-410A | 3.0833 | Residential & Commercial | Ducted CEE Tier 1
213069438 | Central HP <5.4 tons | ACIQ | HRCU-A-CB (Split System: Heat Pump with Remote Outdoor Unit-Air-Source) | DLCURAH36ABK |  |  | EA*4X48L21A* | *80ES(N,L)0702116A* | 35600 | 16.5 | 8.5 | 37800 | 34600 | 91.53% | 2.04 | 0 | 10 |  |  |  | No | R-410A | 2.9667 | Residential & Commercial | Ducted CEE Tier 1
213069451 | Central HP <5.4 tons | ACIQ | HRCU-A-CB (Split System: Heat Pump with Remote Outdoor Unit-Air-Source) | DLCURAH36ABK |  |  | EA*4X48L21A* | *80VTL0701716A* | 35800 | 16 | 8.5 | 38500 | 34600 | 89.87% | 2.04 | 0 | 10 |  |  |  | No | R-410A | 2.9833 | Residential & Commercial | Ducted CEE Tier 1
213069454 | Central HP <5.4 tons | ACIQ | HRCU-A-CB (Split System: Heat Pump with Remote Outdoor Unit-Air-Source) | DLCURAH36ABK |  |  | EA*4X48L21A* | *92ESN0601714A* | 36000 | 16 | 8.5 | 38500 | 34600 | 89.87% | 2.06 | 0 | 10 |  |  |  | No | R-410A | 3 | Residential & Commercial | Ducted CEE Tier 1
213069503 | Central HP <5.4 tons | ACIQ | HRCU-A-CB (Split System: Heat Pump with Remote Outdoor Unit-Air-Source) | DLCURAH36ABK |  |  | EA*4X48L24A* | *95ESN1202422A* | 37200 | 15.5 | 8.5 | 38500 | 35000 | 90.91% | 2.12 | 0 | 10 |  |  |  | No | R-410A | 3.1 | Residential & Commercial | Ducted CEE Tier 1
213069553 | Central HP <5.4 tons | ACIQ | HRCU-A-CB (Split System: Heat Pump with Remote Outdoor Unit-Air-Source) | DLCURAH36ABK |  |  | EN(A,D,W)4X48L21** | *92ESN1002120A* | 35800 | 16.5 | 8.1 | 38500 | 34800 | 90.39% | 2 | 0 | 10 |  |  |  | No | R-410A | 2.9833 | Residential & Commercial | Ducted CEE Tier 1
213069569 | Central HP <5.4 tons | ACIQ | HRCU-A-CB (Split System: Heat Pump with Remote Outdoor Unit-Air-Source) | DLCURAH36ABK |  |  | EN(A,D,W)4X48L21** | *96VTN0802120A* | 35600 | 16 | 8.1 | 38500 | 34800 | 90.39% | 2 | 0 | 10 |  |  |  | No | R-410A | 2.9667 | Residential & Commercial | Ducted CEE Tier 1
213069586 | Central HP <5.4 tons | ACIQ | HRCU-A-CB (Split System: Heat Pump with Remote Outdoor Unit-Air-Source) | DLCURAH36ABK |  |  | EN(A,D)4X48L24** | *80VSL0902420A* | 35800 | 16.5 | 8.1 | 38500 | 34800 | 90.39% | 2 | 0 | 10 |  |  |  | No | R-410A | 2.9833 | Residential & Commercial | Ducted CEE Tier 1
205750744 | Central HP <5.4 tons | AIRQUEST | HRCU-A-CB (Split System: Heat Pump with Remote Outdoor Unit-Air-Source) | HVH825GKA2* |  |  | EA*4X37L21A*+WALLCON | *97CMN0602120A* | 24400 | 16.5 | 8.1 | 21200 | 16700 | 78.77% | 2.02 | 11 | 11 |  |  |  | No | R-410A | 2.0333 | Residential & Commercial | Ducted CEE Tier 1
213067499 | Central HP <5.4 tons | ACIQ | HRCU-A-CB (Split System: Heat Pump with Remote Outdoor Unit-Air-Source) | HVH825GKA2* |  |  | EA*4X42L21A*+WALLCON | *95CSU1002122A* | 23800 | 16.5 | 8.1 | 21400 | 16600 | 77.57% | 1.96 | 0 | 11 |  |  |  | No | R-410A | 1.9833 | Residential & Commercial | Ducted CEE Tier 1
213067563 | Central HP <5.4 tons | ACIQ | HRCU-A-CB (Split System: Heat Pump with Remote Outdoor Unit-Air-Source) | HVH825GKA2* |  |  | EHD4X42AAL+WALLCON | *80CTL1352422A* | 24200 | 16 | 8.1 | 21400 | 16600 | 77.57% | 2 | 0 | 10.5 |  |  |  | No | R-410A | 2.0167 | Residential & Commercial | Ducted CEE Tier 1
213067566 | Central HP <5.4 tons | ACIQ | HRCU-A-CB (Split System: Heat Pump with Remote Outdoor Unit-Air-Source) | HVH825GKA2* |  |  | EHD4X42AAL+WALLCON | *95CSU1002122A* | 24200 | 16 | 8.1 | 21400 | 16600 | 77.57% | 2 | 0 | 11 |  |  |  | No | R-410A | 2.0167 | Residential & Commercial | Ducted CEE Tier 1
213067580 | Central HP <5.4 tons | ACIQ | HRCU-A-CB (Split System: Heat Pump with Remote Outdoor Unit-Air-Source) | HVH825GKA2* |  |  | EHD4X48AAL+WALLCON | *80CTL0701412A* | 24400 | 17 | 8.1 | 21200 | 16500 | 77.83% | 2.02 | 0 | 11 |  |  |  | No | R-410A | 2.0333 | Residential & Commercial | Ducted CEE Tier 1
213072043 | Central HP <5.4 tons | ACIQ | HRCU-A-CB (Split System: Heat Pump with Remote Outdoor Unit-Air-Source) | DLCURAH24ABK |  |  | FM(C,U)4Z24**AL* |  | 23800 | 17.5 | 9 | 27200 | 25800 | 94.85% | 2.18 | 0 | 10 |  |  |  | No | R-410A | 1.9833 | Residential & Commercial | Ducted CEE Tier 1
211245372 | Central HP <5.4 tons | HEIL | HRCU-A-CB (Split System: Heat Pump with Remote Outdoor Unit-Air-Source) | DLCURAH24ABK |  |  | EN(A,D)4X36L21** | *80ES(N,L)0701716A* | 24800 | 16 | 8.1 | 26800 | 22200 | 82.84% | 1.82 | 0 | 10.5 |  |  |  | No | R-410A | 2.0667 | Residential & Commercial | Ducted CEE Tier 1
210599067 | Central HP <5.4 tons | AIRQUEST | HRCU-A-CB (Split System: Heat Pump with Remote Outdoor Unit-Air-Source) | HVH837GKA** |  |  | EA*4X36L21A*+WALLCON | *95CSU1002122A* | 31600 | 17.5 | 8.1 | 33000 | 24200 | 73.33% | 1.86 | 0 | 11 |  |  |  | No | R-410A | 2.6333 | Residential & Commercial | Ducted CEE Tier 1
210599200 | Central HP <5.4 tons | AIRQUEST | HRCU-A-CB (Split System: Heat Pump with Remote Outdoor Unit-Air-Source) | HVH837GKA** |  |  | EA*4X60L24A*+WALLCON | *96CTN1202422A* | 32800 | 18 | 8.5 | 31800 | 24800 | 77.99% | 2 | 0 | 11.7 |  |  |  | No | R-410A | 2.7333 | Residential & Commercial | Ducted CEE Tier 1
213067713 | Central HP <5.4 tons | ACIQ | HRCU-A-CB (Split System: Heat Pump with Remote Outdoor Unit-Air-Source) | HVH837GKA** |  |  | EHD4X60AAL+WALLCON | *95CSU0802120A* | 33000 | 17 | 8.1 | 32200 | 24800 | 77.02% | 2.02 | 0 | 11.5 |  |  |  | No | R-410A | 2.75 | Residential & Commercial | Ducted CEE Tier 1
213067715 | Central HP <5.4 tons | ACIQ | HRCU-A-CB (Split System: Heat Pump with Remote Outdoor Unit-Air-Source) | HVH837GKA** |  |  | EHD4X60AAL+WALLCON | *96CTN0801714A* | 32800 | 16.5 | 8.1 | 32600 | 25200 | 77.3% | 1.98 | 0 | 11 |  |  |  | No | R-410A | 2.7333 | Residential & Commercial | Ducted CEE Tier 1
212986726 | Central HP <5.4 tons | TEMPSTAR | HRCU-A-CB (Split System: Heat Pump with Remote Outdoor Unit-Air-Source) | DLCURAH18ABK |  |  | EN(A,D)4X30L17** | *96MSN0401712A* | 17400 | 15.5 | 8.1 | 18100 | 16200 | 89.5% | 1.84 | 0 | 10.5 |  |  |  | No | R-410A | 1.45 | Residential & Commercial | Ducted CEE Tier 1
213067598 | Central HP <5.4 tons | ACIQ | HRCU-A-CB (Split System: Heat Pump with Remote Outdoor Unit-Air-Source) | HVH825GKA2* |  |  | EN(A,D)4X48L24**+WALLCON | *95CSU0802120A* | 24200 | 17 | 8.1 | 21200 | 16600 | 78.3% | 2.02 | 0 | 11.5 |  |  |  | No | R-410A | 2.0167 | Residential & Commercial | Ducted CEE Tier 1
213067630 | Central HP <5.4 tons | ACIQ | HRCU-A-CB (Split System: Heat Pump with Remote Outdoor Unit-Air-Source) | HVH825GKA2* |  |  | EN(A,D,W)4X48L21**+WALLCON | *96CTN0801714A* | 24000 | 16.5 | 8.1 | 21400 | 16600 | 77.57% | 2 | 0 | 11 |  |  |  | No | R-410A | 2 | Residential & Commercial | Ducted CEE Tier 1
210597998 | Central HP <5.4 tons | AIRQUEST | HRCU-A-CB (Split System: Heat Pump with Remote Outdoor Unit-Air-Source) | HVH825GKA2* |  |  | EA*4X48L21A*+WALLCON | *80CSU0401712A* | 24200 | 17 | 8.1 | 21000 | 16500 | 78.57% | 2.02 | 0 | 11 |  |  |  | No | R-410A | 2.0167 | Residential & Commercial | Ducted CEE Tier 1
210598182 | Central HP <5.4 tons | AIRQUEST | HRCU-A-CB (Split System: Heat Pump with Remote Outdoor Unit-Air-Source) | HVH825GKA2* |  |  | EHD4X42AAL+WALLCON | *80CTL0901716A* | 24200 | 16.5 | 8.1 | 21200 | 16500 | 77.83% | 2.02 | 0 | 11 |  |  |  | No | R-410A | 2.0167 | Residential & Commercial | Ducted CEE Tier 1
210598214 | Central HP <5.4 tons | AIRQUEST | HRCU-A-CB (Split System: Heat Pump with Remote Outdoor Unit-Air-Source) | HVH825GKA2* |  |  | EHD4X42AAL+WALLCON | *96CTN1202422A* | 24200 | 16 | 8.1 | 21400 | 16600 | 77.57% | 2 | 0 | 10.5 |  |  |  | No | R-410A | 2.0167 | Residential & Commercial | Ducted CEE Tier 1
210598314 | Central HP <5.4 tons | AIRQUEST | HRCU-A-CB (Split System: Heat Pump with Remote Outdoor Unit-Air-Source) | HVH825GKA2* |  |  | EHD4X48AAL+WALLCON | *97CMN1202422A* | 24200 | 16 | 8.1 | 21200 | 16600 | 78.3% | 2.02 | 0 | 10.5 |  |  |  | No | R-410A | 2.0167 | Residential & Commercial | Ducted CEE Tier 1
213772291 | Central HP <5.4 tons | DAY & NIGHT | HRCU-A-CB (Split System: Heat Pump with Remote Outdoor Unit-Air-Source) | CVH825GKA2* |  |  | EHD4X42AAL+WALLCON | *80CTL0901716B* | 24200 | 16.5 | 8.1 | 21200 | 16600 | 78.3% | 2 | 0 | 10.5 |  |  |  | No | R-410A | 2.0167 | Residential & Commercial | Ducted CEE Tier 1
213770851 | Central HP <5.4 tons | DAY & NIGHT | HRCU-A-CB (Split System: Heat Pump with Remote Outdoor Unit-Air-Source) | CVH825GKA2* |  |  | EA*4X36L17A*+WALLCON | *95CSU0601716B* | 23400 | 16.5 | 8.1 | 21600 | 16700 | 77.31% | 1.94 | 0 | 10.5 |  |  |  | No | R-410A | 1.95 | Residential & Commercial | Ducted CEE Tier 1
213771051 | Central HP <5.4 tons | DAY & NIGHT | HRCU-A-CB (Split System: Heat Pump with Remote Outdoor Unit-Air-Source) | CVH825GKA2* |  |  | EA*4X37L17A*+WALLCON | *80CTL0701716B* | 24200 | 16.5 | 8.1 | 21400 | 16700 | 78.04% | 2 | 0 | 11 |  |  |  | No | R-410A | 2.0167 | Residential & Commercial | Ducted CEE Tier 1
213771361 | Central HP <5.4 tons | DAY & NIGHT | HRCU-A-CB (Split System: Heat Pump with Remote Outdoor Unit-Air-Source) | CVH825GKA2* |  |  | EA*4X42L21A*+WALLCON | *96CTN1002122B* | 23800 | 16.5 | 8.1 | 21400 | 16600 | 77.57% | 1.96 | 0 | 11 |  |  |  | No | R-410A | 1.9833 | Residential & Commercial | Ducted CEE Tier 1
213069588 | Central HP <5.4 tons | ACIQ | HRCU-A-CB (Split System: Heat Pump with Remote Outdoor Unit-Air-Source) | DLCURAH36ABK |  |  | EN(A,D)4X48L24** | *80ESU0802120A | 37400 | 15.5 | 8.5 | 39500 | 35000 | 88.61% | 2.1 | 0 | 10.5 |  |  |  | No | R-410A | 3.1167 | Residential & Commercial | Ducted CEE Tier 1
213069602 | Central HP <5.4 tons | ACIQ | HRCU-A-CB (Split System: Heat Pump with Remote Outdoor Unit-Air-Source) | DLCURAH36ABK |  |  | EN(A,D)4X48L24** | *96VSN1002120A* | 36200 | 16 | 8.1 | 38500 | 34800 | 90.39% | 2.02 | 0 | 10 |  |  |  | No | R-410A | 3.0167 | Residential & Commercial | Ducted CEE Tier 1
213069603 | Central HP <5.4 tons | ACIQ | HRCU-A-CB (Split System: Heat Pump with Remote Outdoor Unit-Air-Source) | DLCURAH36ABK |  |  | EN(A,D)4X48L24** | *96VSN1202422A* | 36000 | 16 | 8.1 | 38500 | 34800 | 90.39% | 2.02 | 0 | 10 |  |  |  | No | R-410A | 3 | Residential & Commercial | Ducted CEE Tier 1
213069618 | Central HP <5.4 tons | ACIQ | HRCU-A-CB (Split System: Heat Pump with Remote Outdoor Unit-Air-Source) | DLCURAH36ABK |  |  | FM(C,U)4Z36**AL* |  | 36000 | 16.5 | 8.1 | 40000 | 35400 | 88.5% | 1.82 | 0 | 10 |  |  |  | No | R-410A | 3 | Residential & Commercial | Ducted CEE Tier 1
210598382 | Central HP <5.4 tons | AIRQUEST | HRCU-A-CB (Split System: Heat Pump with Remote Outdoor Unit-Air-Source) | HVH825GKA2* |  |  | EN(A,D)4X48L24**+WALLCON | *97CMN0602120A* | 24000 | 16.5 | 8.1 | 21400 | 16700 | 78.04% | 2 | 0 | 11 |  |  |  | No | R-410A | 2 | Residential & Commercial | Ducted CEE Tier 1
210598481 | Central HP <5.4 tons | AIRQUEST | HRCU-A-CB (Split System: Heat Pump with Remote Outdoor Unit-Air-Source) | HVH825GKA2* |  |  | EN(A,D,W)4X48L21**+WALLCON | *80CTL0451712A* | 24000 | 16.5 | 8.1 | 21400 | 16700 | 78.04% | 2 | 0 | 11 |  |  |  | No | R-410A | 2 | Residential & Commercial | Ducted CEE Tier 1
210598513 | Central HP <5.4 tons | AIRQUEST | HRCU-A-CB (Split System: Heat Pump with Remote Outdoor Unit-Air-Source) | HVH825GKA2* |  |  | EN(A,D,W)4X48L21**+WALLCON | *96CTN1002122A* | 24200 | 17 | 8.1 | 21400 | 16600 | 77.57% | 2.02 | 0 | 11.5 |  |  |  | No | R-410A | 2.0167 | Residential & Commercial | Ducted CEE Tier 1
210598533 | Central HP <5.4 tons | AIRQUEST | HRCU-A-CB (Split System: Heat Pump with Remote Outdoor Unit-Air-Source) | HVH825GKA2* |  |  | END4X42L17**+WALLCON | *80CSU0401712A* | 24000 | 17 | 8.1 | 21400 | 16600 | 77.57% | 1.98 | 0 | 11 |  |  |  | No | R-410A | 2 | Residential & Commercial | Ducted CEE Tier 1
210597878 | Central HP <5.4 tons | AIRQUEST | HRCU-A-CB (Split System: Heat Pump with Remote Outdoor Unit-Air-Source) | HVH825GKA2* |  |  | EA*4X42L21A*+WALLCON | *96CTN1002122A* | 23800 | 16.5 | 8.1 | 21400 | 16600 | 77.57% | 1.96 | 0 | 11 |  |  |  | No | R-410A | 1.9833 | Residential & Commercial | Ducted CEE Tier 1
204456420 | Central HP <5.4 tons | AIRQUEST | HRCU-A-CB (Split System: Heat Pump with Remote Outdoor Unit-Air-Source) | HVH825GKA2* |  |  | EA*4X24L17A*+WALLCON | *80CTL0701412A* | 23400 | 17 | 8.1 | 22000 | 16700 | 75.91% | 1.9 | 11 | 11 |  |  |  | No | R-410A | 1.95 | Residential & Commercial | Ducted CEE Tier 1
215941022 | Central HP <5.4 tons | KENMORE | HRCU-A-CB (Split System: Heat Pump with Remote Outdoor Unit-Air-Source) | (C,H,T)5H3V48*K*AAA* |  |  | EA*5X60M24A*+WALLCON | *97CTN1002122A* | 44500 | 21 | 9.5 | 48000 | 36400 | 75.83% | 2 | 0 | 11 |  |  |  | No | R-454B | 3.7083 | Residential & Commercial | Ducted CEE Tier 1
214720041 | Central HP <5.4 tons | CHAMPION HEATING AND COOLING | HRCU-A-CB (Split System: Heat Pump with Remote Outdoor Unit-Air-Source) | HH860E2S11 |  |  | CTU60C5XGS1+TXV | TP9C080C16MP13 | 43500 | 17 | 9 | 44000 | 33600 | 76.36% | 2 | 0 | 11 |  |  |  | No | R-454B | 3.625 | Residential & Commercial | Ducted CEE Tier 1
214398632 | Central HP <5.4 tons | COLEMAN | HRCU-A-CB (Split System: Heat Pump with Remote Outdoor Unit-Air-Source) | HH860E2S11 |  |  | JHE48D5CG2SS1 |  | 45000 | 19 | 9 | 44500 | 33400 | 75.06% | 2 | 0 | 12 |  |  |  | No | R-454B | 3.75 | Residential & Commercial | Ducted CEE Tier 1
214398716 | Central HP <5.4 tons | COLEMAN | HRCU-A-CB (Split System: Heat Pump with Remote Outdoor Unit-Air-Source) | HH860E2S11 |  |  | CTF60C5CGS1 | CP9C100C20MP13 | 44000 | 18 | 9 | 45000 | 33800 | 75.11% | 2 | 0 | 11 |  |  |  | No | R-454B | 3.6667 | Residential & Commercial | Ducted CEE Tier 1
214398718 | Central HP <5.4 tons | COLEMAN | HRCU-A-CB (Split System: Heat Pump with Remote Outdoor Unit-Air-Source) | HH860E2S11 |  |  | CTF60D5CGS1 | TM9Y120D20MP11 | 44000 | 18 | 9 | 44000 | 33400 | 75.91% | 2 | 0 | 11.7 |  |  |  | No | R-454B | 3.6667 | Residential & Commercial | Ducted CEE Tier 1
212987529 | Central HP <5.4 tons | TEMPSTAR | HRCU-A-CB (Split System: Heat Pump with Remote Outdoor Unit-Air-Source) | DLCURAH18ABK |  |  | EA*4X25L17A* | *96MSN0801716A* | 18200 | 16.5 | 8.5 | 18100 | 17600 | 97.24% | 2.14 | 0 | 11 |  |  |  | No | R-410A | 1.5167 | Residential & Commercial | Ducted CEE Tier 1
212989283 | Central HP <5.4 tons | TEMPSTAR | HRCU-A-CB (Split System: Heat Pump with Remote Outdoor Unit-Air-Source) | DLCURAH18ABK |  |  | EA*4X24L17A* | *95MSU0601716A* | 17300 | 16.5 | 8.5 | 18200 | 19400 | 106.6% | 2.34 | 0 | 10.5 |  |  |  | No | R-410A | 1.4417 | Residential & Commercial | Ducted CEE Tier 1
213080919 | Central HP <5.4 tons | ACIQ | HRCU-A-CB (Split System: Heat Pump with Remote Outdoor Unit-Air-Source) | HVH837GKA** |  |  | EA*4X43L21A*+WALLCON | *96CTN1002122A* | 33000 | 17.5 | 8.5 | 33000 | 25200 | 76.36% | 2 | 12 | 11.7 |  |  |  | No | R-410A | 2.75 | Residential & Commercial | Ducted CEE Tier 1
210599268 | Central HP <5.4 tons | AIRQUEST | HRCU-A-CB (Split System: Heat Pump with Remote Outdoor Unit-Air-Source) | HVH837GKA** |  |  | EA*4X61L21A*+WALLCON | *97CMN1002122A* | 33200 | 17.5 | 8.5 | 32000 | 24800 | 77.5% | 2 | 0 | 12 |  |  |  | No | R-410A | 2.7667 | Residential & Commercial | Ducted CEE Tier 1
214229011 | Central HP <5.4 tons | TEMPSTAR | HRCU-A-CB (Split System: Heat Pump with Remote Outdoor Unit-Air-Source) | DLCURAH18ABK |  |  | EA*4X30L17A* | *80MSU0601716A* | 17800 | 16.5 | 8.5 | 18400 | 18500 | 100.5% | 2.24 | 0 | 10.5 |  |  |  | No | R-410A | 1.4833 | Residential & Commercial | Ducted CEE Tier 1
213067409 | Central HP <5.4 tons | ACIQ | HRCU-A-CB (Split System: Heat Pump with Remote Outdoor Unit-Air-Source) | HVH825GKA3* |  |  | EHD4X42AAL+WALLCON | *96CTN1002122A* | 24200 | 16 | 8.1 | 21400 | 16600 | 77.57% | 2 | 0 | 10.5 |  |  |  | No | R-410A | 2.0167 | Residential & Commercial | Ducted CEE Tier 1
213067416 | Central HP <5.4 tons | ACIQ | HRCU-A-CB (Split System: Heat Pump with Remote Outdoor Unit-Air-Source) | HVH825GKA3* |  |  | EHD4X48AAL+WALLCON | *80CSU0401712A* | 24200 | 16.5 | 8.1 | 21200 | 16600 | 78.3% | 2.02 | 0 | 11 |  |  |  | No | R-410A | 2.0167 | Residential & Commercial | Ducted CEE Tier 1
213781475 | Central HP <5.4 tons | CARRIER | HRCU-A-CB (Split System: Heat Pump with Remote Outdoor Unit-Air-Source) | 25VNA837A*031* |  |  | CAP**6024AL*+UI | 58TN*B110C21**20 | 32800 | 17.5 | 8.1 | 31800 | 24600 | 77.36% | 1.98 | 0 | 11.5 |  |  |  | No | R-410A | 2.7333 | Residential & Commercial | Ducted CEE Tier 1
215932434 | Central HP <5.4 tons | CARRIER | HRCU-A-CB (Split System: Heat Pump with Remote Outdoor Unit-Air-Source) | 27VNA336A*030* |  |  | CAA**4821AM*+UI | 58TN*B090C21**20 | 33400 | 20 | 9.5 | 34600 | 26400 | 76.3% | 2.04 | 0 | 11.7 |  |  |  | No | R-454B | 2.7833 | Residential & Commercial | Ducted CEE Tier 1
212987830 | Central HP <5.4 tons | TEMPSTAR | HRCU-A-CB (Split System: Heat Pump with Remote Outdoor Unit-Air-Source) | DLCURAH24ABK |  |  | EN(A,D)4X36L21** | *96MSN0802120A* | 23600 | 17 | 8.5 | 26400 | 28600 | 108.3% | 1.96 | 0 | 10.5 |  |  |  | No | R-410A | 1.9667 | Residential & Commercial | Ducted CEE Tier 1
212988647 | Central HP <5.4 tons | TEMPSTAR | HRCU-A-CB (Split System: Heat Pump with Remote Outdoor Unit-Air-Source) | DLCURAH24ABK |  |  | EA*4X24L17A* | *95MSU0401712A* | 23400 | 16.5 | 8.5 | 27000 | 26200 | 97.04% | 2.2 | 0 | 10 |  |  |  | No | R-410A | 1.95 | Residential & Commercial | Ducted CEE Tier 1
213080933 | Central HP <5.4 tons | ACIQ | HRCU-A-CB (Split System: Heat Pump with Remote Outdoor Unit-Air-Source) | HVH837GKA2* |  |  | EA*4X43L21A*+WALLCON | *96CTN1002122A* | 33000 | 17.5 | 8.5 | 33000 | 25200 | 76.36% | 2 | 12 | 11.7 |  |  |  | No | R-410A | 2.75 | Residential & Commercial | Ducted CEE Tier 1
213067165 | Central HP <5.4 tons | ACIQ | HRCU-A-CB (Split System: Heat Pump with Remote Outdoor Unit-Air-Source) | HVH837GKA2* |  |  | EA*4X61L21A*+WALLCON | *80CSU0401712A* | 33200 | 17.5 | 8.1 | 32000 | 24800 | 77.5% | 1.98 | 0 | 11.5 |  |  |  | No | R-410A | 2.7667 | Residential & Commercial | Ducted CEE Tier 1
213067695 | Central HP <5.4 tons | ACIQ | HRCU-A-CB (Split System: Heat Pump with Remote Outdoor Unit-Air-Source) | HVH837GKA** |  |  | EA*4X61L21A*+WALLCON | *80CSU1002120A* | 33200 | 17 | 8.1 | 32200 | 24800 | 77.02% | 1.98 | 0 | 11.5 |  |  |  | No | R-410A | 2.7667 | Residential & Commercial | Ducted CEE Tier 1
210599300 | Central HP <5.4 tons | AIRQUEST | HRCU-A-CB (Split System: Heat Pump with Remote Outdoor Unit-Air-Source) | HVH837GKA** |  |  | EA*4X61L24A*+WALLCON | *96CTN1002122A* | 33200 | 18 | 8.5 | 32000 | 24800 | 77.5% | 2 | 0 | 12 |  |  |  | No | R-410A | 2.7667 | Residential & Commercial | Ducted CEE Tier 1
210599449 | Central HP <5.4 tons | AIRQUEST | HRCU-A-CB (Split System: Heat Pump with Remote Outdoor Unit-Air-Source) | HVH837GKA** |  |  | EHD4X60AAL+WALLCON | *97CMN0602120A* | 32800 | 16.5 | 8.1 | 32400 | 25200 | 77.78% | 1.98 | 0 | 11 |  |  |  | No | R-410A | 2.7333 | Residential & Commercial | Ducted CEE Tier 1
213067281 | Central HP <5.4 tons | ACIQ | HRCU-A-CB (Split System: Heat Pump with Remote Outdoor Unit-Air-Source) | HVH825GKA3* |  |  | EA*4X42L21A*+WALLCON | *80CSU0601716A* | 23800 | 16.5 | 8.1 | 21400 | 16600 | 77.57% | 1.96 | 0 | 10.5 |  |  |  | No | R-410A | 1.9833 | Residential & Commercial | Ducted CEE Tier 1
213067297 | Central HP <5.4 tons | ACIQ | HRCU-A-CB (Split System: Heat Pump with Remote Outdoor Unit-Air-Source) | HVH825GKA3* |  |  | EA*4X42L24A*+WALLCON | *96CTN1202422A* | 23800 | 17 | 8.1 | 21400 | 16600 | 77.57% | 1.96 | 0 | 11 |  |  |  | No | R-410A | 1.9833 | Residential & Commercial | Ducted CEE Tier 1
213067312 | Central HP <5.4 tons | ACIQ | HRCU-A-CB (Split System: Heat Pump with Remote Outdoor Unit-Air-Source) | HVH825GKA3* |  |  | EA*4X43L21A*+WALLCON | *97CMN0601714A* | 24200 | 16.5 | 8.1 | 21200 | 16800 | 79.25% | 2 | 0 | 11 |  |  |  | No | R-410A | 2.0167 | Residential & Commercial | Ducted CEE Tier 1
213067329 | Central HP <5.4 tons | ACIQ | HRCU-A-CB (Split System: Heat Pump with Remote Outdoor Unit-Air-Source) | HVH825GKA3* |  |  | EA*4X48L21A*+WALLCON | *97CMN1002122A* | 24000 | 16.5 | 8.1 | 21000 | 16500 | 78.57% | 2.02 | 0 | 11 |  |  |  | No | R-410A | 2 | Residential & Commercial | Ducted CEE Tier 1
213067330 | Central HP <5.4 tons | ACIQ | HRCU-A-CB (Split System: Heat Pump with Remote Outdoor Unit-Air-Source) | HVH825GKA3* |  |  | EA*4X48L21A*+WALLCON | *96CTN1002122A* | 24000 | 16.5 | 8.1 | 21000 | 16500 | 78.57% | 2.02 | 0 | 11 |  |  |  | No | R-410A | 2 | Residential & Commercial | Ducted CEE Tier 1
213067381 | Central HP <5.4 tons | ACIQ | HRCU-A-CB (Split System: Heat Pump with Remote Outdoor Unit-Air-Source) | HVH825GKA3* |  |  | EN(A,D,W)4X48L21**+WALLCON | *97CMN1002122A* | 24200 | 17 | 8.1 | 21400 | 16600 | 77.57% | 2.02 | 0 | 11.5 |  |  |  | No | R-410A | 2.0167 | Residential & Commercial | Ducted CEE Tier 1
213067432 | Central HP <5.4 tons | ACIQ | HRCU-A-CB (Split System: Heat Pump with Remote Outdoor Unit-Air-Source) | HVH825GKA3* |  |  | EHD4X48AAL+WALLCON | *97CMN0602120A* | 24200 | 16 | 8.1 | 21400 | 16700 | 78.04% | 2 | 0 | 10.5 |  |  |  | No | R-410A | 2.0167 | Residential & Commercial | Ducted CEE Tier 1
213062802 | Central HP <5.4 tons | ACIQ | HRCU-A-CB (Split System: Heat Pump with Remote Outdoor Unit-Air-Source) | HVH837GKA** |  |  | EA*4X37L21A*+WALLCON | *95CSU1002122A* | 33000 | 17.5 | 8.5 | 32800 | 25000 | 76.22% | 2 | 12 | 11.5 |  |  |  | No | R-410A | 2.75 | Residential & Commercial | Ducted CEE Tier 1
213062816 | Central HP <5.4 tons | ACIQ | HRCU-A-CB (Split System: Heat Pump with Remote Outdoor Unit-Air-Source) | HVH837GKA** |  |  | EHD4X42AAL+WALLCON | *95CSU1002122A* | 32600 | 17 | 8.1 | 33000 | 24800 | 75.15% | 1.96 | 11.5 | 11 |  |  |  | No | R-410A | 2.7167 | Residential & Commercial | Ducted CEE Tier 1
213062933 | Central HP <5.4 tons | ACIQ | HRCU-A-CB (Split System: Heat Pump with Remote Outdoor Unit-Air-Source) | HVH825GKA3* |  |  | EA*4X30L17A*+WALLCON | *80CTL0451712A* | 23400 | 16 | 8.1 | 21600 | 16800 | 77.78% | 1.9 | 11 | 10.5 |  |  |  | No | R-410A | 1.95 | Residential & Commercial | Ducted CEE Tier 1
213062936 | Central HP <5.4 tons | ACIQ | HRCU-A-CB (Split System: Heat Pump with Remote Outdoor Unit-Air-Source) | HVH825GKA3* |  |  | EA*4X30L17A*+WALLCON | *96CTN0801714A* | 23400 | 16.5 | 8.1 | 21600 | 16800 | 77.78% | 1.9 | 11 | 10.5 |  |  |  | No | R-410A | 1.95 | Residential & Commercial | Ducted CEE Tier 1
213069304 | Central HP <5.4 tons | ACIQ | HRCU-A-CB (Split System: Heat Pump with Remote Outdoor Unit-Air-Source) | DLCURAH36ABK |  |  | EA*4X37L21A* | *95ESU1002120A* | 36600 | 16 | 8.5 | 38500 | 34800 | 90.39% | 2.1 | 0 | 10 |  |  |  | No | R-410A | 3.05 | Residential & Commercial | Ducted CEE Tier 1
213069319 | Central HP <5.4 tons | ACIQ | HRCU-A-CB (Split System: Heat Pump with Remote Outdoor Unit-Air-Source) | DLCURAH36ABK |  |  | EA*4X42L21A* | *80ES(N,L)0902116A* | 35800 | 16 | 8.1 | 38500 | 35000 | 90.91% | 1.9 | 0 | 10 |  |  |  | No | R-410A | 2.9833 | Residential & Commercial | Ducted CEE Tier 1
212383487 | Central HP <5.4 tons | HEIL | HRCU-A-CB (Split System: Heat Pump with Remote Outdoor Unit-Air-Source) | DLCURAH36ABK |  |  | EA*4X48L21A* | *80ES(N,L)0701716A* | 35600 | 16 | 8.5 | 37800 | 34600 | 91.53% | 2.04 | 0 | 10 |  |  |  | No | R-410A | 2.9667 | Residential & Commercial | Ducted CEE Tier 1
213772451 | Central HP <5.4 tons | DAY & NIGHT | HRCU-A-CB (Split System: Heat Pump with Remote Outdoor Unit-Air-Source) | CVH825GKA2* |  |  | EHD4X48AAL+WALLCON | *80CTL0701716B* | 24200 | 16.5 | 8.1 | 21200 | 16600 | 78.3% | 2.02 | 0 | 10.5 |  |  |  | No | R-410A | 2.0167 | Residential & Commercial | Ducted CEE Tier 1
213148986 | Central HP <5.4 tons | MITS AIR | HRCU-A-C (Split System: Heat Pump with Remote Outdoor Unit with No Indoor Fan --Air Source) | MOE30U-55HFN1-M |  |  | MAC-60HWDN1-MN0* |  | 45000 | 15.2 | 9.2 | 55000 | 46500 | 84.55% | 1.8 | 0 | 10 |  |  |  | No | R-410A | 3.75 | Residential & Commercial | Ducted CEE Tier 1
211388896 | Central HP <5.4 tons | LUXAIRE | HRCU-A-CB (Split System: Heat Pump with Remote Outdoor Unit-Air-Source) | HMH72B341 |  |  | XAUB36DXXN1+TXV | TM9E080B12MP12 | 34000 | 17.5 | 8.1 | 33800 | 24000 | 71.01% | 2.06 | 0 | 10 |  |  |  | No | R-410A | 2.8333 | Residential & Commercial | Ducted CEE Tier 1
211387528 | Central HP <5.4 tons | COLEMAN | HRCU-A-CB (Split System: Heat Pump with Remote Outdoor Unit-Air-Source) | HMH72B341 |  |  | XAFC36DBCN1 | TM9V100C16MP12 | 34000 | 17.5 | 8.5 | 34000 | 24000 | 70.59% | 2.1 | 0 | 10 |  |  |  | No | R-410A | 2.8333 | Residential & Commercial | Ducted CEE Tier 1
214397797 | Central HP <5.4 tons | COLEMAN | HRCU-A-CB (Split System: Heat Pump with Remote Outdoor Unit-Air-Source) | HH836E2S11 |  |  | CTM48C5CFS1 | TM9Y100C20MP11 | 34200 | 17 | 8.5 | 32800 | 26000 | 79.27% | 2 | 0 | 10 |  |  |  | No | R-454B | 2.85 | Residential & Commercial | Ducted CEE Tier 1
211387961 | Central HP <5.4 tons | COLEMAN | HRCU-A-CB (Split System: Heat Pump with Remote Outdoor Unit-Air-Source) | HMH72B341 |  |  | XAFB36DBCN1 | CP9C080B12MP13 | 33600 | 17.5 | 8.5 | 33400 | 23400 | 70.06% | 2.04 | 0 | 10 |  |  |  | No | R-410A | 2.8 | Residential & Commercial | Ducted CEE Tier 1
211387509 | Central HP <5.4 tons | COLEMAN | HRCU-A-CB (Split System: Heat Pump with Remote Outdoor Unit-Air-Source) | HMH72B341 |  |  | XAFC36DXXN1+TXV | TP9C100C16MP13 | 34000 | 17.5 | 8.5 | 34000 | 24000 | 70.59% | 2.1 | 0 | 10 |  |  |  | No | R-410A | 2.8333 | Residential & Commercial | Ducted CEE Tier 1
211228162 | Central HP <5.4 tons | HEIL | HRCU-A-CB (Split System: Heat Pump with Remote Outdoor Unit-Air-Source) | DLCURAH36ABK |  |  | EA*4X42L24A* | OLV154F20A | 37000 | 15.2 | 8.5 | 40000 | 35400 | 88.5% | 1.96 | 0 | 10 |  |  |  | No | R-410A | 3.0833 | Residential & Commercial | Ducted CEE Tier 1
211227842 | Central HP <5.4 tons | HEIL | HRCU-A-CB (Split System: Heat Pump with Remote Outdoor Unit-Air-Source) | DLCURAH36ABK |  |  | EA*4X42L24A* | *80ES(N,L)1352420A* | 35600 | 16 | 8.1 | 38500 | 35000 | 90.91% | 1.9 | 0 | 10 |  |  |  | No | R-410A | 2.9667 | Residential & Commercial | Ducted CEE Tier 1
211228803 | Central HP <5.4 tons | HEIL | HRCU-A-CB (Split System: Heat Pump with Remote Outdoor Unit-Air-Source) | DLCURAH36ABK |  |  | EA*4X48L21A* | *80ES(N,L)0902120A* | 36400 | 16 | 8.5 | 38500 | 34800 | 90.39% | 2.08 | 0 | 10 |  |  |  | No | R-410A | 3.0333 | Residential & Commercial | Ducted CEE Tier 1
215675961 | Central HP <5.4 tons | KENMORE | HRCU-A-CB (Split System: Heat Pump with Remote Outdoor Unit-Air-Source) | (C,H,T)5H0V48*K*AAA* |  |  | EVM5X61M24A*+WALLCON | *80CSU0802120A* | 49000 | 19.5 | 9 | 50000 | 36600 | 73.2% | 2.1 | 0 | 10.5 |  |  |  | No | R-454B | 4.0833 | Residential & Commercial | Ducted CEE Tier 1
215675511 | Central HP <5.4 tons | KENMORE | HRCU-A-CB (Split System: Heat Pump with Remote Outdoor Unit-Air-Source) | (C,H,T)5H0V48*K*AAA* |  |  | EVM5X49M21A*+WALLCON | *80CSU0802120A* | 48000 | 19 | 9 | 50000 | 36600 | 73.2% | 2.12 | 0 | 10 |  |  |  | No | R-454B | 4 | Residential & Commercial | Ducted CEE Tier 1
204456781 | Central HP <5.4 tons | AIRQUEST | HRCU-A-CB (Split System: Heat Pump with Remote Outdoor Unit-Air-Source) | HVH825GKA2* |  |  | EA*4X36L21A*+WALLCON | *96CTN1002122A* | 23600 | 16.5 | 8.1 | 21400 | 16600 | 77.57% | 1.94 | 11 | 11 |  |  |  | No | R-410A | 1.9667 | Residential & Commercial | Ducted CEE Tier 1
213067511 | Central HP <5.4 tons | ACIQ | HRCU-A-CB (Split System: Heat Pump with Remote Outdoor Unit-Air-Source) | HVH825GKA2* |  |  | EA*4X42L24A*+WALLCON | *96CTN1002122A* | 23800 | 16.5 | 8.1 | 21400 | 16600 | 77.57% | 1.96 | 0 | 11 |  |  |  | No | R-410A | 1.9833 | Residential & Commercial | Ducted CEE Tier 1
213067543 | Central HP <5.4 tons | ACIQ | HRCU-A-CB (Split System: Heat Pump with Remote Outdoor Unit-Air-Source) | HVH825GKA2* |  |  | EA*4X48L21A*+WALLCON | *97CMN0601714A* | 24000 | 16.5 | 8.1 | 21000 | 16700 | 79.52% | 2 | 0 | 11 |  |  |  | No | R-410A | 2 | Residential & Commercial | Ducted CEE Tier 1
213773635 | Central HP <5.4 tons | CARRIER | HRCU-A-CB (Split System: Heat Pump with Remote Outdoor Unit-Air-Source) | 25VNA825A*032* |  |  | CAP**4321AL*+UI | 59MN7C080C17**14 | 24400 | 16.5 | 8.1 | 21200 | 16600 | 78.3% | 2.02 | 0 | 11 |  |  |  | No | R-410A | 2.0333 | Residential & Commercial | Ducted CEE Tier 1
213773705 | Central HP <5.4 tons | CARRIER | HRCU-A-CB (Split System: Heat Pump with Remote Outdoor Unit-Air-Source) | 25VNA825A*032* |  |  | CAP**4821AL*+UI | 58TN*B090C17**16 | 24200 | 17 | 8.1 | 20800 | 16600 | 79.81% | 2.02 | 0 | 11 |  |  |  | No | R-410A | 2.0167 | Residential & Commercial | Ducted CEE Tier 1
213774405 | Central HP <5.4 tons | CARRIER | HRCU-A-CB (Split System: Heat Pump with Remote Outdoor Unit-Air-Source) | 25VNA825A*032* |  |  | CSPH*4212AL*+UI | 58TN*B070C17**16 | 24200 | 16 | 8.1 | 21400 | 16600 | 77.57% | 1.98 | 0 | 10.5 |  |  |  | No | R-410A | 2.0167 | Residential & Commercial | Ducted CEE Tier 1
213774655 | Central HP <5.4 tons | CARRIER | HRCU-A-CB (Split System: Heat Pump with Remote Outdoor Unit-Air-Source) | 25VNA825A*032* |  |  | CSPH*4812AL*+UI | 59MN7C100C21**22 | 24200 | 16 | 8.1 | 21200 | 16600 | 78.3% | 2.02 | 0 | 11 |  |  |  | No | R-410A | 2.0167 | Residential & Commercial | Ducted CEE Tier 1
213069290 | Central HP <5.4 tons | ACIQ | HRCU-A-CB (Split System: Heat Pump with Remote Outdoor Unit-Air-Source) | DLCURAH36ABK |  |  | EA*4X37L21A* | *80VTL1102122A* | 37000 | 15.5 | 8.5 | 38500 | 34800 | 90.39% | 2.12 | 0 | 10 |  |  |  | No | R-410A | 3.0833 | Residential & Commercial | Ducted CEE Tier 1
213069308 | Central HP <5.4 tons | ACIQ | HRCU-A-CB (Split System: Heat Pump with Remote Outdoor Unit-Air-Source) | DLCURAH36ABK |  |  | EA*4X37L21A* | *96VTN1002120A* | 36600 | 15.5 | 8.5 | 38500 | 34800 | 90.39% | 2.1 | 0 | 10 |  |  |  | No | R-410A | 3.05 | Residential & Commercial | Ducted CEE Tier 1
213069342 | Central HP <5.4 tons | ACIQ | HRCU-A-CB (Split System: Heat Pump with Remote Outdoor Unit-Air-Source) | DLCURAH36ABK |  |  | EA*4X42L21A* | *96VSN0802120A* | 35600 | 16 | 8.1 | 38500 | 35000 | 90.91% | 1.88 | 0 | 10 |  |  |  | No | R-410A | 2.9667 | Residential & Commercial | Ducted CEE Tier 1
213069358 | Central HP <5.4 tons | ACIQ | HRCU-A-CB (Split System: Heat Pump with Remote Outdoor Unit-Air-Source) | DLCURAH36ABK |  |  | EA*4X42L24A* | *80ES(N,L)0902120A* | 36000 | 16 | 8.1 | 39500 | 35000 | 88.61% | 1.92 | 0 | 10 |  |  |  | No | R-410A | 3 | Residential & Commercial | Ducted CEE Tier 1
213069372 | Central HP <5.4 tons | ACIQ | HRCU-A-CB (Split System: Heat Pump with Remote Outdoor Unit-Air-Source) | DLCURAH36ABK |  |  | EA*4X42L24A* | *92ESN0802120A* | 35200 | 16.5 | 8.1 | 38500 | 35000 | 90.91% | 1.88 | 0 | 10 |  |  |  | No | R-410A | 2.9333 | Residential & Commercial | Ducted CEE Tier 1
213069383 | Central HP <5.4 tons | ACIQ | HRCU-A-CB (Split System: Heat Pump with Remote Outdoor Unit-Air-Source) | DLCURAH36ABK |  |  | EA*4X42L24A* | *96VSN1202422A* | 35400 | 16 | 8.1 | 38500 | 35000 | 90.91% | 1.88 | 0 | 10 |  |  |  | No | R-410A | 2.95 | Residential & Commercial | Ducted CEE Tier 1
213069392 | Central HP <5.4 tons | ACIQ | HRCU-A-CB (Split System: Heat Pump with Remote Outdoor Unit-Air-Source) | DLCURAH36ABK |  |  | EA*4X42L24A* | OLV154F20A | 37000 | 15.2 | 8.5 | 40000 | 35400 | 88.5% | 1.96 | 0 | 10 |  |  |  | No | R-410A | 3.0833 | Residential & Commercial | Ducted CEE Tier 1
213069399 | Central HP <5.4 tons | ACIQ | HRCU-A-CB (Split System: Heat Pump with Remote Outdoor Unit-Air-Source) | DLCURAH36ABK |  |  | EA*4X43L21A* | *80ES(N,L)0902120A* | 36800 | 16 | 8.5 | 38500 | 34800 | 90.39% | 2.1 | 0 | 10 |  |  |  | No | R-410A | 3.0667 | Residential & Commercial | Ducted CEE Tier 1
213770725 | Central HP <5.4 tons | CARRIER | HRCU-A-CB (Split System: Heat Pump with Remote Outdoor Unit-Air-Source) | 25VNA825A*031* |  |  | CAP**3017AL*+UI | 58TN*B070C17**16 | 23400 | 16.5 | 8.1 | 21600 | 16700 | 77.31% | 1.92 | 0 | 11 |  |  |  | No | R-410A | 1.95 | Residential & Commercial | Ducted CEE Tier 1
213770925 | Central HP <5.4 tons | CARRIER | HRCU-A-CB (Split System: Heat Pump with Remote Outdoor Unit-Air-Source) | 25VNA825A*031* |  |  | CAP**3621AL*+UI | 58TN*B090C17**16 | 23600 | 16.5 | 8.1 | 21400 | 16600 | 77.57% | 1.94 | 0 | 10.5 |  |  |  | No | R-410A | 1.9667 | Residential & Commercial | Ducted CEE Tier 1
213771025 | Central HP <5.4 tons | CARRIER | HRCU-A-CB (Split System: Heat Pump with Remote Outdoor Unit-Air-Source) | 25VNA825A*031* |  |  | CAP**3717AL*+UI | 58TN*B045C17**12 | 24000 | 16 | 8.1 | 21600 | 16800 | 77.78% | 1.98 | 0 | 10.5 |  |  |  | No | R-410A | 2 | Residential & Commercial | Ducted CEE Tier 1
213771325 | Central HP <5.4 tons | CARRIER | HRCU-A-CB (Split System: Heat Pump with Remote Outdoor Unit-Air-Source) | 25VNA825A*031* |  |  | CAP**4221AL*+UI | 59MN7C100C21**22 | 23800 | 16.5 | 8.1 | 21400 | 16600 | 77.57% | 1.96 | 0 | 11 |  |  |  | No | R-410A | 1.9833 | Residential & Commercial | Ducted CEE Tier 1
213780875 | Central HP <5.4 tons | CARRIER | HRCU-A-CB (Split System: Heat Pump with Remote Outdoor Unit-Air-Source) | 25VNA837A*031* |  |  | CAP**3721AL*+UI | 58TN*B090C21**20 | 32800 | 17 | 8.5 | 33000 | 25000 | 75.76% | 1.98 | 0 | 11 |  |  |  | No | R-410A | 2.7333 | Residential & Commercial | Ducted CEE Tier 1
213781075 | Central HP <5.4 tons | CARRIER | HRCU-A-CB (Split System: Heat Pump with Remote Outdoor Unit-Air-Source) | 25VNA837A*031* |  |  | CAP**4221AL*+UI | 59TN6C100C21**22 | 31800 | 17 | 8.1 | 33000 | 24400 | 73.94% | 1.88 | 0 | 11 |  |  |  | No | R-410A | 2.65 | Residential & Commercial | Ducted CEE Tier 1
213069406 | Central HP <5.4 tons | ACIQ | HRCU-A-CB (Split System: Heat Pump with Remote Outdoor Unit-Air-Source) | DLCURAH36ABK |  |  | EA*4X43L21A* | *80ESU0601716A | 37200 | 16 | 8.5 | 38500 | 34800 | 90.39% | 2.12 | 0 | 10 |  |  |  | No | R-410A | 3.1 | Residential & Commercial | Ducted CEE Tier 1
213069415 | Central HP <5.4 tons | ACIQ | HRCU-A-CB (Split System: Heat Pump with Remote Outdoor Unit-Air-Source) | DLCURAH36ABK |  |  | EA*4X43L21A* | *92ESN1002122A* | 37400 | 15.2 | 8.5 | 39000 | 35000 | 89.74% | 2.16 | 0 | 10 |  |  |  | No | R-410A | 3.1167 | Residential & Commercial | Ducted CEE Tier 1
213069449 | Central HP <5.4 tons | ACIQ | HRCU-A-CB (Split System: Heat Pump with Remote Outdoor Unit-Air-Source) | DLCURAH36ABK |  |  | EA*4X48L21A* | *80ESU0802120A | 37400 | 15.5 | 8.5 | 38500 | 35000 | 90.91% | 2.14 | 0 | 10 |  |  |  | No | R-410A | 3.1167 | Residential & Commercial | Ducted CEE Tier 1
213069497 | Central HP <5.4 tons | ACIQ | HRCU-A-CB (Split System: Heat Pump with Remote Outdoor Unit-Air-Source) | DLCURAH36ABK |  |  | EA*4X48L24A* | *92ESN1002120A* | 35600 | 16.5 | 8.5 | 37800 | 34600 | 91.53% | 2.04 | 0 | 10 |  |  |  | No | R-410A | 2.9667 | Residential & Commercial | Ducted CEE Tier 1
213069506 | Central HP <5.4 tons | ACIQ | HRCU-A-CB (Split System: Heat Pump with Remote Outdoor Unit-Air-Source) | DLCURAH36ABK |  |  | EA*4X48L24A* | *96VSN1002120A* | 36000 | 16 | 8.5 | 38500 | 34600 | 89.87% | 2.06 | 0 | 10 |  |  |  | No | R-410A | 3 | Residential & Commercial | Ducted CEE Tier 1
213069515 | Central HP <5.4 tons | ACIQ | HRCU-A-CB (Split System: Heat Pump with Remote Outdoor Unit-Air-Source) | DLCURAH36ABK |  |  | EA*4X48L24A* | OLV112A16A | 35800 | 15.5 | 8.5 | 38500 | 34800 | 90.39% | 2.04 | 0 | 10 |  |  |  | No | R-410A | 2.9833 | Residential & Commercial | Ducted CEE Tier 1
213069540 | Central HP <5.4 tons | ACIQ | HRCU-A-CB (Split System: Heat Pump with Remote Outdoor Unit-Air-Source) | DLCURAH36ABK |  |  | EN(A,D,W)4X48L21** | *80VSL0451716A* | 35800 | 15.5 | 8.1 | 38500 | 35000 | 90.91% | 2 | 0 | 10 |  |  |  | No | R-410A | 2.9833 | Residential & Commercial | Ducted CEE Tier 1
213069567 | Central HP <5.4 tons | ACIQ | HRCU-A-CB (Split System: Heat Pump with Remote Outdoor Unit-Air-Source) | DLCURAH36ABK |  |  | EN(A,D,W)4X48L21** | *95ESU1002122A* | 37400 | 15.5 | 8.5 | 39500 | 35000 | 88.61% | 2.08 | 0 | 10.5 |  |  |  | No | R-410A | 3.1167 | Residential & Commercial | Ducted CEE Tier 1
210598038 | Central HP <5.4 tons | AIRQUEST | HRCU-A-CB (Split System: Heat Pump with Remote Outdoor Unit-Air-Source) | HVH825GKA2* |  |  | EA*4X48L21A*+WALLCON | *96CTN0801714A* | 24000 | 16.5 | 8.1 | 21000 | 16600 | 79.05% | 2 | 0 | 11 |  |  |  | No | R-410A | 2 | Residential & Commercial | Ducted CEE Tier 1
210598070 | Central HP <5.4 tons | AIRQUEST | HRCU-A-CB (Split System: Heat Pump with Remote Outdoor Unit-Air-Source) | HVH825GKA2* |  |  | EA*4X48L24A*+WALLCON | *95CSU0802120A* | 24200 | 17 | 8.1 | 21000 | 16500 | 78.57% | 2.02 | 0 | 11 |  |  |  | No | R-410A | 2.0167 | Residential & Commercial | Ducted CEE Tier 1
210598390 | Central HP <5.4 tons | AIRQUEST | HRCU-A-CB (Split System: Heat Pump with Remote Outdoor Unit-Air-Source) | HVH825GKA2* |  |  | EN(A,D)4X48L24**+WALLCON | *97CMN1202422A* | 24200 | 16.5 | 8.1 | 21400 | 16600 | 77.57% | 2 | 0 | 11 |  |  |  | No | R-410A | 2.0167 | Residential & Commercial | Ducted CEE Tier 1
213773305 | Central HP <5.4 tons | CARRIER | HRCU-A-CB (Split System: Heat Pump with Remote Outdoor Unit-Air-Source) | 25VNA825A*032* |  |  | CAP**3721AL*+UI | 59CU5B060C17**16 | 24400 | 16.5 | 8.1 | 21400 | 16600 | 77.57% | 2.02 | 0 | 10.5 |  |  |  | No | R-410A | 2.0333 | Residential & Commercial | Ducted CEE Tier 1
213069642 | Central HP <5.4 tons | ACIQ | HRCU-A-CB (Split System: Heat Pump with Remote Outdoor Unit-Air-Source) | DLCURAH24ABK |  |  | EA*4X24L17A* | *80VSL0451412A* | 24000 | 16 | 8.5 | 27000 | 23800 | 88.15% | 1.96 | 0 | 10 |  |  |  | No | R-410A | 2 | Residential & Commercial | Ducted CEE Tier 1
213069665 | Central HP <5.4 tons | ACIQ | HRCU-A-CB (Split System: Heat Pump with Remote Outdoor Unit-Air-Source) | DLCURAH24ABK |  |  | EA*4X24L17A* | *80ES(N,L)0451412A* | 24400 | 16 | 8.5 | 27200 | 23200 | 85.29% | 1.9 | 0 | 10 |  |  |  | No | R-410A | 2.0333 | Residential & Commercial | Ducted CEE Tier 1
213069699 | Central HP <5.4 tons | ACIQ | HRCU-A-CB (Split System: Heat Pump with Remote Outdoor Unit-Air-Source) | DLCURAH24ABK |  |  | EA*4X25L17A* | *95ESN0601412A* | 25000 | 16 | 8.5 | 26000 | 21000 | 80.77% | 1.76 | 0 | 10 |  |  |  | No | R-410A | 2.0833 | Residential & Commercial | Ducted CEE Tier 1
213069706 | Central HP <5.4 tons | ACIQ | HRCU-A-CB (Split System: Heat Pump with Remote Outdoor Unit-Air-Source) | DLCURAH24ABK |  |  | EA*4X25L17A* | *80ES(N,L)0701712A* | 25000 | 16.5 | 8.5 | 25800 | 21000 | 81.4% | 1.76 | 0 | 10.5 |  |  |  | No | R-410A | 2.0833 | Residential & Commercial | Ducted CEE Tier 1
213069733 | Central HP <5.4 tons | ACIQ | HRCU-A-CB (Split System: Heat Pump with Remote Outdoor Unit-Air-Source) | DLCURAH24ABK |  |  | EA*4X30L17A* | *80VSL0451412A* | 23400 | 16.5 | 8.5 | 25800 | 24400 | 94.57% | 2.02 | 0 | 10 |  |  |  | No | R-410A | 1.95 | Residential & Commercial | Ducted CEE Tier 1
213069740 | Central HP <5.4 tons | ACIQ | HRCU-A-CB (Split System: Heat Pump with Remote Outdoor Unit-Air-Source) | DLCURAH24ABK |  |  | EA*4X30L17A* | *96VSN0401410A* | 23200 | 16 | 8.5 | 25800 | 24200 | 93.8% | 2.02 | 0 | 10 |  |  |  | No | R-410A | 1.9333 | Residential & Commercial | Ducted CEE Tier 1
213779085 | Central HP <5.4 tons | CARRIER | HRCU-A-CB (Split System: Heat Pump with Remote Outdoor Unit-Air-Source) | 25VNA837A*030* |  |  | CAP**4221AL*+UI | 58TN*B090C21**20 | 31800 | 17 | 8.1 | 32800 | 24200 | 73.78% | 1.88 | 0 | 11 |  |  |  | No | R-410A | 2.65 | Residential & Commercial | Ducted CEE Tier 1
213779135 | Central HP <5.4 tons | CARRIER | HRCU-A-CB (Split System: Heat Pump with Remote Outdoor Unit-Air-Source) | 25VNA837A*030* |  |  | CAP**4221AL*+UI | 59MN7C100C21**22 | 31800 | 17 | 8.1 | 33000 | 24400 | 73.94% | 1.88 | 0 | 11 |  |  |  | No | R-410A | 2.65 | Residential & Commercial | Ducted CEE Tier 1
213770255 | Central HP <5.4 tons | CARRIER | HRCU-A-CB (Split System: Heat Pump with Remote Outdoor Unit-Air-Source) | 25VNA448A*031* |  |  | CAP**4821AL*+UI | 58TN*B045C17**12 | 42500 | 20 | 9 | 47000 | 37600 | 80% | 2.16 | 0 | 10 |  |  |  | No | R-410A | 3.5417 | Residential & Commercial | Ducted CEE Tier 1
213770275 | Central HP <5.4 tons | CARRIER | HRCU-A-CB (Split System: Heat Pump with Remote Outdoor Unit-Air-Source) | 25VNA448A*031* |  |  | CAP**4824AL*+UI | 59MN7C100C21**22 | 44000 | 21 | 9 | 46500 | 36200 | 77.85% | 2.26 | 0 | 11.5 |  |  |  | No | R-410A | 3.6667 | Residential & Commercial | Ducted CEE Tier 1
215934590 | Central HP <5.4 tons | DAY & NIGHT | HRCU-A-CB (Split System: Heat Pump with Remote Outdoor Unit-Air-Source) | C5H3V48*K*AAA* |  |  | ESH5X60M12A*+WALLCON | *95CSU1002122B* | 45000 | 20.5 | 9 | 48500 | 36400 | 75.05% | 1.84 | 0 | 11.5 |  |  |  | No | R-454B | 3.75 | Residential & Commercial | Ducted CEE Tier 1
214397780 | Central HP <5.4 tons | COLEMAN | HRCU-A-CB (Split System: Heat Pump with Remote Outdoor Unit-Air-Source) | HH836E2S11 |  |  | CTF48C5CFS1 | TM9V080C16MP12 | 33200 | 18 | 9 | 31600 | 25400 | 80.38% | 2 | 0 | 11 |  |  |  | No | R-454B | 2.7667 | Residential & Commercial | Ducted CEE Tier 1
214398607 | Central HP <5.4 tons | COLEMAN | HRCU-A-CB (Split System: Heat Pump with Remote Outdoor Unit-Air-Source) | HH836E2S11 |  |  | CTF48C5CFS1 | TL9E100C20UH11 | 34000 | 18 | 9 | 32000 | 25600 | 80% | 2 | 0 | 11 |  |  |  | No | R-454B | 2.8333 | Residential & Commercial | Ducted CEE Tier 1
214398157 | Central HP <5.4 tons | COLEMAN | HRCU-A-CB (Split System: Heat Pump with Remote Outdoor Unit-Air-Source) | HH836E2S11 |  |  | CTM36C5CDS1 | CP9C080C16MP13 | 33800 | 17 | 8.5 | 31800 | 26000 | 81.76% | 2 | 0 | 11 |  |  |  | No | R-454B | 2.8167 | Residential & Commercial | Ducted CEE Tier 1
214397479 | Central HP <5.4 tons | COLEMAN | HRCU-A-CB (Split System: Heat Pump with Remote Outdoor Unit-Air-Source) | HH860E2S11 |  |  | CTM60C5CGS1 | TP9C100C20MP13 | 44000 | 18 | 9 | 44500 | 33600 | 75.51% | 2 | 0 | 11.7 |  |  |  | No | R-454B | 3.6667 | Residential & Commercial | Ducted CEE Tier 1
214397899 | Central HP <5.4 tons | COLEMAN | HRCU-A-CB (Split System: Heat Pump with Remote Outdoor Unit-Air-Source) | HH860E2S11 |  |  | CTM60C5CGS1 | TPLC120C20MP13 | 44000 | 18 | 9 | 44500 | 33600 | 75.51% | 2 | 0 | 11.7 |  |  |  | No | R-454B | 3.6667 | Residential & Commercial | Ducted CEE Tier 1
214397879 | Central HP <5.4 tons | COLEMAN | HRCU-A-CB (Split System: Heat Pump with Remote Outdoor Unit-Air-Source) | HH860E2S11 |  |  | CTM60C5CGS1 | TM8V120C20MP12 | 44000 | 18 | 9 | 44500 | 33600 | 75.51% | 2 | 0 | 11.7 |  |  |  | No | R-454B | 3.6667 | Residential & Commercial | Ducted CEE Tier 1
214398322 | Central HP <5.4 tons | COLEMAN | HRCU-A-CB (Split System: Heat Pump with Remote Outdoor Unit-Air-Source) | HH860E2S11 |  |  | CTM60D5CGS1+JMVT20DC2N1 |  | 45000 | 18 | 9 | 44500 | 33400 | 75.06% | 2 | 0 | 12 |  |  |  | No | R-454B | 3.75 | Residential & Commercial | Ducted CEE Tier 1
214720038 | Central HP <5.4 tons | COLEMAN | HRCU-A-CB (Split System: Heat Pump with Remote Outdoor Unit-Air-Source) | HH860E2S11 |  |  | CTU60C5XGS1+TXV | TP9C080C16MP13 | 43500 | 17 | 9 | 44000 | 33600 | 76.36% | 2 | 0 | 11 |  |  |  | No | R-454B | 3.625 | Residential & Commercial | Ducted CEE Tier 1
211911385 | Central HP <5.4 tons | MITS AIR | HRCU-A-C (Split System: Heat Pump with Remote Outdoor Unit with No Indoor Fan --Air Source) | MOD30U-30HFN1-MR0(X) |  |  | MAC-36HWFN1-M |  | 30000 | 15.5 | 9.7 | 33000 | 27000 | 81.82% | 1.85 | 10.7 | 10.5 |  |  |  | No | R-410A | 2.5 | Residential & Commercial | Ducted CEE Tier 1
214397486 | Central HP <5.4 tons | COLEMAN | HRCU-A-CB (Split System: Heat Pump with Remote Outdoor Unit-Air-Source) | HH860E2S11 |  |  | CTF60C5CGS1 | TL8E080C16UH11 | 44000 | 18 | 9 | 44500 | 33600 | 75.51% | 2 | 0 | 11.7 |  |  |  | No | R-454B | 3.6667 | Residential & Commercial | Ducted CEE Tier 1
214397913 | Central HP <5.4 tons | COLEMAN | HRCU-A-CB (Split System: Heat Pump with Remote Outdoor Unit-Air-Source) | HH860E2S11 |  |  | CTM60D5CGS1 | TM9Y120D20MP11 | 43500 | 18 | 9 | 44000 | 33400 | 75.91% | 2 | 0 | 11.7 |  |  |  | No | R-454B | 3.625 | Residential & Commercial | Ducted CEE Tier 1
213069574 | Central HP <5.4 tons | ACIQ | HRCU-A-CB (Split System: Heat Pump with Remote Outdoor Unit-Air-Source) | DLCURAH36ABK |  |  | EN(A,D,W)4X48L21** | OMV098J12* | 35800 | 15.5 | 8.1 | 38500 | 35000 | 90.91% | 2 | 0 | 10 |  |  |  | No | R-410A | 2.9833 | Residential & Commercial | Ducted CEE Tier 1
213069583 | Central HP <5.4 tons | ACIQ | HRCU-A-CB (Split System: Heat Pump with Remote Outdoor Unit-Air-Source) | DLCURAH36ABK |  |  | EN(A,D)4X48L24** | *80ES(N,L)1552420A* | 37200 | 16 | 8.1 | 39500 | 35000 | 88.61% | 2.08 | 0 | 10.5 |  |  |  | No | R-410A | 3.1 | Residential & Commercial | Ducted CEE Tier 1
213069601 | Central HP <5.4 tons | ACIQ | HRCU-A-CB (Split System: Heat Pump with Remote Outdoor Unit-Air-Source) | DLCURAH36ABK |  |  | EN(A,D)4X48L24** | *96VSN0802120A* | 36200 | 16 | 8.1 | 38500 | 34800 | 90.39% | 2.02 | 0 | 10 |  |  |  | No | R-410A | 3.0167 | Residential & Commercial | Ducted CEE Tier 1
212988327 | Central HP <5.4 tons | TEMPSTAR | HRCU-A-CB (Split System: Heat Pump with Remote Outdoor Unit-Air-Source) | DLCURAH36ABK |  |  | EA*4X48L24A* | *96MSN1202422A* | 35600 | 16.5 | 8.5 | 37800 | 34600 | 91.53% | 2.02 | 0 | 10 |  |  |  | No | R-410A | 2.9667 | Residential & Commercial | Ducted CEE Tier 1
213770571 | Central HP <5.4 tons | DAY & NIGHT | HRCU-A-CB (Split System: Heat Pump with Remote Outdoor Unit-Air-Source) | CVH825GKA2* |  |  | EA*4X24L17A*+WALLCON | *96CTN0601714B* | 23200 | 16 | 8.1 | 22000 | 16900 | 76.82% | 1.88 | 0 | 10.5 |  |  |  | No | R-410A | 1.9333 | Residential & Commercial | Ducted CEE Tier 1
213770871 | Central HP <5.4 tons | DAY & NIGHT | HRCU-A-CB (Split System: Heat Pump with Remote Outdoor Unit-Air-Source) | CVH825GKA2* |  |  | EA*4X36L17A*+WALLCON | *97CMN0801714B* | 23400 | 16.5 | 8.1 | 21600 | 16700 | 77.31% | 1.94 | 0 | 10.5 |  |  |  | No | R-410A | 1.95 | Residential & Commercial | Ducted CEE Tier 1
213771121 | Central HP <5.4 tons | DAY & NIGHT | HRCU-A-CB (Split System: Heat Pump with Remote Outdoor Unit-Air-Source) | CVH825GKA2* |  |  | EA*4X37L17A*+WALLCON | *96CTN0801714B* | 24200 | 16.5 | 8.1 | 21400 | 16700 | 78.04% | 2 | 0 | 11 |  |  |  | No | R-410A | 2.0167 | Residential & Commercial | Ducted CEE Tier 1
210599943 | Central HP <5.4 tons | TEMPSTAR | HRCU-A-CB (Split System: Heat Pump with Remote Outdoor Unit-Air-Source) | TVH825GKA2* |  |  | EHD4X48AAL+WALLCON | *80CTL0451712A* | 24200 | 16 | 8.1 | 21400 | 16700 | 78.04% | 2 | 0 | 10.5 |  |  |  | No | R-410A | 2.0167 | Residential & Commercial | Ducted CEE Tier 1
210599959 | Central HP <5.4 tons | TEMPSTAR | HRCU-A-CB (Split System: Heat Pump with Remote Outdoor Unit-Air-Source) | TVH825GKA2* |  |  | EHD4X48AAL+WALLCON | *97CMN1202422A* | 24200 | 16 | 8.1 | 21200 | 16600 | 78.3% | 2.02 | 0 | 10.5 |  |  |  | No | R-410A | 2.0167 | Residential & Commercial | Ducted CEE Tier 1
210599961 | Central HP <5.4 tons | TEMPSTAR | HRCU-A-CB (Split System: Heat Pump with Remote Outdoor Unit-Air-Source) | TVH825GKA2* |  |  | EN(A,D)4X48L24**+WALLCON | *80CTL1352422A* | 24200 | 17 | 8.1 | 21400 | 16600 | 77.57% | 2.02 | 0 | 11.5 |  |  |  | No | R-410A | 2.0167 | Residential & Commercial | Ducted CEE Tier 1
214243155 | Central HP <5.4 tons | CARRIER | HRCU-A-CB (Split System: Heat Pump with Remote Outdoor Unit-Air-Source) | 25VNA825A*031* |  |  | CNPV*4821AL*+UI | 59MN7C100C21**22 | 24200 | 17 | 8.1 | 21200 | 16600 | 78.3% | 2.02 | 0 | 11.5 |  |  |  | No | R-410A | 2.0167 | Residential & Commercial | Ducted CEE Tier 1
214243255 | Central HP <5.4 tons | CARRIER | HRCU-A-CB (Split System: Heat Pump with Remote Outdoor Unit-Air-Source) | 25VNA825A*031* |  |  | CNPV*4824AL*+UI | 59TN6C120C24**22 | 24200 | 17 | 8.1 | 21200 | 16600 | 78.3% | 2.02 | 0 | 11.5 |  |  |  | No | R-410A | 2.0167 | Residential & Commercial | Ducted CEE Tier 1
210598553 | Central HP <5.4 tons | AIRQUEST | HRCU-A-CB (Split System: Heat Pump with Remote Outdoor Unit-Air-Source) | HVH825GKA2* |  |  | END4X42L17**+WALLCON | *80CTL0901716A* | 24000 | 17 | 8.1 | 21400 | 16600 | 77.57% | 2 | 0 | 11.5 |  |  |  | No | R-410A | 2 | Residential & Commercial | Ducted CEE Tier 1
214397570 | Central HP <5.4 tons | COLEMAN | HRCU-A-CB (Split System: Heat Pump with Remote Outdoor Unit-Air-Source) | HH824E2S11 |  |  | CTF30B5ACS1 | TP9C060B12MP13 | 23000 | 17 | 9.5 | 23000 | 18300 | 79.57% | 2 | 0 | 12 |  |  |  | No | R-454B | 1.9167 | Residential & Commercial | Ducted CEE Tier 1
214398374 | Central HP <5.4 tons | COLEMAN | HRCU-A-CB (Split System: Heat Pump with Remote Outdoor Unit-Air-Source) | HH824E2S11 |  |  | CTF30B5ACS1+JMET12BS2N1 |  | 23000 | 18 | 9.5 | 23000 | 18500 | 80.43% | 2 | 0 | 12 |  |  |  | No | R-454B | 1.9167 | Residential & Commercial | Ducted CEE Tier 1
214397938 | Central HP <5.4 tons | COLEMAN | HRCU-A-CB (Split System: Heat Pump with Remote Outdoor Unit-Air-Source) | HH824E2S11 |  |  | CTF30A5ADS1 | TM8E040A12MP11 | 23000 | 18 | 9.5 | 23000 | 18500 | 80.43% | 2 | 0 | 12 |  |  |  | No | R-454B | 1.9167 | Residential & Commercial | Ducted CEE Tier 1
213067496 | Central HP <5.4 tons | ACIQ | HRCU-A-CB (Split System: Heat Pump with Remote Outdoor Unit-Air-Source) | HVH825GKA2* |  |  | EA*4X42L21A*+WALLCON | *80CTL0901716A* | 23800 | 17.5 | 8.1 | 21400 | 16500 | 77.1% | 1.98 | 0 | 11 |  |  |  | No | R-410A | 1.9833 | Residential & Commercial | Ducted CEE Tier 1
213067497 | Central HP <5.4 tons | ACIQ | HRCU-A-CB (Split System: Heat Pump with Remote Outdoor Unit-Air-Source) | HVH825GKA2* |  |  | EA*4X42L21A*+WALLCON | *95CSU0601716A* | 23600 | 16.5 | 8.1 | 21400 | 16700 | 78.04% | 1.94 | 0 | 10.5 |  |  |  | No | R-410A | 1.9667 | Residential & Commercial | Ducted CEE Tier 1
213772645 | Central HP <5.4 tons | CARRIER | HRCU-A-CB (Split System: Heat Pump with Remote Outdoor Unit-Air-Source) | 25VNA825A*032* |  |  | CAP**2417AL*+UI | 58TN*B090C17**16 | 23400 | 16.5 | 8.1 | 21800 | 16800 | 77.06% | 1.88 | 0 | 10.5 |  |  |  | No | R-410A | 1.95 | Residential & Commercial | Ducted CEE Tier 1
213772695 | Central HP <5.4 tons | CARRIER | HRCU-A-CB (Split System: Heat Pump with Remote Outdoor Unit-Air-Source) | 25VNA825A*032* |  |  | CAP**2417AL*+UI | 59TN6C060C17**14 | 23200 | 16 | 8.1 | 22000 | 16800 | 76.36% | 1.88 | 0 | 10 |  |  |  | No | R-410A | 1.9333 | Residential & Commercial | Ducted CEE Tier 1
213770981 | Central HP <5.4 tons | DAY & NIGHT | HRCU-A-CB (Split System: Heat Pump with Remote Outdoor Unit-Air-Source) | CVH825GKA2* |  |  | EA*4X36L21A*+WALLCON | *97CMN0801714B* | 23600 | 16.5 | 8.1 | 21600 | 16700 | 77.31% | 1.94 | 0 | 10.5 |  |  |  | No | R-410A | 1.9667 | Residential & Commercial | Ducted CEE Tier 1
213771621 | Central HP <5.4 tons | DAY & NIGHT | HRCU-A-CB (Split System: Heat Pump with Remote Outdoor Unit-Air-Source) | CVH825GKA2* |  |  | EA*4X48L21A*+WALLCON | *97CMN0601714B* | 24000 | 16.5 | 8.1 | 21000 | 16600 | 79.05% | 2 | 0 | 10.5 |  |  |  | No | R-410A | 2 | Residential & Commercial | Ducted CEE Tier 1
215670616 | Central HP <5.4 tons | CARRIER | HRCU-A-CB (Split System: Heat Pump with Remote Outdoor Unit-Air-Source) | 27VNA036A*030* |  |  | FE5BNBD60L*+UI |  | 35400 | 19.5 | 9.5 | 34000 | 24400 | 71.76% | 2.04 | 0 | 11.5 |  |  |  | No | R-454B | 2.95 | Residential & Commercial | Ducted CEE Tier 1
215669702 | Central HP <5.4 tons | CARRIER | HRCU-A-CB (Split System: Heat Pump with Remote Outdoor Unit-Air-Source) | 27VNA036A*030* |  |  | CAA**6124AM*+UI | 59MN7C100C21**22 | 35000 | 18.5 | 9 | 34400 | 24800 | 72.09% | 1.92 | 0 | 10.5 |  |  |  | No | R-454B | 2.9167 | Residential & Commercial | Ducted CEE Tier 1
214809145 | Central HP <5.4 tons | CHAMPION HEATING AND COOLING | HRCU-A-CB (Split System: Heat Pump with Remote Outdoor Unit-Air-Source) | HH860E2S11 |  |  | CTU60C5XGS1+JMVT16CC2N1+TXV |  | 45000 | 19 | 9 | 45000 | 33600 | 74.67% | 2 | 0 | 12 |  |  |  | No | R-454B | 3.75 | Residential & Commercial | Ducted CEE Tier 1
214720117 | Central HP <5.4 tons | CHAMPION HEATING AND COOLING | HRCU-A-CB (Split System: Heat Pump with Remote Outdoor Unit-Air-Source) | HH860E2S11 |  |  | CTU60C5XGS1+TXV | TMLE100C20MP11 | 44500 | 17 | 9 | 45000 | 33800 | 75.11% | 2 | 0 | 11.7 |  |  |  | No | R-454B | 3.7083 | Residential & Commercial | Ducted CEE Tier 1
214397834 | Central HP <5.4 tons | COLEMAN | HRCU-A-CB (Split System: Heat Pump with Remote Outdoor Unit-Air-Source) | HH860E2S11 |  |  | CTF60C5CGS1+JMVT17CC2N1 |  | 44500 | 18 | 9 | 44000 | 33000 | 75% | 2 | 0 | 12 |  |  |  | No | R-454B | 3.7083 | Residential & Commercial | Ducted CEE Tier 1
214584642 | Central HP <5.4 tons | LUXAIRE | HRCU-A-CB (Split System: Heat Pump with Remote Outdoor Unit-Air-Source) | HH860E2S11 |  |  | CTM60C5CGS1 | Z8ES120C20SMPS1 | 44000 | 18 | 9 | 44500 | 33400 | 75.06% | 2 | 0 | 11.7 |  |  |  | No | R-454B | 3.6667 | Residential & Commercial | Ducted CEE Tier 1
214584717 | Central HP <5.4 tons | LUXAIRE | HRCU-A-CB (Split System: Heat Pump with Remote Outdoor Unit-Air-Source) | HH860E2S11 |  |  | CTF60C5CGS1 | Z8ES100C20SMPS1 | 44500 | 18 | 9 | 44500 | 33400 | 75.06% | 2 | 0 | 12 |  |  |  | No | R-454B | 3.7083 | Residential & Commercial | Ducted CEE Tier 1
214397637 | Central HP <5.4 tons | COLEMAN | HRCU-A-CB (Split System: Heat Pump with Remote Outdoor Unit-Air-Source) | HH860E2S11 |  |  | CTF60D5CJS1 | TM9E120D20MP12 | 53000 | 18 | 9 | 55000 | 40000 | 72.73% | 2 | 0 | 11 |  |  |  | No | R-454B | 4.4167 | Residential & Commercial | Ducted CEE Tier 1
214398007 | Central HP <5.4 tons | COLEMAN | HRCU-A-CB (Split System: Heat Pump with Remote Outdoor Unit-Air-Source) | HH860E2S11 |  |  | CTM60D5CHS1+JMC20D2SN1 |  | 53000 | 19 | 8.5 | 53000 | 38000 | 71.7% | 2 | 0 | 11.7 |  |  |  | No | R-454B | 4.4167 | Residential & Commercial | Ducted CEE Tier 1
216508770 | Central HP <5.4 tons | COLEMAN | HRCU-A-CB (Split System: Heat Pump with Remote Outdoor Unit-Air-Source) | HH836E2S11 |  |  | CTF30A5ADS1 | TM8V060A12MP12 | 32800 | 17 | 8.5 | 30600 | 25200 | 82.35% | 2 | 0 | 11 |  |  |  | No | R-454B | 2.7333 | Residential & Commercial | Ducted CEE Tier 1
214397684 | Central HP <5.4 tons | COLEMAN | HRCU-A-CB (Split System: Heat Pump with Remote Outdoor Unit-Air-Source) | HH836E2S11 |  |  | CTF36C5CDS1 | TM8E120C20MP11 | 34600 | 17 | 8.5 | 32600 | 26600 | 81.6% | 2 | 0 | 11 |  |  |  | No | R-454B | 2.8833 | Residential & Commercial | Ducted CEE Tier 1
214397518 | Central HP <5.4 tons | COLEMAN | HRCU-A-CB (Split System: Heat Pump with Remote Outdoor Unit-Air-Source) | HH824E2S11 |  |  | CTF30A5ADS1 | TM9E040A10MP12 | 23000 | 17 | 9 | 23000 | 18000 | 78.26% | 2 | 0 | 12 |  |  |  | No | R-454B | 1.9167 | Residential & Commercial | Ducted CEE Tier 1
214397953 | Central HP <5.4 tons | COLEMAN | HRCU-A-CB (Split System: Heat Pump with Remote Outdoor Unit-Air-Source) | HH824E2S11 |  |  | CTF36B5ADS1 | TP9C060B12MP13 | 23000 | 18 | 9.5 | 23000 | 18800 | 81.74% | 2 | 0 | 12 |  |  |  | No | R-454B | 1.9167 | Residential & Commercial | Ducted CEE Tier 1
213772965 | Central HP <5.4 tons | CARRIER | HRCU-A-CB (Split System: Heat Pump with Remote Outdoor Unit-Air-Source) | 25VNA825A*032* |  |  | CAP**3617AL*+UI | 58TN*B090C17**16 | 23600 | 16.5 | 8.1 | 21400 | 16700 | 78.04% | 1.92 | 0 | 10.5 |  |  |  | No | R-410A | 1.9667 | Residential & Commercial | Ducted CEE Tier 1
213773015 | Central HP <5.4 tons | CARRIER | HRCU-A-CB (Split System: Heat Pump with Remote Outdoor Unit-Air-Source) | 25VNA825A*032* |  |  | CAP**3617AL*+UI | 59TN6C060C17**14 | 23400 | 16 | 8.1 | 21600 | 16700 | 77.31% | 1.92 | 0 | 10.5 |  |  |  | No | R-410A | 1.95 | Residential & Commercial | Ducted CEE Tier 1
213773165 | Central HP <5.4 tons | CARRIER | HRCU-A-CB (Split System: Heat Pump with Remote Outdoor Unit-Air-Source) | 25VNA825A*032* |  |  | CAP**3717AL*+UI | 58TN*B070C14**12 | 24200 | 16.5 | 8.1 | 21400 | 16700 | 78.04% | 2 | 0 | 10.5 |  |  |  | No | R-410A | 2.0167 | Residential & Commercial | Ducted CEE Tier 1
213773315 | Central HP <5.4 tons | CARRIER | HRCU-A-CB (Split System: Heat Pump with Remote Outdoor Unit-Air-Source) | 25VNA825A*032* |  |  | CAP**3721AL*+UI | 59MN7C060C17**14 | 24200 | 16 | 8.1 | 21200 | 16700 | 78.77% | 2 | 0 | 10.5 |  |  |  | No | R-410A | 2.0167 | Residential & Commercial | Ducted CEE Tier 1
213779095 | Central HP <5.4 tons | CARRIER | HRCU-A-CB (Split System: Heat Pump with Remote Outdoor Unit-Air-Source) | 25VNA837A*030* |  |  | CAP**4221AL*+UI | 58TN*B110C21**20 | 31800 | 17 | 8.1 | 32800 | 24200 | 73.78% | 1.88 | 0 | 11 |  |  |  | No | R-410A | 2.65 | Residential & Commercial | Ducted CEE Tier 1
213779145 | Central HP <5.4 tons | CARRIER | HRCU-A-CB (Split System: Heat Pump with Remote Outdoor Unit-Air-Source) | 25VNA837A*030* |  |  | CAP**4221AL*+UI | 59TN6C060C17**14 | 31600 | 16.5 | 8.1 | 33200 | 24600 | 74.1% | 1.86 | 0 | 10.5 |  |  |  | No | R-410A | 2.6333 | Residential & Commercial | Ducted CEE Tier 1
215669632 | Central HP <5.4 tons | CARRIER | HRCU-A-CB (Split System: Heat Pump with Remote Outdoor Unit-Air-Source) | 27VNA036A*030* |  |  | CAA**6124AM*+UI | 58TN*B090C21**20 | 35000 | 18.5 | 9 | 34400 | 24600 | 71.51% | 1.92 | 0 | 10.5 |  |  |  | No | R-454B | 2.9167 | Residential & Commercial | Ducted CEE Tier 1
213062951 | Central HP <5.4 tons | ACIQ | HRCU-A-CB (Split System: Heat Pump with Remote Outdoor Unit-Air-Source) | HVH825GKA3* |  |  | EA*4X36L21A*+WALLCON | *96CTN0601714A* | 23400 | 16.5 | 8.1 | 21600 | 16700 | 77.31% | 1.92 | 11 | 10.5 |  |  |  | No | R-410A | 1.95 | Residential & Commercial | Ducted CEE Tier 1
213062968 | Central HP <5.4 tons | ACIQ | HRCU-A-CB (Split System: Heat Pump with Remote Outdoor Unit-Air-Source) | HVH825GKA3* |  |  | EA*4X37L21A*+WALLCON | *80CTL0701716A* | 24400 | 17 | 8.5 | 21200 | 16600 | 78.3% | 2.02 | 11 | 11 |  |  |  | No | R-410A | 2.0333 | Residential & Commercial | Ducted CEE Tier 1
213063051 | Central HP <5.4 tons | ACIQ | HRCU-A-CB (Split System: Heat Pump with Remote Outdoor Unit-Air-Source) | HVH825GKA3* |  |  | EHD4X36AAL+WALLCON | *80CTL0701412A* | 24000 | 16.5 | 8.1 | 21400 | 16600 | 77.57% | 2 | 11.5 | 11 |  |  |  | No | R-410A | 2 | Residential & Commercial | Ducted CEE Tier 1
213076390 | Central HP <5.4 tons | HEIL | HRCU-A-CB (Split System: Heat Pump with Remote Outdoor Unit-Air-Source) | DLCURAH18ABK |  |  | EA*4X24L17A* | *96VTN0601716B* | 17400 | 16 | 8.5 | 18400 | 19500 | 106% | 2.34 | 0 | 10.5 |  |  |  | No | R-410A | 1.45 | Residential & Commercial | Ducted CEE Tier 1
213080916 | Central HP <5.4 tons | ACIQ | HRCU-A-CB (Split System: Heat Pump with Remote Outdoor Unit-Air-Source) | HVH837GKA** |  |  | EA*4X43L21A*+WALLCON | *80CTL0701716A* | 32800 | 17.5 | 8.5 | 33000 | 25200 | 76.36% | 1.98 | 11 | 11.7 |  |  |  | No | R-410A | 2.7333 | Residential & Commercial | Ducted CEE Tier 1
213081018 | Central HP <5.4 tons | ACIQ | HRCU-A-CB (Split System: Heat Pump with Remote Outdoor Unit-Air-Source) | HVH837GKA** |  |  | EA*4X61L21A*+WALLCON | *96CTN1002122A* | 33200 | 17.5 | 8.5 | 32000 | 24800 | 77.5% | 2 | 0 | 12 |  |  |  | No | R-410A | 2.7667 | Residential & Commercial | Ducted CEE Tier 1
212970901 | Central HP <5.4 tons | HEIL | HRCU-A-CB (Split System: Heat Pump with Remote Outdoor Unit-Air-Source) | DLCURAH18ABK |  |  | EA*4X30L14A* | *80VTL0451412B* | 17800 | 16.5 | 8.5 | 18400 | 18800 | 102.2% | 2.26 | 0 | 10.5 |  |  |  | No | R-410A | 1.4833 | Residential & Commercial | Ducted CEE Tier 1
215934050 | Central HP <5.4 tons | DAY & NIGHT | HRCU-A-CB (Split System: Heat Pump with Remote Outdoor Unit-Air-Source) | C5H3V48*K*AAA* |  |  | EA*5X48M21A*+WALLCON | *97CMN0602120B* | 43000 | 20 | 9.5 | 48500 | 37200 | 76.7% | 1.88 | 0 | 10 |  |  |  | No | R-454B | 3.5833 | Residential & Commercial | Ducted CEE Tier 1
215934250 | Central HP <5.4 tons | DAY & NIGHT | HRCU-A-CB (Split System: Heat Pump with Remote Outdoor Unit-Air-Source) | C5H3V48*K*AAA* |  |  | EA*5X61M21A*+WALLCON | *97CMN0801714B* | 44500 | 20.5 | 9.5 | 49000 | 36600 | 74.69% | 2 | 0 | 11 |  |  |  | No | R-454B | 3.7083 | Residential & Commercial | Ducted CEE Tier 1
214397704 | Central HP <5.4 tons | COLEMAN | HRCU-A-CB (Split System: Heat Pump with Remote Outdoor Unit-Air-Source) | HH836E2S11 |  |  | CTM36C5CDS1 | TM8E120C16MP11 | 33800 | 18 | 8.5 | 31600 | 25800 | 81.65% | 2 | 0 | 11 |  |  |  | No | R-454B | 2.8167 | Residential & Commercial | Ducted CEE Tier 1
214397731 | Central HP <5.4 tons | COLEMAN | HRCU-A-CB (Split System: Heat Pump with Remote Outdoor Unit-Air-Source) | HH836E2S11 |  |  | CTM36C5CDS1 | TM8E120C20MP11 | 34600 | 16 | 8.5 | 32600 | 26800 | 82.21% | 2 | 0 | 11 |  |  |  | No | R-454B | 2.8833 | Residential & Commercial | Ducted CEE Tier 1
214398093 | Central HP <5.4 tons | COLEMAN | HRCU-A-CB (Split System: Heat Pump with Remote Outdoor Unit-Air-Source) | HH836E2S11 |  |  | CTM36B5CDS1 | TP9C060B12MP13 | 33000 | 17 | 8.5 | 31000 | 25400 | 81.94% | 2 | 0 | 11 |  |  |  | No | R-454B | 2.75 | Residential & Commercial | Ducted CEE Tier 1
214397775 | Central HP <5.4 tons | COLEMAN | HRCU-A-CB (Split System: Heat Pump with Remote Outdoor Unit-Air-Source) | HH836E2S11 |  |  | CTM48C5CFS1 | TMLE100C20MP11 | 34400 | 17 | 8.5 | 32600 | 25800 | 79.14% | 2 | 0 | 11 |  |  |  | No | R-454B | 2.8667 | Residential & Commercial | Ducted CEE Tier 1
214595034 | Central HP <5.4 tons | COLEMAN | HRCU-A-CB (Split System: Heat Pump with Remote Outdoor Unit-Air-Source) | HH836E2S11 |  |  | CTF48C5CFS1 | Z8ES080C16SMPS1 | 34400 | 19 | 9 | 32200 | 25400 | 78.88% | 2 | 0 | 11 |  |  |  | No | R-454B | 2.8667 | Residential & Commercial | Ducted CEE Tier 1
214594984 | Central HP <5.4 tons | COLEMAN | HRCU-A-CB (Split System: Heat Pump with Remote Outdoor Unit-Air-Source) | HH836E2S11 |  |  | CTF36C5CDS1 | Z8ES120C20SMPS1 | 34400 | 18 | 8.5 | 32000 | 26200 | 81.88% | 2 | 0 | 11 |  |  |  | No | R-454B | 2.8667 | Residential & Commercial | Ducted CEE Tier 1
215223945 | Central HP <5.4 tons | COLEMAN | HRCU-A-CB (Split System: Heat Pump with Remote Outdoor Unit-Air-Source) | HH824E2S11 |  |  | CTM36B5ADS1 | Z8ES080B12SMPS1 | 23000 | 18 | 9.5 | 23000 | 18600 | 80.87% | 2 | 0 | 12 |  |  |  | No | R-454B | 1.9167 | Residential & Commercial | Ducted CEE Tier 1
215728609 | Central HP <5.4 tons | LENNOX | HRCU-A-CB (Split System: Heat Pump with Remote Outdoor Unit-Air-Source) | SL25XPV-036-230A** |  |  | CK40DT-50/60C-0*+TDR | EL296DF110XV60C* | 34200 | 21 | 9.3 | 36000 | 29000 | 80.56% | 1.86 | 0 | 13.5 |  |  |  | No | R-410A | 2.85 | Residential & Commercial | Ducted CEE Tier 1
214398347 | Central HP <5.4 tons | COLEMAN | HRCU-A-CB (Split System: Heat Pump with Remote Outdoor Unit-Air-Source) | HH824E2S11 |  |  | CTF36B5ADS1+JMC12B2SN1 |  | 23000 | 19 | 9.5 | 23000 | 18500 | 80.43% | 2 | 0 | 12 |  |  |  | No | R-454B | 1.9167 | Residential & Commercial | Ducted CEE Tier 1
213773345 | Central HP <5.4 tons | CARRIER | HRCU-A-CB (Split System: Heat Pump with Remote Outdoor Unit-Air-Source) | 25VNA825A*032* |  |  | CAP**3721AL*+UI | 59TN6C060C17**14 | 24400 | 16.5 | 8.1 | 21200 | 16700 | 78.77% | 2 | 0 | 10.5 |  |  |  | No | R-410A | 2.0333 | Residential & Commercial | Ducted CEE Tier 1
214397528 | Central HP <5.4 tons | COLEMAN | HRCU-A-CB (Split System: Heat Pump with Remote Outdoor Unit-Air-Source) | HH824E2S11 |  |  | CTF30A5ADS1 | TM9V040A10MP12 | 23000 | 17 | 9 | 23000 | 17800 | 77.39% | 2 | 0 | 12 |  |  |  | No | R-454B | 1.9167 | Residential & Commercial | Ducted CEE Tier 1
214397980 | Central HP <5.4 tons | COLEMAN | HRCU-A-CB (Split System: Heat Pump with Remote Outdoor Unit-Air-Source) | HH824E2S11 |  |  | CTF30B5ACS1 | TP9C080B12MP13 | 23000 | 17 | 9.5 | 23000 | 18200 | 79.13% | 2 | 0 | 12 |  |  |  | No | R-454B | 1.9167 | Residential & Commercial | Ducted CEE Tier 1
214398389 | Central HP <5.4 tons | COLEMAN | HRCU-A-CB (Split System: Heat Pump with Remote Outdoor Unit-Air-Source) | HH824E2S11 |  |  | CTF30B5ACS1 | TMLE100B12MP11 | 23000 | 17 | 9.5 | 23000 | 18400 | 80% | 2 | 0 | 12 |  |  |  | No | R-454B | 1.9167 | Residential & Commercial | Ducted CEE Tier 1
210599445 | Central HP <5.4 tons | AIRQUEST | HRCU-A-CB (Split System: Heat Pump with Remote Outdoor Unit-Air-Source) | HVH837GKA** |  |  | EHD4X60AAL+WALLCON | *96CTN1202422A* | 33000 | 17 | 8.1 | 32200 | 24800 | 77.02% | 2.02 | 0 | 11.5 |  |  |  | No | R-410A | 2.75 | Residential & Commercial | Ducted CEE Tier 1
206136127 | Central HP <5.4 tons | AIRQUEST | HRCU-A-CB (Split System: Heat Pump with Remote Outdoor Unit-Air-Source) | HVH837GKA** |  |  | EA*4X42L24A*+WALLCON | *95CSU1002122A* | 31800 | 17.5 | 8.1 | 33000 | 24400 | 73.94% | 1.9 | 11.5 | 11 |  |  |  | No | R-410A | 2.65 | Residential & Commercial | Ducted CEE Tier 1
211391777 | Central HP <5.4 tons | LUXAIRE | HRCU-A-CB (Split System: Heat Pump with Remote Outdoor Unit-Air-Source) | HMH72B341 |  |  | XAFC36DBCN1 | TMLE100B12MP11 | 34000 | 18 | 8.1 | 33800 | 23800 | 70.41% | 2.06 | 0 | 10 |  |  |  | No | R-410A | 2.8333 | Residential & Commercial | Ducted CEE Tier 1
214397751 | Central HP <5.4 tons | COLEMAN | HRCU-A-CB (Split System: Heat Pump with Remote Outdoor Unit-Air-Source) | HH836E2S11 |  |  | CTF36C5CDS1 | TMLV100C16MP12 | 34000 | 18 | 8.5 | 31600 | 26000 | 82.28% | 2 | 0 | 11 |  |  |  | No | R-454B | 2.8333 | Residential & Commercial | Ducted CEE Tier 1
214397889 | Central HP <5.4 tons | COLEMAN | HRCU-A-CB (Split System: Heat Pump with Remote Outdoor Unit-Air-Source) | HH860E2S11 |  |  | CTM60C5CGS1 | TMLV120C20MP12 | 44000 | 18 | 9 | 44500 | 33600 | 75.51% | 2 | 0 | 11.7 |  |  |  | No | R-454B | 3.6667 | Residential & Commercial | Ducted CEE Tier 1
214398066 | Central HP <5.4 tons | COLEMAN | HRCU-A-CB (Split System: Heat Pump with Remote Outdoor Unit-Air-Source) | HH860E2S11 |  |  | CTF60D5CJS1+JMC20D2SN1 |  | 53000 | 19 | 9 | 54000 | 39000 | 72.22% | 2 | 0 | 11 |  |  |  | No | R-454B | 4.4167 | Residential & Commercial | Ducted CEE Tier 1
214398057 | Central HP <5.4 tons | COLEMAN | HRCU-A-CB (Split System: Heat Pump with Remote Outdoor Unit-Air-Source) | HH860E2S11 |  |  | CTM60C5CHS1 | CPLC100C20MP13 | 53500 | 19 | 9 | 54000 | 39000 | 72.22% | 2 | 0 | 11 |  |  |  | No | R-454B | 4.4583 | Residential & Commercial | Ducted CEE Tier 1
216374773 | Central HP <5.4 tons | COLEMAN | HRCU-A-CB (Split System: Heat Pump with Remote Outdoor Unit-Air-Source) | HH860E2S11 |  |  | CTM60C5CGS1 | Z9ET100C16SMPS1 | 44500 | 19 | 9 | 45500 | 33200 | 72.97% | 2 | 0 | 11 |  |  |  | No | R-454B | 3.7083 | Residential & Commercial | Ducted CEE Tier 1
214398012 | Central HP <5.4 tons | COLEMAN | HRCU-A-CB (Split System: Heat Pump with Remote Outdoor Unit-Air-Source) | HH860E2S11 |  |  | CTF60C5CHS1 | TM8E080C20MP11 | 53500 | 19 | 8.5 | 55000 | 39000 | 70.91% | 2 | 0 | 11 |  |  |  | No | R-454B | 4.4583 | Residential & Commercial | Ducted CEE Tier 1
214398059 | Central HP <5.4 tons | COLEMAN | HRCU-A-CB (Split System: Heat Pump with Remote Outdoor Unit-Air-Source) | HH860E2S11 |  |  | CTM60C5CHS1 | CPLC120C20MP13 | 53500 | 19 | 9 | 54000 | 39000 | 72.22% | 2 | 0 | 11 |  |  |  | No | R-454B | 4.4583 | Residential & Commercial | Ducted CEE Tier 1
214398042 | Central HP <5.4 tons | COLEMAN | HRCU-A-CB (Split System: Heat Pump with Remote Outdoor Unit-Air-Source) | HH860E2S11 |  |  | CTM60C5CHS1 | TMLV120C20MP12 | 53500 | 19 | 9 | 54000 | 39000 | 72.22% | 2 | 0 | 11 |  |  |  | No | R-454B | 4.4583 | Residential & Commercial | Ducted CEE Tier 1
214397474 | Central HP <5.4 tons | COLEMAN | HRCU-A-CB (Split System: Heat Pump with Remote Outdoor Unit-Air-Source) | HH860E2S11 |  |  | CTM60C5CGS1 | TM9V100C20MP12 | 44000 | 18 | 9 | 44500 | 33600 | 75.51% | 2 | 0 | 11.7 |  |  |  | No | R-454B | 3.6667 | Residential & Commercial | Ducted CEE Tier 1
213770621 | Central HP <5.4 tons | DAY & NIGHT | HRCU-A-CB (Split System: Heat Pump with Remote Outdoor Unit-Air-Source) | CVH825GKA2* |  |  | EA*4X25L17A*+WALLCON | *80CTL0901716B* | 24400 | 16.5 | 8.5 | 21200 | 16700 | 78.77% | 2.02 | 0 | 11 |  |  |  | No | R-410A | 2.0333 | Residential & Commercial | Ducted CEE Tier 1
213770821 | Central HP <5.4 tons | DAY & NIGHT | HRCU-A-CB (Split System: Heat Pump with Remote Outdoor Unit-Air-Source) | CVH825GKA2* |  |  | EA*4X36L17A*+WALLCON | *80CTL0701412B* | 23600 | 16.5 | 8.1 | 21400 | 16700 | 78.04% | 1.94 | 0 | 10.5 |  |  |  | No | R-410A | 1.9667 | Residential & Commercial | Ducted CEE Tier 1
213770921 | Central HP <5.4 tons | DAY & NIGHT | HRCU-A-CB (Split System: Heat Pump with Remote Outdoor Unit-Air-Source) | CVH825GKA2* |  |  | EA*4X36L21A*+WALLCON | *80CTL0701716B* | 23600 | 16.5 | 8.1 | 21400 | 16700 | 78.04% | 1.94 | 0 | 10.5 |  |  |  | No | R-410A | 1.9667 | Residential & Commercial | Ducted CEE Tier 1
215932334 | Central HP <5.4 tons | CARRIER | HRCU-A-CB (Split System: Heat Pump with Remote Outdoor Unit-Air-Source) | 27VNA336A*030* |  |  | CAA**4221AM*+UI | 59TN6C060C17**14 | 32400 | 19.5 | 9.5 | 34200 | 26400 | 77.19% | 2.02 | 0 | 10.5 |  |  |  | No | R-454B | 2.7 | Residential & Commercial | Ducted CEE Tier 1
215669132 | Central HP <5.4 tons | CARRIER | HRCU-A-CB (Split System: Heat Pump with Remote Outdoor Unit-Air-Source) | 27VNA036A*030* |  |  | CAA**4821AM*+UI | 58TN*B070C17**16 | 33600 | 18 | 9 | 35200 | 25200 | 71.59% | 1.88 | 0 | 10 |  |  |  | No | R-454B | 2.8 | Residential & Commercial | Ducted CEE Tier 1
215669432 | Central HP <5.4 tons | CARRIER | HRCU-A-CB (Split System: Heat Pump with Remote Outdoor Unit-Air-Source) | 27VNA036A*030* |  |  | CAA**6121AM*+UI | 58CU*A060C17**16 | 34800 | 18 | 9 | 34400 | 24800 | 72.09% | 1.9 | 0 | 10 |  |  |  | No | R-454B | 2.9 | Residential & Commercial | Ducted CEE Tier 1
213353851 | Central HP <5.4 tons | HEIL | HRCU-A-CB (Split System: Heat Pump with Remote Outdoor Unit-Air-Source) | DLCURAH36ABK |  |  | F5MA4*36L*B* |  | 35800 | 16 | 9 | 38500 | 35000 | 90.91% | 1.94 | 0 | 10 |  |  |  | No | R-410A | 2.9833 | Residential & Commercial | Ducted CEE Tier 1
213078322 | Central HP <5.4 tons | HEIL | HRCU-A-CB (Split System: Heat Pump with Remote Outdoor Unit-Air-Source) | DLCURAH36ABK |  |  | EA*4X43L21A* | *80MS(N,L)0901714A* | 36200 | 16.5 | 8.5 | 38000 | 34800 | 91.58% | 2.04 | 0 | 10 |  |  |  | No | R-410A | 3.0167 | Residential & Commercial | Ducted CEE Tier 1
213080310 | Central HP <5.4 tons | HEIL | HRCU-A-CB (Split System: Heat Pump with Remote Outdoor Unit-Air-Source) | DLCURAH36ABK |  |  | EA*4X42L24A* | *96MSN1002120A* | 35400 | 16 | 8.1 | 38500 | 35000 | 90.91% | 1.88 | 0 | 10 |  |  |  | No | R-410A | 2.95 | Residential & Commercial | Ducted CEE Tier 1
213080639 | Central HP <5.4 tons | HEIL | HRCU-A-CB (Split System: Heat Pump with Remote Outdoor Unit-Air-Source) | DLCURAH36ABK |  |  | EN(A,D,W)4X48L21** | *95MSU0401712A* | 35800 | 15.2 | 8.1 | 38500 | 35200 | 91.43% | 2 | 0 | 10 |  |  |  | No | R-410A | 2.9833 | Residential & Commercial | Ducted CEE Tier 1
212986883 | Central HP <5.4 tons | DAY & NIGHT | HRCU-A-CB (Split System: Heat Pump with Remote Outdoor Unit-Air-Source) | DLCURAH24ABK |  |  | EA*4X25L17A* | *96MSN0601412A* | 24200 | 17 | 8.5 | 25200 | 21800 | 86.51% | 1.82 | 0 | 10 |  |  |  | No | R-410A | 2.0167 | Residential & Commercial | Ducted CEE Tier 1
212988655 | Central HP <5.4 tons | DAY & NIGHT | HRCU-A-CB (Split System: Heat Pump with Remote Outdoor Unit-Air-Source) | DLCURAH24ABK |  |  | EA*4X25L17A* | *95MSU0401712A* | 24200 | 16.5 | 8.5 | 25200 | 21800 | 86.51% | 1.82 | 0 | 10 |  |  |  | No | R-410A | 2.0167 | Residential & Commercial | Ducted CEE Tier 1
212988691 | Central HP <5.4 tons | DAY & NIGHT | HRCU-A-CB (Split System: Heat Pump with Remote Outdoor Unit-Air-Source) | DLCURAH24ABK |  |  | EA*4X36L21A* | *95MSU0401712A* | 23400 | 17 | 8.5 | 26000 | 24400 | 93.85% | 2.02 | 0 | 10 |  |  |  | No | R-410A | 1.95 | Residential & Commercial | Ducted CEE Tier 1
211245695 | Central HP <5.4 tons | HEIL | HRCU-A-CB (Split System: Heat Pump with Remote Outdoor Unit-Air-Source) | DLCURAH24ABK |  |  | EN(A,D)4X36L21** | *92ESN1002120A* | 24800 | 16.5 | 8.5 | 26800 | 22200 | 82.84% | 1.84 | 0 | 10.5 |  |  |  | No | R-410A | 2.0667 | Residential & Commercial | Ducted CEE Tier 1
213069876 | Central HP <5.4 tons | ACIQ | HRCU-A-CB (Split System: Heat Pump with Remote Outdoor Unit-Air-Source) | DLCURAH24ABK |  |  | EA*4X30L17A* | *92ESN0601714A* | 24400 | 17 | 8.5 | 26400 | 22800 | 86.36% | 1.88 | 0 | 10 |  |  |  | No | R-410A | 2.0333 | Residential & Commercial | Ducted CEE Tier 1
213069990 | Central HP <5.4 tons | ACIQ | HRCU-A-CB (Split System: Heat Pump with Remote Outdoor Unit-Air-Source) | DLCURAH24ABK |  |  | EA*4X36L17A* | *80VSL0701716A* | 24000 | 16.5 | 8.5 | 26000 | 22800 | 87.69% | 1.9 | 0 | 10 |  |  |  | No | R-410A | 2 | Residential & Commercial | Ducted CEE Tier 1
213070065 | Central HP <5.4 tons | ACIQ | HRCU-A-CB (Split System: Heat Pump with Remote Outdoor Unit-Air-Source) | DLCURAH24ABK |  |  | EA*4X36L17A* | *96VTN0601714A* | 24000 | 16.5 | 8.5 | 26000 | 22800 | 87.69% | 1.88 | 0 | 10 |  |  |  | No | R-410A | 2 | Residential & Commercial | Ducted CEE Tier 1
213070635 | Central HP <5.4 tons | ACIQ | HRCU-A-CB (Split System: Heat Pump with Remote Outdoor Unit-Air-Source) | DLCURAH24ABK |  |  | EA*4X37L17A* | *92ESN0401410A* | 24600 | 15.2 | 8.5 | 26000 | 21600 | 83.08% | 1.78 | 0 | 10 |  |  |  | No | R-410A | 2.05 | Residential & Commercial | Ducted CEE Tier 1
213070687 | Central HP <5.4 tons | ACIQ | HRCU-A-CB (Split System: Heat Pump with Remote Outdoor Unit-Air-Source) | DLCURAH24ABK |  |  | EA*4X37L21A* | *96VSN0401712A* | 24000 | 16 | 8.1 | 25000 | 21600 | 86.4% | 1.8 | 0 | 10 |  |  |  | No | R-410A | 2 | Residential & Commercial | Ducted CEE Tier 1
213071012 | Central HP <5.4 tons | ACIQ | HRCU-A-CB (Split System: Heat Pump with Remote Outdoor Unit-Air-Source) | DLCURAH24ABK |  |  | EN(A,D)4X24L17** | *96VSN0601412A* | 23200 | 16 | 8.5 | 26400 | 24600 | 93.18% | 2.04 | 0 | 10 |  |  |  | No | R-410A | 1.9333 | Residential & Commercial | Ducted CEE Tier 1
213071194 | Central HP <5.4 tons | ACIQ | HRCU-A-CB (Split System: Heat Pump with Remote Outdoor Unit-Air-Source) | DLCURAH24ABK |  |  | EN(A,D)4X24L17** | OMV098J12* | 23400 | 16 | 8.5 | 26600 | 24000 | 90.23% | 1.98 | 0 | 10 |  |  |  | No | R-410A | 1.95 | Residential & Commercial | Ducted CEE Tier 1
211245783 | Central HP <5.4 tons | AIRQUEST | HRCU-A-CB (Split System: Heat Pump with Remote Outdoor Unit-Air-Source) | DLCURAH24ABK |  |  | EN(A,D)4X36L21** | OLV112A16A | 24400 | 16 | 8.1 | 26600 | 22600 | 84.96% | 1.86 | 0 | 10 |  |  |  | No | R-410A | 2.0333 | Residential & Commercial | Ducted CEE Tier 1
211245810 | Central HP <5.4 tons | HEIL | HRCU-A-CB (Split System: Heat Pump with Remote Outdoor Unit-Air-Source) | DLCURAH24ABK |  |  | FEM4X24**CL |  | 23800 | 17.5 | 8.5 | 26000 | 23800 | 91.54% | 2 | 0 | 10 |  |  |  | No | R-410A | 1.9833 | Residential & Commercial | Ducted CEE Tier 1
211245976 | Central HP <5.4 tons | HEIL | HRCU-A-CB (Split System: Heat Pump with Remote Outdoor Unit-Air-Source) | DLCURAH24ABK |  |  | FVM4X24***L |  | 23800 | 17 | 8.5 | 25800 | 23000 | 89.15% | 1.92 | 0 | 10 |  |  |  | No | R-410A | 1.9833 | Residential & Commercial | Ducted CEE Tier 1
213069624 | Central HP <5.4 tons | ACIQ | HRCU-A-CB (Split System: Heat Pump with Remote Outdoor Unit-Air-Source) | DLCURAH36ABK |  |  | FXM4X48**AL |  | 36800 | 16 | 8.5 | 38500 | 34600 | 89.87% | 2.08 | 0 | 10 |  |  |  | No | R-410A | 3.0667 | Residential & Commercial | Ducted CEE Tier 1
213077191 | Central HP <5.4 tons | HEIL | HRCU-A-CB (Split System: Heat Pump with Remote Outdoor Unit-Air-Source) | DLCURAH36ABK |  |  | EA*4X48L24A* | *96VSN1002120B* | 35800 | 16 | 8.5 | 38000 | 34800 | 91.58% | 2.02 | 0 | 10 |  |  |  | No | R-410A | 2.9833 | Residential & Commercial | Ducted CEE Tier 1
213077592 | Central HP <5.4 tons | HEIL | HRCU-A-CB (Split System: Heat Pump with Remote Outdoor Unit-Air-Source) | DLCURAH36ABK |  |  | EA*4X36L21A* | *96VTN1002120B* | 35200 | 16 | 8.1 | 38500 | 35200 | 91.43% | 1.82 | 0 | 10 |  |  |  | No | R-410A | 2.9333 | Residential & Commercial | Ducted CEE Tier 1
213077777 | Central HP <5.4 tons | HEIL | HRCU-A-CB (Split System: Heat Pump with Remote Outdoor Unit-Air-Source) | DLCURAH36ABK |  |  | EN(A,D,W)4X48L21** | *96VTN1002122B* | 36000 | 17 | 8.1 | 38500 | 34800 | 90.39% | 2 | 0 | 10.5 |  |  |  | No | R-410A | 3 | Residential & Commercial | Ducted CEE Tier 1
213071280 | Central HP <5.4 tons | ACIQ | HRCU-A-CB (Split System: Heat Pump with Remote Outdoor Unit-Air-Source) | DLCURAH24ABK |  |  | EN(A,D)4X30L14** | *80ES(N,L)0701412A* | 24200 | 16.5 | 8.1 | 26200 | 23000 | 87.79% | 1.9 | 0 | 10.5 |  |  |  | No | R-410A | 2.0167 | Residential & Commercial | Ducted CEE Tier 1
213071296 | Central HP <5.4 tons | ACIQ | HRCU-A-CB (Split System: Heat Pump with Remote Outdoor Unit-Air-Source) | DLCURAH24ABK |  |  | EN(A,D)4X30L17** | *96VSN0401410A* | 23400 | 16 | 8.1 | 25800 | 24000 | 93.02% | 2 | 0 | 10 |  |  |  | No | R-410A | 1.95 | Residential & Commercial | Ducted CEE Tier 1
213071310 | Central HP <5.4 tons | ACIQ | HRCU-A-CB (Split System: Heat Pump with Remote Outdoor Unit-Air-Source) | DLCURAH24ABK |  |  | EN(A,D)4X30L17** | *96VSN0801716A* | 24200 | 16.5 | 8.1 | 26200 | 23000 | 87.79% | 1.9 | 0 | 10.5 |  |  |  | No | R-410A | 2.0167 | Residential & Commercial | Ducted CEE Tier 1
213071489 | Central HP <5.4 tons | ACIQ | HRCU-A-CB (Split System: Heat Pump with Remote Outdoor Unit-Air-Source) | DLCURAH24ABK |  |  | EN(A,D)4X30L17** | OLV098A12* | 23400 | 16.5 | 8.1 | 25800 | 24200 | 93.8% | 2 | 0 | 10 |  |  |  | No | R-410A | 1.95 | Residential & Commercial | Ducted CEE Tier 1
213071546 | Central HP <5.4 tons | ACIQ | HRCU-A-CB (Split System: Heat Pump with Remote Outdoor Unit-Air-Source) | DLCURAH24ABK |  |  | EN(A,D,W)4X36L17** | *80VSL0451716A* | 24200 | 16 | 8.1 | 26400 | 22800 | 86.36% | 1.88 | 0 | 10.5 |  |  |  | No | R-410A | 2.0167 | Residential & Commercial | Ducted CEE Tier 1
213071723 | Central HP <5.4 tons | ACIQ | HRCU-A-CB (Split System: Heat Pump with Remote Outdoor Unit-Air-Source) | DLCURAH24ABK |  |  | EN(A,D)4X36L21** | *96VSN0601714A* | 23400 | 16.5 | 8.1 | 25800 | 24000 | 93.02% | 2 | 0 | 10 |  |  |  | No | R-410A | 1.95 | Residential & Commercial | Ducted CEE Tier 1
213071728 | Central HP <5.4 tons | ACIQ | HRCU-A-CB (Split System: Heat Pump with Remote Outdoor Unit-Air-Source) | DLCURAH24ABK |  |  | EN(A,D)4X36L21** | *96VSN0802120A* | 24000 | 17 | 8.1 | 26000 | 23200 | 89.23% | 1.92 | 0 | 10.5 |  |  |  | No | R-410A | 2 | Residential & Commercial | Ducted CEE Tier 1
213071773 | Central HP <5.4 tons | ACIQ | HRCU-A-CB (Split System: Heat Pump with Remote Outdoor Unit-Air-Source) | DLCURAH24ABK |  |  | EN(A,D)4X36L21** | *80VSL0701716A* | 23800 | 16.5 | 8.1 | 26000 | 23200 | 89.23% | 1.92 | 0 | 10.5 |  |  |  | No | R-410A | 1.9833 | Residential & Commercial | Ducted CEE Tier 1
211228853 | Central HP <5.4 tons | HEIL | HRCU-A-CB (Split System: Heat Pump with Remote Outdoor Unit-Air-Source) | DLCURAH36ABK |  |  | EA*4X48L21A* | *80VSL0902120A* | 35400 | 16 | 8.1 | 37800 | 34600 | 91.53% | 2.02 | 0 | 10 |  |  |  | No | R-410A | 2.95 | Residential & Commercial | Ducted CEE Tier 1
211229089 | Central HP <5.4 tons | HEIL | HRCU-A-CB (Split System: Heat Pump with Remote Outdoor Unit-Air-Source) | DLCURAH36ABK |  |  | EA*4X48L21A* | *96VSN0801716A* | 35600 | 16 | 8.1 | 38500 | 34600 | 89.87% | 2.04 | 0 | 10 |  |  |  | No | R-410A | 2.9667 | Residential & Commercial | Ducted CEE Tier 1
213069597 | Central HP <5.4 tons | ACIQ | HRCU-A-CB (Split System: Heat Pump with Remote Outdoor Unit-Air-Source) | DLCURAH36ABK |  |  | EN(A,D)4X48L24** | *95ESN1002120A* | 36800 | 16 | 8.1 | 39500 | 35000 | 88.61% | 2.06 | 0 | 10.5 |  |  |  | No | R-410A | 3.0667 | Residential & Commercial | Ducted CEE Tier 1
213770591 | Central HP <5.4 tons | DAY & NIGHT | HRCU-A-CB (Split System: Heat Pump with Remote Outdoor Unit-Air-Source) | CVH825GKA2* |  |  | EA*4X25L17A*+WALLCON | *80CTL0451712B* | 24200 | 16.5 | 8.1 | 21400 | 16800 | 78.5% | 2 | 0 | 11 |  |  |  | No | R-410A | 2.0167 | Residential & Commercial | Ducted CEE Tier 1
213770741 | Central HP <5.4 tons | DAY & NIGHT | HRCU-A-CB (Split System: Heat Pump with Remote Outdoor Unit-Air-Source) | CVH825GKA2* |  |  | EA*4X30L17A*+WALLCON | *80CTL0901716B* | 23600 | 16.5 | 8.1 | 21400 | 16700 | 78.04% | 1.92 | 0 | 11 |  |  |  | No | R-410A | 1.9667 | Residential & Commercial | Ducted CEE Tier 1
213771111 | Central HP <5.4 tons | DAY & NIGHT | HRCU-A-CB (Split System: Heat Pump with Remote Outdoor Unit-Air-Source) | CVH825GKA2* |  |  | EA*4X37L17A*+WALLCON | *96CTN0601714B* | 24000 | 16 | 8.1 | 21400 | 16800 | 78.5% | 1.98 | 0 | 11 |  |  |  | No | R-410A | 2 | Residential & Commercial | Ducted CEE Tier 1
214584682 | Central HP <5.4 tons | LUXAIRE | HRCU-A-CB (Split System: Heat Pump with Remote Outdoor Unit-Air-Source) | HH860E2S11 |  |  | CTM60C5CGS1 | Z8ES120C16SMPS1 | 44000 | 18 | 9 | 44000 | 33000 | 75% | 2 | 0 | 12 |  |  |  | No | R-454B | 3.6667 | Residential & Commercial | Ducted CEE Tier 1
214397469 | Central HP <5.4 tons | COLEMAN | HRCU-A-CB (Split System: Heat Pump with Remote Outdoor Unit-Air-Source) | HH860E2S11 |  |  | CTF60C5CGS1 | TMLE120C20MP11 | 44500 | 17 | 9 | 45000 | 33600 | 74.67% | 2 | 0 | 11.7 |  |  |  | No | R-454B | 3.7083 | Residential & Commercial | Ducted CEE Tier 1
214584751 | Central HP <5.4 tons | COLEMAN | HRCU-A-CB (Split System: Heat Pump with Remote Outdoor Unit-Air-Source) | HH860E2S11 |  |  | CTF60C5CGS1 | Z8ES080C20SMPS1 | 44000 | 18 | 9 | 44500 | 33400 | 75.06% | 2 | 0 | 12 |  |  |  | No | R-454B | 3.6667 | Residential & Commercial | Ducted CEE Tier 1
215853477 | Central HP <5.4 tons | LUXAIRE | HRCU-A-CB (Split System: Heat Pump with Remote Outdoor Unit-Air-Source) | HH860E2S11 |  |  | CTF60D5CJS1 | Z9ES120D20SMPS1 | 53000 | 18 | 9 | 54500 | 39500 | 72.48% | 2 | 0 | 11 |  |  |  | No | R-454B | 4.4167 | Residential & Commercial | Ducted CEE Tier 1
214397612 | Central HP <5.4 tons | COLEMAN | HRCU-A-CB (Split System: Heat Pump with Remote Outdoor Unit-Air-Source) | HH860E2S11 |  |  | CTF60C5CHS1 | TM8Y120C20MP11 | 54000 | 19 | 9 | 55000 | 39500 | 71.82% | 2 | 0 | 11 |  |  |  | No | R-454B | 4.5 | Residential & Commercial | Ducted CEE Tier 1
216374646 | Central HP <5.4 tons | COLEMAN | HRCU-A-CB (Split System: Heat Pump with Remote Outdoor Unit-Air-Source) | HH860E2S11 |  |  | CTU60C5XGS1+TXV | Z9ET100C20SMPS1 | 44500 | 18 | 9 | 45500 | 33000 | 72.53% | 2 | 0 | 11 |  |  |  | No | R-454B | 3.7083 | Residential & Commercial | Ducted CEE Tier 1
214398617 | Central HP <5.4 tons | COLEMAN | HRCU-A-CB (Split System: Heat Pump with Remote Outdoor Unit-Air-Source) | HH836E2S11 |  |  | CTF48C5CFS1 | TM8Y100C16MP11 | 33200 | 19 | 9 | 31400 | 25000 | 79.62% | 2 | 0 | 11 |  |  |  | No | R-454B | 2.7667 | Residential & Commercial | Ducted CEE Tier 1
214398533 | Central HP <5.4 tons | COLEMAN | HRCU-A-CB (Split System: Heat Pump with Remote Outdoor Unit-Air-Source) | HH836E2S11 |  |  | CTF36B5CDS1 | TM9V080B12MP12 | 33000 | 18 | 8.5 | 30800 | 25000 | 81.17% | 2 | 0 | 11 |  |  |  | No | R-454B | 2.75 | Residential & Commercial | Ducted CEE Tier 1
213080309 | Central HP <5.4 tons | DAY & NIGHT | HRCU-A-CB (Split System: Heat Pump with Remote Outdoor Unit-Air-Source) | DLCURAH36ABK |  |  | EA*4X42L24A* | *96MSN1002120A* | 35400 | 16 | 8.1 | 38500 | 35000 | 90.91% | 1.88 | 0 | 10 |  |  |  | No | R-410A | 2.95 | Residential & Commercial | Ducted CEE Tier 1
213080674 | Central HP <5.4 tons | DAY & NIGHT | HRCU-A-CB (Split System: Heat Pump with Remote Outdoor Unit-Air-Source) | DLCURAH36ABK |  |  | EA*4X37L17A* | *95MSU0601716A* | 36000 | 15.5 | 8.5 | 38500 | 35000 | 90.91% | 2 | 0 | 10 |  |  |  | No | R-410A | 3 | Residential & Commercial | Ducted CEE Tier 1
213080710 | Central HP <5.4 tons | DAY & NIGHT | HRCU-A-CB (Split System: Heat Pump with Remote Outdoor Unit-Air-Source) | DLCURAH36ABK |  |  | EA*4X43L21A* | *95MSU0601716A* | 36600 | 16 | 8.5 | 38500 | 35000 | 90.91% | 2.06 | 0 | 10 |  |  |  | No | R-410A | 3.05 | Residential & Commercial | Ducted CEE Tier 1
213078581 | Central HP <5.4 tons | HEIL | HRCU-A-CB (Split System: Heat Pump with Remote Outdoor Unit-Air-Source) | DLCURAH36ABK |  |  | EN(A,D)4X48L24** | *80MS(N,L)0902120A* | 36000 | 16.5 | 8.1 | 38500 | 35000 | 90.91% | 2 | 0 | 10.5 |  |  |  | No | R-410A | 3 | Residential & Commercial | Ducted CEE Tier 1
213078658 | Central HP <5.4 tons | HEIL | HRCU-A-CB (Split System: Heat Pump with Remote Outdoor Unit-Air-Source) | DLCURAH36ABK |  |  | EA*4X43L21A* | *80MS(N,L)1102120A* | 36600 | 16.5 | 8.5 | 38000 | 34800 | 91.58% | 2.06 | 0 | 10 |  |  |  | No | R-410A | 3.05 | Residential & Commercial | Ducted CEE Tier 1
213078742 | Central HP <5.4 tons | HEIL | HRCU-A-CB (Split System: Heat Pump with Remote Outdoor Unit-Air-Source) | DLCURAH36ABK |  |  | EA*4X42L24A* | *80MS(N,L)1102420A* | 35600 | 16.5 | 8.1 | 38500 | 35000 | 90.91% | 1.9 | 0 | 10 |  |  |  | No | R-410A | 2.9667 | Residential & Commercial | Ducted CEE Tier 1
211391338 | Central HP <5.4 tons | LUXAIRE | HRCU-A-CB (Split System: Heat Pump with Remote Outdoor Unit-Air-Source) | HMH72B341 |  |  | XAFC36DBCN1 | TM8E120C16MP11 | 34000 | 18 | 8.5 | 33600 | 23800 | 70.83% | 2.08 | 0 | 10 |  |  |  | No | R-410A | 2.8333 | Residential & Commercial | Ducted CEE Tier 1
211391503 | Central HP <5.4 tons | LUXAIRE | HRCU-A-CB (Split System: Heat Pump with Remote Outdoor Unit-Air-Source) | HMH72B341 |  |  | XAFC36DXXN1+TXV | TMLE100C16MP11 | 34000 | 17.5 | 8.1 | 33600 | 23800 | 70.83% | 2.08 | 0 | 10 |  |  |  | No | R-410A | 2.8333 | Residential & Commercial | Ducted CEE Tier 1
214397802 | Central HP <5.4 tons | COLEMAN | HRCU-A-CB (Split System: Heat Pump with Remote Outdoor Unit-Air-Source) | HH836E2S11 |  |  | CTM48C5CFS1 | TM9Y100C16MP11 | 32800 | 19 | 9 | 31000 | 25200 | 81.29% | 2 | 0 | 11 |  |  |  | No | R-454B | 2.7333 | Residential & Commercial | Ducted CEE Tier 1
214397785 | Central HP <5.4 tons | COLEMAN | HRCU-A-CB (Split System: Heat Pump with Remote Outdoor Unit-Air-Source) | HH836E2S11 |  |  | CTF48C5CFS1 | TP9C080C16MP13 | 33200 | 18 | 9 | 31600 | 25400 | 80.38% | 2 | 0 | 11 |  |  |  | No | R-454B | 2.7667 | Residential & Commercial | Ducted CEE Tier 1
213773615 | Central HP <5.4 tons | CARRIER | HRCU-A-CB (Split System: Heat Pump with Remote Outdoor Unit-Air-Source) | 25VNA825A*032* |  |  | CAP**4321AL*+UI | 59CU5B060C17**16 | 24400 | 16.5 | 8.1 | 21200 | 16600 | 78.3% | 2.02 | 0 | 10.5 |  |  |  | No | R-410A | 2.0333 | Residential & Commercial | Ducted CEE Tier 1
213773665 | Central HP <5.4 tons | CARRIER | HRCU-A-CB (Split System: Heat Pump with Remote Outdoor Unit-Air-Source) | 25VNA825A*032* |  |  | CAP**4321AL*+UI | 59TN6C080C17**14 | 24400 | 16.5 | 8.1 | 21200 | 16600 | 78.3% | 2.02 | 0 | 11 |  |  |  | No | R-410A | 2.0333 | Residential & Commercial | Ducted CEE Tier 1
213773835 | Central HP <5.4 tons | CARRIER | HRCU-A-CB (Split System: Heat Pump with Remote Outdoor Unit-Air-Source) | 25VNA825A*032* |  |  | CAP**4824AL*+UI | 59MN7C100C21**22 | 24200 | 16.5 | 8.1 | 21000 | 16500 | 78.57% | 2.02 | 0 | 11 |  |  |  | No | R-410A | 2.0167 | Residential & Commercial | Ducted CEE Tier 1
213774635 | Central HP <5.4 tons | CARRIER | HRCU-A-CB (Split System: Heat Pump with Remote Outdoor Unit-Air-Source) | 25VNA825A*032* |  |  | CSPH*4812AL*+UI | 59MN7C060C17**14 | 24000 | 15.5 | 8.1 | 21400 | 16700 | 78.04% | 2 | 0 | 10.5 |  |  |  | No | R-410A | 2 | Residential & Commercial | Ducted CEE Tier 1
213773795 | Central HP <5.4 tons | CARRIER | HRCU-A-CB (Split System: Heat Pump with Remote Outdoor Unit-Air-Source) | 25VNA825A*032* |  |  | CAP**4821AL*+UI | 59TN6C100C21**22 | 24000 | 16.5 | 8.1 | 21000 | 16500 | 78.57% | 2.02 | 0 | 11 |  |  |  | No | R-410A | 2 | Residential & Commercial | Ducted CEE Tier 1
216374600 | Central HP <5.4 tons | COLEMAN | HRCU-A-CB (Split System: Heat Pump with Remote Outdoor Unit-Air-Source) | HH824E2S11 |  |  | CTM36B5ADS1 | Z9ET080B12SMPS1 | 23000 | 18 | 9 | 23000 | 17400 | 75.65% | 2 | 0 | 12 |  |  |  | No | R-454B | 1.9167 | Residential & Commercial | Ducted CEE Tier 1
213778745 | Central HP <5.4 tons | CARRIER | HRCU-A-CB (Split System: Heat Pump with Remote Outdoor Unit-Air-Source) | 25VNA837A*030* |  |  | CAP**3617AL*+UI | 58TN*B070C17**16 | 31400 | 16.5 | 8.1 | 33400 | 24400 | 73.05% | 1.82 | 0 | 10.5 |  |  |  | No | R-410A | 2.6167 | Residential & Commercial | Ducted CEE Tier 1
215669142 | Central HP <5.4 tons | CARRIER | HRCU-A-CB (Split System: Heat Pump with Remote Outdoor Unit-Air-Source) | 27VNA036A*030* |  |  | CAA**4821AM*+UI | 58TN*B070C21**20 | 33800 | 18 | 9 | 35000 | 25000 | 71.43% | 1.88 | 0 | 10 |  |  |  | No | R-454B | 2.8167 | Residential & Commercial | Ducted CEE Tier 1
215669462 | Central HP <5.4 tons | CARRIER | HRCU-A-CB (Split System: Heat Pump with Remote Outdoor Unit-Air-Source) | 27VNA036A*030* |  |  | CAA**6121AM*+UI | 58TN*B070C17**16 | 34600 | 18 | 9 | 34600 | 25000 | 72.25% | 1.9 | 0 | 10 |  |  |  | No | R-454B | 2.8833 | Residential & Commercial | Ducted CEE Tier 1
214398622 | Central HP <5.4 tons | COLEMAN | HRCU-A-CB (Split System: Heat Pump with Remote Outdoor Unit-Air-Source) | HH836E2S11 |  |  | CTF48C5CFS1 | TM8Y080C16MP11 | 33200 | 19 | 9 | 31400 | 25000 | 79.62% | 2 | 0 | 11 |  |  |  | No | R-454B | 2.7667 | Residential & Commercial | Ducted CEE Tier 1
214398120 | Central HP <5.4 tons | COLEMAN | HRCU-A-CB (Split System: Heat Pump with Remote Outdoor Unit-Air-Source) | HH836E2S11 |  |  | CTM36B5CDS1 | CPLC080B12MP13 | 32800 | 17 | 8.5 | 30800 | 25200 | 81.82% | 2 | 0 | 11 |  |  |  | No | R-454B | 2.7333 | Residential & Commercial | Ducted CEE Tier 1
214398486 | Central HP <5.4 tons | COLEMAN | HRCU-A-CB (Split System: Heat Pump with Remote Outdoor Unit-Air-Source) | HH836E2S11 |  |  | CTM36B5CDS1 | TM8Y080B12MP11 | 33400 | 18 | 8.5 | 31200 | 25600 | 82.05% | 2 | 0 | 11 |  |  |  | No | R-454B | 2.7833 | Residential & Commercial | Ducted CEE Tier 1
211391891 | Central HP <5.4 tons | LUXAIRE | HRCU-A-CB (Split System: Heat Pump with Remote Outdoor Unit-Air-Source) | HMH72B341 |  |  | XAUB36DXXN1+TXV | TMLE100B12MP11 | 34000 | 18 | 8.1 | 33800 | 23800 | 70.41% | 2.06 | 0 | 10 |  |  |  | No | R-410A | 2.8333 | Residential & Commercial | Ducted CEE Tier 1
214398115 | Central HP <5.4 tons | COLEMAN | HRCU-A-CB (Split System: Heat Pump with Remote Outdoor Unit-Air-Source) | HH836E2S11 |  |  | CTM36B5CDS1 | TPLC080B12MP13 | 32800 | 17 | 8.5 | 30800 | 25200 | 81.82% | 2 | 0 | 11 |  |  |  | No | R-454B | 2.7333 | Residential & Commercial | Ducted CEE Tier 1
214397709 | Central HP <5.4 tons | COLEMAN | HRCU-A-CB (Split System: Heat Pump with Remote Outdoor Unit-Air-Source) | HH836E2S11 |  |  | CTM36C5CDS1 | TMLE120C16MP11 | 33800 | 18 | 8.5 | 31600 | 25800 | 81.65% | 2 | 0 | 11 |  |  |  | No | R-454B | 2.8167 | Residential & Commercial | Ducted CEE Tier 1
214397792 | Central HP <5.4 tons | COLEMAN | HRCU-A-CB (Split System: Heat Pump with Remote Outdoor Unit-Air-Source) | HH836E2S11 |  |  | CTM48C5CFS1+JME12C2SN1 |  | 34000 | 19 | 9 | 31400 | 25200 | 80.25% | 2 | 0 | 11.7 |  |  |  | No | R-454B | 2.8333 | Residential & Commercial | Ducted CEE Tier 1
214398496 | Central HP <5.4 tons | COLEMAN | HRCU-A-CB (Split System: Heat Pump with Remote Outdoor Unit-Air-Source) | HH836E2S11 |  |  | CTF36C5CDS1+JMVT16CC2N1 |  | 34800 | 19 | 9 | 32200 | 25800 | 80.12% | 2 | 0 | 11.7 |  |  |  | No | R-454B | 2.9 | Residential & Commercial | Ducted CEE Tier 1
214398580 | Central HP <5.4 tons | COLEMAN | HRCU-A-CB (Split System: Heat Pump with Remote Outdoor Unit-Air-Source) | HH836E2S11 |  |  | CTM48C5CFS1 | TP9C100C20MP13 | 34200 | 19 | 9 | 32600 | 25800 | 79.14% | 2 | 0 | 11 |  |  |  | No | R-454B | 2.85 | Residential & Commercial | Ducted CEE Tier 1
214398191 | Central HP <5.4 tons | COLEMAN | HRCU-A-CB (Split System: Heat Pump with Remote Outdoor Unit-Air-Source) | HH836E2S11 |  |  | JHE42C5CF2SS1 |  | 34000 | 19 | 9 | 31400 | 25200 | 80.25% | 2 | 0 | 11.7 |  |  |  | No | R-454B | 2.8333 | Residential & Commercial | Ducted CEE Tier 1
212969522 | Central HP <5.4 tons | HEIL | HRCU-A-CB (Split System: Heat Pump with Remote Outdoor Unit-Air-Source) | DLCURAH18ABK |  |  | EA*4X24L14A* | *80VSL0451412B* | 17700 | 16.5 | 8.5 | 18600 | 19400 | 104.3% | 2.32 | 0 | 10.5 |  |  |  | No | R-410A | 1.475 | Residential & Commercial | Ducted CEE Tier 1
210599240 | Central HP <5.4 tons | AIRQUEST | HRCU-A-CB (Split System: Heat Pump with Remote Outdoor Unit-Air-Source) | HVH837GKA** |  |  | EA*4X61L21A*+WALLCON | *80CTL0902120A* | 33200 | 18 | 8.5 | 32000 | 25000 | 78.12% | 2 | 0 | 11.7 |  |  |  | No | R-410A | 2.7667 | Residential & Commercial | Ducted CEE Tier 1
210599342 | Central HP <5.4 tons | AIRQUEST | HRCU-A-CB (Split System: Heat Pump with Remote Outdoor Unit-Air-Source) | HVH837GKA** |  |  | EHD4X36AAL+WALLCON | *95CSU0802120A* | 32200 | 16.5 | 8.1 | 33200 | 24600 | 74.1% | 1.94 | 0 | 11 |  |  |  | No | R-410A | 2.6833 | Residential & Commercial | Ducted CEE Tier 1
210599441 | Central HP <5.4 tons | AIRQUEST | HRCU-A-CB (Split System: Heat Pump with Remote Outdoor Unit-Air-Source) | HVH837GKA** |  |  | EHD4X60AAL+WALLCON | *96CTN1002122A* | 33000 | 17 | 8.1 | 32200 | 24800 | 77.02% | 2.02 | 0 | 11.5 |  |  |  | No | R-410A | 2.75 | Residential & Commercial | Ducted CEE Tier 1
212986281 | Central HP <5.4 tons | TEMPSTAR | HRCU-A-CB (Split System: Heat Pump with Remote Outdoor Unit-Air-Source) | DLCURAH18ABK |  |  | EA*4X19L17A* | *96MSN0401410A* | 17900 | 16 | 8.5 | 18000 | 17800 | 98.89% | 2.14 | 0 | 10.5 |  |  |  | No | R-410A | 1.4917 | Residential & Commercial | Ducted CEE Tier 1
212979870 | Central HP <5.4 tons | BRYANT HEATING AND COOLING SYSTEMS | HRCU-A-CB (Split System: Heat Pump with Remote Outdoor Unit-Air-Source) | 38MURAQ24AB3* |  |  | CAP**3717AL* | 8(0,1)*SB42090M17*** | 24000 | 17 | 8.1 | 25200 | 22400 | 88.89% | 1.86 | 0 | 10 |  |  |  | No | R-410A | 2 | Residential & Commercial | Ducted CEE Tier 1
213773815 | Central HP <5.4 tons | CARRIER | HRCU-A-CB (Split System: Heat Pump with Remote Outdoor Unit-Air-Source) | 25VNA825A*032* |  |  | CAP**4824AL*+UI | 58TN*B110C21**20 | 24200 | 17 | 8.1 | 21000 | 16500 | 78.57% | 2.02 | 0 | 11 |  |  |  | No | R-410A | 2.0167 | Residential & Commercial | Ducted CEE Tier 1
214397558 | Central HP <5.4 tons | COLEMAN | HRCU-A-CB (Split System: Heat Pump with Remote Outdoor Unit-Air-Source) | HH824E2S11 |  |  | CTM30B5ACS1 | TPLC080B12MP13 | 23000 | 17 | 9.5 | 23000 | 17900 | 77.83% | 2 | 0 | 12 |  |  |  | No | R-454B | 1.9167 | Residential & Commercial | Ducted CEE Tier 1
214398394 | Central HP <5.4 tons | COLEMAN | HRCU-A-CB (Split System: Heat Pump with Remote Outdoor Unit-Air-Source) | HH824E2S11 |  |  | CTM30B5ACS1 | TM8E080B12MP11 | 23000 | 17 | 9.5 | 23000 | 18300 | 79.57% | 2 | 0 | 12 |  |  |  | No | R-454B | 1.9167 | Residential & Commercial | Ducted CEE Tier 1
210598046 | Central HP <5.4 tons | AIRQUEST | HRCU-A-CB (Split System: Heat Pump with Remote Outdoor Unit-Air-Source) | HVH825GKA2* |  |  | EA*4X48L21A*+WALLCON | *97CMN0601714A* | 24000 | 16.5 | 8.1 | 21000 | 16700 | 79.52% | 2 | 0 | 11 |  |  |  | No | R-410A | 2 | Residential & Commercial | Ducted CEE Tier 1
210598162 | Central HP <5.4 tons | AIRQUEST | HRCU-A-CB (Split System: Heat Pump with Remote Outdoor Unit-Air-Source) | HVH825GKA2* |  |  | EHD4X42AAL+WALLCON | *80CSU0601716A* | 24200 | 16 | 8.1 | 21400 | 16600 | 77.57% | 2 | 0 | 10.5 |  |  |  | No | R-410A | 2.0167 | Residential & Commercial | Ducted CEE Tier 1
210598230 | Central HP <5.4 tons | AIRQUEST | HRCU-A-CB (Split System: Heat Pump with Remote Outdoor Unit-Air-Source) | HVH825GKA2* |  |  | EHD4X42AAL+WALLCON | *97CMN1002122A* | 24200 | 16 | 8.1 | 21400 | 16600 | 77.57% | 2 | 0 | 10.5 |  |  |  | No | R-410A | 2.0167 | Residential & Commercial | Ducted CEE Tier 1
210470149 | Central HP <5.4 tons | AIRQUEST | HRCU-A-CB (Split System: Heat Pump with Remote Outdoor Unit-Air-Source) | HVH837GKA2* |  |  | EA*4X42L21A*+WALLCON | *80CSU0401712A* | 31800 | 17 | 8.1 | 33200 | 24400 | 73.49% | 1.88 | 0 | 11 |  |  |  | No | R-410A | 2.65 | Residential & Commercial | Ducted CEE Tier 1
210470235 | Central HP <5.4 tons | AIRQUEST | HRCU-A-CB (Split System: Heat Pump with Remote Outdoor Unit-Air-Source) | HVH837GKA2* |  |  | EA*4X60L24A*+WALLCON | *95CSU0802120A* | 32800 | 17.5 | 8.5 | 31800 | 24800 | 77.99% | 2 | 0 | 11.5 |  |  |  | No | R-410A | 2.7333 | Residential & Commercial | Ducted CEE Tier 1
210470058 | Central HP <5.4 tons | AIRQUEST | HRCU-A-CB (Split System: Heat Pump with Remote Outdoor Unit-Air-Source) | HVH837GKA2* |  |  | EA*4X36L21A*+WALLCON | *95CSU0802120A* | 31600 | 17 | 8.1 | 33200 | 24200 | 72.89% | 1.86 | 0 | 11 |  |  |  | No | R-410A | 2.6333 | Residential & Commercial | Ducted CEE Tier 1
210470367 | Central HP <5.4 tons | AIRQUEST | HRCU-A-CB (Split System: Heat Pump with Remote Outdoor Unit-Air-Source) | HVH837GKA2* |  |  | EA*4X60L24A*+WALLCON | *97CMN0602120A* | 32600 | 17 | 8.1 | 32200 | 25000 | 77.64% | 1.96 | 0 | 11.5 |  |  |  | No | R-410A | 2.7167 | Residential & Commercial | Ducted CEE Tier 1
213071980 | Central HP <5.4 tons | ACIQ | HRCU-A-CB (Split System: Heat Pump with Remote Outdoor Unit-Air-Source) | DLCURAH24ABK |  |  | FEM4X30**BL |  | 24000 | 17 | 8.5 | 26200 | 23400 | 89.31% | 1.94 | 0 | 10 |  |  |  | No | R-410A | 2 | Residential & Commercial | Ducted CEE Tier 1
214397597 | Central HP <5.4 tons | COLEMAN | HRCU-A-CB (Split System: Heat Pump with Remote Outdoor Unit-Air-Source) | HH860E2S11 |  |  | CTF60C5CHS1+JMVT17CC2N1 |  | 53500 | 19 | 9 | 53000 | 38000 | 71.7% | 2 | 0 | 12 |  |  |  | No | R-454B | 4.4583 | Residential & Commercial | Ducted CEE Tier 1
214397854 | Central HP <5.4 tons | COLEMAN | HRCU-A-CB (Split System: Heat Pump with Remote Outdoor Unit-Air-Source) | HH860E2S11 |  |  | CTF60D5CGS1+JMC20D2SN1 |  | 46000 | 19 | 9.5 | 46000 | 34000 | 73.91% | 2 | 0 | 12 |  |  |  | No | R-454B | 3.8333 | Residential & Commercial | Ducted CEE Tier 1
214398431 | Central HP <5.4 tons | COLEMAN | HRCU-A-CB (Split System: Heat Pump with Remote Outdoor Unit-Air-Source) | HH860E2S11 |  |  | CTF60C5CHS1 | TM8E100C20MP11 | 53500 | 19 | 8.5 | 55000 | 39000 | 70.91% | 2 | 0 | 11 |  |  |  | No | R-454B | 4.4583 | Residential & Commercial | Ducted CEE Tier 1
214398047 | Central HP <5.4 tons | COLEMAN | HRCU-A-CB (Split System: Heat Pump with Remote Outdoor Unit-Air-Source) | HH860E2S11 |  |  | CTM60C5CHS1 | TPLC100C20MP13 | 53500 | 19 | 9 | 54000 | 39000 | 72.22% | 2 | 0 | 11 |  |  |  | No | R-454B | 4.4583 | Residential & Commercial | Ducted CEE Tier 1
214397864 | Central HP <5.4 tons | COLEMAN | HRCU-A-CB (Split System: Heat Pump with Remote Outdoor Unit-Air-Source) | HH860E2S11 |  |  | CTM60C5CGS1 | TMLE120C16MP11 | 44500 | 18 | 9 | 45500 | 34200 | 75.16% | 2 | 0 | 11 |  |  |  | No | R-454B | 3.7083 | Residential & Commercial | Ducted CEE Tier 1
214398300 | Central HP <5.4 tons | COLEMAN | HRCU-A-CB (Split System: Heat Pump with Remote Outdoor Unit-Air-Source) | HH860E2S11 |  |  | CTF60C5CGS1 | TM8E080C20MP11 | 44500 | 17 | 9 | 45000 | 33800 | 75.11% | 2 | 0 | 11.7 |  |  |  | No | R-454B | 3.7083 | Residential & Commercial | Ducted CEE Tier 1
214398691 | Central HP <5.4 tons | COLEMAN | HRCU-A-CB (Split System: Heat Pump with Remote Outdoor Unit-Air-Source) | HH860E2S11 |  |  | CTM60C5CGS1 | TM8E100C20MP11 | 44500 | 17 | 9 | 45000 | 33800 | 75.11% | 2 | 0 | 11.7 |  |  |  | No | R-454B | 3.7083 | Residential & Commercial | Ducted CEE Tier 1
216374732 | Central HP <5.4 tons | COLEMAN | HRCU-A-CB (Split System: Heat Pump with Remote Outdoor Unit-Air-Source) | HH860E2S11 |  |  | CTU60C5XGS1+TXV | Z9ET100C16SMPS1 | 44500 | 19 | 9 | 45500 | 33200 | 72.97% | 2 | 0 | 11 |  |  |  | No | R-454B | 3.7083 | Residential & Commercial | Ducted CEE Tier 1
214280267 | Central HP <5.4 tons | CARRIER | HRCU-A-CB (Split System: Heat Pump with Remote Outdoor Unit-Air-Source) | 38MURAQ36AB3* |  |  | CAP**3721AL* | 59SC6A060M17**16 | 36000 | 15.5 | 8.5 | 38000 | 35000 | 92.11% | 2.06 | 0 | 10 |  |  |  | No | R-410A | 3 | Residential & Commercial | Ducted CEE Tier 1
212980487 | Central HP <5.4 tons | BRYANT HEATING AND COOLING SYSTEMS | HRCU-A-CB (Split System: Heat Pump with Remote Outdoor Unit-Air-Source) | 38MURAQ36AB3* |  |  | CAP**4824AL* | 8(0,1)*SB60090M21*** | 36000 | 16.5 | 8.5 | 37800 | 34600 | 91.53% | 2.04 | 0 | 10 |  |  |  | No | R-410A | 3 | Residential & Commercial | Ducted CEE Tier 1
214398216 | Central HP <5.4 tons | COLEMAN | HRCU-A-CB (Split System: Heat Pump with Remote Outdoor Unit-Air-Source) | HH836E2S11 |  |  | CTF48C5CFS1 | TM8E120C16MP11 | 33600 | 19 | 9 | 31400 | 25400 | 80.89% | 2 | 0 | 11 |  |  |  | No | R-454B | 2.8 | Residential & Commercial | Ducted CEE Tier 1
214595004 | Central HP <5.4 tons | COLEMAN | HRCU-A-CB (Split System: Heat Pump with Remote Outdoor Unit-Air-Source) | HH836E2S11 |  |  | CTF48C5CFS1 | Z8ES100C20SMPS1 | 34400 | 19 | 9 | 32000 | 25400 | 79.38% | 2 | 0 | 11 |  |  |  | No | R-454B | 2.8667 | Residential & Commercial | Ducted CEE Tier 1
216374666 | Central HP <5.4 tons | COLEMAN | HRCU-A-CB (Split System: Heat Pump with Remote Outdoor Unit-Air-Source) | HH836E2S11 |  |  | CTF36C5CDS1 | Z9ET100C16SMPS1 | 33000 | 18 | 8.5 | 30200 | 23000 | 76.16% | 2 | 0 | 11.7 |  |  |  | No | R-454B | 2.75 | Residential & Commercial | Ducted CEE Tier 1
216374707 | Central HP <5.4 tons | COLEMAN | HRCU-A-CB (Split System: Heat Pump with Remote Outdoor Unit-Air-Source) | HH836E2S11 |  |  | CTM36B5CDS1 | Z9ET080B12SMPS1 | 33200 | 18 | 8.5 | 31200 | 24000 | 76.92% | 2 | 0 | 11 |  |  |  | No | R-454B | 2.7667 | Residential & Commercial | Ducted CEE Tier 1
214397689 | Central HP <5.4 tons | COLEMAN | HRCU-A-CB (Split System: Heat Pump with Remote Outdoor Unit-Air-Source) | HH836E2S11 |  |  | CTF36C5CDS1 | TMLE120C20MP11 | 34600 | 17 | 8.5 | 32600 | 26600 | 81.6% | 2 | 0 | 11 |  |  |  | No | R-454B | 2.8833 | Residential & Commercial | Ducted CEE Tier 1
214397657 | Central HP <5.4 tons | COLEMAN | HRCU-A-CB (Split System: Heat Pump with Remote Outdoor Unit-Air-Source) | HH836E2S11 |  |  | CTF48C5CFS1 | CP9C100C16MP13 | 33200 | 18 | 9 | 31200 | 25200 | 80.77% | 2 | 0 | 11 |  |  |  | No | R-454B | 2.7667 | Residential & Commercial | Ducted CEE Tier 1
214398132 | Central HP <5.4 tons | COLEMAN | HRCU-A-CB (Split System: Heat Pump with Remote Outdoor Unit-Air-Source) | HH836E2S11 |  |  | CTF36C5CDS1 | TM8Y080C16MP11 | 33600 | 18 | 8.5 | 30800 | 25200 | 81.82% | 2 | 0 | 11.7 |  |  |  | No | R-454B | 2.8 | Residential & Commercial | Ducted CEE Tier 1
216374691 | Central HP <5.4 tons | COLEMAN | HRCU-A-CB (Split System: Heat Pump with Remote Outdoor Unit-Air-Source) | HH860E2S11 |  |  | CTF60C5CGS1 | Z9ET100C16SMPS1 | 44500 | 19 | 9 | 45500 | 33200 | 72.97% | 2 | 0 | 11 |  |  |  | No | R-454B | 3.7083 | Residential & Commercial | Ducted CEE Tier 1
214398241 | Central HP <5.4 tons | COLEMAN | HRCU-A-CB (Split System: Heat Pump with Remote Outdoor Unit-Air-Source) | HH860E2S11 |  |  | CTM60C5CGS1 | TM8Y120C20MP11 | 44500 | 18 | 9 | 45000 | 33800 | 75.11% | 2 | 0 | 11.7 |  |  |  | No | R-454B | 3.7083 | Residential & Commercial | Ducted CEE Tier 1
214397832 | Central HP <5.4 tons | COLEMAN | HRCU-A-CB (Split System: Heat Pump with Remote Outdoor Unit-Air-Source) | HH860E2S11 |  |  | CTM60C5CGS1 | CP9C080C16MP13 | 43500 | 18 | 9 | 44000 | 34000 | 77.27% | 2 | 0 | 11 |  |  |  | No | R-454B | 3.625 | Residential & Commercial | Ducted CEE Tier 1
214397839 | Central HP <5.4 tons | COLEMAN | HRCU-A-CB (Split System: Heat Pump with Remote Outdoor Unit-Air-Source) | HH860E2S11 |  |  | CTF60D5CGS1+JMET18DS2N1 |  | 45500 | 19 | 9.5 | 45500 | 33800 | 74.29% | 2 | 0 | 12 |  |  |  | No | R-454B | 3.7917 | Residential & Commercial | Ducted CEE Tier 1
214398426 | Central HP <5.4 tons | COLEMAN | HRCU-A-CB (Split System: Heat Pump with Remote Outdoor Unit-Air-Source) | HH860E2S11 |  |  | CTM60C5CHS1+JMVT17CC2N1 |  | 53500 | 19 | 9 | 53000 | 38000 | 71.7% | 2 | 0 | 12 |  |  |  | No | R-454B | 4.4583 | Residential & Commercial | Ducted CEE Tier 1
214398456 | Central HP <5.4 tons | COLEMAN | HRCU-A-CB (Split System: Heat Pump with Remote Outdoor Unit-Air-Source) | HH860E2S11 |  |  | JHE60D5CJ2SS1 |  | 53500 | 19 | 9 | 54000 | 39000 | 72.22% | 2 | 0 | 11 |  |  |  | No | R-454B | 4.4583 | Residential & Commercial | Ducted CEE Tier 1
214397906 | Central HP <5.4 tons | COLEMAN | HRCU-A-CB (Split System: Heat Pump with Remote Outdoor Unit-Air-Source) | HH860E2S11 |  |  | CTM60C5CGS1 | CPLC120C20MP13 | 44000 | 18 | 9 | 44500 | 33600 | 75.51% | 2 | 0 | 11.7 |  |  |  | No | R-454B | 3.6667 | Residential & Commercial | Ducted CEE Tier 1
216374656 | Central HP <5.4 tons | COLEMAN | HRCU-A-CB (Split System: Heat Pump with Remote Outdoor Unit-Air-Source) | HH860E2S11 |  |  | CTM60D5CHS1 | Z9ET120D20SMPS1 | 54000 | 19 | 8.5 | 55000 | 40000 | 72.73% | 2 | 0 | 11 |  |  |  | No | R-454B | 4.5 | Residential & Commercial | Ducted CEE Tier 1
212981701 | Central HP <5.4 tons | BRYANT HEATING AND COOLING SYSTEMS | HRCU-A-CB (Split System: Heat Pump with Remote Outdoor Unit-Air-Source) | 38MURAQ24AB3* |  |  | CAP**2517AL* | 83*SB60100M21*** | 24400 | 17 | 8.5 | 25200 | 21600 | 85.71% | 1.8 | 0 | 10 |  |  |  | No | R-410A | 2.0333 | Residential & Commercial | Ducted CEE Tier 1
212981749 | Central HP <5.4 tons | BRYANT HEATING AND COOLING SYSTEMS | HRCU-A-CB (Split System: Heat Pump with Remote Outdoor Unit-Air-Source) | 38MURAQ24AB3* |  |  | CAP**3717AL* | 83*SB60100M21*** | 24200 | 16.5 | 8.5 | 25200 | 22000 | 87.3% | 1.84 | 0 | 10 |  |  |  | No | R-410A | 2.0167 | Residential & Commercial | Ducted CEE Tier 1
212979822 | Central HP <5.4 tons | BRYANT HEATING AND COOLING SYSTEMS | HRCU-A-CB (Split System: Heat Pump with Remote Outdoor Unit-Air-Source) | 38MURAQ24AB3* |  |  | CAP**2517AL* | 8(0,1)*SB42090M17*** | 24200 | 17 | 8.5 | 25200 | 21800 | 86.51% | 1.82 | 0 | 10 |  |  |  | No | R-410A | 2.0167 | Residential & Commercial | Ducted CEE Tier 1
211261849 | Central HP <5.4 tons | HEIL | HRCU-A-CB (Split System: Heat Pump with Remote Outdoor Unit-Air-Source) | DLCURAH18ABK |  |  | EA*4X30L17A* | *95ESN0401410A* | 17900 | 15.5 | 8.5 | 18500 | 18500 | 100% | 2.22 | 0 | 10.5 |  |  |  | No | R-410A | 1.4917 | Residential & Commercial | Ducted CEE Tier 1
210599232 | Central HP <5.4 tons | AIRQUEST | HRCU-A-CB (Split System: Heat Pump with Remote Outdoor Unit-Air-Source) | HVH837GKA** |  |  | EA*4X61L21A*+WALLCON | *80CTL0701716A* | 33200 | 17.5 | 8.5 | 32200 | 25000 | 77.64% | 1.98 | 0 | 11.7 |  |  |  | No | R-410A | 2.7667 | Residential & Commercial | Ducted CEE Tier 1
210599248 | Central HP <5.4 tons | AIRQUEST | HRCU-A-CB (Split System: Heat Pump with Remote Outdoor Unit-Air-Source) | HVH837GKA** |  |  | EA*4X61L21A*+WALLCON | *95CSU0802120A* | 33200 | 18 | 8.5 | 32000 | 24800 | 77.5% | 2 | 0 | 11.5 |  |  |  | No | R-410A | 2.7667 | Residential & Commercial | Ducted CEE Tier 1
213067709 | Central HP <5.4 tons | ACIQ | HRCU-A-CB (Split System: Heat Pump with Remote Outdoor Unit-Air-Source) | HVH837GKA** |  |  | EHD4X60AAL+WALLCON | *80CTL0701716A* | 32800 | 17 | 8.1 | 32400 | 25000 | 77.16% | 2 | 0 | 11 |  |  |  | No | R-410A | 2.7333 | Residential & Commercial | Ducted CEE Tier 1
216374748 | Central HP <5.4 tons | COLEMAN | HRCU-A-CB (Split System: Heat Pump with Remote Outdoor Unit-Air-Source) | HH836E2S11 |  |  | CTF36B5CDS1 | Z9ET060B12SMPS1 | 33400 | 18 | 8.5 | 31600 | 24200 | 76.58% | 2 | 0 | 11 |  |  |  | No | R-454B | 2.7833 | Residential & Commercial | Ducted CEE Tier 1
214594979 | Central HP <5.4 tons | COLEMAN | HRCU-A-CB (Split System: Heat Pump with Remote Outdoor Unit-Air-Source) | HH836E2S11 |  |  | CTM48C5CFS1 | Z8ES080C20SMPS1 | 34200 | 19 | 9 | 32000 | 25400 | 79.38% | 2 | 0 | 11 |  |  |  | No | R-454B | 2.85 | Residential & Commercial | Ducted CEE Tier 1
214595054 | Central HP <5.4 tons | COLEMAN | HRCU-A-CB (Split System: Heat Pump with Remote Outdoor Unit-Air-Source) | HH836E2S11 |  |  | CTM48C5CFS1 | Z8ES100C16SMPS1 | 34000 | 19 | 9 | 31600 | 25200 | 79.75% | 2 | 0 | 11 |  |  |  | No | R-454B | 2.8333 | Residential & Commercial | Ducted CEE Tier 1
213078908 | Central HP <5.4 tons | HEIL | HRCU-A-CB (Split System: Heat Pump with Remote Outdoor Unit-Air-Source) | DLCURAH36ABK |  |  | EN(A,D)4X36L21** | *80MSU1002120A* | 35000 | 15.5 | 8.1 | 38500 | 35400 | 91.95% | 1.76 | 0 | 10 |  |  |  | No | R-410A | 2.9167 | Residential & Commercial | Ducted CEE Tier 1
213077811 | Central HP <5.4 tons | HEIL | HRCU-A-CB (Split System: Heat Pump with Remote Outdoor Unit-Air-Source) | DLCURAH36ABK |  |  | EN(A,D)4X48L24** | *96VTN1202422B* | 35800 | 16.5 | 8.1 | 38500 | 35000 | 90.91% | 2 | 0 | 10 |  |  |  | No | R-410A | 2.9833 | Residential & Commercial | Ducted CEE Tier 1
212970482 | Central HP <5.4 tons | HEIL | HRCU-A-CB (Split System: Heat Pump with Remote Outdoor Unit-Air-Source) | DLCURAH36ABK |  |  | EN(A,D,W)4X48L21** | *80VSL0701716B* | 36200 | 16 | 8.1 | 38500 | 35000 | 90.91% | 2 | 0 | 10 |  |  |  | No | R-410A | 3.0167 | Residential & Commercial | Ducted CEE Tier 1
212970432 | Central HP <5.4 tons | HEIL | HRCU-A-CB (Split System: Heat Pump with Remote Outdoor Unit-Air-Source) | DLCURAH36ABK |  |  | EA*4X48L21A* | *80VSL0701716B* | 36000 | 16 | 8.5 | 38500 | 34800 | 90.39% | 2.02 | 0 | 10 |  |  |  | No | R-410A | 3 | Residential & Commercial | Ducted CEE Tier 1
214398506 | Central HP <5.4 tons | COLEMAN | HRCU-A-CB (Split System: Heat Pump with Remote Outdoor Unit-Air-Source) | HH836E2S11 |  |  | CTM36B5CDS1 | TM9V080B12MP12 | 33000 | 17 | 8.5 | 30600 | 25000 | 81.7% | 2 | 0 | 11 |  |  |  | No | R-454B | 2.75 | Residential & Commercial | Ducted CEE Tier 1
216374631 | Central HP <5.4 tons | COLEMAN | HRCU-A-CB (Split System: Heat Pump with Remote Outdoor Unit-Air-Source) | HH836E2S11 |  |  | CTF36C5CDS1 | Z9ET100C20SMPS1 | 33600 | 17 | 8.5 | 31000 | 23600 | 76.13% | 2 | 0 | 11.7 |  |  |  | No | R-454B | 2.8 | Residential & Commercial | Ducted CEE Tier 1
214398088 | Central HP <5.4 tons | COLEMAN | HRCU-A-CB (Split System: Heat Pump with Remote Outdoor Unit-Air-Source) | HH836E2S11 |  |  | CTM36B5CDS1 | TM9V060B12MP12 | 33000 | 17 | 8.5 | 31000 | 25400 | 81.94% | 2 | 0 | 11 |  |  |  | No | R-454B | 2.75 | Residential & Commercial | Ducted CEE Tier 1
214398231 | Central HP <5.4 tons | COLEMAN | HRCU-A-CB (Split System: Heat Pump with Remote Outdoor Unit-Air-Source) | HH836E2S11 |  |  | CTM48C5CFS1+JMC16C2SN1 |  | 34400 | 19 | 9 | 31800 | 25200 | 79.25% | 2 | 0 | 11.7 |  |  |  | No | R-454B | 2.8667 | Residential & Commercial | Ducted CEE Tier 1
213072071 | Central HP <5.4 tons | ACIQ | HRCU-A-CB (Split System: Heat Pump with Remote Outdoor Unit-Air-Source) | DLCURAH18ABK |  |  | FJMA4*24L*B* |  | 18500 | 15.5 | 9 | 19300 | 18300 | 94.82% | 2.2 | 0 | 10.5 |  |  |  | No | R-410A | 1.5417 | Residential & Commercial | Ducted CEE Tier 1
213072141 | Central HP <5.4 tons | ACIQ | HRCU-A-CB (Split System: Heat Pump with Remote Outdoor Unit-Air-Source) | DLCURAH18ABK |  |  | EA*4X24L14A* | *80VSL0451412A* | 17700 | 16 | 8.5 | 18600 | 19100 | 102.7% | 2.3 | 0 | 10.5 |  |  |  | No | R-410A | 1.475 | Residential & Commercial | Ducted CEE Tier 1
213072148 | Central HP <5.4 tons | ACIQ | HRCU-A-CB (Split System: Heat Pump with Remote Outdoor Unit-Air-Source) | DLCURAH18ABK |  |  | EA*4X24L14A* | *96VTN0601412A* | 17800 | 16 | 8.5 | 18800 | 19000 | 101.1% | 2.28 | 0 | 10.5 |  |  |  | No | R-410A | 1.4833 | Residential & Commercial | Ducted CEE Tier 1
213072198 | Central HP <5.4 tons | ACIQ | HRCU-A-CB (Split System: Heat Pump with Remote Outdoor Unit-Air-Source) | DLCURAH18ABK |  |  | EA*4X25L17A* | *96VTN0401712A* | 18200 | 15.5 | 8.5 | 18200 | 17500 | 96.15% | 2.12 | 0 | 10.5 |  |  |  | No | R-410A | 1.5167 | Residential & Commercial | Ducted CEE Tier 1
213072214 | Central HP <5.4 tons | ACIQ | HRCU-A-CB (Split System: Heat Pump with Remote Outdoor Unit-Air-Source) | DLCURAH18ABK |  |  | EA*4X25L17A* | *92ESN0401712A* | 18400 | 15.5 | 8.5 | 18300 | 17500 | 95.63% | 2.12 | 0 | 10.5 |  |  |  | No | R-410A | 1.5333 | Residential & Commercial | Ducted CEE Tier 1
213072232 | Central HP <5.4 tons | ACIQ | HRCU-A-CB (Split System: Heat Pump with Remote Outdoor Unit-Air-Source) | DLCURAH18ABK |  |  | EA*4X30L14A* | *80ES(N,L)0701412A* | 17700 | 16.5 | 8.5 | 18200 | 18500 | 101.6% | 2.22 | 0 | 10.5 |  |  |  | No | R-410A | 1.475 | Residential & Commercial | Ducted CEE Tier 1
213072246 | Central HP <5.4 tons | ACIQ | HRCU-A-CB (Split System: Heat Pump with Remote Outdoor Unit-Air-Source) | DLCURAH18ABK |  |  | EA*4X30L17A* | *80VTL0701716A* | 17500 | 16.5 | 8.5 | 17900 | 18600 | 103.9% | 2.24 | 0 | 10.5 |  |  |  | No | R-410A | 1.4583 | Residential & Commercial | Ducted CEE Tier 1
210473318 | Central HP <5.4 tons | AIRQUEST | HRCU-A-CB (Split System: Heat Pump with Remote Outdoor Unit-Air-Source) | HVH825GKA3* |  |  | EA*4X48L21A*+WALLCON | *80CSU1002120A* | 24000 | 16.5 | 8.1 | 21000 | 16600 | 79.05% | 2 | 0 | 10.5 |  |  |  | No | R-410A | 2 | Residential & Commercial | Ducted CEE Tier 1
214398565 | Central HP <5.4 tons | COLEMAN | HRCU-A-CB (Split System: Heat Pump with Remote Outdoor Unit-Air-Source) | HH836E2S11 |  |  | CTM36C5CDS1 | TL9E100C20UH11 | 34200 | 17 | 8.5 | 32000 | 26200 | 81.88% | 2 | 0 | 11 |  |  |  | No | R-454B | 2.85 | Residential & Commercial | Ducted CEE Tier 1
213780755 | Central HP <5.4 tons | CARRIER | HRCU-A-CB (Split System: Heat Pump with Remote Outdoor Unit-Air-Source) | 25VNA837A*031* |  |  | CAP**3621AL*+UI | 58TN*B090C21**20 | 31600 | 17 | 8.1 | 32800 | 24200 | 73.78% | 1.86 | 0 | 11 |  |  |  | No | R-410A | 2.6333 | Residential & Commercial | Ducted CEE Tier 1
213780925 | Central HP <5.4 tons | CARRIER | HRCU-A-CB (Split System: Heat Pump with Remote Outdoor Unit-Air-Source) | 25VNA837A*031* |  |  | CAP**3721AL*+UI | 59MN7C100C21**22 | 33000 | 17 | 8.5 | 32600 | 25000 | 76.69% | 1.98 | 0 | 11.5 |  |  |  | No | R-410A | 2.75 | Residential & Commercial | Ducted CEE Tier 1
213780975 | Central HP <5.4 tons | CARRIER | HRCU-A-CB (Split System: Heat Pump with Remote Outdoor Unit-Air-Source) | 25VNA837A*031* |  |  | CAP**4221AL*+UI | 58TN*B070C17**16 | 31400 | 17 | 8.1 | 33200 | 24400 | 73.49% | 1.86 | 0 | 10.5 |  |  |  | No | R-410A | 2.6167 | Residential & Commercial | Ducted CEE Tier 1
213781275 | Central HP <5.4 tons | CARRIER | HRCU-A-CB (Split System: Heat Pump with Remote Outdoor Unit-Air-Source) | 25VNA837A*031* |  |  | CAP**4821AL*+UI | 58TN*B045C17**12 | 32000 | 16.5 | 8.1 | 32800 | 25200 | 76.83% | 1.92 | 0 | 10.5 |  |  |  | No | R-410A | 2.6667 | Residential & Commercial | Ducted CEE Tier 1
213781525 | Central HP <5.4 tons | CARRIER | HRCU-A-CB (Split System: Heat Pump with Remote Outdoor Unit-Air-Source) | 25VNA837A*031* |  |  | CAP**6024AL*+UI | 59TN6C120C24**22 | 32800 | 17.5 | 8.1 | 31800 | 24600 | 77.36% | 1.98 | 0 | 11.5 |  |  |  | No | R-410A | 2.7333 | Residential & Commercial | Ducted CEE Tier 1
213781575 | Central HP <5.4 tons | CARRIER | HRCU-A-CB (Split System: Heat Pump with Remote Outdoor Unit-Air-Source) | 25VNA837A*031* |  |  | CAP**6121AL*+UI | 58TN*B110C21**20 | 33200 | 17.5 | 8.5 | 32000 | 24800 | 77.5% | 1.98 | 0 | 11.5 |  |  |  | No | R-410A | 2.7667 | Residential & Commercial | Ducted CEE Tier 1
211390239 | Central HP <5.4 tons | LUXAIRE | HRCU-A-CB (Split System: Heat Pump with Remote Outdoor Unit-Air-Source) | HMH72B341 |  |  | XAFC36DBCN1 | TM8V100C16MP12 | 34000 | 17.5 | 8.5 | 33800 | 23800 | 70.41% | 2.08 | 0 | 10 |  |  |  | No | R-410A | 2.8333 | Residential & Commercial | Ducted CEE Tier 1
216374559 | Central HP <5.4 tons | COLEMAN | HRCU-A-CB (Split System: Heat Pump with Remote Outdoor Unit-Air-Source) | HH836E2S11 |  |  | CTM48C5CFS1 | Z9ET100C16SMPS1 | 32400 | 19 | 9.5 | 30200 | 23400 | 77.48% | 2 | 0 | 11 |  |  |  | No | R-454B | 2.7 | Residential & Commercial | Ducted CEE Tier 1
213771345 | Central HP <5.4 tons | CARRIER | HRCU-A-CB (Split System: Heat Pump with Remote Outdoor Unit-Air-Source) | 25VNA825A*031* |  |  | CAP**4221AL*+UI | 59TN6C080C17**14 | 23600 | 16.5 | 8.1 | 21400 | 16700 | 78.04% | 1.96 | 0 | 10.5 |  |  |  | No | R-410A | 1.9667 | Residential & Commercial | Ducted CEE Tier 1
213771575 | Central HP <5.4 tons | CARRIER | HRCU-A-CB (Split System: Heat Pump with Remote Outdoor Unit-Air-Source) | 25VNA825A*031* |  |  | CAP**4821AL*+UI | 58TN*B090C17**16 | 24200 | 17 | 8.1 | 20800 | 16500 | 79.33% | 2.02 | 0 | 11 |  |  |  | No | R-410A | 2.0167 | Residential & Commercial | Ducted CEE Tier 1
213772495 | Central HP <5.4 tons | CARRIER | HRCU-A-CB (Split System: Heat Pump with Remote Outdoor Unit-Air-Source) | 25VNA825A*031* |  |  | CSPH*4812AL*+UI | 59CU5B060C17**16 | 24200 | 16 | 8.1 | 21400 | 16600 | 77.57% | 2.02 | 0 | 10.5 |  |  |  | No | R-410A | 2.0167 | Residential & Commercial | Ducted CEE Tier 1
213781675 | Central HP <5.4 tons | CARRIER | HRCU-A-CB (Split System: Heat Pump with Remote Outdoor Unit-Air-Source) | 25VNA837A*031* |  |  | CAP**6124AL*+UI | 58TN*B135C24**22 | 33200 | 17.5 | 8.5 | 32000 | 24800 | 77.5% | 2 | 0 | 11.7 |  |  |  | No | R-410A | 2.7667 | Residential & Commercial | Ducted CEE Tier 1
213782075 | Central HP <5.4 tons | CARRIER | HRCU-A-CB (Split System: Heat Pump with Remote Outdoor Unit-Air-Source) | 25VNA837A*031* |  |  | CSPH*4812AL*+UI | 58TN*B090C17**16 | 32400 | 16.5 | 8.1 | 33000 | 24800 | 75.15% | 1.96 | 0 | 11 |  |  |  | No | R-410A | 2.7 | Residential & Commercial | Ducted CEE Tier 1
215935526 | Central HP <5.4 tons | HEIL | HRCU-A-CB (Split System: Heat Pump with Remote Outdoor Unit-Air-Source) | H5H3V36*K*AAA* |  |  | EVD5X30M17A*+WALLCON | *97CMN0601714B* | 34000 | 20 | 8.1 | 38000 | 27200 | 71.58% | 2 | 0 | 11 |  |  |  | No | R-454B | 2.8333 | Residential & Commercial | Ducted CEE Tier 1
215935546 | Central HP <5.4 tons | HEIL | HRCU-A-CB (Split System: Heat Pump with Remote Outdoor Unit-Air-Source) | H5H3V36*K*AAA* |  |  | EVD5X31M17A*+WALLCON | *97CMN0601714B* | 34800 | 20.5 | 8.5 | 38000 | 27800 | 73.16% | 2.08 | 0 | 11.5 |  |  |  | No | R-454B | 2.9 | Residential & Commercial | Ducted CEE Tier 1
215935476 | Central HP <5.4 tons | HEIL | HRCU-A-CB (Split System: Heat Pump with Remote Outdoor Unit-Air-Source) | H5H3V36*K*AAA* |  |  | EVM5X61M24A*+WALLCON | *80CTL1352422B* | 36000 | 22.5 | 8.5 | 37600 | 28200 | 75% | 2.04 | 0 | 12.5 |  |  |  | No | R-454B | 3 | Residential & Commercial | Ducted CEE Tier 1
213778815 | Central HP <5.4 tons | CARRIER | HRCU-A-CB (Split System: Heat Pump with Remote Outdoor Unit-Air-Source) | 25VNA837A*030* |  |  | CAP**3621AL*+UI | 58TN*B045C17**12 | 31200 | 16.5 | 8.1 | 33400 | 24600 | 73.65% | 1.82 | 0 | 10.5 |  |  |  | No | R-410A | 2.6 | Residential & Commercial | Ducted CEE Tier 1
213779365 | Central HP <5.4 tons | CARRIER | HRCU-A-CB (Split System: Heat Pump with Remote Outdoor Unit-Air-Source) | 25VNA837A*030* |  |  | CAP**4821AL*+UI | 58TN*B045C17**12 | 32000 | 16.5 | 8.1 | 32800 | 25200 | 76.83% | 1.92 | 0 | 10.5 |  |  |  | No | R-410A | 2.6667 | Residential & Commercial | Ducted CEE Tier 1
213779465 | Central HP <5.4 tons | CARRIER | HRCU-A-CB (Split System: Heat Pump with Remote Outdoor Unit-Air-Source) | 25VNA837A*030* |  |  | CAP**4821AL*+UI | 59TN6C080C17**14 | 32200 | 17 | 8.1 | 32800 | 25000 | 76.22% | 1.96 | 0 | 11 |  |  |  | No | R-410A | 2.6833 | Residential & Commercial | Ducted CEE Tier 1
213779565 | Central HP <5.4 tons | CARRIER | HRCU-A-CB (Split System: Heat Pump with Remote Outdoor Unit-Air-Source) | 25VNA837A*030* |  |  | CAP**6024AL*+UI | 58TN*B110C21**20 | 32800 | 17.5 | 8.1 | 31800 | 24600 | 77.36% | 1.98 | 0 | 11.5 |  |  |  | No | R-410A | 2.7333 | Residential & Commercial | Ducted CEE Tier 1
213780015 | Central HP <5.4 tons | CARRIER | HRCU-A-CB (Split System: Heat Pump with Remote Outdoor Unit-Air-Source) | 25VNA837A*030* |  |  | CSPH*4212AL*+UI | 58TN*B090C21**20 | 32400 | 16.5 | 8.1 | 32800 | 24600 | 75% | 1.94 | 0 | 11 |  |  |  | No | R-410A | 2.7 | Residential & Commercial | Ducted CEE Tier 1
210598497 | Central HP <5.4 tons | AIRQUEST | HRCU-A-CB (Split System: Heat Pump with Remote Outdoor Unit-Air-Source) | HVH825GKA2* |  |  | EN(A,D,W)4X48L21**+WALLCON | *95CSU0802120A* | 24200 | 17 | 8.1 | 21200 | 16600 | 78.3% | 2.02 | 0 | 11.5 |  |  |  | No | R-410A | 2.0167 | Residential & Commercial | Ducted CEE Tier 1
214397985 | Central HP <5.4 tons | COLEMAN | HRCU-A-CB (Split System: Heat Pump with Remote Outdoor Unit-Air-Source) | HH824E2S11 |  |  | CTF30B5ACS1 | CP9C080B12MP13 | 23000 | 17 | 9.5 | 23000 | 18200 | 79.13% | 2 | 0 | 12 |  |  |  | No | R-454B | 1.9167 | Residential & Commercial | Ducted CEE Tier 1
214397987 | Central HP <5.4 tons | COLEMAN | HRCU-A-CB (Split System: Heat Pump with Remote Outdoor Unit-Air-Source) | HH824E2S11 |  |  | CTM30B5ACS1 | TM9E080B12MP12 | 23000 | 17 | 9.5 | 23000 | 18600 | 80.87% | 2 | 0 | 12 |  |  |  | No | R-454B | 1.9167 | Residential & Commercial | Ducted CEE Tier 1
216374585 | Central HP <5.4 tons | COLEMAN | HRCU-A-CB (Split System: Heat Pump with Remote Outdoor Unit-Air-Source) | HH824E2S11 |  |  | CTM30B5ACS1 | Z9ET060B12SMPS1 | 23000 | 18 | 9.5 | 23000 | 18500 | 80.43% | 2 | 0 | 11.7 |  |  |  | No | R-454B | 1.9167 | Residential & Commercial | Ducted CEE Tier 1
214398369 | Central HP <5.4 tons | COLEMAN | HRCU-A-CB (Split System: Heat Pump with Remote Outdoor Unit-Air-Source) | HH824E2S11 |  |  | CTM30B5ACS1+JME08B2SN1 |  | 23000 | 19 | 9.5 | 23000 | 18400 | 80% | 2 | 0 | 12 |  |  |  | No | R-454B | 1.9167 | Residential & Commercial | Ducted CEE Tier 1
210597838 | Central HP <5.4 tons | AIRQUEST | HRCU-A-CB (Split System: Heat Pump with Remote Outdoor Unit-Air-Source) | HVH825GKA2* |  |  | EA*4X42L21A*+WALLCON | *80CSU0601716A* | 23800 | 16.5 | 8.1 | 21400 | 16600 | 77.57% | 1.96 | 0 | 10.5 |  |  |  | No | R-410A | 1.9833 | Residential & Commercial | Ducted CEE Tier 1
210597870 | Central HP <5.4 tons | AIRQUEST | HRCU-A-CB (Split System: Heat Pump with Remote Outdoor Unit-Air-Source) | HVH825GKA2* |  |  | EA*4X42L21A*+WALLCON | *96CTN0601714A* | 23600 | 16.5 | 8.1 | 21400 | 16700 | 78.04% | 1.94 | 0 | 11 |  |  |  | No | R-410A | 1.9667 | Residential & Commercial | Ducted CEE Tier 1
210597938 | Central HP <5.4 tons | AIRQUEST | HRCU-A-CB (Split System: Heat Pump with Remote Outdoor Unit-Air-Source) | HVH825GKA2* |  |  | EA*4X43L21A*+WALLCON | *80CSU0601716A* | 24400 | 17 | 8.5 | 21200 | 16600 | 78.3% | 2.02 | 0 | 11 |  |  |  | No | R-410A | 2.0333 | Residential & Commercial | Ducted CEE Tier 1
213780935 | Central HP <5.4 tons | CARRIER | HRCU-A-CB (Split System: Heat Pump with Remote Outdoor Unit-Air-Source) | 25VNA837A*031* |  |  | CAP**3721AL*+UI | 59TN6C060C17**14 | 32600 | 17 | 8.1 | 33000 | 25400 | 76.97% | 1.94 | 0 | 11 |  |  |  | No | R-410A | 2.7167 | Residential & Commercial | Ducted CEE Tier 1
213077974 | Central HP <5.4 tons | HEIL | HRCU-A-CB (Split System: Heat Pump with Remote Outdoor Unit-Air-Source) | DLCURAH36ABK |  |  | EA*4X43L21A* | *80MS(N,L)0701712A* | 36200 | 16 | 8.5 | 38000 | 34800 | 91.58% | 2.04 | 0 | 10 |  |  |  | No | R-410A | 3.0167 | Residential & Commercial | Ducted CEE Tier 1
213078160 | Central HP <5.4 tons | HEIL | HRCU-A-CB (Split System: Heat Pump with Remote Outdoor Unit-Air-Source) | DLCURAH36ABK |  |  | EN(A,D,W)4X48L21** | *80MS(N,L)0701716A* | 35800 | 16.5 | 8.1 | 38500 | 35000 | 90.91% | 2 | 0 | 10 |  |  |  | No | R-410A | 2.9833 | Residential & Commercial | Ducted CEE Tier 1
215936346 | Central HP <5.4 tons | HEIL | HRCU-A-CB (Split System: Heat Pump with Remote Outdoor Unit-Air-Source) | H5H3V36*K*AAA* |  |  | EVD5X48M24A*+WALLCON | *95CSU0802120B* | 35000 | 21 | 8.5 | 38500 | 28400 | 73.77% | 2.04 | 0 | 12 |  |  |  | No | R-454B | 2.9167 | Residential & Commercial | Ducted CEE Tier 1
215936446 | Central HP <5.4 tons | HEIL | HRCU-A-CB (Split System: Heat Pump with Remote Outdoor Unit-Air-Source) | H5H3V36*K*AAA* |  |  | EVD5X49M24A*+WALLCON | *80CTL0902120B* | 35600 | 22 | 8.5 | 38000 | 28400 | 74.74% | 2.04 | 0 | 12.5 |  |  |  | No | R-454B | 2.9667 | Residential & Commercial | Ducted CEE Tier 1
213774501 | Central HP <5.4 tons | DAY & NIGHT | HRCU-A-CB (Split System: Heat Pump with Remote Outdoor Unit-Air-Source) | CVH825GKA3* |  |  | EHD4X42AAL+WALLCON | *97CMN1202422B* | 24200 | 16 | 8.1 | 21400 | 16600 | 77.57% | 2 | 0 | 10.5 |  |  |  | No | R-410A | 2.0167 | Residential & Commercial | Ducted CEE Tier 1
213774651 | Central HP <5.4 tons | DAY & NIGHT | HRCU-A-CB (Split System: Heat Pump with Remote Outdoor Unit-Air-Source) | CVH825GKA3* |  |  | EHD4X48AAL+WALLCON | *97CMN0801714B* | 24200 | 16 | 8.1 | 21400 | 16600 | 77.57% | 2 | 0 | 10.5 |  |  |  | No | R-410A | 2.0167 | Residential & Commercial | Ducted CEE Tier 1
213772731 | Central HP <5.4 tons | DAY & NIGHT | HRCU-A-CB (Split System: Heat Pump with Remote Outdoor Unit-Air-Source) | CVH825GKA3* |  |  | EA*4X25L17A*+WALLCON | *80CTL0701412B* | 24400 | 16.5 | 8.1 | 21200 | 16600 | 78.3% | 2 | 0 | 11 |  |  |  | No | R-410A | 2.0333 | Residential & Commercial | Ducted CEE Tier 1
213772891 | Central HP <5.4 tons | DAY & NIGHT | HRCU-A-CB (Split System: Heat Pump with Remote Outdoor Unit-Air-Source) | CVH825GKA3* |  |  | EA*4X30L17A*+WALLCON | *97CMN0601714B* | 23200 | 16 | 8.1 | 21600 | 16800 | 77.78% | 1.9 | 0 | 10.5 |  |  |  | No | R-410A | 1.9333 | Residential & Commercial | Ducted CEE Tier 1
213773381 | Central HP <5.4 tons | DAY & NIGHT | HRCU-A-CB (Split System: Heat Pump with Remote Outdoor Unit-Air-Source) | CVH825GKA3* |  |  | EA*4X42L21A*+WALLCON | *80CTL0451712B* | 23600 | 16.5 | 8.1 | 21600 | 16700 | 77.31% | 1.94 | 0 | 10.5 |  |  |  | No | R-410A | 1.9667 | Residential & Commercial | Ducted CEE Tier 1
213773731 | Central HP <5.4 tons | DAY & NIGHT | HRCU-A-CB (Split System: Heat Pump with Remote Outdoor Unit-Air-Source) | CVH825GKA3* |  |  | EA*4X48L21A*+WALLCON | *80CTL1102120B* | 24000 | 17 | 8.1 | 21000 | 16500 | 78.57% | 2.02 | 0 | 11 |  |  |  | No | R-410A | 2 | Residential & Commercial | Ducted CEE Tier 1
214398142 | Central HP <5.4 tons | COLEMAN | HRCU-A-CB (Split System: Heat Pump with Remote Outdoor Unit-Air-Source) | HH836E2S11 |  |  | CTM36C5CDS1 | TM9Y080C16MP11 | 33200 | 18 | 9 | 31200 | 25200 | 80.77% | 2 | 0 | 11 |  |  |  | No | R-454B | 2.7667 | Residential & Commercial | Ducted CEE Tier 1
211388569 | Central HP <5.4 tons | LUXAIRE | HRCU-A-CB (Split System: Heat Pump with Remote Outdoor Unit-Air-Source) | HMH72B341 |  |  | XAHC36DXXN1+TXV | TM9E100C16MP12 | 33600 | 17.5 | 8.1 | 33000 | 23200 | 70.3% | 2.04 | 0 | 10 |  |  |  | No | R-410A | 2.8 | Residential & Commercial | Ducted CEE Tier 1
213772981 | Central HP <5.4 tons | DAY & NIGHT | HRCU-A-CB (Split System: Heat Pump with Remote Outdoor Unit-Air-Source) | CVH825GKA3* |  |  | EA*4X36L17A*+WALLCON | *95CSU0601716B* | 23400 | 16.5 | 8.1 | 21600 | 16700 | 77.31% | 1.92 | 0 | 10.5 |  |  |  | No | R-410A | 1.95 | Residential & Commercial | Ducted CEE Tier 1
213773131 | Central HP <5.4 tons | DAY & NIGHT | HRCU-A-CB (Split System: Heat Pump with Remote Outdoor Unit-Air-Source) | CVH825GKA3* |  |  | EA*4X36L21A*+WALLCON | *96CTN0601714B* | 23400 | 16.5 | 8.1 | 21600 | 16700 | 77.31% | 1.92 | 0 | 10.5 |  |  |  | No | R-410A | 1.95 | Residential & Commercial | Ducted CEE Tier 1
213772631 | Central HP <5.4 tons | DAY & NIGHT | HRCU-A-CB (Split System: Heat Pump with Remote Outdoor Unit-Air-Source) | CVH825GKA3* |  |  | EA*4X24L17A*+WALLCON | *80CTL0701412B* | 23400 | 16.5 | 8.1 | 22000 | 16800 | 76.36% | 1.88 | 0 | 10.5 |  |  |  | No | R-410A | 1.95 | Residential & Commercial | Ducted CEE Tier 1
213071992 | Central HP <5.4 tons | ACIQ | HRCU-A-CB (Split System: Heat Pump with Remote Outdoor Unit-Air-Source) | DLCURAH24ABK |  |  | FXM4X30**AL |  | 24200 | 16.5 | 8.5 | 26000 | 22600 | 86.92% | 1.86 | 0 | 10 |  |  |  | No | R-410A | 2.0167 | Residential & Commercial | Ducted CEE Tier 1
213072009 | Central HP <5.4 tons | ACIQ | HRCU-A-CB (Split System: Heat Pump with Remote Outdoor Unit-Air-Source) | DLCURAH24ABK |  |  | FMA4P30**AL* |  | 25200 | 15.2 | 9 | 27800 | 21600 | 77.7% | 1.78 | 0 | 10 |  |  |  | No | R-410A | 2.1 | Residential & Commercial | Ducted CEE Tier 1
210470598 | Central HP <5.4 tons | AIRQUEST | HRCU-A-CB (Split System: Heat Pump with Remote Outdoor Unit-Air-Source) | HVH837GKA2* |  |  | EA*4X61L24A*+WALLCON | *97CMN1002122A* | 33200 | 18 | 8.5 | 32000 | 24800 | 77.5% | 2 | 0 | 12 |  |  |  | No | R-410A | 2.7667 | Residential & Commercial | Ducted CEE Tier 1
210470345 | Central HP <5.4 tons | AIRQUEST | HRCU-A-CB (Split System: Heat Pump with Remote Outdoor Unit-Air-Source) | HVH837GKA2* |  |  | EA*4X60L24A*+WALLCON | *96CTN1002122A* | 32800 | 17.5 | 8.5 | 31800 | 24800 | 77.99% | 2 | 0 | 11.7 |  |  |  | No | R-410A | 2.7333 | Residential & Commercial | Ducted CEE Tier 1
215935783 | Central HP <5.4 tons | TEMPSTAR | HRCU-A-CB (Split System: Heat Pump with Remote Outdoor Unit-Air-Source) | T5H3V36*K*AAA* |  |  | EVD5X36M21A*+WALLCON | *96CTN1002122B* | 34400 | 21 | 8.5 | 38500 | 28000 | 72.73% | 2.06 | 0 | 12 |  |  |  | No | R-454B | 2.8667 | Residential & Commercial | Ducted CEE Tier 1
215935983 | Central HP <5.4 tons | TEMPSTAR | HRCU-A-CB (Split System: Heat Pump with Remote Outdoor Unit-Air-Source) | T5H3V36*K*AAA* |  |  | EVD5X42M21A*+WALLCON | *80CTL0451712B* | 34000 | 20 | 8.5 | 39500 | 29000 | 73.42% | 2.02 | 0 | 11 |  |  |  | No | R-454B | 2.8333 | Residential & Commercial | Ducted CEE Tier 1
215936403 | Central HP <5.4 tons | TEMPSTAR | HRCU-A-CB (Split System: Heat Pump with Remote Outdoor Unit-Air-Source) | T5H3V36*K*AAA* |  |  | EVD5X48M24A*+WALLCON | *97CMN1202422B* | 35000 | 21.5 | 8.5 | 38500 | 28400 | 73.77% | 2.04 | 0 | 12 |  |  |  | No | R-454B | 2.9167 | Residential & Commercial | Ducted CEE Tier 1
212979990 | Central HP <5.4 tons | BRYANT HEATING AND COOLING SYSTEMS | HRCU-A-CB (Split System: Heat Pump with Remote Outdoor Unit-Air-Source) | 38MURAQ18AB3* |  |  | CNPV*2417AL* | 8(0,1)*SB42090M17*** | 17400 | 16 | 8.5 | 18500 | 19200 | 103.8% | 2.3 | 0 | 10.5 |  |  |  | No | R-410A | 1.45 | Residential & Commercial | Ducted CEE Tier 1
212981845 | Central HP <5.4 tons | BRYANT HEATING AND COOLING SYSTEMS | HRCU-A-CB (Split System: Heat Pump with Remote Outdoor Unit-Air-Source) | 38MURAQ18AB3* |  |  | CAP**2517AL* | 83*SB60100M21*** | 17800 | 16 | 8.1 | 17800 | 17800 | 100% | 2.14 | 0 | 10.5 |  |  |  | No | R-410A | 1.4833 | Residential & Commercial | Ducted CEE Tier 1
213078242 | Central HP <5.4 tons | HEIL | HRCU-A-CB (Split System: Heat Pump with Remote Outdoor Unit-Air-Source) | DLCURAH36ABK |  |  | EN(A,D,W)4X48L21** | *80MS(N,L)0702116A* | 35800 | 16.5 | 8.1 | 38500 | 34800 | 90.39% | 1.98 | 0 | 10 |  |  |  | No | R-410A | 2.9833 | Residential & Commercial | Ducted CEE Tier 1
212383441 | Central HP <5.4 tons | HEIL | HRCU-A-CB (Split System: Heat Pump with Remote Outdoor Unit-Air-Source) | DLCURAH36ABK |  |  | EA*4X37L21A* | *92ESN1002120A* | 37200 | 16 | 8.5 | 39000 | 34800 | 89.23% | 2.12 | 0 | 10 |  |  |  | No | R-410A | 3.1 | Residential & Commercial | Ducted CEE Tier 1
212384307 | Central HP <5.4 tons | HEIL | HRCU-A-CB (Split System: Heat Pump with Remote Outdoor Unit-Air-Source) | DLCURAH36ABK |  |  | END4X42L17** | *92ESN0601412A* | 36000 | 15.2 | 8.1 | 39500 | 35000 | 88.61% | 1.96 | 0 | 10 |  |  |  | No | R-410A | 3 | Residential & Commercial | Ducted CEE Tier 1
212969962 | Central HP <5.4 tons | HEIL | HRCU-A-CB (Split System: Heat Pump with Remote Outdoor Unit-Air-Source) | DLCURAH36ABK |  |  | END4X42L17** | *80VSL0451412B* | 35400 | 16 | 8.1 | 38500 | 35000 | 90.91% | 1.94 | 0 | 10 |  |  |  | No | R-410A | 2.95 | Residential & Commercial | Ducted CEE Tier 1
216508727 | Central HP <5.4 tons | COLEMAN | HRCU-A-CB (Split System: Heat Pump with Remote Outdoor Unit-Air-Source) | HH836E2S11 |  |  | CTF30A5ADS1 | TMLV060A12MP12 | 32800 | 17 | 8.5 | 30600 | 25200 | 82.35% | 2 | 0 | 11 |  |  |  | No | R-454B | 2.7333 | Residential & Commercial | Ducted CEE Tier 1
214398176 | Central HP <5.4 tons | COLEMAN | HRCU-A-CB (Split System: Heat Pump with Remote Outdoor Unit-Air-Source) | HH836E2S11 |  |  | CTM36C5CDS1 | TMLE100C16MP11 | 33800 | 18 | 8.5 | 31600 | 25800 | 81.65% | 2 | 0 | 11 |  |  |  | No | R-454B | 2.8167 | Residential & Commercial | Ducted CEE Tier 1
214398076 | Central HP <5.4 tons | COLEMAN | HRCU-A-CB (Split System: Heat Pump with Remote Outdoor Unit-Air-Source) | HH836E2S11 |  |  | CTM48C5CFS1 | TM9V100C16MP12 | 33200 | 19 | 9 | 31200 | 25200 | 80.77% | 2 | 0 | 11 |  |  |  | No | R-454B | 2.7667 | Residential & Commercial | Ducted CEE Tier 1
214398226 | Central HP <5.4 tons | COLEMAN | HRCU-A-CB (Split System: Heat Pump with Remote Outdoor Unit-Air-Source) | HH836E2S11 |  |  | CTF48C5CFS1 | TL8E080C16UH11 | 33200 | 18 | 9 | 31400 | 25400 | 80.89% | 2 | 0 | 11 |  |  |  | No | R-454B | 2.7667 | Residential & Commercial | Ducted CEE Tier 1
214397694 | Central HP <5.4 tons | COLEMAN | HRCU-A-CB (Split System: Heat Pump with Remote Outdoor Unit-Air-Source) | HH836E2S11 |  |  | CTF36C5CDS1 | TM8E100C16MP11 | 34000 | 18 | 8.5 | 31600 | 25800 | 81.65% | 2 | 0 | 11 |  |  |  | No | R-454B | 2.8333 | Residential & Commercial | Ducted CEE Tier 1
215935776 | Central HP <5.4 tons | HEIL | HRCU-A-CB (Split System: Heat Pump with Remote Outdoor Unit-Air-Source) | H5H3V36*K*AAA* |  |  | EVD5X36M21A*+WALLCON | *96CTN1002122B* | 34400 | 21 | 8.5 | 38500 | 28000 | 72.73% | 2.06 | 0 | 12 |  |  |  | No | R-454B | 2.8667 | Residential & Commercial | Ducted CEE Tier 1
215935806 | Central HP <5.4 tons | HEIL | HRCU-A-CB (Split System: Heat Pump with Remote Outdoor Unit-Air-Source) | H5H3V36*K*AAA* |  |  | EVD5X38M17A*+WALLCON | *80CSU0401712A* | 35400 | 22 | 8.5 | 38500 | 28800 | 74.81% | 2.04 | 0 | 12 |  |  |  | No | R-454B | 2.95 | Residential & Commercial | Ducted CEE Tier 1
215936176 | Central HP <5.4 tons | HEIL | HRCU-A-CB (Split System: Heat Pump with Remote Outdoor Unit-Air-Source) | H5H3V36*K*AAA* |  |  | EVD5X42M24A*+WALLCON | *80CTL1102120B* | 35600 | 22 | 8.5 | 38500 | 28400 | 73.77% | 2.04 | 0 | 12.5 |  |  |  | No | R-454B | 2.9667 | Residential & Commercial | Ducted CEE Tier 1
215936276 | Central HP <5.4 tons | HEIL | HRCU-A-CB (Split System: Heat Pump with Remote Outdoor Unit-Air-Source) | H5H3V36*K*AAA* |  |  | EVD5X48M21A*+WALLCON | *97CMN0601714B* | 34400 | 20.5 | 8.5 | 38000 | 27600 | 72.63% | 2.08 | 0 | 11 |  |  |  | No | R-454B | 2.8667 | Residential & Commercial | Ducted CEE Tier 1
215936376 | Central HP <5.4 tons | HEIL | HRCU-A-CB (Split System: Heat Pump with Remote Outdoor Unit-Air-Source) | H5H3V36*K*AAA* |  |  | EVD5X48M24A*+WALLCON | *97CMN0802120B* | 35000 | 21 | 8.5 | 38500 | 28400 | 73.77% | 2.04 | 0 | 12 |  |  |  | No | R-454B | 2.9167 | Residential & Commercial | Ducted CEE Tier 1
215936453 | Central HP <5.4 tons | TEMPSTAR | HRCU-A-CB (Split System: Heat Pump with Remote Outdoor Unit-Air-Source) | T5H3V36*K*AAA* |  |  | EVD5X49M24A*+WALLCON | *80CTL0902120B* | 35600 | 22 | 8.5 | 38000 | 28400 | 74.74% | 2.04 | 0 | 12.5 |  |  |  | No | R-454B | 2.9667 | Residential & Commercial | Ducted CEE Tier 1
210473886 | Central HP <5.4 tons | AIRQUEST | HRCU-A-CB (Split System: Heat Pump with Remote Outdoor Unit-Air-Source) | HVH825GKA3* |  |  | EN(A,D,W)4X48L21**+WALLCON | *95CSU0601716A* | 24000 | 16.5 | 8.1 | 21400 | 16700 | 78.04% | 2 | 0 | 11 |  |  |  | No | R-410A | 2 | Residential & Commercial | Ducted CEE Tier 1
210473109 | Central HP <5.4 tons | AIRQUEST | HRCU-A-CB (Split System: Heat Pump with Remote Outdoor Unit-Air-Source) | HVH825GKA3* |  |  | EA*4X43L21A*+WALLCON | *95CSU1002122A* | 24400 | 17 | 8.5 | 21200 | 16600 | 78.3% | 2.04 | 0 | 11 |  |  |  | No | R-410A | 2.0333 | Residential & Commercial | Ducted CEE Tier 1
212987006 | Central HP <5.4 tons | TEMPSTAR | HRCU-A-CB (Split System: Heat Pump with Remote Outdoor Unit-Air-Source) | DLCURAH18ABK |  |  | EA*4X24L17A* | *96MSN0601412A* | 17300 | 16 | 8.5 | 18200 | 17700 | 97.25% | 2.14 | 0 | 10.5 |  |  |  | No | R-410A | 1.4417 | Residential & Commercial | Ducted CEE Tier 1
211246013 | Central HP <5.4 tons | CARRIER | HRCU-A-CB (Split System: Heat Pump with Remote Outdoor Unit-Air-Source) | 38MURAQ24AB3* |  |  | CNPV*2414AL* | GG96VTAA30040A | 23400 | 15.5 | 8.5 | 26600 | 24000 | 90.23% | 1.96 | 0 | 10 |  |  |  | No | R-410A | 1.95 | Residential & Commercial | Ducted CEE Tier 1
212984707 | Central HP <5.4 tons | TEMPSTAR | HRCU-A-CB (Split System: Heat Pump with Remote Outdoor Unit-Air-Source) | DLCURAH18ABK |  |  | EA*4X19L17A* | *92MSN0801716A* | 18300 | 16.5 | 8.5 | 18200 | 17700 | 97.25% | 2.14 | 0 | 11 |  |  |  | No | R-410A | 1.525 | Residential & Commercial | Ducted CEE Tier 1
213078730 | Central HP <5.4 tons | HEIL | HRCU-A-CB (Split System: Heat Pump with Remote Outdoor Unit-Air-Source) | DLCURAH36ABK |  |  | EN(A,D)4X48L24** | *80MS(N,L)1102120A* | 36400 | 16.5 | 8.1 | 38500 | 35000 | 90.91% | 2.02 | 0 | 10.5 |  |  |  | No | R-410A | 3.0333 | Residential & Commercial | Ducted CEE Tier 1
213078944 | Central HP <5.4 tons | HEIL | HRCU-A-CB (Split System: Heat Pump with Remote Outdoor Unit-Air-Source) | DLCURAH36ABK |  |  | EN(A,D,W)4X48L21** | *80MSU1002120A* | 35800 | 16.5 | 8.5 | 38500 | 34800 | 90.39% | 2 | 0 | 10 |  |  |  | No | R-410A | 2.9833 | Residential & Commercial | Ducted CEE Tier 1
213076671 | Central HP <5.4 tons | TEMPSTAR | HRCU-A-CB (Split System: Heat Pump with Remote Outdoor Unit-Air-Source) | DLCURAH36ABK |  |  | EA*4X42L24A* | *80VTL0902120B* | 35200 | 16 | 8.1 | 38500 | 35000 | 90.91% | 2.08 | 0 | 10 |  |  |  | No | R-410A | 2.9333 | Residential & Commercial | Ducted CEE Tier 1
213071346 | Central HP <5.4 tons | ACIQ | HRCU-A-CB (Split System: Heat Pump with Remote Outdoor Unit-Air-Source) | DLCURAH24ABK |  |  | EN(A,D)4X30L17** | *80VTL0451412A* | 24200 | 16.5 | 8.1 | 26200 | 22800 | 87.02% | 1.88 | 0 | 10.5 |  |  |  | No | R-410A | 2.0167 | Residential & Commercial | Ducted CEE Tier 1
213071414 | Central HP <5.4 tons | ACIQ | HRCU-A-CB (Split System: Heat Pump with Remote Outdoor Unit-Air-Source) | DLCURAH24ABK |  |  | EN(A,D)4X30L17** | *80ES(N,L)0451712A* | 24000 | 16.5 | 8.1 | 26200 | 23000 | 87.79% | 1.9 | 0 | 10.5 |  |  |  | No | R-410A | 2 | Residential & Commercial | Ducted CEE Tier 1
212982253 | Central HP <5.4 tons | BRYANT HEATING AND COOLING SYSTEMS | HRCU-A-CB (Split System: Heat Pump with Remote Outdoor Unit-Air-Source) | 38MURAQ24AB3* |  |  | CAP**2517AL* | 83*SB36040M17*** | 24400 | 17 | 8.5 | 25200 | 21600 | 85.71% | 1.82 | 0 | 10 |  |  |  | No | R-410A | 2.0333 | Residential & Commercial | Ducted CEE Tier 1
214279917 | Central HP <5.4 tons | BRYANT HEATING AND COOLING SYSTEMS | HRCU-A-CB (Split System: Heat Pump with Remote Outdoor Unit-Air-Source) | 38MURAQ24AB3* |  |  | CAP**3621AL* | 916SA48060M17*** | 23600 | 17 | 9 | 25800 | 23600 | 91.47% | 1.96 | 0 | 10 |  |  |  | No | R-410A | 1.9667 | Residential & Commercial | Ducted CEE Tier 1
213076857 | Central HP <5.4 tons | TEMPSTAR | HRCU-A-CB (Split System: Heat Pump with Remote Outdoor Unit-Air-Source) | DLCURAH36ABK |  |  | EN(A,D)4X48L24** | *80VTL1102122B* | 36400 | 16.5 | 8.1 | 38500 | 35000 | 90.91% | 2.02 | 0 | 10.5 |  |  |  | No | R-410A | 3.0333 | Residential & Commercial | Ducted CEE Tier 1
213077221 | Central HP <5.4 tons | HEIL | HRCU-A-CB (Split System: Heat Pump with Remote Outdoor Unit-Air-Source) | DLCURAH36ABK |  |  | EN(A,D,W)4X48L21** | *96VSN1002120B* | 36000 | 16.5 | 8.1 | 38500 | 35000 | 90.91% | 2 | 0 | 10 |  |  |  | No | R-410A | 3 | Residential & Commercial | Ducted CEE Tier 1
213077569 | Central HP <5.4 tons | HEIL | HRCU-A-CB (Split System: Heat Pump with Remote Outdoor Unit-Air-Source) | DLCURAH36ABK |  |  | EN(A,D,W)4X48L21** | *96VTN0802120B* | 35600 | 16.5 | 8.1 | 38500 | 34800 | 90.39% | 1.98 | 0 | 10 |  |  |  | No | R-410A | 2.9667 | Residential & Commercial | Ducted CEE Tier 1
213077580 | Central HP <5.4 tons | HEIL | HRCU-A-CB (Split System: Heat Pump with Remote Outdoor Unit-Air-Source) | DLCURAH36ABK |  |  | EN(A,D)4X48L24** | *96VTN0802120B* | 35600 | 16.5 | 8.1 | 38500 | 34800 | 90.39% | 1.98 | 0 | 10 |  |  |  | No | R-410A | 2.9667 | Residential & Commercial | Ducted CEE Tier 1
213077787 | Central HP <5.4 tons | HEIL | HRCU-A-CB (Split System: Heat Pump with Remote Outdoor Unit-Air-Source) | DLCURAH36ABK |  |  | EN(A,D)4X48L24** | *96VTN1002122B* | 36000 | 17 | 8.1 | 38500 | 34800 | 90.39% | 2 | 0 | 10.5 |  |  |  | No | R-410A | 3 | Residential & Commercial | Ducted CEE Tier 1
214595074 | Central HP <5.4 tons | COLEMAN | HRCU-A-CB (Split System: Heat Pump with Remote Outdoor Unit-Air-Source) | HH836E2S11 |  |  | CTF48C5CFS1 | Z8ES080C20SMPS1 | 34200 | 19 | 9 | 32000 | 25400 | 79.38% | 2 | 0 | 11 |  |  |  | No | R-454B | 2.85 | Residential & Commercial | Ducted CEE Tier 1
214606505 | Central HP <5.4 tons | COLEMAN | HRCU-A-C (Split System: Heat Pump with Remote Outdoor Unit with No Indoor Fan --Air Source) | HH836E2S11 |  |  | CTF48C5CFS1 |  | 31600 | 15.2 | 8.5 | 30800 | 22200 | 72.08% | 2 | 0 | 10 |  |  |  | No | R-454B | 2.6333 | Residential & Commercial | Ducted CEE Tier 1
216508771 | Central HP <5.4 tons | LUXAIRE | HRCU-A-CB (Split System: Heat Pump with Remote Outdoor Unit-Air-Source) | HH836E2S11 |  |  | CTF30A5ADS1 | TMLV060A12MP12 | 32800 | 17 | 8.5 | 30600 | 25200 | 82.35% | 2 | 0 | 11 |  |  |  | No | R-454B | 2.7333 | Residential & Commercial | Ducted CEE Tier 1
215932284 | Central HP <5.4 tons | CARRIER | HRCU-A-CB (Split System: Heat Pump with Remote Outdoor Unit-Air-Source) | 27VNA336A*030* |  |  | CAA**4221AM*+UI | 59MN7C060C17**14 | 32400 | 19 | 9.5 | 34400 | 26400 | 76.74% | 2.04 | 0 | 10.5 |  |  |  | No | R-454B | 2.7 | Residential & Commercial | Ducted CEE Tier 1
213078600 | Central HP <5.4 tons | HEIL | HRCU-A-CB (Split System: Heat Pump with Remote Outdoor Unit-Air-Source) | DLCURAH36ABK |  |  | EN(A,D)4X48L24** | *80MS(N,L)0902420A* | 36000 | 16.5 | 8.1 | 38500 | 34800 | 90.39% | 2.02 | 0 | 10.5 |  |  |  | No | R-410A | 3 | Residential & Commercial | Ducted CEE Tier 1
213079100 | Central HP <5.4 tons | HEIL | HRCU-A-CB (Split System: Heat Pump with Remote Outdoor Unit-Air-Source) | DLCURAH36ABK |  |  | EA*4X37L21A* | *80MSU0601716A* | 36400 | 16.5 | 8.5 | 38000 | 34800 | 91.58% | 2.08 | 0 | 10 |  |  |  | No | R-410A | 3.0333 | Residential & Commercial | Ducted CEE Tier 1
213079184 | Central HP <5.4 tons | HEIL | HRCU-A-CB (Split System: Heat Pump with Remote Outdoor Unit-Air-Source) | DLCURAH36ABK |  |  | EN(A,D,W)4X48L21** | *80MSU0601716A* | 35800 | 16.5 | 8.1 | 38500 | 34800 | 90.39% | 2 | 0 | 10 |  |  |  | No | R-410A | 2.9833 | Residential & Commercial | Ducted CEE Tier 1
213079316 | Central HP <5.4 tons | HEIL | HRCU-A-CB (Split System: Heat Pump with Remote Outdoor Unit-Air-Source) | DLCURAH36ABK |  |  | EN(A,D,W)4X48L21** | *80MSU0802120A* | 35800 | 17 | 8.1 | 38000 | 34800 | 91.58% | 2.04 | 0 | 10.5 |  |  |  | No | R-410A | 2.9833 | Residential & Commercial | Ducted CEE Tier 1
214398642 | Central HP <5.4 tons | COLEMAN | HRCU-A-CB (Split System: Heat Pump with Remote Outdoor Unit-Air-Source) | HH860E2S11 |  |  | CTF60C5CGS1 | TM8V080C16MP12 | 43500 | 18 | 9 | 44000 | 33400 | 75.91% | 2 | 0 | 11.7 |  |  |  | No | R-454B | 3.625 | Residential & Commercial | Ducted CEE Tier 1
216374615 | Central HP <5.4 tons | COLEMAN | HRCU-A-CB (Split System: Heat Pump with Remote Outdoor Unit-Air-Source) | HH860E2S11 |  |  | CTF60C5CHS1 | Z9ET100C20SMPS1 | 53500 | 19 | 8.5 | 54000 | 39000 | 72.22% | 2 | 0 | 11 |  |  |  | No | R-454B | 4.4583 | Residential & Commercial | Ducted CEE Tier 1
214398290 | Central HP <5.4 tons | COLEMAN | HRCU-A-CB (Split System: Heat Pump with Remote Outdoor Unit-Air-Source) | HH860E2S11 |  |  | CTF60C5CGS1+JME16C2SN1 |  | 45000 | 19 | 9 | 45000 | 33000 | 73.33% | 2 | 0 | 12 |  |  |  | No | R-454B | 3.75 | Residential & Commercial | Ducted CEE Tier 1
214807844 | Central HP <5.4 tons | CHAMPION HEATING AND COOLING | HRCU-A-CB (Split System: Heat Pump with Remote Outdoor Unit-Air-Source) | HH860E2S11 |  |  | CTU60D5XHS1+JMC20D2SN1+TXV |  | 53000 | 19 | 8.5 | 53000 | 38000 | 71.7% | 2 | 0 | 12 |  |  |  | No | R-454B | 4.4167 | Residential & Commercial | Ducted CEE Tier 1
212987016 | Central HP <5.4 tons | TEMPSTAR | HRCU-A-CB (Split System: Heat Pump with Remote Outdoor Unit-Air-Source) | DLCURAH18ABK |  |  | EA*4X25L17A* | *96MSN0601412A* | 17800 | 16.5 | 8.1 | 17700 | 18700 | 105.6% | 2.26 | 0 | 10.5 |  |  |  | No | R-410A | 1.4833 | Residential & Commercial | Ducted CEE Tier 1
212969602 | Central HP <5.4 tons | HEIL | HRCU-A-CB (Split System: Heat Pump with Remote Outdoor Unit-Air-Source) | DLCURAH18ABK |  |  | EN(A,D)4X30L17** | *80VSL0451412B* | 17400 | 16.5 | 8.1 | 17900 | 18600 | 103.9% | 2.24 | 0 | 11 |  |  |  | No | R-410A | 1.45 | Residential & Commercial | Ducted CEE Tier 1
212989331 | Central HP <5.4 tons | TEMPSTAR | HRCU-A-CB (Split System: Heat Pump with Remote Outdoor Unit-Air-Source) | DLCURAH18ABK |  |  | EN(A,D)4X30L17** | *95MSU0601716A* | 17600 | 16.5 | 8.1 | 18100 | 18700 | 103.3% | 2.24 | 0 | 11 |  |  |  | No | R-410A | 1.4667 | Residential & Commercial | Ducted CEE Tier 1
213072255 | Central HP <5.4 tons | ACIQ | HRCU-A-CB (Split System: Heat Pump with Remote Outdoor Unit-Air-Source) | DLCURAH18ABK |  |  | EA*4X30L17A* | *80ES(N,L)0451712A* | 18000 | 16 | 8.5 | 18500 | 18500 | 100% | 2.22 | 0 | 10.5 |  |  |  | No | R-410A | 1.5 | Residential & Commercial | Ducted CEE Tier 1
213072282 | Central HP <5.4 tons | ACIQ | HRCU-A-CB (Split System: Heat Pump with Remote Outdoor Unit-Air-Source) | DLCURAH18ABK |  |  | EN(A,D)4X24L14** | *95ESN0401410A* | 17800 | 15.5 | 8.5 | 18700 | 18800 | 100.5% | 2.26 | 0 | 10.5 |  |  |  | No | R-410A | 1.4833 | Residential & Commercial | Ducted CEE Tier 1
213072314 | Central HP <5.4 tons | ACIQ | HRCU-A-CB (Split System: Heat Pump with Remote Outdoor Unit-Air-Source) | DLCURAH18ABK |  |  | EN(A,D)4X24L17** | *80ES(N,L)0451712A* | 18400 | 15.5 | 8.5 | 19400 | 18500 | 95.36% | 2.24 | 0 | 11 |  |  |  | No | R-410A | 1.5333 | Residential & Commercial | Ducted CEE Tier 1
212986353 | Central HP <5.4 tons | TEMPSTAR | HRCU-A-CB (Split System: Heat Pump with Remote Outdoor Unit-Air-Source) | DLCURAH18ABK |  |  | EN(A,D)4X24L14** | *96MSN0401410A* | 17400 | 15.5 | 8.5 | 18500 | 19200 | 103.8% | 2.3 | 0 | 10.5 |  |  |  | No | R-410A | 1.45 | Residential & Commercial | Ducted CEE Tier 1
212981833 | Central HP <5.4 tons | BRYANT HEATING AND COOLING SYSTEMS | HRCU-A-CB (Split System: Heat Pump with Remote Outdoor Unit-Air-Source) | 38MURAQ18AB3* |  |  | CAP**2417AL* | 83*SB60100M21*** | 17200 | 15.5 | 8.5 | 18300 | 19400 | 106% | 2.32 | 0 | 10 |  |  |  | No | R-410A | 1.4333 | Residential & Commercial | Ducted CEE Tier 1
210599180 | Central HP <5.4 tons | AIRQUEST | HRCU-A-CB (Split System: Heat Pump with Remote Outdoor Unit-Air-Source) | HVH837GKA** |  |  | EA*4X60L24A*+WALLCON | *80CTL1352422A* | 32800 | 18 | 8.5 | 31800 | 24800 | 77.99% | 2 | 0 | 12 |  |  |  | No | R-410A | 2.7333 | Residential & Commercial | Ducted CEE Tier 1
212980597 | Central HP <5.4 tons | BRYANT HEATING AND COOLING SYSTEMS | HRCU-A-CB (Split System: Heat Pump with Remote Outdoor Unit-Air-Source) | 38MURAQ24AB3* |  |  | CNPV*3621AL* | 8(0,1)*SB60090M21*** | 23600 | 17 | 8.5 | 26200 | 24400 | 93.13% | 2.04 | 0 | 10.5 |  |  |  | No | R-410A | 1.9667 | Residential & Commercial | Ducted CEE Tier 1
212986269 | Central HP <5.4 tons | TEMPSTAR | HRCU-A-CB (Split System: Heat Pump with Remote Outdoor Unit-Air-Source) | DLCURAH24ABK |  |  | EN(A,D,W)4X36L17** | *96MSN0401410A* | 23400 | 16 | 8.1 | 26400 | 24400 | 92.42% | 2.02 | 0 | 10 |  |  |  | No | R-410A | 1.95 | Residential & Commercial | Ducted CEE Tier 1
212986546 | Central HP <5.4 tons | TEMPSTAR | HRCU-A-CB (Split System: Heat Pump with Remote Outdoor Unit-Air-Source) | DLCURAH24ABK |  |  | EA*4X25L17A* | *96MSN0401712A* | 24200 | 15.5 | 8.1 | 25400 | 25000 | 98.43% | 2.08 | 0 | 10 |  |  |  | No | R-410A | 2.0167 | Residential & Commercial | Ducted CEE Tier 1
212984047 | Central HP <5.4 tons | TEMPSTAR | HRCU-A-CB (Split System: Heat Pump with Remote Outdoor Unit-Air-Source) | DLCURAH24ABK |  |  | EA*4X25L17A* | *92MSN0601714A* | 24200 | 17 | 8.5 | 25200 | 21800 | 86.51% | 1.82 | 0 | 10 |  |  |  | No | R-410A | 2.0167 | Residential & Commercial | Ducted CEE Tier 1
212984083 | Central HP <5.4 tons | TEMPSTAR | HRCU-A-CB (Split System: Heat Pump with Remote Outdoor Unit-Air-Source) | DLCURAH24ABK |  |  | EA*4X36L21A* | *92MSN0601714A* | 23800 | 17.5 | 8.5 | 26200 | 23600 | 90.08% | 1.96 | 0 | 10 |  |  |  | No | R-410A | 1.9833 | Residential & Commercial | Ducted CEE Tier 1
212984623 | Central HP <5.4 tons | TEMPSTAR | HRCU-A-CB (Split System: Heat Pump with Remote Outdoor Unit-Air-Source) | DLCURAH24ABK |  |  | EA*4X36L21A* | *92MSN0801716A* | 23800 | 17.5 | 8.5 | 26200 | 23800 | 90.84% | 2 | 0 | 10 |  |  |  | No | R-410A | 1.9833 | Residential & Commercial | Ducted CEE Tier 1
215936576 | Central HP <5.4 tons | HEIL | HRCU-A-CB (Split System: Heat Pump with Remote Outdoor Unit-Air-Source) | H5H3V36*K*AAA* |  |  | EVD5X60M21A*+WALLCON | *80CSU1002120A* | 35600 | 21.5 | 8.5 | 38000 | 28600 | 75.26% | 2.02 | 0 | 12 |  |  |  | No | R-454B | 2.9667 | Residential & Commercial | Ducted CEE Tier 1
215936626 | Central HP <5.4 tons | HEIL | HRCU-A-CB (Split System: Heat Pump with Remote Outdoor Unit-Air-Source) | H5H3V36*K*AAA* |  |  | EVD5X60M21A*+WALLCON | *80CTL0902120B* | 35600 | 22 | 8.5 | 38000 | 28400 | 74.74% | 2.02 | 0 | 12.5 |  |  |  | No | R-454B | 2.9667 | Residential & Commercial | Ducted CEE Tier 1
215936676 | Central HP <5.4 tons | HEIL | HRCU-A-CB (Split System: Heat Pump with Remote Outdoor Unit-Air-Source) | H5H3V36*K*AAA* |  |  | EVD5X60M21A*+WALLCON | *97CMN0602120B* | 35400 | 21 | 8.5 | 38500 | 29000 | 75.32% | 2 | 0 | 12 |  |  |  | No | R-454B | 2.95 | Residential & Commercial | Ducted CEE Tier 1
215936776 | Central HP <5.4 tons | HEIL | HRCU-A-CB (Split System: Heat Pump with Remote Outdoor Unit-Air-Source) | H5H3V36*K*AAA* |  |  | EVD5X60M24A*+WALLCON | *80CTL1352422B* | 35600 | 22 | 8.5 | 38000 | 28400 | 74.74% | 2.04 | 0 | 12.5 |  |  |  | No | R-454B | 2.9667 | Residential & Commercial | Ducted CEE Tier 1
213770971 | Central HP <5.4 tons | DAY & NIGHT | HRCU-A-CB (Split System: Heat Pump with Remote Outdoor Unit-Air-Source) | CVH825GKA2* |  |  | EA*4X36L21A*+WALLCON | *97CMN0601714B* | 23400 | 16 | 8.1 | 21600 | 16700 | 77.31% | 1.92 | 0 | 10.5 |  |  |  | No | R-410A | 1.95 | Residential & Commercial | Ducted CEE Tier 1
212986714 | Central HP <5.4 tons | TEMPSTAR | HRCU-A-CB (Split System: Heat Pump with Remote Outdoor Unit-Air-Source) | DLCURAH18ABK |  |  | EN(A,D)4X24L17** | *96MSN0401712A* | 17500 | 15.2 | 8.5 | 18700 | 18700 | 100% | 2.24 | 0 | 10.5 |  |  |  | No | R-410A | 1.4583 | Residential & Commercial | Ducted CEE Tier 1
212987046 | Central HP <5.4 tons | TEMPSTAR | HRCU-A-CB (Split System: Heat Pump with Remote Outdoor Unit-Air-Source) | DLCURAH18ABK |  |  | EN(A,D)4X18L14** | *96MSN0601412A* | 17400 | 16 | 8.5 | 18600 | 19200 | 103.2% | 2.32 | 0 | 10.5 |  |  |  | No | R-410A | 1.45 | Residential & Commercial | Ducted CEE Tier 1
212979894 | Central HP <5.4 tons | BRYANT HEATING AND COOLING SYSTEMS | HRCU-A-CB (Split System: Heat Pump with Remote Outdoor Unit-Air-Source) | 38MURAQ24AB3* |  |  | CNPV*2417AL* | 8(0,1)*SB42090M17*** | 23400 | 16.5 | 8.5 | 27000 | 24400 | 90.37% | 2.02 | 0 | 10 |  |  |  | No | R-410A | 1.95 | Residential & Commercial | Ducted CEE Tier 1
213077131 | Central HP <5.4 tons | HEIL | HRCU-A-CB (Split System: Heat Pump with Remote Outdoor Unit-Air-Source) | DLCURAH36ABK |  |  | EN(A,D)4X48L24** | *96VSN0802120B* | 35600 | 16.5 | 8.1 | 38500 | 34800 | 90.39% | 1.98 | 0 | 10 |  |  |  | No | R-410A | 2.9667 | Residential & Commercial | Ducted CEE Tier 1
213077683 | Central HP <5.4 tons | HEIL | HRCU-A-CB (Split System: Heat Pump with Remote Outdoor Unit-Air-Source) | DLCURAH36ABK |  |  | EN(A,D,W)4X48L21** | *96VTN1002120B* | 36000 | 16.5 | 8.1 | 38500 | 35000 | 90.91% | 2 | 0 | 10 |  |  |  | No | R-410A | 3 | Residential & Commercial | Ducted CEE Tier 1
213077717 | Central HP <5.4 tons | HEIL | HRCU-A-CB (Split System: Heat Pump with Remote Outdoor Unit-Air-Source) | DLCURAH36ABK |  |  | EA*4X37L21A* | *96VTN1002122B* | 36600 | 16.5 | 8.5 | 38000 | 34800 | 91.58% | 2.08 | 0 | 10 |  |  |  | No | R-410A | 3.05 | Residential & Commercial | Ducted CEE Tier 1
213771221 | Central HP <5.4 tons | DAY & NIGHT | HRCU-A-CB (Split System: Heat Pump with Remote Outdoor Unit-Air-Source) | CVH825GKA2* |  |  | EA*4X37L21A*+WALLCON | *96CTN0601714B* | 24400 | 16.5 | 8.1 | 21200 | 16700 | 78.77% | 2.02 | 0 | 11 |  |  |  | No | R-410A | 2.0333 | Residential & Commercial | Ducted CEE Tier 1
213771321 | Central HP <5.4 tons | DAY & NIGHT | HRCU-A-CB (Split System: Heat Pump with Remote Outdoor Unit-Air-Source) | CVH825GKA2* |  |  | EA*4X42L21A*+WALLCON | *97CMN0801714B* | 23600 | 16.5 | 8.1 | 21400 | 16700 | 78.04% | 1.96 | 0 | 10.5 |  |  |  | No | R-410A | 1.9667 | Residential & Commercial | Ducted CEE Tier 1
213771421 | Central HP <5.4 tons | DAY & NIGHT | HRCU-A-CB (Split System: Heat Pump with Remote Outdoor Unit-Air-Source) | CVH825GKA2* |  |  | EA*4X42L24A*+WALLCON | *96CTN1002122B* | 23800 | 16.5 | 8.1 | 21400 | 16600 | 77.57% | 1.96 | 0 | 11 |  |  |  | No | R-410A | 1.9833 | Residential & Commercial | Ducted CEE Tier 1
213771161 | Central HP <5.4 tons | DAY & NIGHT | HRCU-A-CB (Split System: Heat Pump with Remote Outdoor Unit-Air-Source) | CVH825GKA2* |  |  | EA*4X37L21A*+WALLCON | *80CTL0902120B* | 24400 | 16.5 | 8.5 | 21200 | 16600 | 78.3% | 2.04 | 0 | 11 |  |  |  | No | R-410A | 2.0333 | Residential & Commercial | Ducted CEE Tier 1
213771391 | Central HP <5.4 tons | DAY & NIGHT | HRCU-A-CB (Split System: Heat Pump with Remote Outdoor Unit-Air-Source) | CVH825GKA2* |  |  | EA*4X42L24A*+WALLCON | *80CTL1352422B* | 23800 | 16.5 | 8.1 | 21400 | 16600 | 77.57% | 1.96 | 0 | 11 |  |  |  | No | R-410A | 1.9833 | Residential & Commercial | Ducted CEE Tier 1
213771661 | Central HP <5.4 tons | DAY & NIGHT | HRCU-A-CB (Split System: Heat Pump with Remote Outdoor Unit-Air-Source) | CVH825GKA2* |  |  | EA*4X48L21A*+WALLCON | *96CTN0801714B* | 24000 | 16.5 | 8.1 | 21000 | 16500 | 78.57% | 2.02 | 0 | 11 |  |  |  | No | R-410A | 2 | Residential & Commercial | Ducted CEE Tier 1
215936503 | Central HP <5.4 tons | TEMPSTAR | HRCU-A-CB (Split System: Heat Pump with Remote Outdoor Unit-Air-Source) | T5H3V36*K*AAA* |  |  | EVD5X49M24A*+WALLCON | *97CMN0602120B* | 35200 | 21 | 8.5 | 38500 | 28800 | 74.81% | 2.02 | 0 | 12 |  |  |  | No | R-454B | 2.9333 | Residential & Commercial | Ducted CEE Tier 1
215936533 | Central HP <5.4 tons | TEMPSTAR | HRCU-A-CB (Split System: Heat Pump with Remote Outdoor Unit-Air-Source) | T5H3V36*K*AAA* |  |  | EVD5X49M24A*+WALLCON | *97CMN1202422B* | 35400 | 22 | 8.5 | 38000 | 28400 | 74.74% | 2.04 | 0 | 12.5 |  |  |  | No | R-454B | 2.95 | Residential & Commercial | Ducted CEE Tier 1
213072260 | Central HP <5.4 tons | ACIQ | HRCU-A-CB (Split System: Heat Pump with Remote Outdoor Unit-Air-Source) | DLCURAH18ABK |  |  | EA*4X30L17A* | *92ESN0401712A* | 17900 | 15.5 | 8.5 | 18600 | 18500 | 99.46% | 2.22 | 0 | 10.5 |  |  |  | No | R-410A | 1.4917 | Residential & Commercial | Ducted CEE Tier 1
213072312 | Central HP <5.4 tons | ACIQ | HRCU-A-CB (Split System: Heat Pump with Remote Outdoor Unit-Air-Source) | DLCURAH18ABK |  |  | EN(A,D)4X24L17** | *96VTN0601714A* | 17600 | 15.5 | 8.5 | 18600 | 18900 | 101.6% | 2.26 | 0 | 10.5 |  |  |  | No | R-410A | 1.4667 | Residential & Commercial | Ducted CEE Tier 1
213072362 | Central HP <5.4 tons | ACIQ | HRCU-A-CB (Split System: Heat Pump with Remote Outdoor Unit-Air-Source) | DLCURAH18ABK |  |  | EN(A,D)4X30L17** | *80ES(N,L)0701712A* | 18200 | 16.5 | 8.5 | 18700 | 18300 | 97.86% | 2.22 | 0 | 11 |  |  |  | No | R-410A | 1.5167 | Residential & Commercial | Ducted CEE Tier 1
215935393 | Central HP <5.4 tons | TEMPSTAR | HRCU-A-CB (Split System: Heat Pump with Remote Outdoor Unit-Air-Source) | T5H3V36*K*AAA* |  |  | EVM5X60M24A*+WALLCON | *95CSU1002122B* | 35600 | 22 | 8.5 | 38000 | 28400 | 74.74% | 2.06 | 0 | 12.5 |  |  |  | No | R-454B | 2.9667 | Residential & Commercial | Ducted CEE Tier 1
215935413 | Central HP <5.4 tons | TEMPSTAR | HRCU-A-CB (Split System: Heat Pump with Remote Outdoor Unit-Air-Source) | T5H3V36*K*AAA* |  |  | EVM5X60M24A*+WALLCON | *97CMN0802120B* | 35400 | 21.5 | 8.5 | 38000 | 28400 | 74.74% | 2.04 | 0 | 12.5 |  |  |  | No | R-454B | 2.95 | Residential & Commercial | Ducted CEE Tier 1
215935593 | Central HP <5.4 tons | TEMPSTAR | HRCU-A-CB (Split System: Heat Pump with Remote Outdoor Unit-Air-Source) | T5H3V36*K*AAA* |  |  | EVD5X36M21A*+WALLCON | *80CSU0401712A* | 34400 | 21 | 8.5 | 38500 | 28400 | 73.77% | 2.04 | 0 | 11.7 |  |  |  | No | R-454B | 2.8667 | Residential & Commercial | Ducted CEE Tier 1
215935643 | Central HP <5.4 tons | TEMPSTAR | HRCU-A-CB (Split System: Heat Pump with Remote Outdoor Unit-Air-Source) | T5H3V36*K*AAA* |  |  | EVD5X36M21A*+WALLCON | *80CTL0702120B* | 34400 | 21 | 8.5 | 38500 | 28200 | 73.25% | 2.04 | 0 | 11.7 |  |  |  | No | R-454B | 2.8667 | Residential & Commercial | Ducted CEE Tier 1
215936113 | Central HP <5.4 tons | TEMPSTAR | HRCU-A-CB (Split System: Heat Pump with Remote Outdoor Unit-Air-Source) | T5H3V36*K*AAA* |  |  | EVD5X42M21A*+WALLCON | *97CMN1002122B* | 34400 | 21 | 8.5 | 38500 | 28000 | 72.73% | 2.06 | 0 | 12 |  |  |  | No | R-454B | 2.8667 | Residential & Commercial | Ducted CEE Tier 1
215935663 | Central HP <5.4 tons | TEMPSTAR | HRCU-A-CB (Split System: Heat Pump with Remote Outdoor Unit-Air-Source) | T5H3V36*K*AAA* |  |  | EVD5X36M21A*+WALLCON | *80CTL0902120B* | 34400 | 21 | 8.5 | 38500 | 28000 | 72.73% | 2.04 | 0 | 12 |  |  |  | No | R-454B | 2.8667 | Residential & Commercial | Ducted CEE Tier 1
215936163 | Central HP <5.4 tons | TEMPSTAR | HRCU-A-CB (Split System: Heat Pump with Remote Outdoor Unit-Air-Source) | T5H3V36*K*AAA* |  |  | EVD5X42M24A*+WALLCON | *80CTL0702120B* | 35400 | 21.5 | 8.5 | 38000 | 28600 | 75.26% | 2.04 | 0 | 12 |  |  |  | No | R-454B | 2.95 | Residential & Commercial | Ducted CEE Tier 1
214397602 | Central HP <5.4 tons | COLEMAN | HRCU-A-CB (Split System: Heat Pump with Remote Outdoor Unit-Air-Source) | HH860E2S11 |  |  | CTM60D5CHS1 | TM8E130D20MP11 | 54500 | 19 | 8.5 | 55000 | 40000 | 72.73% | 2 | 0 | 11.7 |  |  |  | No | R-454B | 4.5417 | Residential & Commercial | Ducted CEE Tier 1
214398017 | Central HP <5.4 tons | COLEMAN | HRCU-A-CB (Split System: Heat Pump with Remote Outdoor Unit-Air-Source) | HH860E2S11 |  |  | CTF60C5CHS1 | TMLE080C20MP11 | 53500 | 19 | 8.5 | 55000 | 39000 | 70.91% | 2 | 0 | 11 |  |  |  | No | R-454B | 4.4583 | Residential & Commercial | Ducted CEE Tier 1
214398271 | Central HP <5.4 tons | COLEMAN | HRCU-A-CB (Split System: Heat Pump with Remote Outdoor Unit-Air-Source) | HH860E2S11 |  |  | CTF60C5CGS1 | TPLC100C20MP13 | 44500 | 18 | 9 | 45000 | 33800 | 75.11% | 2 | 0 | 11 |  |  |  | No | R-454B | 3.7083 | Residential & Commercial | Ducted CEE Tier 1
212985802 | Central HP <5.4 tons | TEMPSTAR | HRCU-A-CB (Split System: Heat Pump with Remote Outdoor Unit-Air-Source) | DLCURAH24ABK |  |  | EA*4X30L17A* | *96MSN0261410A* | 23400 | 16.5 | 8.5 | 26200 | 24400 | 93.13% | 2.02 | 0 | 10 |  |  |  | No | R-410A | 1.95 | Residential & Commercial | Ducted CEE Tier 1
212986245 | Central HP <5.4 tons | TEMPSTAR | HRCU-A-CB (Split System: Heat Pump with Remote Outdoor Unit-Air-Source) | DLCURAH24ABK |  |  | EN(A,D)4X30L14** | *96MSN0401410A* | 23400 | 16 | 8.1 | 26400 | 24600 | 93.18% | 2.02 | 0 | 10 |  |  |  | No | R-410A | 1.95 | Residential & Commercial | Ducted CEE Tier 1
213063318 | Central HP <5.4 tons | ACIQ | HRCU-A-CB (Split System: Heat Pump with Remote Outdoor Unit-Air-Source) | HVH837GKA2* |  |  | EA*4X42L24A*+WALLCON | *97CMN1002122A* | 31800 | 17.5 | 8.1 | 33000 | 24400 | 73.94% | 1.9 | 12 | 11.5 |  |  |  | No | R-410A | 2.65 | Residential & Commercial | Ducted CEE Tier 1
213063369 | Central HP <5.4 tons | ACIQ | HRCU-A-CB (Split System: Heat Pump with Remote Outdoor Unit-Air-Source) | HVH837GKA2* |  |  | EHD4X48AAL+WALLCON | *97CMN0602120A* | 32400 | 16.5 | 8.1 | 33200 | 25200 | 75.9% | 1.94 | 11.5 | 11 |  |  |  | No | R-410A | 2.7 | Residential & Commercial | Ducted CEE Tier 1
213063404 | Central HP <5.4 tons | ACIQ | HRCU-A-CB (Split System: Heat Pump with Remote Outdoor Unit-Air-Source) | HVH837GKA2* |  |  | EA*4X43L21A*+WALLCON | *95CSU1002122A* | 33000 | 17.5 | 8.5 | 32800 | 25000 | 76.22% | 2 | 12 | 11.5 |  |  |  | No | R-410A | 2.75 | Residential & Commercial | Ducted CEE Tier 1
213071837 | Central HP <5.4 tons | ACIQ | HRCU-A-CB (Split System: Heat Pump with Remote Outdoor Unit-Air-Source) | DLCURAH24ABK |  |  | EN(A,D)4X36L21** | *96VTN0601714A* | 24000 | 16.5 | 8.1 | 26200 | 23200 | 88.55% | 1.92 | 0 | 10 |  |  |  | No | R-410A | 2 | Residential & Commercial | Ducted CEE Tier 1
215931704 | Central HP <5.4 tons | CARRIER | HRCU-A-CB (Split System: Heat Pump with Remote Outdoor Unit-Air-Source) | 27VNA360A*030* |  |  | CAA**6124AM*+UI | 58TN*B110C21**20 | 57000 | 19 | 8.5 | 60500 | 46500 | 76.86% | 2.02 | 0 | 11.5 |  |  |  | No | R-454B | 4.75 | Residential & Commercial | Ducted CEE Tier 1
212969592 | Central HP <5.4 tons | HEIL | HRCU-A-CB (Split System: Heat Pump with Remote Outdoor Unit-Air-Source) | DLCURAH18ABK |  |  | EN(A,D)4X30L14** | *80VSL0451412B* | 17400 | 16.5 | 8.1 | 17900 | 18600 | 103.9% | 2.24 | 0 | 11 |  |  |  | No | R-410A | 1.45 | Residential & Commercial | Ducted CEE Tier 1
213080896 | Central HP <5.4 tons | ACIQ | HRCU-A-CB (Split System: Heat Pump with Remote Outdoor Unit-Air-Source) | HVH837GKA** |  |  | EA*4X48L24A*+WALLCON | *96CTN1202422A* | 32400 | 17.5 | 8.5 | 32400 | 24800 | 76.54% | 2 | 12 | 11.7 |  |  |  | No | R-410A | 2.7 | Residential & Commercial | Ducted CEE Tier 1
213080898 | Central HP <5.4 tons | ACIQ | HRCU-A-CB (Split System: Heat Pump with Remote Outdoor Unit-Air-Source) | HVH837GKA** |  |  | EA*4X48L24A*+WALLCON | *97CMN1202422A* | 32200 | 17.5 | 8.5 | 32600 | 25000 | 76.69% | 1.98 | 12 | 11.7 |  |  |  | No | R-410A | 2.6833 | Residential & Commercial | Ducted CEE Tier 1
213081005 | Central HP <5.4 tons | ACIQ | HRCU-A-CB (Split System: Heat Pump with Remote Outdoor Unit-Air-Source) | HVH825GKA3* |  |  | EA*4X43L21A*+WALLCON | *80CTL0901716A* | 24600 | 17.5 | 8.5 | 21000 | 16500 | 78.57% | 2.04 | 0 | 11.7 |  |  |  | No | R-410A | 2.05 | Residential & Commercial | Ducted CEE Tier 1
210598238 | Central HP <5.4 tons | AIRQUEST | HRCU-A-CB (Split System: Heat Pump with Remote Outdoor Unit-Air-Source) | HVH825GKA2* |  |  | EHD4X48AAL+WALLCON | *80CSU0401712A* | 24200 | 16.5 | 8.1 | 21200 | 16600 | 78.3% | 2.02 | 0 | 11 |  |  |  | No | R-410A | 2.0167 | Residential & Commercial | Ducted CEE Tier 1
210598262 | Central HP <5.4 tons | AIRQUEST | HRCU-A-CB (Split System: Heat Pump with Remote Outdoor Unit-Air-Source) | HVH825GKA2* |  |  | EHD4X48AAL+WALLCON | *80CTL0901716A* | 24400 | 17 | 8.1 | 21200 | 16500 | 77.83% | 2.04 | 0 | 11 |  |  |  | No | R-410A | 2.0333 | Residential & Commercial | Ducted CEE Tier 1
210598282 | Central HP <5.4 tons | AIRQUEST | HRCU-A-CB (Split System: Heat Pump with Remote Outdoor Unit-Air-Source) | HVH825GKA2* |  |  | EHD4X48AAL+WALLCON | *96CTN0601714A* | 24200 | 16 | 8.1 | 21400 | 16700 | 78.04% | 2 | 0 | 10.5 |  |  |  | No | R-410A | 2.0167 | Residential & Commercial | Ducted CEE Tier 1
210598366 | Central HP <5.4 tons | AIRQUEST | HRCU-A-CB (Split System: Heat Pump with Remote Outdoor Unit-Air-Source) | HVH825GKA2* |  |  | EN(A,D)4X48L24**+WALLCON | *95CSU0802120A* | 24200 | 17 | 8.1 | 21200 | 16600 | 78.3% | 2.02 | 0 | 11.5 |  |  |  | No | R-410A | 2.0167 | Residential & Commercial | Ducted CEE Tier 1
214397975 | Central HP <5.4 tons | COLEMAN | HRCU-A-CB (Split System: Heat Pump with Remote Outdoor Unit-Air-Source) | HH824E2S11 |  |  | CTF30B5ACS1 | TM9V080B12MP12 | 23000 | 17 | 9.5 | 23000 | 18200 | 79.13% | 2 | 0 | 12 |  |  |  | No | R-454B | 1.9167 | Residential & Commercial | Ducted CEE Tier 1
205750632 | Central HP <5.4 tons | AIRQUEST | HRCU-A-CB (Split System: Heat Pump with Remote Outdoor Unit-Air-Source) | HVH825GKA2* |  |  | EA*4X37L21A*+WALLCON | *80CTL0451712A* | 24200 | 16.5 | 8.1 | 21200 | 16700 | 78.77% | 2 | 11 | 11 |  |  |  | No | R-410A | 2.0167 | Residential & Commercial | Ducted CEE Tier 1
214397548 | Central HP <5.4 tons | COLEMAN | HRCU-A-CB (Split System: Heat Pump with Remote Outdoor Unit-Air-Source) | HH824E2S11 |  |  | CTM30B5ACS1 | TM8Y080B12MP11 | 23000 | 17 | 9.5 | 23000 | 18700 | 81.3% | 2 | 0 | 12 |  |  |  | No | R-454B | 1.9167 | Residential & Commercial | Ducted CEE Tier 1
213077835 | Central HP <5.4 tons | HEIL | HRCU-A-CB (Split System: Heat Pump with Remote Outdoor Unit-Air-Source) | DLCURAH36ABK |  |  | EA*4X37L17A* | *80MS(N,L)0451412A* | 36000 | 15.2 | 8.5 | 38500 | 35200 | 91.43% | 2 | 0 | 10 |  |  |  | No | R-410A | 3 | Residential & Commercial | Ducted CEE Tier 1
213069260 | Central HP <5.4 tons | ACIQ | HRCU-A-CB (Split System: Heat Pump with Remote Outdoor Unit-Air-Source) | DLCURAH36ABK |  |  | EA*4X37L17A* | *80VSL0701716A* | 36200 | 15.2 | 8.1 | 38500 | 35000 | 90.91% | 2.02 | 0 | 10 |  |  |  | No | R-410A | 3.0167 | Residential & Commercial | Ducted CEE Tier 1
213069309 | Central HP <5.4 tons | ACIQ | HRCU-A-CB (Split System: Heat Pump with Remote Outdoor Unit-Air-Source) | DLCURAH36ABK |  |  | EA*4X37L21A* | *96VTN1002122A* | 36800 | 16.5 | 8.5 | 38500 | 34800 | 90.39% | 2.1 | 0 | 10 |  |  |  | No | R-410A | 3.0667 | Residential & Commercial | Ducted CEE Tier 1
213078136 | Central HP <5.4 tons | HEIL | HRCU-A-CB (Split System: Heat Pump with Remote Outdoor Unit-Air-Source) | DLCURAH36ABK |  |  | END4X42L17** | *80MS(N,L)0701716A* | 35800 | 15.5 | 8.1 | 38500 | 35200 | 91.43% | 1.96 | 0 | 10 |  |  |  | No | R-410A | 2.9833 | Residential & Commercial | Ducted CEE Tier 1
213069311 | Central HP <5.4 tons | ACIQ | HRCU-A-CB (Split System: Heat Pump with Remote Outdoor Unit-Air-Source) | DLCURAH36ABK |  |  | EA*4X37L21A* | OLV112A16A | 36600 | 15.2 | 8.5 | 38500 | 35000 | 90.91% | 2.08 | 0 | 10 |  |  |  | No | R-410A | 3.05 | Residential & Commercial | Ducted CEE Tier 1
213069312 | Central HP <5.4 tons | ACIQ | HRCU-A-CB (Split System: Heat Pump with Remote Outdoor Unit-Air-Source) | DLCURAH36ABK |  |  | EA*4X37L21A* | OMV098J12* | 36200 | 15.2 | 8.5 | 38500 | 35000 | 90.91% | 2.06 | 0 | 10 |  |  |  | No | R-410A | 3.0167 | Residential & Commercial | Ducted CEE Tier 1
213770501 | Central HP <5.4 tons | DAY & NIGHT | HRCU-A-CB (Split System: Heat Pump with Remote Outdoor Unit-Air-Source) | CVH825GKA2* |  |  | EA*4X24L17A*+WALLCON | *80CTL0701412B* | 23400 | 16.5 | 8.1 | 22000 | 16800 | 76.36% | 1.9 | 0 | 10.5 |  |  |  | No | R-410A | 1.95 | Residential & Commercial | Ducted CEE Tier 1
213770731 | Central HP <5.4 tons | DAY & NIGHT | HRCU-A-CB (Split System: Heat Pump with Remote Outdoor Unit-Air-Source) | CVH825GKA2* |  |  | EA*4X30L17A*+WALLCON | *80CTL0701716B* | 23400 | 16.5 | 8.1 | 21600 | 16700 | 77.31% | 1.92 | 0 | 11 |  |  |  | No | R-410A | 1.95 | Residential & Commercial | Ducted CEE Tier 1
213770901 | Central HP <5.4 tons | DAY & NIGHT | HRCU-A-CB (Split System: Heat Pump with Remote Outdoor Unit-Air-Source) | CVH825GKA2* |  |  | EA*4X36L17A*+WALLCON | *96CTN0801714B* | 23600 | 16.5 | 8.1 | 21600 | 16700 | 77.31% | 1.94 | 0 | 10.5 |  |  |  | No | R-410A | 1.9667 | Residential & Commercial | Ducted CEE Tier 1
213771301 | Central HP <5.4 tons | DAY & NIGHT | HRCU-A-CB (Split System: Heat Pump with Remote Outdoor Unit-Air-Source) | CVH825GKA2* |  |  | EA*4X42L21A*+WALLCON | *95CSU0601716B* | 23600 | 16.5 | 8.1 | 21400 | 16700 | 78.04% | 1.96 | 0 | 10.5 |  |  |  | No | R-410A | 1.9667 | Residential & Commercial | Ducted CEE Tier 1
214397714 | Central HP <5.4 tons | COLEMAN | HRCU-A-CB (Split System: Heat Pump with Remote Outdoor Unit-Air-Source) | HH836E2S11 |  |  | CTF36C5CDS1 | TM9V100C16MP12 | 33800 | 18 | 8.5 | 31400 | 25600 | 81.53% | 2 | 0 | 11 |  |  |  | No | R-454B | 2.8167 | Residential & Commercial | Ducted CEE Tier 1
214398105 | Central HP <5.4 tons | COLEMAN | HRCU-A-CB (Split System: Heat Pump with Remote Outdoor Unit-Air-Source) | HH836E2S11 |  |  | CTF36C5CDS1+JMC16C2SN1 |  | 34800 | 19 | 9 | 32200 | 25800 | 80.12% | 2 | 0 | 11.7 |  |  |  | No | R-454B | 2.9 | Residential & Commercial | Ducted CEE Tier 1
214398516 | Central HP <5.4 tons | COLEMAN | HRCU-A-CB (Split System: Heat Pump with Remote Outdoor Unit-Air-Source) | HH836E2S11 |  |  | CTM36B5CDS1 | CP9C080B12MP13 | 33000 | 17 | 8.5 | 30600 | 25000 | 81.7% | 2 | 0 | 11 |  |  |  | No | R-454B | 2.75 | Residential & Commercial | Ducted CEE Tier 1
214398436 | Central HP <5.4 tons | COLEMAN | HRCU-A-CB (Split System: Heat Pump with Remote Outdoor Unit-Air-Source) | HH860E2S11 |  |  | CTF60C5CHS1 | TMLE100C20MP11 | 53500 | 19 | 8.5 | 55000 | 39000 | 70.91% | 2 | 0 | 11 |  |  |  | No | R-454B | 4.4583 | Residential & Commercial | Ducted CEE Tier 1
214719955 | Central HP <5.4 tons | COLEMAN | HRCU-A-CB (Split System: Heat Pump with Remote Outdoor Unit-Air-Source) | HH860E2S11 |  |  | CTU60C5XGS1+TXV | TMLV120C20MP12 | 44500 | 18 | 9 | 45000 | 33800 | 75.11% | 2 | 0 | 11 |  |  |  | No | R-454B | 3.7083 | Residential & Commercial | Ducted CEE Tier 1
211911382 | Central HP <5.4 tons | MITS AIR | HRCU-A-C (Split System: Heat Pump with Remote Outdoor Unit with No Indoor Fan --Air Source) | MOD30U-30HFN1-MR0(X) |  |  | MAC-36HWDN1-MN0 |  | 30000 | 15.5 | 9.7 | 33000 | 27000 | 81.82% | 1.85 | 10.7 | 10.5 |  |  |  | No | R-410A | 2.5 | Residential & Commercial | Ducted CEE Tier 1
214398032 | Central HP <5.4 tons | COLEMAN | HRCU-A-CB (Split System: Heat Pump with Remote Outdoor Unit-Air-Source) | HH860E2S11 |  |  | CTM60C5CHS1 | TM8V120C20MP12 | 53500 | 19 | 9 | 54000 | 39000 | 72.22% | 2 | 0 | 11 |  |  |  | No | R-454B | 4.4583 | Residential & Commercial | Ducted CEE Tier 1
214398733 | Central HP <5.4 tons | COLEMAN | HRCU-A-CB (Split System: Heat Pump with Remote Outdoor Unit-Air-Source) | HH860E2S11 |  |  | CTM60D5CGS1 | CP9C120D20MP13 | 44000 | 18 | 9 | 44000 | 33400 | 75.91% | 2 | 0 | 11.7 |  |  |  | No | R-454B | 3.6667 | Residential & Commercial | Ducted CEE Tier 1
214594994 | Central HP <5.4 tons | COLEMAN | HRCU-A-CB (Split System: Heat Pump with Remote Outdoor Unit-Air-Source) | HH860E2S11 |  |  | CTM60C5CHS1 | Z8ES080C20SMPS1 | 54000 | 19 | 9 | 54000 | 39000 | 72.22% | 2 | 0 | 11.7 |  |  |  | No | R-454B | 4.5 | Residential & Commercial | Ducted CEE Tier 1
211393240 | Central HP <5.4 tons | LUXAIRE | HRCU-A-CB (Split System: Heat Pump with Remote Outdoor Unit-Air-Source) | HMH72B341 |  |  | XAFB36DXXN1+TXV | TL9E060B12UH11 | 33400 | 17.5 | 8.1 | 33000 | 23200 | 70.3% | 2.02 | 0 | 10 |  |  |  | No | R-410A | 2.7833 | Residential & Commercial | Ducted CEE Tier 1
211393547 | Central HP <5.4 tons | LUXAIRE | HRCU-A-CB (Split System: Heat Pump with Remote Outdoor Unit-Air-Source) | HMH72B341 |  |  | XAFB36DBCN1 | TL8E060A12UH11 | 34000 | 18 | 8.1 | 33800 | 23800 | 70.41% | 2.06 | 0 | 10 |  |  |  | No | R-410A | 2.8333 | Residential & Commercial | Ducted CEE Tier 1
213069329 | Central HP <5.4 tons | ACIQ | HRCU-A-CB (Split System: Heat Pump with Remote Outdoor Unit-Air-Source) | DLCURAH36ABK |  |  | EA*4X42L21A* | *80VTL0701716A* | 35400 | 16 | 8.1 | 38500 | 35000 | 90.91% | 1.88 | 0 | 10 |  |  |  | No | R-410A | 2.95 | Residential & Commercial | Ducted CEE Tier 1
212988009 | Central HP <5.4 tons | TEMPSTAR | HRCU-A-CB (Split System: Heat Pump with Remote Outdoor Unit-Air-Source) | DLCURAH36ABK |  |  | EA*4X48L21A* | *96MSN1002120A* | 35800 | 16.5 | 8.5 | 37800 | 34600 | 91.53% | 2.04 | 0 | 10 |  |  |  | No | R-410A | 2.9833 | Residential & Commercial | Ducted CEE Tier 1
213079550 | Central HP <5.4 tons | HEIL | HRCU-A-CB (Split System: Heat Pump with Remote Outdoor Unit-Air-Source) | DLCURAH36ABK |  |  | EA*4X37L21A* | *92MSN0801716A* | 36200 | 16.5 | 8.5 | 38000 | 34800 | 91.58% | 2.04 | 0 | 10 |  |  |  | No | R-410A | 3.0167 | Residential & Commercial | Ducted CEE Tier 1
213079820 | Central HP <5.4 tons | HEIL | HRCU-A-CB (Split System: Heat Pump with Remote Outdoor Unit-Air-Source) | DLCURAH36ABK |  |  | EN(A,D,W)4X48L21** | *92MSN1002120A* | 36000 | 16.5 | 8.1 | 38500 | 34800 | 90.39% | 2 | 0 | 10.5 |  |  |  | No | R-410A | 3 | Residential & Commercial | Ducted CEE Tier 1
213080202 | Central HP <5.4 tons | HEIL | HRCU-A-CB (Split System: Heat Pump with Remote Outdoor Unit-Air-Source) | DLCURAH36ABK |  |  | EA*4X48L21A* | *96MSN0802120A* | 36000 | 16 | 8.5 | 38000 | 34800 | 91.58% | 2.04 | 0 | 10 |  |  |  | No | R-410A | 3 | Residential & Commercial | Ducted CEE Tier 1
213080286 | Central HP <5.4 tons | HEIL | HRCU-A-CB (Split System: Heat Pump with Remote Outdoor Unit-Air-Source) | DLCURAH36ABK |  |  | EA*4X37L21A* | *96MSN1002120A* | 36600 | 16 | 8.5 | 38500 | 34800 | 90.39% | 2.1 | 0 | 10 |  |  |  | No | R-410A | 3.05 | Residential & Commercial | Ducted CEE Tier 1
213080322 | Central HP <5.4 tons | HEIL | HRCU-A-CB (Split System: Heat Pump with Remote Outdoor Unit-Air-Source) | DLCURAH36ABK |  |  | EA*4X43L21A* | *96MSN1002120A* | 36600 | 16 | 8.5 | 38500 | 34800 | 90.39% | 2.1 | 0 | 10 |  |  |  | No | R-410A | 3.05 | Residential & Commercial | Ducted CEE Tier 1
213080463 | Central HP <5.4 tons | HEIL | HRCU-A-CB (Split System: Heat Pump with Remote Outdoor Unit-Air-Source) | DLCURAH36ABK |  |  | EA*4X42L24A* | *96MSN1202422A* | 35200 | 16 | 8.1 | 38500 | 35000 | 90.91% | 1.88 | 0 | 10 |  |  |  | No | R-410A | 2.9333 | Residential & Commercial | Ducted CEE Tier 1
213071896 | Central HP <5.4 tons | ACIQ | HRCU-A-CB (Split System: Heat Pump with Remote Outdoor Unit-Air-Source) | DLCURAH24ABK |  |  | EN(A,D)4X36L21** | *92ESN0601714A* | 24400 | 16.5 | 8.1 | 26400 | 22800 | 86.36% | 1.88 | 0 | 10.5 |  |  |  | No | R-410A | 2.0333 | Residential & Commercial | Ducted CEE Tier 1
212986221 | Central HP <5.4 tons | TEMPSTAR | HRCU-A-CB (Split System: Heat Pump with Remote Outdoor Unit-Air-Source) | DLCURAH24ABK |  |  | EN(A,D)4X24L14** | *96MSN0401410A* | 23200 | 16 | 8.5 | 27000 | 25200 | 93.33% | 2.1 | 0 | 10 |  |  |  | No | R-410A | 1.9333 | Residential & Commercial | Ducted CEE Tier 1
212987409 | Central HP <5.4 tons | TEMPSTAR | HRCU-A-CB (Split System: Heat Pump with Remote Outdoor Unit-Air-Source) | DLCURAH24ABK |  |  | EA*4X36L17A* | *96MSN0801716A* | 23800 | 17 | 8.5 | 26400 | 23600 | 89.39% | 1.96 | 0 | 10 |  |  |  | No | R-410A | 1.9833 | Residential & Commercial | Ducted CEE Tier 1
212986916 | Central HP <5.4 tons | TEMPSTAR | HRCU-A-CB (Split System: Heat Pump with Remote Outdoor Unit-Air-Source) | DLCURAH24ABK |  |  | EA*4X36L17A* | *96MSN0601412A* | 23600 | 16.5 | 8.5 | 26200 | 22200 | 84.73% | 1.84 | 0 | 10 |  |  |  | No | R-410A | 1.9667 | Residential & Commercial | Ducted CEE Tier 1
212986946 | Central HP <5.4 tons | TEMPSTAR | HRCU-A-CB (Split System: Heat Pump with Remote Outdoor Unit-Air-Source) | DLCURAH24ABK |  |  | EN(A,D)4X24L17** | *96MSN0601412A* | 23200 | 16.5 | 8.5 | 27000 | 24600 | 91.11% | 2.04 | 0 | 10 |  |  |  | No | R-410A | 1.9333 | Residential & Commercial | Ducted CEE Tier 1
213063347 | Central HP <5.4 tons | ACIQ | HRCU-A-CB (Split System: Heat Pump with Remote Outdoor Unit-Air-Source) | HVH837GKA2* |  |  | EHD4X36AAL+WALLCON | *96CTN1002122A* | 32200 | 16.5 | 8.1 | 33200 | 24800 | 74.7% | 1.94 | 11.5 | 11 |  |  |  | No | R-410A | 2.6833 | Residential & Commercial | Ducted CEE Tier 1
213063349 | Central HP <5.4 tons | ACIQ | HRCU-A-CB (Split System: Heat Pump with Remote Outdoor Unit-Air-Source) | HVH837GKA2* |  |  | EHD4X36AAL+WALLCON | *80CTL0901716A* | 32400 | 17 | 8.1 | 33200 | 24600 | 74.1% | 1.94 | 12 | 11 |  |  |  | No | R-410A | 2.7 | Residential & Commercial | Ducted CEE Tier 1
215937096 | Central HP <5.4 tons | HEIL | HRCU-A-CB (Split System: Heat Pump with Remote Outdoor Unit-Air-Source) | H5H3V48*K*AAA* |  |  | EVM5X48M21A*+WALLCON | *97CMN1002122B* | 44500 | 20 | 8.1 | 52000 | 38500 | 74.04% | 2 | 0 | 11 |  |  |  | No | R-454B | 3.7083 | Residential & Commercial | Ducted CEE Tier 1
215937573 | Central HP <5.4 tons | TEMPSTAR | HRCU-A-CB (Split System: Heat Pump with Remote Outdoor Unit-Air-Source) | T5H3V48*K*AAA* |  |  | EVM5X60M24A*+WALLCON | *96CTN1202422B* | 45500 | 20.5 | 8.1 | 52500 | 38000 | 72.38% | 1.95 | 0 | 11.5 |  |  |  | No | R-454B | 3.7917 | Residential & Commercial | Ducted CEE Tier 1
212987066 | Central HP <5.4 tons | TEMPSTAR | HRCU-A-CB (Split System: Heat Pump with Remote Outdoor Unit-Air-Source) | DLCURAH18ABK |  |  | EN(A,D)4X24L17** | *96MSN0601412A* | 17300 | 16 | 8.1 | 18300 | 18600 | 101.6% | 2.24 | 0 | 10.5 |  |  |  | No | R-410A | 1.4417 | Residential & Commercial | Ducted CEE Tier 1
212987541 | Central HP <5.4 tons | TEMPSTAR | HRCU-A-CB (Split System: Heat Pump with Remote Outdoor Unit-Air-Source) | DLCURAH18ABK |  |  | EA*4X30L17A* | *96MSN0801716A* | 17300 | 16 | 8.1 | 17600 | 18300 | 104% | 2.2 | 0 | 10.5 |  |  |  | No | R-410A | 1.4417 | Residential & Commercial | Ducted CEE Tier 1
213062938 | Central HP <5.4 tons | ACIQ | HRCU-A-CB (Split System: Heat Pump with Remote Outdoor Unit-Air-Source) | HVH825GKA3* |  |  | EA*4X30L17A*+WALLCON | *97CMN0801714A* | 23400 | 16 | 8.1 | 21600 | 16800 | 77.78% | 1.9 | 11 | 10.5 |  |  |  | No | R-410A | 1.95 | Residential & Commercial | Ducted CEE Tier 1
205751018 | Central HP <5.4 tons | AIRQUEST | HRCU-A-CB (Split System: Heat Pump with Remote Outdoor Unit-Air-Source) | HVH837GKA** |  |  | EA*4X37L21A*+WALLCON | *80CTL0902120A* | 32800 | 17.5 | 8.5 | 33000 | 25200 | 76.36% | 1.98 | 12 | 11.7 |  |  |  | No | R-410A | 2.7333 | Residential & Commercial | Ducted CEE Tier 1
205751195 | Central HP <5.4 tons | AIRQUEST | HRCU-A-CB (Split System: Heat Pump with Remote Outdoor Unit-Air-Source) | HVH837GKA** |  |  | EA*4X43L21A*+WALLCON | *97CMN1002122A* | 33000 | 17.5 | 8.5 | 33000 | 25200 | 76.36% | 2 | 12 | 11.7 |  |  |  | No | R-410A | 2.75 | Residential & Commercial | Ducted CEE Tier 1
212982241 | Central HP <5.4 tons | BRYANT HEATING AND COOLING SYSTEMS | HRCU-A-CB (Split System: Heat Pump with Remote Outdoor Unit-Air-Source) | 38MURAQ24AB3* |  |  | CAP**2417AL* | 83*SB36040M17*** | 23400 | 16.5 | 8.5 | 26400 | 25400 | 96.21% | 2.14 | 0 | 10 |  |  |  | No | R-410A | 1.95 | Residential & Commercial | Ducted CEE Tier 1
214238945 | Central HP <5.4 tons | HEIL | HRCU-A-CB (Split System: Heat Pump with Remote Outdoor Unit-Air-Source) | HVH837GKA2* |  |  | EN(A,D)4X36L21**+WALLCON | *96CTN1002122B* | 31400 | 16.5 | 8.1 | 33000 | 24000 | 72.73% | 1.82 | 0 | 11 |  |  |  | No | R-410A | 2.6167 | Residential & Commercial | Ducted CEE Tier 1
214239295 | Central HP <5.4 tons | HEIL | HRCU-A-CB (Split System: Heat Pump with Remote Outdoor Unit-Air-Source) | HVH837GKA2* |  |  | EN(A,D)4X48L24**+WALLCON | *80CTL1102120B* | 32400 | 17 | 8.1 | 32600 | 24600 | 75.46% | 1.96 | 0 | 11.5 |  |  |  | No | R-410A | 2.7 | Residential & Commercial | Ducted CEE Tier 1
211245954 | Central HP <5.4 tons | HEIL | HRCU-A-CB (Split System: Heat Pump with Remote Outdoor Unit-Air-Source) | DLCURAH24ABK |  |  | FM(C,U)4Z30**AL* |  | 24200 | 18 | 9 | 26600 | 23000 | 86.47% | 1.92 | 0 | 10.5 |  |  |  | No | R-410A | 2.0167 | Residential & Commercial | Ducted CEE Tier 1
213077378 | Central HP <5.4 tons | HEIL | HRCU-A-CB (Split System: Heat Pump with Remote Outdoor Unit-Air-Source) | DLCURAH36ABK |  |  | EA*4X37L21A* | *96VTN0801716B* | 36400 | 15.5 | 8.5 | 38500 | 35000 | 90.91% | 2.06 | 0 | 10 |  |  |  | No | R-410A | 3.0333 | Residential & Commercial | Ducted CEE Tier 1
213077737 | Central HP <5.4 tons | HEIL | HRCU-A-CB (Split System: Heat Pump with Remote Outdoor Unit-Air-Source) | DLCURAH36ABK |  |  | EA*4X42L24A* | *96VTN1002122B* | 35400 | 16.5 | 8.1 | 38500 | 35000 | 90.91% | 1.88 | 0 | 10 |  |  |  | No | R-410A | 2.95 | Residential & Commercial | Ducted CEE Tier 1
213069254 | Central HP <5.4 tons | ACIQ | HRCU-A-CB (Split System: Heat Pump with Remote Outdoor Unit-Air-Source) | DLCURAH36ABK |  |  | EA*4X37L17A* | *80ES(N,L)0701412A* | 35800 | 15.5 | 8.1 | 38500 | 35000 | 90.91% | 2 | 0 | 10 |  |  |  | No | R-410A | 2.9833 | Residential & Commercial | Ducted CEE Tier 1
213069269 | Central HP <5.4 tons | ACIQ | HRCU-A-CB (Split System: Heat Pump with Remote Outdoor Unit-Air-Source) | DLCURAH36ABK |  |  | EA*4X37L17A* | *96VSN0801716A* | 36200 | 15.2 | 8.5 | 39500 | 35000 | 88.61% | 2.02 | 0 | 10 |  |  |  | No | R-410A | 3.0167 | Residential & Commercial | Ducted CEE Tier 1
214398491 | Central HP <5.4 tons | COLEMAN | HRCU-A-CB (Split System: Heat Pump with Remote Outdoor Unit-Air-Source) | HH836E2S11 |  |  | CTF36C5CDS1 | TM9E100C16MP12 | 33800 | 18 | 8.5 | 31600 | 25800 | 81.65% | 2 | 0 | 11 |  |  |  | No | R-454B | 2.8167 | Residential & Commercial | Ducted CEE Tier 1
214876085 | Central HP <5.4 tons | COLEMAN | HRCU-A-CB (Split System: Heat Pump with Remote Outdoor Unit-Air-Source) | HMH72B341 |  |  | XAFC36DBCN1+JME16C2SN1 |  | 34000 | 18.5 | 8.5 | 33000 | 23200 | 70.3% | 2 | 0 | 10.5 |  |  |  | No | R-410A | 2.8333 | Residential & Commercial | Ducted CEE Tier 1
214397746 | Central HP <5.4 tons | COLEMAN | HRCU-A-CB (Split System: Heat Pump with Remote Outdoor Unit-Air-Source) | HH836E2S11 |  |  | CTF36C5CDS1 | TM8V080C16MP12 | 34000 | 18 | 8.5 | 31600 | 26000 | 82.28% | 2 | 0 | 11 |  |  |  | No | R-454B | 2.8333 | Residential & Commercial | Ducted CEE Tier 1
215937946 | Central HP <5.4 tons | HEIL | HRCU-A-CB (Split System: Heat Pump with Remote Outdoor Unit-Air-Source) | H5H3V48*K*AAA* |  |  | EVD5X48M24A*+WALLCON | *97CMN0802120B* | 44500 | 20 | 8.1 | 52000 | 38000 | 73.08% | 1.9 | 0 | 11 |  |  |  | No | R-454B | 3.7083 | Residential & Commercial | Ducted CEE Tier 1
215938016 | Central HP <5.4 tons | HEIL | HRCU-A-CB (Split System: Heat Pump with Remote Outdoor Unit-Air-Source) | H5H3V48*K*AAA* |  |  | EVD5X49M24A*+WALLCON | *80CTL0902120B* | 45500 | 21 | 8.1 | 52500 | 38000 | 72.38% | 1.95 | 0 | 11.5 |  |  |  | No | R-454B | 3.7917 | Residential & Commercial | Ducted CEE Tier 1
215669512 | Central HP <5.4 tons | CARRIER | HRCU-A-CB (Split System: Heat Pump with Remote Outdoor Unit-Air-Source) | 27VNA036A*030* |  |  | CAA**6121AM*+UI | 59CU5B080C21**20 | 34800 | 18 | 9 | 34400 | 24800 | 72.09% | 1.92 | 0 | 10 |  |  |  | No | R-454B | 2.9 | Residential & Commercial | Ducted CEE Tier 1
213069284 | Central HP <5.4 tons | ACIQ | HRCU-A-CB (Split System: Heat Pump with Remote Outdoor Unit-Air-Source) | DLCURAH36ABK |  |  | EA*4X37L21A* | *80VSL0902120A* | 36200 | 16 | 8.5 | 38500 | 34800 | 90.39% | 2.06 | 0 | 10 |  |  |  | No | R-410A | 3.0167 | Residential & Commercial | Ducted CEE Tier 1
213077910 | Central HP <5.4 tons | TEMPSTAR | HRCU-A-CB (Split System: Heat Pump with Remote Outdoor Unit-Air-Source) | DLCURAH36ABK |  |  | END4X42L17** | *80MS(N,L)0701412A* | 35400 | 16 | 8.1 | 38500 | 35000 | 90.91% | 1.94 | 0 | 10 |  |  |  | No | R-410A | 2.95 | Residential & Commercial | Ducted CEE Tier 1
213078325 | Central HP <5.4 tons | TEMPSTAR | HRCU-A-CB (Split System: Heat Pump with Remote Outdoor Unit-Air-Source) | DLCURAH36ABK |  |  | EA*4X43L21A* | *80MS(N,L)0901714A* | 36200 | 16.5 | 8.5 | 38000 | 34800 | 91.58% | 2.04 | 0 | 10 |  |  |  | No | R-410A | 3.0167 | Residential & Commercial | Ducted CEE Tier 1
213078911 | Central HP <5.4 tons | TEMPSTAR | HRCU-A-CB (Split System: Heat Pump with Remote Outdoor Unit-Air-Source) | DLCURAH36ABK |  |  | EN(A,D)4X36L21** | *80MSU1002120A* | 35000 | 15.5 | 8.1 | 38500 | 35400 | 91.95% | 1.76 | 0 | 10 |  |  |  | No | R-410A | 2.9167 | Residential & Commercial | Ducted CEE Tier 1
213069334 | Central HP <5.4 tons | ACIQ | HRCU-A-CB (Split System: Heat Pump with Remote Outdoor Unit-Air-Source) | DLCURAH36ABK |  |  | EA*4X42L21A* | *92ESN0802120A* | 35200 | 16.5 | 8.1 | 38500 | 35000 | 90.91% | 1.88 | 0 | 10 |  |  |  | No | R-410A | 2.9333 | Residential & Commercial | Ducted CEE Tier 1
213069386 | Central HP <5.4 tons | ACIQ | HRCU-A-CB (Split System: Heat Pump with Remote Outdoor Unit-Air-Source) | DLCURAH36ABK |  |  | EA*4X42L24A* | *95ESU1002122A* | 36600 | 15.2 | 8.1 | 40000 | 35200 | 88% | 1.94 | 0 | 10 |  |  |  | No | R-410A | 3.05 | Residential & Commercial | Ducted CEE Tier 1
213069419 | Central HP <5.4 tons | ACIQ | HRCU-A-CB (Split System: Heat Pump with Remote Outdoor Unit-Air-Source) | DLCURAH36ABK |  |  | EA*4X43L21A* | *95ESN1002122A* | 37400 | 15.5 | 8.5 | 39000 | 35000 | 89.74% | 2.16 | 0 | 10 |  |  |  | No | R-410A | 3.1167 | Residential & Commercial | Ducted CEE Tier 1
215938166 | Central HP <5.4 tons | HEIL | HRCU-A-CB (Split System: Heat Pump with Remote Outdoor Unit-Air-Source) | H5H3V48*K*AAA* |  |  | EVD5X60M21A*+WALLCON | *80CTL0901716B* | 44500 | 20.5 | 8.1 | 53500 | 37600 | 70.28% | 1.95 | 0 | 11.5 |  |  |  | No | R-454B | 3.7083 | Residential & Commercial | Ducted CEE Tier 1
210599578 | Central HP <5.4 tons | AIRQUEST | HRCU-A-CB (Split System: Heat Pump with Remote Outdoor Unit-Air-Source) | HVH837GKA** |  |  | EN(A,D,W)4X60L24**+WALLCON | *80CTL0902120A* | 32800 | 18 | 8.1 | 32200 | 24800 | 77.02% | 1.98 | 0 | 12 |  |  |  | No | R-410A | 2.7333 | Residential & Commercial | Ducted CEE Tier 1
205751219 | Central HP <5.4 tons | AIRQUEST | HRCU-A-CB (Split System: Heat Pump with Remote Outdoor Unit-Air-Source) | HVH837GKA** |  |  | EA*4X43L21A*+WALLCON | *80CTL0901716A* | 33000 | 18 | 8.5 | 32800 | 25000 | 76.22% | 2 | 12 | 11.7 |  |  |  | No | R-410A | 2.75 | Residential & Commercial | Ducted CEE Tier 1
212969542 | Central HP <5.4 tons | HEIL | HRCU-A-CB (Split System: Heat Pump with Remote Outdoor Unit-Air-Source) | DLCURAH18ABK |  |  | EA*4X25L17A* | *80VSL0451412B* | 18300 | 16.5 | 8.5 | 18100 | 17600 | 97.24% | 2.14 | 0 | 11 |  |  |  | No | R-410A | 1.525 | Residential & Commercial | Ducted CEE Tier 1
212969552 | Central HP <5.4 tons | HEIL | HRCU-A-CB (Split System: Heat Pump with Remote Outdoor Unit-Air-Source) | DLCURAH18ABK |  |  | EA*4X30L14A* | *80VSL0451412B* | 17800 | 16.5 | 8.5 | 18400 | 18800 | 102.2% | 2.26 | 0 | 10.5 |  |  |  | No | R-410A | 1.4833 | Residential & Commercial | Ducted CEE Tier 1
212969572 | Central HP <5.4 tons | HEIL | HRCU-A-CB (Split System: Heat Pump with Remote Outdoor Unit-Air-Source) | DLCURAH18ABK |  |  | EN(A,D)4X24L14** | *80VSL0451412B* | 17700 | 16.5 | 8.5 | 18700 | 19100 | 102.1% | 2.3 | 0 | 11 |  |  |  | No | R-410A | 1.475 | Residential & Commercial | Ducted CEE Tier 1
215936263 | Central HP <5.4 tons | TEMPSTAR | HRCU-A-CB (Split System: Heat Pump with Remote Outdoor Unit-Air-Source) | T5H3V36*K*AAA* |  |  | EVD5X42M24A*+WALLCON | *96CTN1002122B* | 35600 | 22 | 8.5 | 38000 | 28400 | 74.74% | 2.04 | 0 | 12.5 |  |  |  | No | R-454B | 2.9667 | Residential & Commercial | Ducted CEE Tier 1
215935623 | Central HP <5.4 tons | TEMPSTAR | HRCU-A-CB (Split System: Heat Pump with Remote Outdoor Unit-Air-Source) | T5H3V36*K*AAA* |  |  | EVD5X36M21A*+WALLCON | *80CTL0451712B* | 34000 | 20 | 8.5 | 39500 | 29000 | 73.42% | 2.02 | 0 | 11 |  |  |  | No | R-454B | 2.8333 | Residential & Commercial | Ducted CEE Tier 1
206136077 | Central HP <5.4 tons | AIRQUEST | HRCU-A-CB (Split System: Heat Pump with Remote Outdoor Unit-Air-Source) | HVH837GKA** |  |  | EA*4X37L21A*+WALLCON | *95CSU0802120A* | 33000 | 17.5 | 8.5 | 32800 | 25000 | 76.22% | 2 | 12 | 11.5 |  |  |  | No | R-410A | 2.75 | Residential & Commercial | Ducted CEE Tier 1
206136363 | Central HP <5.4 tons | AIRQUEST | HRCU-A-CB (Split System: Heat Pump with Remote Outdoor Unit-Air-Source) | HVH837GKA** |  |  | EHD4X48AAL+WALLCON | *95CSU1002122A* | 32600 | 17 | 8.1 | 32800 | 24800 | 75.61% | 1.98 | 11.5 | 11 |  |  |  | No | R-410A | 2.7167 | Residential & Commercial | Ducted CEE Tier 1
213069638 | Central HP <5.4 tons | ACIQ | HRCU-A-CB (Split System: Heat Pump with Remote Outdoor Unit-Air-Source) | DLCURAH24ABK |  |  | EA*4X24L14A* | *80ES(N,L)0451412A* | 24200 | 16 | 8.5 | 27200 | 23400 | 86.03% | 1.9 | 0 | 10 |  |  |  | No | R-410A | 2.0167 | Residential & Commercial | Ducted CEE Tier 1
213069686 | Central HP <5.4 tons | ACIQ | HRCU-A-CB (Split System: Heat Pump with Remote Outdoor Unit-Air-Source) | DLCURAH24ABK |  |  | EA*4X25L17A* | *96VSN0801716A* | 24800 | 17 | 8.5 | 25600 | 21200 | 82.81% | 1.78 | 0 | 10.5 |  |  |  | No | R-410A | 2.0667 | Residential & Commercial | Ducted CEE Tier 1
213069703 | Central HP <5.4 tons | ACIQ | HRCU-A-CB (Split System: Heat Pump with Remote Outdoor Unit-Air-Source) | DLCURAH24ABK |  |  | EA*4X25L17A* | *96VTN0601714A* | 24600 | 16.5 | 8.5 | 25400 | 21400 | 84.25% | 1.78 | 0 | 10 |  |  |  | No | R-410A | 2.05 | Residential & Commercial | Ducted CEE Tier 1
213069722 | Central HP <5.4 tons | ACIQ | HRCU-A-CB (Split System: Heat Pump with Remote Outdoor Unit-Air-Source) | DLCURAH24ABK |  |  | EA*4X30L14A* | *96VSN0601412A* | 23400 | 16.5 | 8.5 | 25800 | 24200 | 93.8% | 2 | 0 | 10 |  |  |  | No | R-410A | 1.95 | Residential & Commercial | Ducted CEE Tier 1
214397884 | Central HP <5.4 tons | COLEMAN | HRCU-A-CB (Split System: Heat Pump with Remote Outdoor Unit-Air-Source) | HH860E2S11 |  |  | CTM60C5CGS1 | TM8V100C20MP12 | 44000 | 18 | 9 | 44500 | 33600 | 75.51% | 2 | 0 | 11.7 |  |  |  | No | R-454B | 3.6667 | Residential & Commercial | Ducted CEE Tier 1
214398037 | Central HP <5.4 tons | COLEMAN | HRCU-A-CB (Split System: Heat Pump with Remote Outdoor Unit-Air-Source) | HH860E2S11 |  |  | CTM60C5CHS1 | TM8V100C20MP12 | 53500 | 19 | 9 | 54000 | 39000 | 72.22% | 2 | 0 | 11 |  |  |  | No | R-454B | 4.4583 | Residential & Commercial | Ducted CEE Tier 1
216374686 | Central HP <5.4 tons | COLEMAN | HRCU-A-CB (Split System: Heat Pump with Remote Outdoor Unit-Air-Source) | HH860E2S11 |  |  | CTF60C5CGS1 | Z9ET080C16SMPS1 | 44000 | 18 | 9 | 45000 | 32800 | 72.89% | 2 | 0 | 11 |  |  |  | No | R-454B | 3.6667 | Residential & Commercial | Ducted CEE Tier 1
210470653 | Central HP <5.4 tons | AIRQUEST | HRCU-A-CB (Split System: Heat Pump with Remote Outdoor Unit-Air-Source) | HVH837GKA2* |  |  | EA*4X61L24A*+WALLCON | *97CMN0602120A* | 33000 | 17.5 | 8.5 | 32400 | 25200 | 77.78% | 1.98 | 0 | 11.7 |  |  |  | No | R-410A | 2.75 | Residential & Commercial | Ducted CEE Tier 1
210470912 | Central HP <5.4 tons | AIRQUEST | HRCU-A-CB (Split System: Heat Pump with Remote Outdoor Unit-Air-Source) | HVH837GKA2* |  |  | EN(A,D,W)4X60L24**+WALLCON | *80CTL0902120A* | 32800 | 18 | 8.1 | 32200 | 24800 | 77.02% | 1.98 | 0 | 12 |  |  |  | No | R-410A | 2.7333 | Residential & Commercial | Ducted CEE Tier 1
212985369 | Central HP <5.4 tons | TEMPSTAR | HRCU-A-CB (Split System: Heat Pump with Remote Outdoor Unit-Air-Source) | DLCURAH24ABK |  |  | EN(A,D)4X36L21** | *92MSN1002120A* | 23600 | 17.5 | 8.5 | 26400 | 24200 | 91.67% | 2.02 | 0 | 10.5 |  |  |  | No | R-410A | 1.9667 | Residential & Commercial | Ducted CEE Tier 1
212985862 | Central HP <5.4 tons | TEMPSTAR | HRCU-A-CB (Split System: Heat Pump with Remote Outdoor Unit-Air-Source) | DLCURAH24ABK |  |  | EN(A,D)4X30L17** | *96MSN0261410A* | 23400 | 16.5 | 8.1 | 26000 | 24400 | 93.85% | 2.02 | 0 | 10 |  |  |  | No | R-410A | 1.95 | Residential & Commercial | Ducted CEE Tier 1
215937990 | Central HP <5.4 tons | DAY & NIGHT | HRCU-A-CB (Split System: Heat Pump with Remote Outdoor Unit-Air-Source) | C5H3V48*K*AAA* |  |  | EVD5X48M24A*+WALLCON | *96CTN1202422B* | 45000 | 20.5 | 8.1 | 52000 | 38000 | 73.08% | 1.9 | 0 | 11 |  |  |  | No | R-454B | 3.75 | Residential & Commercial | Ducted CEE Tier 1
213069870 | Central HP <5.4 tons | ACIQ | HRCU-A-CB (Split System: Heat Pump with Remote Outdoor Unit-Air-Source) | DLCURAH24ABK |  |  | EA*4X30L17A* | *92ESN0601412A* | 23400 | 17 | 8.5 | 25800 | 24200 | 93.8% | 2.02 | 0 | 10 |  |  |  | No | R-410A | 1.95 | Residential & Commercial | Ducted CEE Tier 1
213069888 | Central HP <5.4 tons | ACIQ | HRCU-A-CB (Split System: Heat Pump with Remote Outdoor Unit-Air-Source) | DLCURAH24ABK |  |  | EA*4X30L17A* | *95ESN0601714A* | 24600 | 16 | 8.5 | 26800 | 22600 | 84.33% | 1.84 | 0 | 10 |  |  |  | No | R-410A | 2.05 | Residential & Commercial | Ducted CEE Tier 1
213070054 | Central HP <5.4 tons | ACIQ | HRCU-A-CB (Split System: Heat Pump with Remote Outdoor Unit-Air-Source) | DLCURAH24ABK |  |  | EA*4X36L17A* | *96VTN0601412A* | 23600 | 16.5 | 8.5 | 25800 | 23400 | 90.7% | 1.94 | 0 | 10 |  |  |  | No | R-410A | 1.9667 | Residential & Commercial | Ducted CEE Tier 1
213070289 | Central HP <5.4 tons | ACIQ | HRCU-A-CB (Split System: Heat Pump with Remote Outdoor Unit-Air-Source) | DLCURAH24ABK |  |  | EA*4X36L21A* | *96VTN0802120A* | 23800 | 17 | 8.5 | 25800 | 23200 | 89.92% | 1.94 | 0 | 10 |  |  |  | No | R-410A | 1.9833 | Residential & Commercial | Ducted CEE Tier 1
213070321 | Central HP <5.4 tons | ACIQ | HRCU-A-CB (Split System: Heat Pump with Remote Outdoor Unit-Air-Source) | DLCURAH24ABK |  |  | EA*4X36L21A* | *80ES(N,L)0701712A* | 23400 | 17 | 8.5 | 25600 | 23600 | 92.19% | 1.98 | 0 | 10 |  |  |  | No | R-410A | 1.95 | Residential & Commercial | Ducted CEE Tier 1
213070338 | Central HP <5.4 tons | ACIQ | HRCU-A-CB (Split System: Heat Pump with Remote Outdoor Unit-Air-Source) | DLCURAH24ABK |  |  | EA*4X36L21A* | *80ES(N,L)0901714A* | 24800 | 17 | 8.5 | 26400 | 22000 | 83.33% | 1.84 | 0 | 10 |  |  |  | No | R-410A | 2.0667 | Residential & Commercial | Ducted CEE Tier 1
213070372 | Central HP <5.4 tons | ACIQ | HRCU-A-CB (Split System: Heat Pump with Remote Outdoor Unit-Air-Source) | DLCURAH24ABK |  |  | EA*4X36L21A* | *92ESN0801716A* | 24400 | 17 | 8.5 | 26200 | 22400 | 85.5% | 1.86 | 0 | 10 |  |  |  | No | R-410A | 2.0333 | Residential & Commercial | Ducted CEE Tier 1
213069470 | Central HP <5.4 tons | ACIQ | HRCU-A-CB (Split System: Heat Pump with Remote Outdoor Unit-Air-Source) | DLCURAH36ABK |  |  | EA*4X48L21A* | *95ESU1002120A* | 36200 | 16 | 8.5 | 38500 | 34600 | 89.87% | 2.06 | 0 | 10 |  |  |  | No | R-410A | 3.0167 | Residential & Commercial | Ducted CEE Tier 1
213069471 | Central HP <5.4 tons | ACIQ | HRCU-A-CB (Split System: Heat Pump with Remote Outdoor Unit-Air-Source) | DLCURAH36ABK |  |  | EA*4X48L21A* | *95ESU1002122A* | 37200 | 15.5 | 8.5 | 38500 | 35000 | 90.91% | 2.12 | 0 | 10 |  |  |  | No | R-410A | 3.1 | Residential & Commercial | Ducted CEE Tier 1
213069554 | Central HP <5.4 tons | ACIQ | HRCU-A-CB (Split System: Heat Pump with Remote Outdoor Unit-Air-Source) | DLCURAH36ABK |  |  | EN(A,D,W)4X48L21** | *92ESN1002122A* | 37600 | 15.5 | 8.5 | 39500 | 35000 | 88.61% | 2.08 | 0 | 10.5 |  |  |  | No | R-410A | 3.1333 | Residential & Commercial | Ducted CEE Tier 1
213069555 | Central HP <5.4 tons | ACIQ | HRCU-A-CB (Split System: Heat Pump with Remote Outdoor Unit-Air-Source) | DLCURAH36ABK |  |  | EN(A,D,W)4X48L21** | *95ESN0601714A* | 35600 | 15.5 | 8.1 | 38500 | 35000 | 90.91% | 2 | 0 | 10 |  |  |  | No | R-410A | 2.9667 | Residential & Commercial | Ducted CEE Tier 1
213062954 | Central HP <5.4 tons | ACIQ | HRCU-A-CB (Split System: Heat Pump with Remote Outdoor Unit-Air-Source) | HVH825GKA3* |  |  | EA*4X36L21A*+WALLCON | *97CMN0801714A* | 23600 | 16.5 | 8.1 | 21600 | 16700 | 77.31% | 1.92 | 11.5 | 11 |  |  |  | No | R-410A | 1.9667 | Residential & Commercial | Ducted CEE Tier 1
213062956 | Central HP <5.4 tons | ACIQ | HRCU-A-CB (Split System: Heat Pump with Remote Outdoor Unit-Air-Source) | HVH825GKA3* |  |  | EA*4X36L21A*+WALLCON | *96CTN1002122A* | 23600 | 16.5 | 8.1 | 21400 | 16600 | 77.57% | 1.94 | 11 | 11 |  |  |  | No | R-410A | 1.9667 | Residential & Commercial | Ducted CEE Tier 1
211260677 | Central HP <5.4 tons | HEIL | HRCU-A-CB (Split System: Heat Pump with Remote Outdoor Unit-Air-Source) | DLCURAH18ABK |  |  | EA*4X24L17A* | OMV112K14A | 18100 | 15.5 | 8.5 | 19100 | 18900 | 98.95% | 2.26 | 0 | 10.5 |  |  |  | No | R-410A | 1.5083 | Residential & Commercial | Ducted CEE Tier 1
213078995 | Central HP <5.4 tons | TEMPSTAR | HRCU-A-CB (Split System: Heat Pump with Remote Outdoor Unit-Air-Source) | DLCURAH36ABK |  |  | EA*4X37L21A* | *80MSU0401712A* | 36600 | 16 | 8.5 | 38500 | 34800 | 90.39% | 2.08 | 0 | 10 |  |  |  | No | R-410A | 3.05 | Residential & Commercial | Ducted CEE Tier 1
213079763 | Central HP <5.4 tons | TEMPSTAR | HRCU-A-CB (Split System: Heat Pump with Remote Outdoor Unit-Air-Source) | DLCURAH36ABK |  |  | EA*4X42L21A* | *92MSN1002120A* | 35200 | 16.5 | 8.1 | 38500 | 35000 | 90.91% | 1.88 | 0 | 10 |  |  |  | No | R-410A | 2.9333 | Residential & Commercial | Ducted CEE Tier 1
213079949 | Central HP <5.4 tons | TEMPSTAR | HRCU-A-CB (Split System: Heat Pump with Remote Outdoor Unit-Air-Source) | DLCURAH36ABK |  |  | EN(A,D)4X48L24** | *92MSN1202420A* | 36400 | 16 | 8.1 | 38500 | 35000 | 90.91% | 2.02 | 0 | 10.5 |  |  |  | No | R-410A | 3.0333 | Residential & Commercial | Ducted CEE Tier 1
213080214 | Central HP <5.4 tons | HEIL | HRCU-A-CB (Split System: Heat Pump with Remote Outdoor Unit-Air-Source) | DLCURAH36ABK |  |  | EA*4X48L24A* | *96MSN0802120A* | 36000 | 16 | 8.5 | 38000 | 34800 | 91.58% | 2.04 | 0 | 10 |  |  |  | No | R-410A | 3 | Residential & Commercial | Ducted CEE Tier 1
213075920 | Central HP <5.4 tons | TEMPSTAR | HRCU-A-CB (Split System: Heat Pump with Remote Outdoor Unit-Air-Source) | DLCURAH36ABK |  |  | EA*4X42L24A* | *95MSU1002120A* | 35600 | 16 | 8.1 | 38500 | 35200 | 91.43% | 1.9 | 0 | 10 |  |  |  | No | R-410A | 2.9667 | Residential & Commercial | Ducted CEE Tier 1
213080182 | Central HP <5.4 tons | TEMPSTAR | HRCU-A-CB (Split System: Heat Pump with Remote Outdoor Unit-Air-Source) | DLCURAH36ABK |  |  | EA*4X42L24A* | *96MSN0802120A* | 35600 | 16 | 8.1 | 38500 | 34800 | 90.39% | 2.06 | 0 | 10 |  |  |  | No | R-410A | 2.9667 | Residential & Commercial | Ducted CEE Tier 1
216374717 | Central HP <5.4 tons | COLEMAN | HRCU-A-CB (Split System: Heat Pump with Remote Outdoor Unit-Air-Source) | HH836E2S11 |  |  | CTU48C5XFS1+TXV | Z9ET080C16SMPS1 | 33800 | 19 | 9.5 | 32400 | 24200 | 74.69% | 2 | 0 | 11 |  |  |  | No | R-454B | 2.8167 | Residential & Commercial | Ducted CEE Tier 1
214398086 | Central HP <5.4 tons | COLEMAN | HRCU-A-CB (Split System: Heat Pump with Remote Outdoor Unit-Air-Source) | HH836E2S11 |  |  | CTM48C5CFS1 | CP9C100C16MP13 | 33200 | 19 | 9 | 31200 | 25200 | 80.77% | 2 | 0 | 11 |  |  |  | No | R-454B | 2.7667 | Residential & Commercial | Ducted CEE Tier 1
214398518 | Central HP <5.4 tons | COLEMAN | HRCU-A-CB (Split System: Heat Pump with Remote Outdoor Unit-Air-Source) | HH836E2S11 |  |  | CTF36C5CDS1 | TM9E100C20MP12 | 34600 | 17 | 8.5 | 32600 | 26800 | 82.21% | 2 | 0 | 11 |  |  |  | No | R-454B | 2.8833 | Residential & Commercial | Ducted CEE Tier 1
215935396 | Central HP <5.4 tons | HEIL | HRCU-A-CB (Split System: Heat Pump with Remote Outdoor Unit-Air-Source) | H5H3V36*K*AAA* |  |  | EVM5X60M24A*+WALLCON | *97CMN0602120B* | 35200 | 21 | 8.5 | 38500 | 28800 | 74.81% | 2.02 | 0 | 12 |  |  |  | No | R-454B | 2.9333 | Residential & Commercial | Ducted CEE Tier 1
213771581 | Central HP <5.4 tons | DAY & NIGHT | HRCU-A-CB (Split System: Heat Pump with Remote Outdoor Unit-Air-Source) | CVH825GKA2* |  |  | EA*4X48L21A*+WALLCON | *80CTL0901716B* | 24200 | 17 | 8.1 | 20800 | 16500 | 79.33% | 2.02 | 0 | 11 |  |  |  | No | R-410A | 2.0167 | Residential & Commercial | Ducted CEE Tier 1
213771061 | Central HP <5.4 tons | DAY & NIGHT | HRCU-A-CB (Split System: Heat Pump with Remote Outdoor Unit-Air-Source) | CVH825GKA2* |  |  | EA*4X37L17A*+WALLCON | *80CTL0901716B* | 24200 | 16.5 | 8.1 | 21400 | 16700 | 78.04% | 2 | 0 | 11 |  |  |  | No | R-410A | 2.0167 | Residential & Commercial | Ducted CEE Tier 1
213771181 | Central HP <5.4 tons | DAY & NIGHT | HRCU-A-CB (Split System: Heat Pump with Remote Outdoor Unit-Air-Source) | CVH825GKA2* |  |  | EA*4X37L21A*+WALLCON | *95CSU0601716B* | 24400 | 16.5 | 8.1 | 21400 | 16700 | 78.04% | 2.02 | 0 | 10.5 |  |  |  | No | R-410A | 2.0333 | Residential & Commercial | Ducted CEE Tier 1
211260852 | Central HP <5.4 tons | HEIL | HRCU-A-CB (Split System: Heat Pump with Remote Outdoor Unit-Air-Source) | DLCURAH18ABK |  |  | EA*4X25L17A* | *96VTN0401712A* | 18200 | 15.5 | 8.5 | 18200 | 17500 | 96.15% | 2.12 | 0 | 10.5 |  |  |  | No | R-410A | 1.5167 | Residential & Commercial | Ducted CEE Tier 1
211261052 | Central HP <5.4 tons | HEIL | HRCU-A-CB (Split System: Heat Pump with Remote Outdoor Unit-Air-Source) | DLCURAH18ABK |  |  | EA*4X25L17A* | *92ESN0401410A* | 18400 | 15.5 | 8.5 | 18400 | 17500 | 95.11% | 2.12 | 0 | 10.5 |  |  |  | No | R-410A | 1.5333 | Residential & Commercial | Ducted CEE Tier 1
213070504 | Central HP <5.4 tons | ACIQ | HRCU-A-CB (Split System: Heat Pump with Remote Outdoor Unit-Air-Source) | DLCURAH24ABK |  |  | EA*4X37L17A* | *80VSL0701716A* | 24200 | 16.5 | 8.5 | 25400 | 21800 | 85.83% | 1.82 | 0 | 10 |  |  |  | No | R-410A | 2.0167 | Residential & Commercial | Ducted CEE Tier 1
213070588 | Central HP <5.4 tons | ACIQ | HRCU-A-CB (Split System: Heat Pump with Remote Outdoor Unit-Air-Source) | DLCURAH24ABK |  |  | EA*4X37L17A* | *80ES(N,L)0451712A* | 24600 | 16.5 | 8.5 | 25600 | 21600 | 84.38% | 1.8 | 0 | 10 |  |  |  | No | R-410A | 2.05 | Residential & Commercial | Ducted CEE Tier 1
213070606 | Central HP <5.4 tons | ACIQ | HRCU-A-CB (Split System: Heat Pump with Remote Outdoor Unit-Air-Source) | DLCURAH24ABK |  |  | EA*4X37L17A* | *92ESN0601412A* | 25200 | 16.5 | 8.5 | 26200 | 21000 | 80.15% | 1.76 | 0 | 10 |  |  |  | No | R-410A | 2.1 | Residential & Commercial | Ducted CEE Tier 1
213070658 | Central HP <5.4 tons | ACIQ | HRCU-A-CB (Split System: Heat Pump with Remote Outdoor Unit-Air-Source) | DLCURAH24ABK |  |  | EA*4X37L17A* | OLV098A12* | 23800 | 16.5 | 8.1 | 25200 | 22200 | 88.1% | 1.84 | 0 | 10 |  |  |  | No | R-410A | 1.9833 | Residential & Commercial | Ducted CEE Tier 1
213070972 | Central HP <5.4 tons | ACIQ | HRCU-A-CB (Split System: Heat Pump with Remote Outdoor Unit-Air-Source) | DLCURAH24ABK |  |  | EN(A,D)4X24L14** | *92ESN0601412A* | 24200 | 15.5 | 8.5 | 27200 | 22600 | 83.09% | 1.86 | 0 | 10 |  |  |  | No | R-410A | 2.0167 | Residential & Commercial | Ducted CEE Tier 1
212971201 | Central HP <5.4 tons | HEIL | HRCU-A-CB (Split System: Heat Pump with Remote Outdoor Unit-Air-Source) | DLCURAH24ABK |  |  | EN(A,D)4X24L14** | *80VTL0451412B* | 23400 | 17 | 8.5 | 27000 | 25000 | 92.59% | 2.08 | 0 | 10 |  |  |  | No | R-410A | 1.95 | Residential & Commercial | Ducted CEE Tier 1
214397351 | Central HP <5.4 tons | CHAMPION HEATING AND COOLING | HRCU-A-CB (Split System: Heat Pump with Remote Outdoor Unit-Air-Source) | HH836E2S11 |  |  | CTM48C5CFS1 | TM8E120C20MP11 | 34600 | 17 | 8.5 | 32600 | 25600 | 78.53% | 2 | 0 | 11 |  |  |  | No | R-454B | 2.8833 | Residential & Commercial | Ducted CEE Tier 1
214397366 | Central HP <5.4 tons | CHAMPION HEATING AND COOLING | HRCU-A-CB (Split System: Heat Pump with Remote Outdoor Unit-Air-Source) | HH836E2S11 |  |  | CTM48C5CFS1 | TP9C080C16MP13 | 32800 | 19 | 9 | 31200 | 25200 | 80.77% | 2 | 0 | 11 |  |  |  | No | R-454B | 2.7333 | Residential & Commercial | Ducted CEE Tier 1
214606492 | Central HP <5.4 tons | CHAMPION HEATING AND COOLING | HRCU-A-C (Split System: Heat Pump with Remote Outdoor Unit with No Indoor Fan --Air Source) | HH836E2S11 |  |  | CTF48C5CFS1 |  | 31600 | 15.2 | 8.5 | 30800 | 22200 | 72.08% | 2 | 0 | 10 |  |  |  | No | R-454B | 2.6333 | Residential & Commercial | Ducted CEE Tier 1
213072136 | Central HP <5.4 tons | ACIQ | HRCU-A-CB (Split System: Heat Pump with Remote Outdoor Unit-Air-Source) | DLCURAH18ABK |  |  | EA*4X19L17A* | *80ES(N,L)0701412A* | 18100 | 16.5 | 8.5 | 18000 | 17700 | 98.33% | 2.14 | 0 | 11 |  |  |  | No | R-410A | 1.5083 | Residential & Commercial | Ducted CEE Tier 1
213072184 | Central HP <5.4 tons | ACIQ | HRCU-A-CB (Split System: Heat Pump with Remote Outdoor Unit-Air-Source) | DLCURAH18ABK |  |  | EA*4X24L17A* | OMV098J12* | 18200 | 16 | 9 | 19200 | 18800 | 97.92% | 2.26 | 0 | 10.5 |  |  |  | No | R-410A | 1.5167 | Residential & Commercial | Ducted CEE Tier 1
213072187 | Central HP <5.4 tons | ACIQ | HRCU-A-CB (Split System: Heat Pump with Remote Outdoor Unit-Air-Source) | DLCURAH18ABK |  |  | EA*4X25L17A* | *80VSL0451412A* | 18300 | 16.5 | 8.5 | 18100 | 17500 | 96.69% | 2.12 | 0 | 11 |  |  |  | No | R-410A | 1.525 | Residential & Commercial | Ducted CEE Tier 1
210599284 | Central HP <5.4 tons | AIRQUEST | HRCU-A-CB (Split System: Heat Pump with Remote Outdoor Unit-Air-Source) | HVH837GKA** |  |  | EA*4X61L24A*+WALLCON | *80CTL1352422A* | 33200 | 18 | 8.5 | 32000 | 24800 | 77.5% | 2.02 | 0 | 12 |  |  |  | No | R-410A | 2.7667 | Residential & Commercial | Ducted CEE Tier 1
210599586 | Central HP <5.4 tons | AIRQUEST | HRCU-A-CB (Split System: Heat Pump with Remote Outdoor Unit-Air-Source) | HVH837GKA** |  |  | EN(A,D,W)4X60L24**+WALLCON | *80CTL1352422A* | 32800 | 18 | 8.1 | 32200 | 24600 | 76.4% | 1.98 | 0 | 12 |  |  |  | No | R-410A | 2.7333 | Residential & Commercial | Ducted CEE Tier 1
205751082 | Central HP <5.4 tons | AIRQUEST | HRCU-A-CB (Split System: Heat Pump with Remote Outdoor Unit-Air-Source) | HVH837GKA** |  |  | EA*4X37L21A*+WALLCON | *96CTN1002122A* | 33000 | 17.5 | 8.5 | 33000 | 25200 | 76.36% | 2 | 12 | 11.7 |  |  |  | No | R-410A | 2.75 | Residential & Commercial | Ducted CEE Tier 1
212983185 | Central HP <5.4 tons | BRYANT HEATING AND COOLING SYSTEMS | HRCU-A-CB (Split System: Heat Pump with Remote Outdoor Unit-Air-Source) | 38MURAQ24AB3* |  |  | CAP**3717AL* | 912SE36040M17*** | 23800 | 16 | 8.5 | 25800 | 22600 | 87.6% | 1.86 | 0 | 10 |  |  |  | No | R-410A | 1.9833 | Residential & Commercial | Ducted CEE Tier 1
212969512 | Central HP <5.4 tons | HEIL | HRCU-A-CB (Split System: Heat Pump with Remote Outdoor Unit-Air-Source) | DLCURAH18ABK |  |  | EA*4X19L17A* | *80VSL0451412B* | 18200 | 16.5 | 8.5 | 18100 | 17700 | 97.79% | 2.14 | 0 | 11 |  |  |  | No | R-410A | 1.5167 | Residential & Commercial | Ducted CEE Tier 1
212971452 | Central HP <5.4 tons | HEIL | HRCU-A-CB (Split System: Heat Pump with Remote Outdoor Unit-Air-Source) | DLCURAH18ABK |  |  | EA*4X24L17A* | *80VTL0701716B* | 17500 | 16 | 8.5 | 18500 | 19500 | 105.4% | 2.34 | 0 | 10.5 |  |  |  | No | R-410A | 1.4583 | Residential & Commercial | Ducted CEE Tier 1
212971485 | Central HP <5.4 tons | HEIL | HRCU-A-CB (Split System: Heat Pump with Remote Outdoor Unit-Air-Source) | DLCURAH18ABK |  |  | EN(A,D)4X24L17** | *80VTL0701716B* | 17500 | 16 | 8.5 | 18500 | 19200 | 103.8% | 2.3 | 0 | 10.5 |  |  |  | No | R-410A | 1.4583 | Residential & Commercial | Ducted CEE Tier 1
212973038 | Central HP <5.4 tons | HEIL | HRCU-A-CB (Split System: Heat Pump with Remote Outdoor Unit-Air-Source) | DLCURAH18ABK |  |  | EA*4X25L17A* | *96VSN0401712B* | 17700 | 16 | 8.1 | 17800 | 17800 | 100% | 2.14 | 0 | 10.5 |  |  |  | No | R-410A | 1.475 | Residential & Commercial | Ducted CEE Tier 1
211391220 | Central HP <5.4 tons | LUXAIRE | HRCU-A-CB (Split System: Heat Pump with Remote Outdoor Unit-Air-Source) | HMH72B341 |  |  | XAHC36DXXN1+TXV | TM8E120C16MP11 | 33600 | 17.5 | 8.1 | 33000 | 23200 | 70.3% | 2.04 | 0 | 10 |  |  |  | No | R-410A | 2.8 | Residential & Commercial | Ducted CEE Tier 1
215935693 | Central HP <5.4 tons | TEMPSTAR | HRCU-A-CB (Split System: Heat Pump with Remote Outdoor Unit-Air-Source) | T5H3V36*K*AAA* |  |  | EVD5X36M21A*+WALLCON | *95CSU0802120B* | 34400 | 20.5 | 8.5 | 38500 | 28200 | 73.25% | 2.04 | 0 | 11.7 |  |  |  | No | R-454B | 2.8667 | Residential & Commercial | Ducted CEE Tier 1
215935773 | Central HP <5.4 tons | TEMPSTAR | HRCU-A-CB (Split System: Heat Pump with Remote Outdoor Unit-Air-Source) | T5H3V36*K*AAA* |  |  | EVD5X36M21A*+WALLCON | *96CTN0801714B* | 34200 | 20.5 | 8.5 | 39000 | 28400 | 72.82% | 2.02 | 0 | 11.5 |  |  |  | No | R-454B | 2.85 | Residential & Commercial | Ducted CEE Tier 1
215935993 | Central HP <5.4 tons | TEMPSTAR | HRCU-A-CB (Split System: Heat Pump with Remote Outdoor Unit-Air-Source) | T5H3V36*K*AAA* |  |  | EVD5X42M21A*+WALLCON | *80CTL0701716B* | 34200 | 20.5 | 8.5 | 39000 | 28400 | 72.82% | 2.02 | 0 | 11.5 |  |  |  | No | R-454B | 2.85 | Residential & Commercial | Ducted CEE Tier 1
215936093 | Central HP <5.4 tons | TEMPSTAR | HRCU-A-CB (Split System: Heat Pump with Remote Outdoor Unit-Air-Source) | T5H3V36*K*AAA* |  |  | EVD5X42M21A*+WALLCON | *97CMN0801714B* | 34200 | 20.5 | 8.5 | 39000 | 28600 | 73.33% | 2.02 | 0 | 11.5 |  |  |  | No | R-454B | 2.85 | Residential & Commercial | Ducted CEE Tier 1
215935713 | Central HP <5.4 tons | TEMPSTAR | HRCU-A-CB (Split System: Heat Pump with Remote Outdoor Unit-Air-Source) | T5H3V36*K*AAA* |  |  | EVD5X36M21A*+WALLCON | *97CMN0601714B* | 34000 | 20 | 8.1 | 38000 | 27000 | 71.05% | 2 | 0 | 11 |  |  |  | No | R-454B | 2.8333 | Residential & Commercial | Ducted CEE Tier 1
215935763 | Central HP <5.4 tons | TEMPSTAR | HRCU-A-CB (Split System: Heat Pump with Remote Outdoor Unit-Air-Source) | T5H3V36*K*AAA* |  |  | EVD5X36M21A*+WALLCON | *96CTN0601714B* | 34000 | 20.5 | 8.1 | 38000 | 27000 | 71.05% | 1.95 | 0 | 11 |  |  |  | No | R-454B | 2.8333 | Residential & Commercial | Ducted CEE Tier 1
213080466 | Central HP <5.4 tons | TEMPSTAR | HRCU-A-CB (Split System: Heat Pump with Remote Outdoor Unit-Air-Source) | DLCURAH36ABK |  |  | EA*4X42L24A* | *96MSN1202422A* | 35200 | 16 | 8.1 | 38500 | 35000 | 90.91% | 1.88 | 0 | 10 |  |  |  | No | R-410A | 2.9333 | Residential & Commercial | Ducted CEE Tier 1
212988410 | Central HP <5.4 tons | TEMPSTAR | HRCU-A-CB (Split System: Heat Pump with Remote Outdoor Unit-Air-Source) | DLCURAH36ABK |  |  | EA*4X48L24A* | *96MSN1402422A* | 35600 | 16.5 | 8.5 | 37800 | 35000 | 92.59% | 2 | 0 | 10 |  |  |  | No | R-410A | 2.9667 | Residential & Commercial | Ducted CEE Tier 1
211391235 | Central HP <5.4 tons | LUXAIRE | HRCU-A-CB (Split System: Heat Pump with Remote Outdoor Unit-Air-Source) | HMH72B341 |  |  | XAHC36DXXN1+TXV | TMLE120C16MP11 | 33600 | 17.5 | 8.1 | 33000 | 23200 | 70.3% | 2.04 | 0 | 10 |  |  |  | No | R-410A | 2.8 | Residential & Commercial | Ducted CEE Tier 1
214398071 | Central HP <5.4 tons | COLEMAN | HRCU-A-CB (Split System: Heat Pump with Remote Outdoor Unit-Air-Source) | HH836E2S11 |  |  | CTM48C5CFS1 | TM9E100C16MP12 | 33400 | 19 | 9 | 31400 | 25400 | 80.89% | 2 | 0 | 11 |  |  |  | No | R-454B | 2.7833 | Residential & Commercial | Ducted CEE Tier 1
214398098 | Central HP <5.4 tons | COLEMAN | HRCU-A-CB (Split System: Heat Pump with Remote Outdoor Unit-Air-Source) | HH836E2S11 |  |  | CTM36B5CDS1 | CP9C060B12MP13 | 33000 | 17 | 8.5 | 31000 | 25400 | 81.94% | 2 | 0 | 11 |  |  |  | No | R-454B | 2.75 | Residential & Commercial | Ducted CEE Tier 1
214398100 | Central HP <5.4 tons | COLEMAN | HRCU-A-CB (Split System: Heat Pump with Remote Outdoor Unit-Air-Source) | HH836E2S11 |  |  | CTF36C5CDS1+JMET12CS2N1 |  | 34400 | 19 | 9 | 31800 | 25600 | 80.5% | 2 | 0 | 11.7 |  |  |  | No | R-454B | 2.8667 | Residential & Commercial | Ducted CEE Tier 1
214719918 | Central HP <5.4 tons | CHAMPION HEATING AND COOLING | HRCU-A-CB (Split System: Heat Pump with Remote Outdoor Unit-Air-Source) | HH836E2S11 |  |  | CTU48C5XFS1+TXV | TM8Y100C20MP11 | 34400 | 19 | 9 | 32600 | 25800 | 79.14% | 2 | 0 | 11 |  |  |  | No | R-454B | 2.8667 | Residential & Commercial | Ducted CEE Tier 1
214396379 | Central HP <5.4 tons | CHAMPION HEATING AND COOLING | HRCU-A-CB (Split System: Heat Pump with Remote Outdoor Unit-Air-Source) | HH836E2S11 |  |  | CTM48C5CFS1 | TM8Y100C16MP11 | 33800 | 19 | 9 | 31800 | 25400 | 79.87% | 2 | 0 | 11 |  |  |  | No | R-454B | 2.8167 | Residential & Commercial | Ducted CEE Tier 1
214396833 | Central HP <5.4 tons | CHAMPION HEATING AND COOLING | HRCU-A-CB (Split System: Heat Pump with Remote Outdoor Unit-Air-Source) | HH836E2S11 |  |  | CTF36B5CDS1 | TM8E080B12MP11 | 33600 | 18 | 8.5 | 31800 | 26000 | 81.76% | 2 | 0 | 11 |  |  |  | No | R-454B | 2.8 | Residential & Commercial | Ducted CEE Tier 1
214720206 | Central HP <5.4 tons | COLEMAN | HRCU-A-CB (Split System: Heat Pump with Remote Outdoor Unit-Air-Source) | HH860E2S11 |  |  | CTU60C5XGS1+TXV | Z9ES100C16SMPS1 | 45500 | 18 | 9 | 46500 | 34200 | 73.55% | 2 | 0 | 11 |  |  |  | No | R-454B | 3.7917 | Residential & Commercial | Ducted CEE Tier 1
214584577 | Central HP <5.4 tons | LUXAIRE | HRCU-A-CB (Split System: Heat Pump with Remote Outdoor Unit-Air-Source) | HH860E2S11 |  |  | CTM60C5CHS1 | Z8ES120C20SMPS1 | 53500 | 19 | 9 | 53500 | 38000 | 71.03% | 2 | 0 | 11.7 |  |  |  | No | R-454B | 4.4583 | Residential & Commercial | Ducted CEE Tier 1
214584582 | Central HP <5.4 tons | LUXAIRE | HRCU-A-CB (Split System: Heat Pump with Remote Outdoor Unit-Air-Source) | HH860E2S11 |  |  | CTF60D5CHS1 | Z8ES130D20SMPS1 | 54000 | 19 | 9 | 53500 | 38500 | 71.96% | 2 | 0 | 12 |  |  |  | No | R-454B | 4.5 | Residential & Commercial | Ducted CEE Tier 1
214397496 | Central HP <5.4 tons | COLEMAN | HRCU-A-CB (Split System: Heat Pump with Remote Outdoor Unit-Air-Source) | HH860E2S11 |  |  | CTF60C5CGS1 | TM9V080C16MP12 | 43500 | 17 | 9 | 44000 | 33600 | 76.36% | 2 | 0 | 11 |  |  |  | No | R-454B | 3.625 | Residential & Commercial | Ducted CEE Tier 1
214397587 | Central HP <5.4 tons | COLEMAN | HRCU-A-CB (Split System: Heat Pump with Remote Outdoor Unit-Air-Source) | HH860E2S11 |  |  | CTF60D5CHS1+JMET18DS2N1 |  | 54000 | 19 | 9 | 53500 | 38500 | 71.96% | 2 | 0 | 12 |  |  |  | No | R-454B | 4.5 | Residential & Commercial | Ducted CEE Tier 1
214397632 | Central HP <5.4 tons | COLEMAN | HRCU-A-CB (Split System: Heat Pump with Remote Outdoor Unit-Air-Source) | HH860E2S11 |  |  | CTF60C5CHS1 | TM9E080C20MP12 | 54000 | 19 | 8.5 | 55000 | 39500 | 71.82% | 2 | 0 | 11 |  |  |  | No | R-454B | 4.5 | Residential & Commercial | Ducted CEE Tier 1
213072236 | Central HP <5.4 tons | ACIQ | HRCU-A-CB (Split System: Heat Pump with Remote Outdoor Unit-Air-Source) | DLCURAH18ABK |  |  | EA*4X30L17A* | *96VSN0401712A* | 17900 | 15.5 | 8.5 | 18500 | 18500 | 100% | 2.22 | 0 | 10.5 |  |  |  | No | R-410A | 1.4917 | Residential & Commercial | Ducted CEE Tier 1
213072237 | Central HP <5.4 tons | ACIQ | HRCU-A-CB (Split System: Heat Pump with Remote Outdoor Unit-Air-Source) | DLCURAH18ABK |  |  | EA*4X30L17A* | *96VSN0601412A* | 18000 | 16 | 8.5 | 18600 | 18500 | 99.46% | 2.22 | 0 | 10.5 |  |  |  | No | R-410A | 1.5 | Residential & Commercial | Ducted CEE Tier 1
213072270 | Central HP <5.4 tons | ACIQ | HRCU-A-CB (Split System: Heat Pump with Remote Outdoor Unit-Air-Source) | DLCURAH18ABK |  |  | EN(A,D)4X18L14** | *95ESN0601412A* | 17600 | 15.5 | 8.5 | 18700 | 19300 | 103.2% | 2.32 | 0 | 10.5 |  |  |  | No | R-410A | 1.4667 | Residential & Commercial | Ducted CEE Tier 1
213072286 | Central HP <5.4 tons | ACIQ | HRCU-A-CB (Split System: Heat Pump with Remote Outdoor Unit-Air-Source) | DLCURAH18ABK |  |  | EN(A,D)4X24L14** | *95ESN0261410A* | 18000 | 15.5 | 8.5 | 19000 | 18700 | 98.42% | 2.24 | 0 | 10.5 |  |  |  | No | R-410A | 1.5 | Residential & Commercial | Ducted CEE Tier 1
212980278 | Central HP <5.4 tons | BRYANT HEATING AND COOLING SYSTEMS | HRCU-A-CB (Split System: Heat Pump with Remote Outdoor Unit-Air-Source) | 38MURAQ24AB3* |  |  | CNPV*3621AL* | 8(0,1)*SB48090M21*** | 23800 | 17 | 8.5 | 26400 | 24000 | 90.91% | 2 | 0 | 10.5 |  |  |  | No | R-410A | 1.9833 | Residential & Commercial | Ducted CEE Tier 1
211261527 | Central HP <5.4 tons | HEIL | HRCU-A-CB (Split System: Heat Pump with Remote Outdoor Unit-Air-Source) | DLCURAH18ABK |  |  | EA*4X30L17A* | *80VSL0451412A* | 17900 | 16 | 8.5 | 18400 | 18500 | 100.5% | 2.22 | 0 | 10.5 |  |  |  | No | R-410A | 1.4917 | Residential & Commercial | Ducted CEE Tier 1
211261818 | Central HP <5.4 tons | HEIL | HRCU-A-CB (Split System: Heat Pump with Remote Outdoor Unit-Air-Source) | DLCURAH18ABK |  |  | EA*4X30L17A* | *96VTN0801716A* | 17600 | 16 | 8.5 | 18100 | 18600 | 102.8% | 2.24 | 0 | 10.5 |  |  |  | No | R-410A | 1.4667 | Residential & Commercial | Ducted CEE Tier 1
212972988 | Central HP <5.4 tons | HEIL | HRCU-A-CB (Split System: Heat Pump with Remote Outdoor Unit-Air-Source) | DLCURAH24ABK |  |  | EN(A,D)4X30L14** | *96VSN0401410B* | 23400 | 16 | 8.1 | 26400 | 24800 | 93.94% | 2.04 | 0 | 10 |  |  |  | No | R-410A | 1.95 | Residential & Commercial | Ducted CEE Tier 1
212989607 | Central HP <5.4 tons | TEMPSTAR | HRCU-A-CB (Split System: Heat Pump with Remote Outdoor Unit-Air-Source) | DLCURAH24ABK |  |  | EA*4X36L21A* | *95MSU0802120A* | 23600 | 17 | 8.5 | 26200 | 23800 | 90.84% | 1.98 | 0 | 10 |  |  |  | No | R-410A | 1.9667 | Residential & Commercial | Ducted CEE Tier 1
213071602 | Central HP <5.4 tons | ACIQ | HRCU-A-CB (Split System: Heat Pump with Remote Outdoor Unit-Air-Source) | DLCURAH24ABK |  |  | EN(A,D,W)4X36L17** | *95ESN0601412A* | 24400 | 15.5 | 8.1 | 26600 | 22600 | 84.96% | 1.86 | 0 | 10 |  |  |  | No | R-410A | 2.0333 | Residential & Commercial | Ducted CEE Tier 1
213071717 | Central HP <5.4 tons | ACIQ | HRCU-A-CB (Split System: Heat Pump with Remote Outdoor Unit-Air-Source) | DLCURAH24ABK |  |  | EN(A,D,W)4X36L17** | OMV112K14A | 24000 | 16 | 8.1 | 26400 | 23000 | 87.12% | 1.88 | 0 | 10 |  |  |  | No | R-410A | 2 | Residential & Commercial | Ducted CEE Tier 1
212971129 | Central HP <5.4 tons | HEIL | HRCU-A-CB (Split System: Heat Pump with Remote Outdoor Unit-Air-Source) | DLCURAH24ABK |  |  | EA*4X24L17A* | *80VTL0451412B* | 23200 | 17 | 8.5 | 38500 | 27000 | 70.13% | 2.3 | 0 | 10 |  |  |  | No | R-410A | 1.9333 | Residential & Commercial | Ducted CEE Tier 1
212989211 | Central HP <5.4 tons | TEMPSTAR | HRCU-A-CB (Split System: Heat Pump with Remote Outdoor Unit-Air-Source) | DLCURAH24ABK |  |  | EA*4X37L21A* | *95MSU0601716A* | 24200 | 17.5 | 8.5 | 25200 | 21600 | 85.71% | 1.82 | 0 | 10.5 |  |  |  | No | R-410A | 2.0167 | Residential & Commercial | Ducted CEE Tier 1
212988743 | Central HP <5.4 tons | TEMPSTAR | HRCU-A-CB (Split System: Heat Pump with Remote Outdoor Unit-Air-Source) | DLCURAH24ABK |  |  | EN(A,D)4X30L17** | *95MSU0401712A* | 23600 | 16.5 | 8.1 | 26400 | 24200 | 91.67% | 2.02 | 0 | 10 |  |  |  | No | R-410A | 1.9667 | Residential & Commercial | Ducted CEE Tier 1
212986966 | Central HP <5.4 tons | TEMPSTAR | HRCU-A-CB (Split System: Heat Pump with Remote Outdoor Unit-Air-Source) | DLCURAH24ABK |  |  | EN(A,D)4X30L17** | *96MSN0601412A* | 23600 | 16.5 | 8.1 | 26400 | 24200 | 91.67% | 2.02 | 0 | 10 |  |  |  | No | R-410A | 1.9667 | Residential & Commercial | Ducted CEE Tier 1
211245357 | Central HP <5.4 tons | AIRQUEST | HRCU-A-CB (Split System: Heat Pump with Remote Outdoor Unit-Air-Source) | DLCURAH24ABK |  |  | EN(A,D)4X36L21** | *95ESU0401712A* | 23600 | 16.5 | 8.1 | 26000 | 23600 | 90.77% | 1.96 | 0 | 10.5 |  |  |  | No | R-410A | 1.9667 | Residential & Commercial | Ducted CEE Tier 1
214719715 | Central HP <5.4 tons | CHAMPION HEATING AND COOLING | HRCU-A-CB (Split System: Heat Pump with Remote Outdoor Unit-Air-Source) | HH836E2S11 |  |  | CTU36B5XDS1+TXV | TP9C080B12MP13 | 33000 | 18 | 8.5 | 30800 | 25000 | 81.17% | 2 | 0 | 11 |  |  |  | No | R-454B | 2.75 | Residential & Commercial | Ducted CEE Tier 1
211391368 | Central HP <5.4 tons | LUXAIRE | HRCU-A-CB (Split System: Heat Pump with Remote Outdoor Unit-Air-Source) | HMH72B341 |  |  | XAFC30CXXN1+TXV | TM8E120C16MP11 | 33200 | 18 | 8.5 | 33000 | 23200 | 70.3% | 2.06 | 0 | 10 |  |  |  | No | R-410A | 2.7667 | Residential & Commercial | Ducted CEE Tier 1
211391398 | Central HP <5.4 tons | LUXAIRE | HRCU-A-CB (Split System: Heat Pump with Remote Outdoor Unit-Air-Source) | HMH72B341 |  |  | XAHC36DXXN1+TXV | TM8E100C16MP11 | 33600 | 17.5 | 8.1 | 33000 | 23200 | 70.3% | 2.04 | 0 | 10 |  |  |  | No | R-410A | 2.8 | Residential & Commercial | Ducted CEE Tier 1
211391818 | Central HP <5.4 tons | LUXAIRE | HRCU-A-CB (Split System: Heat Pump with Remote Outdoor Unit-Air-Source) | HMH72B341 |  |  | XAFB36DXXN1+TXV | TM8E100B12MP11 | 34000 | 18 | 8.1 | 33800 | 23800 | 70.41% | 2.06 | 0 | 10 |  |  |  | No | R-410A | 2.8333 | Residential & Commercial | Ducted CEE Tier 1
211391861 | Central HP <5.4 tons | LUXAIRE | HRCU-A-CB (Split System: Heat Pump with Remote Outdoor Unit-Air-Source) | HMH72B341 |  |  | XAUB36DXXN1+TXV | TM8E100B12MP11 | 34000 | 18 | 8.1 | 33800 | 23800 | 70.41% | 2.06 | 0 | 10 |  |  |  | No | R-410A | 2.8333 | Residential & Commercial | Ducted CEE Tier 1
211392075 | Central HP <5.4 tons | LUXAIRE | HRCU-A-CB (Split System: Heat Pump with Remote Outdoor Unit-Air-Source) | HMH72B341 |  |  | XAFC36DBCN1 | TM8E080C16MP11 | 34000 | 17 | 8.5 | 33600 | 23600 | 70.24% | 2.08 | 0 | 10 |  |  |  | No | R-410A | 2.8333 | Residential & Commercial | Ducted CEE Tier 1
213607803 | Central HP <5.4 tons | DAY & NIGHT | HRCU-A-CB (Split System: Heat Pump with Remote Outdoor Unit-Air-Source) | DLCURAH48ABK |  |  | FTMA4B60L0D* |  | 48500 | 17 | 8.5 | 48500 | 34000 | 70.1% | 2.02 | 0 | 10 |  |  |  | No | R-410A | 4.0417 | Residential & Commercial | Ducted CEE Tier 1
215931884 | Central HP <5.4 tons | CARRIER | HRCU-A-CB (Split System: Heat Pump with Remote Outdoor Unit-Air-Source) | 27VNA360A*030* |  |  | CSAH*6012AM*+UI | 59MN7C100C21**22 | 56500 | 18 | 8.1 | 61000 | 46000 | 75.41% | 1.95 | 0 | 11 |  |  |  | No | R-454B | 4.7083 | Residential & Commercial | Ducted CEE Tier 1
213770551 | Central HP <5.4 tons | DAY & NIGHT | HRCU-A-CB (Split System: Heat Pump with Remote Outdoor Unit-Air-Source) | CVH825GKA2* |  |  | EA*4X24L17A*+WALLCON | *97CMN0801714B* | 23200 | 16 | 8.1 | 22000 | 16800 | 76.36% | 1.9 | 0 | 10.5 |  |  |  | No | R-410A | 1.9333 | Residential & Commercial | Ducted CEE Tier 1
212969842 | Central HP <5.4 tons | HEIL | HRCU-A-CB (Split System: Heat Pump with Remote Outdoor Unit-Air-Source) | DLCURAH24ABK |  |  | EN(A,D,W)4X36L17** | *80VSL0451412B* | 23600 | 17 | 8.5 | 26200 | 24600 | 93.89% | 2.04 | 0 | 10.5 |  |  |  | No | R-410A | 1.9667 | Residential & Commercial | Ducted CEE Tier 1
213071024 | Central HP <5.4 tons | ACIQ | HRCU-A-CB (Split System: Heat Pump with Remote Outdoor Unit-Air-Source) | DLCURAH24ABK |  |  | EN(A,D)4X24L17** | *95ESU0401712A* | 23200 | 16.5 | 8.5 | 26400 | 24400 | 92.42% | 2.04 | 0 | 10 |  |  |  | No | R-410A | 1.9333 | Residential & Commercial | Ducted CEE Tier 1
213071058 | Central HP <5.4 tons | ACIQ | HRCU-A-CB (Split System: Heat Pump with Remote Outdoor Unit-Air-Source) | DLCURAH24ABK |  |  | EN(A,D)4X24L17** | *80VTL0451412A* | 23800 | 16 | 8.5 | 26800 | 23200 | 86.57% | 1.92 | 0 | 10 |  |  |  | No | R-410A | 1.9833 | Residential & Commercial | Ducted CEE Tier 1
212981007 | Central HP <5.4 tons | BRYANT HEATING AND COOLING SYSTEMS | HRCU-A-CB (Split System: Heat Pump with Remote Outdoor Unit-Air-Source) | 38MURAQ24AB3* |  |  | CNPV*3621AL* | 8(0,1)*SB60110M21*** | 23400 | 17 | 8.5 | 26200 | 24600 | 93.89% | 2.06 | 0 | 10.5 |  |  |  | No | R-410A | 1.95 | Residential & Commercial | Ducted CEE Tier 1
213081012 | Central HP <5.4 tons | ACIQ | HRCU-A-CB (Split System: Heat Pump with Remote Outdoor Unit-Air-Source) | HVH837GKA** |  |  | EA*4X60L24A*+WALLCON | *96CTN1202422A* | 32800 | 18 | 8.5 | 31800 | 24800 | 77.99% | 2 | 0 | 11.7 |  |  |  | No | R-410A | 2.7333 | Residential & Commercial | Ducted CEE Tier 1
213081023 | Central HP <5.4 tons | ACIQ | HRCU-A-CB (Split System: Heat Pump with Remote Outdoor Unit-Air-Source) | HVH837GKA** |  |  | EA*4X61L24A*+WALLCON | *96CTN1202422A* | 33200 | 18 | 8.5 | 32000 | 24800 | 77.5% | 2 | 0 | 12 |  |  |  | No | R-410A | 2.7667 | Residential & Commercial | Ducted CEE Tier 1
212988803 | Central HP <5.4 tons | TEMPSTAR | HRCU-A-CB (Split System: Heat Pump with Remote Outdoor Unit-Air-Source) | DLCURAH18ABK |  |  | EA*4X25L17A* | *95MSU0401712A* | 17700 | 16.5 | 8.1 | 17700 | 17800 | 100.6% | 2.14 | 0 | 10.5 |  |  |  | No | R-410A | 1.475 | Residential & Commercial | Ducted CEE Tier 1
213067698 | Central HP <5.4 tons | ACIQ | HRCU-A-CB (Split System: Heat Pump with Remote Outdoor Unit-Air-Source) | HVH837GKA** |  |  | EA*4X61L24A*+WALLCON | *80CSU1002120A* | 33200 | 17.5 | 8.1 | 32000 | 24800 | 77.5% | 1.98 | 0 | 11.5 |  |  |  | No | R-410A | 2.7667 | Residential & Commercial | Ducted CEE Tier 1
213067699 | Central HP <5.4 tons | ACIQ | HRCU-A-CB (Split System: Heat Pump with Remote Outdoor Unit-Air-Source) | HVH837GKA** |  |  | EA*4X61L24A*+WALLCON | *95CSU0802120A* | 33200 | 18 | 8.5 | 32000 | 24800 | 77.5% | 2 | 0 | 11.5 |  |  |  | No | R-410A | 2.7667 | Residential & Commercial | Ducted CEE Tier 1
215669282 | Central HP <5.4 tons | CARRIER | HRCU-A-CB (Split System: Heat Pump with Remote Outdoor Unit-Air-Source) | 27VNA036A*030* |  |  | CAA**4821AM*+UI | 59TN6C100C21**22 | 33800 | 18 | 9 | 35000 | 25000 | 71.43% | 1.9 | 0 | 10 |  |  |  | No | R-454B | 2.8167 | Residential & Commercial | Ducted CEE Tier 1
214397582 | Central HP <5.4 tons | COLEMAN | HRCU-A-CB (Split System: Heat Pump with Remote Outdoor Unit-Air-Source) | HH860E2S11 |  |  | CTF60C5CHS1 | TMLE120C20MP11 | 54000 | 19 | 8.5 | 54500 | 39500 | 72.48% | 2 | 0 | 11 |  |  |  | No | R-454B | 4.5 | Residential & Commercial | Ducted CEE Tier 1
214397452 | Central HP <5.4 tons | CHAMPION HEATING AND COOLING | HRCU-A-CB (Split System: Heat Pump with Remote Outdoor Unit-Air-Source) | HH860E2S11 |  |  | CTF60C5CGS1 | TMLE080C16MP11 | 44500 | 18 | 9 | 45500 | 34200 | 75.16% | 2 | 0 | 11 |  |  |  | No | R-454B | 3.7083 | Residential & Commercial | Ducted CEE Tier 1
214397415 | Central HP <5.4 tons | CHAMPION HEATING AND COOLING | HRCU-A-CB (Split System: Heat Pump with Remote Outdoor Unit-Air-Source) | HH860E2S11 |  |  | CTF60D5CGS1 | TP9C120D20MP13 | 44000 | 18 | 9 | 44500 | 33400 | 75.06% | 2 | 0 | 11.7 |  |  |  | No | R-454B | 3.6667 | Residential & Commercial | Ducted CEE Tier 1
214809229 | Central HP <5.4 tons | CHAMPION HEATING AND COOLING | HRCU-A-CB (Split System: Heat Pump with Remote Outdoor Unit-Air-Source) | HH860E2S11 |  |  | CTU60C5XGS1+TXV | TM8Y100C16MP11 | 44000 | 18 | 9 | 44000 | 33400 | 75.91% | 2 | 0 | 11.7 |  |  |  | No | R-454B | 3.6667 | Residential & Commercial | Ducted CEE Tier 1
214397887 | Central HP <5.4 tons | CHAMPION HEATING AND COOLING | HRCU-A-CB (Split System: Heat Pump with Remote Outdoor Unit-Air-Source) | HH860E2S11 |  |  | CTM60C5CGS1 | TM8V100C20MP12 | 44000 | 18 | 9 | 44500 | 33600 | 75.51% | 2 | 0 | 11.7 |  |  |  | No | R-454B | 3.6667 | Residential & Commercial | Ducted CEE Tier 1
214397908 | Central HP <5.4 tons | COLEMAN | HRCU-A-CB (Split System: Heat Pump with Remote Outdoor Unit-Air-Source) | HH860E2S11 |  |  | CTM60C5CGS1+JMVT17CC2N1 |  | 45000 | 19 | 9.5 | 45000 | 33800 | 75.11% | 2 | 0 | 12 |  |  |  | No | R-454B | 3.75 | Residential & Commercial | Ducted CEE Tier 1
216374727 | Central HP <5.4 tons | COLEMAN | HRCU-A-CB (Split System: Heat Pump with Remote Outdoor Unit-Air-Source) | HH860E2S11 |  |  | CTU60C5XGS1+TXV | Z9ET080C16SMPS1 | 44000 | 18 | 9 | 45000 | 32800 | 72.89% | 2 | 0 | 11 |  |  |  | No | R-454B | 3.6667 | Residential & Commercial | Ducted CEE Tier 1
214398647 | Central HP <5.4 tons | COLEMAN | HRCU-A-CB (Split System: Heat Pump with Remote Outdoor Unit-Air-Source) | HH860E2S11 |  |  | CTF60C5CGS1 | TMLV100C16MP12 | 43500 | 18 | 9 | 44000 | 33400 | 75.91% | 2 | 0 | 11.7 |  |  |  | No | R-454B | 3.625 | Residential & Commercial | Ducted CEE Tier 1
213072094 | Central HP <5.4 tons | ACIQ | HRCU-A-CB (Split System: Heat Pump with Remote Outdoor Unit-Air-Source) | DLCURAH18ABK |  |  | EA*4X19L17A* | *96VSN0401712A* | 18200 | 15.5 | 8.5 | 18300 | 17600 | 96.17% | 2.12 | 0 | 10.5 |  |  |  | No | R-410A | 1.5167 | Residential & Commercial | Ducted CEE Tier 1
213072128 | Central HP <5.4 tons | ACIQ | HRCU-A-CB (Split System: Heat Pump with Remote Outdoor Unit-Air-Source) | DLCURAH18ABK |  |  | EA*4X19L17A* | *96VTN0601714A* | 18200 | 16 | 8.5 | 18200 | 17700 | 97.25% | 2.14 | 0 | 10.5 |  |  |  | No | R-410A | 1.5167 | Residential & Commercial | Ducted CEE Tier 1
213072160 | Central HP <5.4 tons | ACIQ | HRCU-A-CB (Split System: Heat Pump with Remote Outdoor Unit-Air-Source) | DLCURAH18ABK |  |  | EA*4X24L17A* | *95ESU0401712A* | 17600 | 16 | 8.5 | 18500 | 19100 | 103.2% | 2.3 | 0 | 10.5 |  |  |  | No | R-410A | 1.4667 | Residential & Commercial | Ducted CEE Tier 1
213072162 | Central HP <5.4 tons | ACIQ | HRCU-A-CB (Split System: Heat Pump with Remote Outdoor Unit-Air-Source) | DLCURAH18ABK |  |  | EA*4X24L17A* | *80VSL0701716A* | 17400 | 16 | 8.5 | 18300 | 19200 | 104.9% | 2.32 | 0 | 10.5 |  |  |  | No | R-410A | 1.45 | Residential & Commercial | Ducted CEE Tier 1
213072178 | Central HP <5.4 tons | ACIQ | HRCU-A-CB (Split System: Heat Pump with Remote Outdoor Unit-Air-Source) | DLCURAH18ABK |  |  | EA*4X24L17A* | *92ESN0601412A* | 18100 | 16 | 9 | 19000 | 18800 | 98.95% | 2.28 | 0 | 10.5 |  |  |  | No | R-410A | 1.5083 | Residential & Commercial | Ducted CEE Tier 1
210599216 | Central HP <5.4 tons | AIRQUEST | HRCU-A-CB (Split System: Heat Pump with Remote Outdoor Unit-Air-Source) | HVH837GKA** |  |  | EA*4X60L24A*+WALLCON | *97CMN1202422A* | 32800 | 17.5 | 8.5 | 32000 | 24800 | 77.5% | 1.98 | 0 | 11.7 |  |  |  | No | R-410A | 2.7333 | Residential & Commercial | Ducted CEE Tier 1
210599316 | Central HP <5.4 tons | AIRQUEST | HRCU-A-CB (Split System: Heat Pump with Remote Outdoor Unit-Air-Source) | HVH837GKA** |  |  | EA*4X61L24A*+WALLCON | *97CMN1002122A* | 33200 | 18 | 8.5 | 32000 | 24800 | 77.5% | 2 | 0 | 12 |  |  |  | No | R-410A | 2.7667 | Residential & Commercial | Ducted CEE Tier 1
213771201 | Central HP <5.4 tons | DAY & NIGHT | HRCU-A-CB (Split System: Heat Pump with Remote Outdoor Unit-Air-Source) | CVH825GKA2* |  |  | EA*4X37L21A*+WALLCON | *97CMN0801714B* | 24400 | 16.5 | 8.1 | 21200 | 16700 | 78.77% | 2.02 | 0 | 11 |  |  |  | No | R-410A | 2.0333 | Residential & Commercial | Ducted CEE Tier 1
213771251 | Central HP <5.4 tons | DAY & NIGHT | HRCU-A-CB (Split System: Heat Pump with Remote Outdoor Unit-Air-Source) | CVH825GKA2* |  |  | EA*4X42L21A*+WALLCON | *80CTL0451712B* | 23600 | 16.5 | 8.1 | 21600 | 16700 | 77.31% | 1.94 | 0 | 10.5 |  |  |  | No | R-410A | 1.9667 | Residential & Commercial | Ducted CEE Tier 1
213771401 | Central HP <5.4 tons | DAY & NIGHT | HRCU-A-CB (Split System: Heat Pump with Remote Outdoor Unit-Air-Source) | CVH825GKA2* |  |  | EA*4X42L24A*+WALLCON | *97CMN1002122B* | 23800 | 16.5 | 8.1 | 21400 | 16600 | 77.57% | 1.96 | 0 | 11 |  |  |  | No | R-410A | 1.9833 | Residential & Commercial | Ducted CEE Tier 1
213771501 | Central HP <5.4 tons | DAY & NIGHT | HRCU-A-CB (Split System: Heat Pump with Remote Outdoor Unit-Air-Source) | CVH825GKA2* |  |  | EA*4X43L21A*+WALLCON | *97CMN0601714B* | 24200 | 16.5 | 8.1 | 21200 | 16700 | 78.77% | 2.02 | 0 | 10.5 |  |  |  | No | R-410A | 2.0167 | Residential & Commercial | Ducted CEE Tier 1
213772431 | Central HP <5.4 tons | DAY & NIGHT | HRCU-A-CB (Split System: Heat Pump with Remote Outdoor Unit-Air-Source) | CVH825GKA2* |  |  | EHD4X48AAL+WALLCON | *80CTL0451712B* | 24200 | 16 | 8.1 | 21400 | 16700 | 78.04% | 2 | 0 | 10.5 |  |  |  | No | R-410A | 2.0167 | Residential & Commercial | Ducted CEE Tier 1
215936363 | Central HP <5.4 tons | TEMPSTAR | HRCU-A-CB (Split System: Heat Pump with Remote Outdoor Unit-Air-Source) | T5H3V36*K*AAA* |  |  | EVD5X48M24A*+WALLCON | *95CSU1002122B* | 35200 | 21.5 | 8.5 | 38000 | 28200 | 74.21% | 2.04 | 0 | 12 |  |  |  | No | R-454B | 2.9333 | Residential & Commercial | Ducted CEE Tier 1
215936513 | Central HP <5.4 tons | TEMPSTAR | HRCU-A-CB (Split System: Heat Pump with Remote Outdoor Unit-Air-Source) | T5H3V36*K*AAA* |  |  | EVD5X49M24A*+WALLCON | *97CMN0802120B* | 35400 | 21.5 | 8.5 | 38000 | 28400 | 74.74% | 2.04 | 0 | 12 |  |  |  | No | R-454B | 2.95 | Residential & Commercial | Ducted CEE Tier 1
213071240 | Central HP <5.4 tons | ACIQ | HRCU-A-CB (Split System: Heat Pump with Remote Outdoor Unit-Air-Source) | DLCURAH24ABK |  |  | EN(A,D)4X30L14** | *95ESN0601412A* | 24200 | 15.5 | 8.1 | 26600 | 22800 | 85.71% | 1.86 | 0 | 10 |  |  |  | No | R-410A | 2.0167 | Residential & Commercial | Ducted CEE Tier 1
213071391 | Central HP <5.4 tons | ACIQ | HRCU-A-CB (Split System: Heat Pump with Remote Outdoor Unit-Air-Source) | DLCURAH24ABK |  |  | EN(A,D)4X30L17** | *96VTN0601412A* | 23600 | 16.5 | 8.1 | 25800 | 23800 | 92.25% | 1.98 | 0 | 10 |  |  |  | No | R-410A | 1.9667 | Residential & Commercial | Ducted CEE Tier 1
212986173 | Central HP <5.4 tons | TEMPSTAR | HRCU-A-CB (Split System: Heat Pump with Remote Outdoor Unit-Air-Source) | DLCURAH24ABK |  |  | EA*4X30L14A* | *96MSN0401410A* | 23400 | 16 | 8.5 | 26400 | 24800 | 93.94% | 2.04 | 0 | 10 |  |  |  | No | R-410A | 1.95 | Residential & Commercial | Ducted CEE Tier 1
211388549 | Central HP <5.4 tons | LUXAIRE | HRCU-A-CB (Split System: Heat Pump with Remote Outdoor Unit-Air-Source) | HMH72B341 |  |  | XAHC36DXXN1+TXV | TM9E100C20MP12 | 34000 | 15.5 | 8.1 | 33200 | 23600 | 71.08% | 2.06 | 0 | 10 |  |  |  | No | R-410A | 2.8333 | Residential & Commercial | Ducted CEE Tier 1
214595049 | Central HP <5.4 tons | COLEMAN | HRCU-A-CB (Split System: Heat Pump with Remote Outdoor Unit-Air-Source) | HH836E2S11 |  |  | CTM36C5CDS1 | Z8ES080C20SMPS1 | 34400 | 18 | 8.5 | 32000 | 26200 | 81.88% | 2 | 0 | 11 |  |  |  | No | R-454B | 2.8667 | Residential & Commercial | Ducted CEE Tier 1
213774551 | Central HP <5.4 tons | DAY & NIGHT | HRCU-A-CB (Split System: Heat Pump with Remote Outdoor Unit-Air-Source) | CVH825GKA3* |  |  | EHD4X42AAL+WALLCON | *96CTN1202422B* | 24200 | 16 | 8.1 | 21400 | 16600 | 77.57% | 2 | 0 | 10.5 |  |  |  | No | R-410A | 2.0167 | Residential & Commercial | Ducted CEE Tier 1
213774601 | Central HP <5.4 tons | DAY & NIGHT | HRCU-A-CB (Split System: Heat Pump with Remote Outdoor Unit-Air-Source) | CVH825GKA3* |  |  | EHD4X48AAL+WALLCON | *80CTL0902120B* | 24200 | 16 | 8.1 | 21200 | 16600 | 78.3% | 2.02 | 0 | 10.5 |  |  |  | No | R-410A | 2.0167 | Residential & Commercial | Ducted CEE Tier 1
213773081 | Central HP <5.4 tons | DAY & NIGHT | HRCU-A-CB (Split System: Heat Pump with Remote Outdoor Unit-Air-Source) | CVH825GKA3* |  |  | EA*4X36L21A*+WALLCON | *80CTL1102120B* | 23600 | 16.5 | 8.1 | 21400 | 16600 | 77.57% | 1.94 | 0 | 10.5 |  |  |  | No | R-410A | 1.9667 | Residential & Commercial | Ducted CEE Tier 1
213772951 | Central HP <5.4 tons | DAY & NIGHT | HRCU-A-CB (Split System: Heat Pump with Remote Outdoor Unit-Air-Source) | CVH825GKA3* |  |  | EA*4X36L17A*+WALLCON | *80CTL0701412B* | 23600 | 16.5 | 8.1 | 21400 | 16700 | 78.04% | 1.92 | 0 | 10.5 |  |  |  | No | R-410A | 1.9667 | Residential & Commercial | Ducted CEE Tier 1
213773051 | Central HP <5.4 tons | DAY & NIGHT | HRCU-A-CB (Split System: Heat Pump with Remote Outdoor Unit-Air-Source) | CVH825GKA3* |  |  | EA*4X36L21A*+WALLCON | *80CTL0701716B* | 23600 | 16.5 | 8.1 | 21400 | 16700 | 78.04% | 1.92 | 0 | 10.5 |  |  |  | No | R-410A | 1.9667 | Residential & Commercial | Ducted CEE Tier 1
213772861 | Central HP <5.4 tons | DAY & NIGHT | HRCU-A-CB (Split System: Heat Pump with Remote Outdoor Unit-Air-Source) | CVH825GKA3* |  |  | EA*4X30L17A*+WALLCON | *80CTL0701716B* | 23400 | 16.5 | 8.1 | 21600 | 16700 | 77.31% | 1.9 | 0 | 10.5 |  |  |  | No | R-410A | 1.95 | Residential & Commercial | Ducted CEE Tier 1
213773061 | Central HP <5.4 tons | DAY & NIGHT | HRCU-A-CB (Split System: Heat Pump with Remote Outdoor Unit-Air-Source) | CVH825GKA3* |  |  | EA*4X36L21A*+WALLCON | *80CTL0901716B* | 23600 | 16.5 | 8.1 | 21400 | 16600 | 77.57% | 1.94 | 0 | 10.5 |  |  |  | No | R-410A | 1.9667 | Residential & Commercial | Ducted CEE Tier 1
212984167 | Central HP <5.4 tons | TEMPSTAR | HRCU-A-CB (Split System: Heat Pump with Remote Outdoor Unit-Air-Source) | DLCURAH18ABK |  |  | EA*4X19L17A* | *92MSN0601714A* | 18000 | 16.5 | 8.5 | 18000 | 17800 | 98.89% | 2.14 | 0 | 11 |  |  |  | No | R-410A | 1.5 | Residential & Commercial | Ducted CEE Tier 1
212984719 | Central HP <5.4 tons | TEMPSTAR | HRCU-A-CB (Split System: Heat Pump with Remote Outdoor Unit-Air-Source) | DLCURAH18ABK |  |  | EA*4X24L17A* | *92MSN0801716A* | 17700 | 16.5 | 8.5 | 18700 | 19300 | 103.2% | 2.32 | 0 | 10.5 |  |  |  | No | R-410A | 1.475 | Residential & Commercial | Ducted CEE Tier 1
212986377 | Central HP <5.4 tons | TEMPSTAR | HRCU-A-CB (Split System: Heat Pump with Remote Outdoor Unit-Air-Source) | DLCURAH18ABK |  |  | EN(A,D)4X30L14** | *96MSN0401410A* | 17600 | 16 | 8.1 | 18200 | 18600 | 102.2% | 2.24 | 0 | 10.5 |  |  |  | No | R-410A | 1.4667 | Residential & Commercial | Ducted CEE Tier 1
212987076 | Central HP <5.4 tons | TEMPSTAR | HRCU-A-CB (Split System: Heat Pump with Remote Outdoor Unit-Air-Source) | DLCURAH18ABK |  |  | EN(A,D)4X30L14** | *96MSN0601412A* | 17500 | 16 | 8.1 | 18000 | 18600 | 103.3% | 2.24 | 0 | 11 |  |  |  | No | R-410A | 1.4583 | Residential & Commercial | Ducted CEE Tier 1
212982313 | Central HP <5.4 tons | BRYANT HEATING AND COOLING SYSTEMS | HRCU-A-CB (Split System: Heat Pump with Remote Outdoor Unit-Air-Source) | 38MURAQ24AB3* |  |  | CAP**3721AL* | 83*SB36040M17*** | 24400 | 17 | 8.5 | 25200 | 21400 | 84.92% | 1.8 | 0 | 10 |  |  |  | No | R-410A | 2.0333 | Residential & Commercial | Ducted CEE Tier 1
213072194 | Central HP <5.4 tons | ACIQ | HRCU-A-CB (Split System: Heat Pump with Remote Outdoor Unit-Air-Source) | DLCURAH18ABK |  |  | EA*4X25L17A* | *80VSL0451716A* | 18100 | 16 | 8.5 | 18000 | 17500 | 97.22% | 2.12 | 0 | 10.5 |  |  |  | No | R-410A | 1.5083 | Residential & Commercial | Ducted CEE Tier 1
213072210 | Central HP <5.4 tons | ACIQ | HRCU-A-CB (Split System: Heat Pump with Remote Outdoor Unit-Air-Source) | DLCURAH18ABK |  |  | EA*4X25L17A* | *80ES(N,L)0701712A* | 18600 | 16.5 | 8.5 | 18400 | 17400 | 94.57% | 2.12 | 0 | 11 |  |  |  | No | R-410A | 1.55 | Residential & Commercial | Ducted CEE Tier 1
213072226 | Central HP <5.4 tons | ACIQ | HRCU-A-CB (Split System: Heat Pump with Remote Outdoor Unit-Air-Source) | DLCURAH18ABK |  |  | EA*4X30L14A* | *96VTN0401410A* | 17500 | 16 | 8.5 | 18100 | 18600 | 102.8% | 2.24 | 0 | 10.5 |  |  |  | No | R-410A | 1.4583 | Residential & Commercial | Ducted CEE Tier 1
213072228 | Central HP <5.4 tons | ACIQ | HRCU-A-CB (Split System: Heat Pump with Remote Outdoor Unit-Air-Source) | DLCURAH18ABK |  |  | EA*4X30L14A* | *95ESN0261410A* | 18100 | 15.5 | 8.5 | 18800 | 18500 | 98.4% | 2.22 | 0 | 10.5 |  |  |  | No | R-410A | 1.5083 | Residential & Commercial | Ducted CEE Tier 1
214242187 | Central HP <5.4 tons | HEIL | HRCU-A-CB (Split System: Heat Pump with Remote Outdoor Unit-Air-Source) | HVH825GKA3* |  |  | EN(A,D,W)4X42L21**+WALLCON | *96CTN0801714B* | 23800 | 16.5 | 8.1 | 21400 | 16700 | 78.04% | 1.94 | 0 | 11 |  |  |  | No | R-410A | 1.9833 | Residential & Commercial | Ducted CEE Tier 1
214242337 | Central HP <5.4 tons | HEIL | HRCU-A-CB (Split System: Heat Pump with Remote Outdoor Unit-Air-Source) | HVH825GKA3* |  |  | EN(A,D)4X48L24**+WALLCON | *80CTL1102120B* | 24200 | 17 | 8.1 | 21200 | 16500 | 77.83% | 2 | 0 | 11 |  |  |  | No | R-410A | 2.0167 | Residential & Commercial | Ducted CEE Tier 1
212982721 | Central HP <5.4 tons | BRYANT HEATING AND COOLING SYSTEMS | HRCU-A-CB (Split System: Heat Pump with Remote Outdoor Unit-Air-Source) | 38MURAQ24AB3* |  |  | CNPV*3621AL* | 83*SB48060M17*** | 23600 | 17 | 8.5 | 25600 | 24000 | 93.75% | 2 | 0 | 10.5 |  |  |  | No | R-410A | 1.9667 | Residential & Commercial | Ducted CEE Tier 1
212983196 | Central HP <5.4 tons | BRYANT HEATING AND COOLING SYSTEMS | HRCU-A-CB (Split System: Heat Pump with Remote Outdoor Unit-Air-Source) | 38MURAQ24AB3* |  |  | CAP**3721AL* | 912SE36040M17*** | 24000 | 16 | 8.1 | 25400 | 21800 | 85.83% | 1.8 | 0 | 10 |  |  |  | No | R-410A | 2 | Residential & Commercial | Ducted CEE Tier 1
213062461 | Central HP <5.4 tons | ACIQ | HRCU-A-CB (Split System: Heat Pump with Remote Outdoor Unit-Air-Source) | HVH837GKA** |  |  | EA*4X36L21A*+WALLCON | *80CTL0901716A* | 31600 | 17.5 | 8.1 | 33000 | 24200 | 73.33% | 1.86 | 11.5 | 11.5 |  |  |  | No | R-410A | 2.6333 | Residential & Commercial | Ducted CEE Tier 1
212982409 | Central HP <5.4 tons | BRYANT HEATING AND COOLING SYSTEMS | HRCU-A-CB (Split System: Heat Pump with Remote Outdoor Unit-Air-Source) | 38MURAQ18AB3* |  |  | CAP**3017AL* | 83*SB36040M17*** | 17500 | 16 | 8.5 | 18100 | 18500 | 102.2% | 2.24 | 0 | 10.5 |  |  |  | No | R-410A | 1.4583 | Residential & Commercial | Ducted CEE Tier 1
212983306 | Central HP <5.4 tons | BRYANT HEATING AND COOLING SYSTEMS | HRCU-A-CB (Split System: Heat Pump with Remote Outdoor Unit-Air-Source) | 38MURAQ18AB3* |  |  | CNPV*3017AL* | 912SE36040M17*** | 17400 | 15.5 | 8.1 | 18100 | 18700 | 103.3% | 2.24 | 0 | 10.5 |  |  |  | No | R-410A | 1.45 | Residential & Commercial | Ducted CEE Tier 1
213062504 | Central HP <5.4 tons | ACIQ | HRCU-A-CB (Split System: Heat Pump with Remote Outdoor Unit-Air-Source) | HVH837GKA** |  |  | EHD4X42AAL+WALLCON | *80CTL1352422A* | 32600 | 17 | 8.1 | 33000 | 24800 | 75.15% | 1.96 | 11 | 11 |  |  |  | No | R-410A | 2.7167 | Residential & Commercial | Ducted CEE Tier 1
212981809 | Central HP <5.4 tons | BRYANT HEATING AND COOLING SYSTEMS | HRCU-A-CB (Split System: Heat Pump with Remote Outdoor Unit-Air-Source) | 38MURAQ24AB3* |  |  | CNPV*3621AL* | 83*SB60100M21*** | 23400 | 16.5 | 8.1 | 26200 | 24800 | 94.66% | 2.08 | 0 | 10 |  |  |  | No | R-410A | 1.95 | Residential & Commercial | Ducted CEE Tier 1
212979834 | Central HP <5.4 tons | BRYANT HEATING AND COOLING SYSTEMS | HRCU-A-CB (Split System: Heat Pump with Remote Outdoor Unit-Air-Source) | 38MURAQ24AB3* |  |  | CAP**3017AL* | 8(0,1)*SB42090M17*** | 23600 | 17 | 8.5 | 26400 | 24600 | 93.18% | 2.04 | 0 | 10 |  |  |  | No | R-410A | 1.9667 | Residential & Commercial | Ducted CEE Tier 1
212979882 | Central HP <5.4 tons | BRYANT HEATING AND COOLING SYSTEMS | HRCU-A-CB (Split System: Heat Pump with Remote Outdoor Unit-Air-Source) | 38MURAQ24AB3* |  |  | CAP**3721AL* | 8(0,1)*SB42090M17*** | 24200 | 17.5 | 8.5 | 25200 | 21800 | 86.51% | 1.82 | 0 | 10 |  |  |  | No | R-410A | 2.0167 | Residential & Commercial | Ducted CEE Tier 1
214396647 | Central HP <5.4 tons | CHAMPION HEATING AND COOLING | HRCU-A-CB (Split System: Heat Pump with Remote Outdoor Unit-Air-Source) | HH860E2S11 |  |  | CTM60C5CGS1 | TPLC080C16MP13 | 44000 | 18 | 9 | 44500 | 33600 | 75.51% | 2 | 0 | 11.7 |  |  |  | No | R-454B | 3.6667 | Residential & Commercial | Ducted CEE Tier 1
214809160 | Central HP <5.4 tons | CHAMPION HEATING AND COOLING | HRCU-A-CB (Split System: Heat Pump with Remote Outdoor Unit-Air-Source) | HH860E2S11 |  |  | CTU60C5XGS1+JME16C2SN1+TXV |  | 45000 | 19 | 9 | 45000 | 33000 | 73.33% | 2 | 0 | 12 |  |  |  | No | R-454B | 3.75 | Residential & Commercial | Ducted CEE Tier 1
214809263 | Central HP <5.4 tons | CHAMPION HEATING AND COOLING | HRCU-A-CB (Split System: Heat Pump with Remote Outdoor Unit-Air-Source) | HH860E2S11 |  |  | CTU60C5XGS1+TXV | Z9ES100C20SMPS1 | 45500 | 18 | 9 | 46500 | 34000 | 73.12% | 2 | 0 | 11.7 |  |  |  | No | R-454B | 3.7917 | Residential & Commercial | Ducted CEE Tier 1
214396330 | Central HP <5.4 tons | CHAMPION HEATING AND COOLING | HRCU-A-CB (Split System: Heat Pump with Remote Outdoor Unit-Air-Source) | HH860E2S11 |  |  | CTM60C5CHS1 | TM8Y120C20MP11 | 54000 | 19 | 9 | 55000 | 39500 | 71.82% | 2 | 0 | 11 |  |  |  | No | R-454B | 4.5 | Residential & Commercial | Ducted CEE Tier 1
214397523 | Central HP <5.4 tons | COLEMAN | HRCU-A-CB (Split System: Heat Pump with Remote Outdoor Unit-Air-Source) | HH824E2S11 |  |  | CTF36B5ADS1+JMET12BS2N1 |  | 23000 | 19 | 9.5 | 23000 | 18100 | 78.7% | 2 | 0 | 12 |  |  |  | No | R-454B | 1.9167 | Residential & Commercial | Ducted CEE Tier 1
214397923 | Central HP <5.4 tons | COLEMAN | HRCU-A-CB (Split System: Heat Pump with Remote Outdoor Unit-Air-Source) | HH824E2S11 |  |  | CTF36B5ADS1+JMVT12BC2N1 |  | 23000 | 19 | 9.5 | 23000 | 18500 | 80.43% | 2 | 0 | 12 |  |  |  | No | R-454B | 1.9167 | Residential & Commercial | Ducted CEE Tier 1
214397538 | Central HP <5.4 tons | COLEMAN | HRCU-A-CB (Split System: Heat Pump with Remote Outdoor Unit-Air-Source) | HH824E2S11 |  |  | CTF36B5ADS1 | TMLE080B12MP11 | 23000 | 18 | 9.5 | 23000 | 18700 | 81.3% | 2 | 0 | 12 |  |  |  | No | R-454B | 1.9167 | Residential & Commercial | Ducted CEE Tier 1
216374722 | Central HP <5.4 tons | COLEMAN | HRCU-A-CB (Split System: Heat Pump with Remote Outdoor Unit-Air-Source) | HH824E2S11 |  |  | CTF36B5ADS1 | Z9ET080B12SMPS1 | 23000 | 18 | 9.5 | 23000 | 17500 | 76.09% | 2 | 0 | 12 |  |  |  | No | R-454B | 1.9167 | Residential & Commercial | Ducted CEE Tier 1
214398367 | Central HP <5.4 tons | COLEMAN | HRCU-A-CB (Split System: Heat Pump with Remote Outdoor Unit-Air-Source) | HH824E2S11 |  |  | CTF36B5ADS1 | CP9C080B12MP13 | 23000 | 18 | 9.5 | 23000 | 18400 | 80% | 2 | 0 | 12 |  |  |  | No | R-454B | 1.9167 | Residential & Commercial | Ducted CEE Tier 1
214242507 | Central HP <5.4 tons | HEIL | HRCU-A-CB (Split System: Heat Pump with Remote Outdoor Unit-Air-Source) | HVH825GKA2* |  |  | EN(A,D)4X24L17**+WALLCON | *96CTN0801714B* | 23200 | 16 | 8.1 | 22000 | 16900 | 76.82% | 1.92 | 0 | 10.5 |  |  |  | No | R-410A | 1.9333 | Residential & Commercial | Ducted CEE Tier 1
214397553 | Central HP <5.4 tons | COLEMAN | HRCU-A-CB (Split System: Heat Pump with Remote Outdoor Unit-Air-Source) | HH824E2S11 |  |  | CTM30B5ACS1 | TM8V080B12MP12 | 23000 | 17 | 9.5 | 23000 | 17900 | 77.83% | 2 | 0 | 12 |  |  |  | No | R-454B | 1.9167 | Residential & Commercial | Ducted CEE Tier 1
216374564 | Central HP <5.4 tons | COLEMAN | HRCU-A-CB (Split System: Heat Pump with Remote Outdoor Unit-Air-Source) | HH824E2S11 |  |  | CTM36B5ADS1 | Z9ET060B12SMPS1 | 23000 | 18 | 9.5 | 23000 | 18400 | 80% | 2 | 0 | 12 |  |  |  | No | R-454B | 1.9167 | Residential & Commercial | Ducted CEE Tier 1
213062520 | Central HP <5.4 tons | ACIQ | HRCU-A-CB (Split System: Heat Pump with Remote Outdoor Unit-Air-Source) | HVH837GKA** |  |  | EHD4X48AAL+WALLCON | *80CTL0901716A* | 32800 | 17.5 | 8.1 | 33000 | 24800 | 75.15% | 1.98 | 12 | 11.5 |  |  |  | No | R-410A | 2.7333 | Residential & Commercial | Ducted CEE Tier 1
213062799 | Central HP <5.4 tons | ACIQ | HRCU-A-CB (Split System: Heat Pump with Remote Outdoor Unit-Air-Source) | HVH837GKA** |  |  | EHD4X48AAL+WALLCON | *80CSU0601716A* | 32600 | 16.5 | 8.1 | 33200 | 25000 | 75.3% | 1.96 | 11.5 | 11 |  |  |  | No | R-410A | 2.7167 | Residential & Commercial | Ducted CEE Tier 1
213062804 | Central HP <5.4 tons | ACIQ | HRCU-A-CB (Split System: Heat Pump with Remote Outdoor Unit-Air-Source) | HVH837GKA** |  |  | EA*4X42L24A*+WALLCON | *95CSU0802120A* | 31800 | 17.5 | 8.1 | 33000 | 24400 | 73.94% | 1.9 | 11.5 | 11 |  |  |  | No | R-410A | 2.65 | Residential & Commercial | Ducted CEE Tier 1
213062806 | Central HP <5.4 tons | ACIQ | HRCU-A-CB (Split System: Heat Pump with Remote Outdoor Unit-Air-Source) | HVH837GKA** |  |  | EA*4X43L21A*+WALLCON | *95CSU0802120A* | 33000 | 17.5 | 8.5 | 32800 | 25000 | 76.22% | 2 | 12 | 11.5 |  |  |  | No | R-410A | 2.75 | Residential & Commercial | Ducted CEE Tier 1
213072244 | Central HP <5.4 tons | ACIQ | HRCU-A-CB (Split System: Heat Pump with Remote Outdoor Unit-Air-Source) | DLCURAH18ABK |  |  | EA*4X30L17A* | *96VTN0401712A* | 17900 | 15.5 | 8.5 | 18500 | 18500 | 100% | 2.22 | 0 | 10.5 |  |  |  | No | R-410A | 1.4917 | Residential & Commercial | Ducted CEE Tier 1
213072278 | Central HP <5.4 tons | ACIQ | HRCU-A-CB (Split System: Heat Pump with Remote Outdoor Unit-Air-Source) | DLCURAH18ABK |  |  | EN(A,D)4X24L14** | *80VSL0451412A* | 17700 | 16 | 8.5 | 18600 | 18800 | 101.1% | 2.26 | 0 | 10.5 |  |  |  | No | R-410A | 1.475 | Residential & Commercial | Ducted CEE Tier 1
213072295 | Central HP <5.4 tons | ACIQ | HRCU-A-CB (Split System: Heat Pump with Remote Outdoor Unit-Air-Source) | DLCURAH18ABK |  |  | EN(A,D)4X24L17** | *96VSN0601412A* | 17900 | 15.5 | 8.5 | 18800 | 18700 | 99.47% | 2.26 | 0 | 11 |  |  |  | No | R-410A | 1.4917 | Residential & Commercial | Ducted CEE Tier 1
212986926 | Central HP <5.4 tons | TEMPSTAR | HRCU-A-CB (Split System: Heat Pump with Remote Outdoor Unit-Air-Source) | DLCURAH24ABK |  |  | EA*4X37L17A* | *96MSN0601412A* | 24000 | 16.5 | 8.5 | 25200 | 25200 | 100% | 2.1 | 0 | 10 |  |  |  | No | R-410A | 2 | Residential & Commercial | Ducted CEE Tier 1
212987493 | Central HP <5.4 tons | TEMPSTAR | HRCU-A-CB (Split System: Heat Pump with Remote Outdoor Unit-Air-Source) | DLCURAH24ABK |  |  | EN(A,D)4X36L21** | *96MSN0801716A* | 23800 | 17 | 8.5 | 26400 | 24000 | 90.91% | 1.98 | 0 | 10.5 |  |  |  | No | R-410A | 1.9833 | Residential & Commercial | Ducted CEE Tier 1
214397577 | Central HP <5.4 tons | COLEMAN | HRCU-A-CB (Split System: Heat Pump with Remote Outdoor Unit-Air-Source) | HH860E2S11 |  |  | CTF60C5CHS1 | TM8E120C20MP11 | 54000 | 19 | 8.5 | 54500 | 39500 | 72.48% | 2 | 0 | 11 |  |  |  | No | R-454B | 4.5 | Residential & Commercial | Ducted CEE Tier 1
214398466 | Central HP <5.4 tons | COLEMAN | HRCU-A-CB (Split System: Heat Pump with Remote Outdoor Unit-Air-Source) | HH860E2S11 |  |  | CTF60D5CJS1 | TM9Y120D20MP11 | 53000 | 19 | 9 | 55500 | 40000 | 72.07% | 2 | 0 | 10 |  |  |  | No | R-454B | 4.4167 | Residential & Commercial | Ducted CEE Tier 1
216374605 | Central HP <5.4 tons | COLEMAN | HRCU-A-CB (Split System: Heat Pump with Remote Outdoor Unit-Air-Source) | HH860E2S11 |  |  | CTF60C5CGS1 | Z9ET100C20SMPS1 | 44500 | 18 | 9 | 45500 | 33000 | 72.53% | 2 | 0 | 11 |  |  |  | No | R-454B | 3.7083 | Residential & Commercial | Ducted CEE Tier 1
214397607 | Central HP <5.4 tons | COLEMAN | HRCU-A-CB (Split System: Heat Pump with Remote Outdoor Unit-Air-Source) | HH860E2S11 |  |  | CTM60D5CHS1 | TMLE130D20MP11 | 54500 | 19 | 8.5 | 55000 | 40000 | 72.73% | 2 | 0 | 11.7 |  |  |  | No | R-454B | 4.5417 | Residential & Commercial | Ducted CEE Tier 1
214398441 | Central HP <5.4 tons | COLEMAN | HRCU-A-CB (Split System: Heat Pump with Remote Outdoor Unit-Air-Source) | HH860E2S11 |  |  | CTM60C5CHS1 | TM8E100C20MP11 | 53500 | 19 | 8.5 | 55000 | 39000 | 70.91% | 2 | 0 | 11 |  |  |  | No | R-454B | 4.4583 | Residential & Commercial | Ducted CEE Tier 1
214398696 | Central HP <5.4 tons | COLEMAN | HRCU-A-CB (Split System: Heat Pump with Remote Outdoor Unit-Air-Source) | HH860E2S11 |  |  | CTM60C5CGS1 | TMLE100C20MP11 | 44500 | 17 | 9 | 45000 | 33800 | 75.11% | 2 | 0 | 11.7 |  |  |  | No | R-454B | 3.7083 | Residential & Commercial | Ducted CEE Tier 1
214398246 | Central HP <5.4 tons | COLEMAN | HRCU-A-CB (Split System: Heat Pump with Remote Outdoor Unit-Air-Source) | HH860E2S11 |  |  | CTM60C5CGS1 | TM8Y100C20MP11 | 44500 | 18 | 9 | 45000 | 33800 | 75.11% | 2 | 0 | 11.7 |  |  |  | No | R-454B | 3.7083 | Residential & Commercial | Ducted CEE Tier 1
214398711 | Central HP <5.4 tons | COLEMAN | HRCU-A-CB (Split System: Heat Pump with Remote Outdoor Unit-Air-Source) | HH860E2S11 |  |  | CTF60C5CGS1 | TP9C100C20MP13 | 44000 | 18 | 9 | 45000 | 33800 | 75.11% | 2 | 0 | 11 |  |  |  | No | R-454B | 3.6667 | Residential & Commercial | Ducted CEE Tier 1
213780415 | Central HP <5.4 tons | CARRIER | HRCU-A-CB (Split System: Heat Pump with Remote Outdoor Unit-Air-Source) | 25VNA837A*030* |  |  | CSPH*6012AL*+UI | 59TN6C060C17**14 | 32800 | 16.5 | 8.1 | 32400 | 25000 | 77.16% | 1.96 | 0 | 11 |  |  |  | No | R-410A | 2.7333 | Residential & Commercial | Ducted CEE Tier 1
213780235 | Central HP <5.4 tons | CARRIER | HRCU-A-CB (Split System: Heat Pump with Remote Outdoor Unit-Air-Source) | 25VNA837A*030* |  |  | CSPH*4812AL*+UI | 59MN7C100C21**22 | 32600 | 16.5 | 8.1 | 33000 | 24800 | 75.15% | 1.96 | 0 | 11 |  |  |  | No | R-410A | 2.7167 | Residential & Commercial | Ducted CEE Tier 1
213780335 | Central HP <5.4 tons | CARRIER | HRCU-A-CB (Split System: Heat Pump with Remote Outdoor Unit-Air-Source) | 25VNA837A*030* |  |  | CSPH*6012AL*+UI | 58TN*B090C21**20 | 33000 | 16.5 | 8.1 | 32200 | 24800 | 77.02% | 2 | 0 | 11.5 |  |  |  | No | R-410A | 2.75 | Residential & Commercial | Ducted CEE Tier 1
213079244 | Central HP <5.4 tons | HEIL | HRCU-A-CB (Split System: Heat Pump with Remote Outdoor Unit-Air-Source) | DLCURAH36ABK |  |  | EA*4X42L24A* | *80MSU0802120A* | 35200 | 16.5 | 8.1 | 38500 | 35000 | 90.91% | 1.9 | 0 | 10 |  |  |  | No | R-410A | 2.9333 | Residential & Commercial | Ducted CEE Tier 1
213780665 | Central HP <5.4 tons | CARRIER | HRCU-A-CB (Split System: Heat Pump with Remote Outdoor Unit-Air-Source) | 25VNA837A*031* |  |  | CAP**3617AL*+UI | 58TN*B090C17**16 | 31200 | 16.5 | 8.1 | 33200 | 24200 | 72.89% | 1.84 | 0 | 10.5 |  |  |  | No | R-410A | 2.6 | Residential & Commercial | Ducted CEE Tier 1
211389896 | Central HP <5.4 tons | LUXAIRE | HRCU-A-CB (Split System: Heat Pump with Remote Outdoor Unit-Air-Source) | HMH72B341 |  |  | XAUB30CXXN1+TXV | TM8Y060A12MP11 | 32600 | 17.5 | 8.1 | 33400 | 23400 | 70.06% | 2.02 | 0 | 10 |  |  |  | No | R-410A | 2.7167 | Residential & Commercial | Ducted CEE Tier 1
211390282 | Central HP <5.4 tons | LUXAIRE | HRCU-A-CB (Split System: Heat Pump with Remote Outdoor Unit-Air-Source) | HMH72B341 |  |  | XAFC36DBCN1 | TPLC080C16MP13 | 34000 | 17.5 | 8.5 | 33800 | 23800 | 70.41% | 2.08 | 0 | 10 |  |  |  | No | R-410A | 2.8333 | Residential & Commercial | Ducted CEE Tier 1
214397659 | Central HP <5.4 tons | COLEMAN | HRCU-A-CB (Split System: Heat Pump with Remote Outdoor Unit-Air-Source) | HH836E2S11 |  |  | JHC36B5CD2SS1 |  | 34000 | 19 | 9 | 31600 | 26000 | 82.28% | 2 | 0 | 11 |  |  |  | No | R-454B | 2.8333 | Residential & Commercial | Ducted CEE Tier 1
214397726 | Central HP <5.4 tons | COLEMAN | HRCU-A-CB (Split System: Heat Pump with Remote Outdoor Unit-Air-Source) | HH836E2S11 |  |  | CTM36C5CDS1 | TM9E100C16MP12 | 33800 | 18 | 8.5 | 31600 | 25800 | 81.65% | 2 | 0 | 11 |  |  |  | No | R-454B | 2.8167 | Residential & Commercial | Ducted CEE Tier 1
214398110 | Central HP <5.4 tons | COLEMAN | HRCU-A-CB (Split System: Heat Pump with Remote Outdoor Unit-Air-Source) | HH836E2S11 |  |  | CTM36B5CDS1 | TM8V080B12MP12 | 32800 | 17 | 8.5 | 30800 | 25200 | 81.82% | 2 | 0 | 11 |  |  |  | No | R-454B | 2.7333 | Residential & Commercial | Ducted CEE Tier 1
214398523 | Central HP <5.4 tons | COLEMAN | HRCU-A-CB (Split System: Heat Pump with Remote Outdoor Unit-Air-Source) | HH836E2S11 |  |  | CTF36C5CDS1 | TL9E100C20UH11 | 34200 | 17 | 8.5 | 32000 | 26200 | 81.88% | 2 | 0 | 11 |  |  |  | No | R-454B | 2.85 | Residential & Commercial | Ducted CEE Tier 1
214398550 | Central HP <5.4 tons | COLEMAN | HRCU-A-CB (Split System: Heat Pump with Remote Outdoor Unit-Air-Source) | HH836E2S11 |  |  | CTF36C5CDS1 | TM9Y080C16MP11 | 34200 | 18 | 8.5 | 31600 | 25800 | 81.65% | 2 | 0 | 11 |  |  |  | No | R-454B | 2.85 | Residential & Commercial | Ducted CEE Tier 1
214397807 | Central HP <5.4 tons | COLEMAN | HRCU-A-CB (Split System: Heat Pump with Remote Outdoor Unit-Air-Source) | HH836E2S11 |  |  | CTF48C5CFS1 | TM8E080C20MP11 | 34600 | 17 | 8.5 | 32800 | 25800 | 78.66% | 2 | 0 | 11 |  |  |  | No | R-454B | 2.8833 | Residential & Commercial | Ducted CEE Tier 1
214595079 | Central HP <5.4 tons | COLEMAN | HRCU-A-CB (Split System: Heat Pump with Remote Outdoor Unit-Air-Source) | HH836E2S11 |  |  | CTM48C5CFS1 | Z8ES080C16SMPS1 | 34400 | 19 | 9 | 32200 | 25400 | 78.88% | 2 | 0 | 11 |  |  |  | No | R-454B | 2.8667 | Residential & Commercial | Ducted CEE Tier 1
214398211 | Central HP <5.4 tons | COLEMAN | HRCU-A-CB (Split System: Heat Pump with Remote Outdoor Unit-Air-Source) | HH836E2S11 |  |  | CTF48C5CFS1 | TM9Y080C16MP11 | 32800 | 19 | 9 | 31000 | 25200 | 81.29% | 2 | 0 | 11 |  |  |  | No | R-454B | 2.7333 | Residential & Commercial | Ducted CEE Tier 1
215670536 | Central HP <5.4 tons | CARRIER | HRCU-A-CB (Split System: Heat Pump with Remote Outdoor Unit-Air-Source) | 27VNA036A*030* |  |  | CSAH*6012AM*+UI | 59MN7C100C21**22 | 34600 | 17 | 8.5 | 34600 | 24800 | 71.68% | 1.92 | 0 | 10 |  |  |  | No | R-454B | 2.8833 | Residential & Commercial | Ducted CEE Tier 1
211228515 | Central HP <5.4 tons | HEIL | HRCU-A-CB (Split System: Heat Pump with Remote Outdoor Unit-Air-Source) | DLCURAH36ABK |  |  | EA*4X43L21A* | *95ESN1002120A* | 37000 | 15.5 | 8.5 | 38500 | 34800 | 90.39% | 2.1 | 0 | 10 |  |  |  | No | R-410A | 3.0833 | Residential & Commercial | Ducted CEE Tier 1
214606567 | Central HP <5.4 tons | COLEMAN | HRCU-A-C (Split System: Heat Pump with Remote Outdoor Unit with No Indoor Fan --Air Source) | HH860E2S11 |  |  | CTM60C5CHS1 |  | 54000 | 15.2 | 8.1 | 55000 | 40000 | 72.73% | 2 | 0 | 11 |  |  |  | No | R-454B | 4.5 | Residential & Commercial | Ducted CEE Tier 1
214397627 | Central HP <5.4 tons | COLEMAN | HRCU-A-CB (Split System: Heat Pump with Remote Outdoor Unit-Air-Source) | HH860E2S11 |  |  | CTM60C5CHS1 | TMLE120C20MP11 | 53500 | 19 | 8.5 | 54000 | 39000 | 72.22% | 2 | 0 | 11 |  |  |  | No | R-454B | 4.4583 | Residential & Commercial | Ducted CEE Tier 1
214398061 | Central HP <5.4 tons | COLEMAN | HRCU-A-CB (Split System: Heat Pump with Remote Outdoor Unit-Air-Source) | HH860E2S11 |  |  | CTM60C5CHS1 | TM9E080C20MP12 | 54000 | 19 | 8.5 | 55000 | 39500 | 71.82% | 2 | 0 | 11 |  |  |  | No | R-454B | 4.5 | Residential & Commercial | Ducted CEE Tier 1
214398261 | Central HP <5.4 tons | COLEMAN | HRCU-A-CB (Split System: Heat Pump with Remote Outdoor Unit-Air-Source) | HH860E2S11 |  |  | CTF60C5CGS1 | TM8V100C20MP12 | 44500 | 18 | 9 | 45000 | 33800 | 75.11% | 2 | 0 | 11 |  |  |  | No | R-454B | 3.7083 | Residential & Commercial | Ducted CEE Tier 1
214398327 | Central HP <5.4 tons | COLEMAN | HRCU-A-CB (Split System: Heat Pump with Remote Outdoor Unit-Air-Source) | HH860E2S11 |  |  | CTM60C5CGS1+JMC17C2SN1 |  | 45000 | 19 | 9 | 45000 | 33400 | 74.22% | 2 | 0 | 12 |  |  |  | No | R-454B | 3.75 | Residential & Commercial | Ducted CEE Tier 1
214398305 | Central HP <5.4 tons | COLEMAN | HRCU-A-CB (Split System: Heat Pump with Remote Outdoor Unit-Air-Source) | HH860E2S11 |  |  | CTF60C5CGS1 | TMLE080C20MP11 | 44500 | 17 | 9 | 45000 | 33800 | 75.11% | 2 | 0 | 11.7 |  |  |  | No | R-454B | 3.7083 | Residential & Commercial | Ducted CEE Tier 1
214398657 | Central HP <5.4 tons | COLEMAN | HRCU-A-CB (Split System: Heat Pump with Remote Outdoor Unit-Air-Source) | HH860E2S11 |  |  | CTF60C5CGS1 | TPLC100C16MP13 | 43500 | 18 | 9 | 44000 | 33400 | 75.91% | 2 | 0 | 11.7 |  |  |  | No | R-454B | 3.625 | Residential & Commercial | Ducted CEE Tier 1
214398666 | Central HP <5.4 tons | COLEMAN | HRCU-A-CB (Split System: Heat Pump with Remote Outdoor Unit-Air-Source) | HH860E2S11 |  |  | CTM60C5CGS1+JMC16C2SN1 |  | 45000 | 19 | 9 | 44500 | 33600 | 75.51% | 2 | 0 | 12 |  |  |  | No | R-454B | 3.75 | Residential & Commercial | Ducted CEE Tier 1
214398612 | Central HP <5.4 tons | COLEMAN | HRCU-A-CB (Split System: Heat Pump with Remote Outdoor Unit-Air-Source) | HH836E2S11 |  |  | CTM48C5CFS1 | TM9E080C16MP12 | 33800 | 19 | 9 | 32000 | 25400 | 79.38% | 2 | 0 | 11 |  |  |  | No | R-454B | 2.8167 | Residential & Commercial | Ducted CEE Tier 1
216374676 | Central HP <5.4 tons | COLEMAN | HRCU-A-CB (Split System: Heat Pump with Remote Outdoor Unit-Air-Source) | HH836E2S11 |  |  | CTF48C5CFS1 | Z9ET080C16SMPS1 | 33800 | 19 | 9.5 | 32400 | 24200 | 74.69% | 2 | 0 | 11 |  |  |  | No | R-454B | 2.8167 | Residential & Commercial | Ducted CEE Tier 1
216374712 | Central HP <5.4 tons | COLEMAN | HRCU-A-CB (Split System: Heat Pump with Remote Outdoor Unit-Air-Source) | HH836E2S11 |  |  | CTF36B5CDS1 | Z9ET080B12SMPS1 | 33400 | 18 | 8.5 | 31400 | 24000 | 76.43% | 2 | 0 | 11 |  |  |  | No | R-454B | 2.7833 | Residential & Commercial | Ducted CEE Tier 1
212983637 | Central HP <5.4 tons | BRYANT HEATING AND COOLING SYSTEMS | HRCU-A-CB (Split System: Heat Pump with Remote Outdoor Unit-Air-Source) | 38MURAQ18AB3* |  |  | CAP**2414AL* | 912SE36060M14*** | 17500 | 16 | 8.5 | 18500 | 19400 | 104.9% | 2.34 | 0 | 10.5 |  |  |  | No | R-410A | 1.4583 | Residential & Commercial | Ducted CEE Tier 1
214594989 | Central HP <5.4 tons | COLEMAN | HRCU-A-CB (Split System: Heat Pump with Remote Outdoor Unit-Air-Source) | HH836E2S11 |  |  | CTF48C5CFS1 | Z8ES120C20SMPS1 | 34200 | 19 | 9 | 32000 | 25400 | 79.38% | 2 | 0 | 11 |  |  |  | No | R-454B | 2.85 | Residential & Commercial | Ducted CEE Tier 1
214595014 | Central HP <5.4 tons | COLEMAN | HRCU-A-CB (Split System: Heat Pump with Remote Outdoor Unit-Air-Source) | HH836E2S11 |  |  | CTM36C5CDS1 | Z8ES120C20SMPS1 | 34400 | 18 | 8.5 | 32000 | 26200 | 81.88% | 2 | 0 | 11 |  |  |  | No | R-454B | 2.8667 | Residential & Commercial | Ducted CEE Tier 1
214398538 | Central HP <5.4 tons | COLEMAN | HRCU-A-CB (Split System: Heat Pump with Remote Outdoor Unit-Air-Source) | HH836E2S11 |  |  | CTF36B5CDS1 | TP9C080B12MP13 | 33000 | 18 | 8.5 | 30800 | 25000 | 81.17% | 2 | 0 | 11 |  |  |  | No | R-454B | 2.75 | Residential & Commercial | Ducted CEE Tier 1
214398570 | Central HP <5.4 tons | COLEMAN | HRCU-A-CB (Split System: Heat Pump with Remote Outdoor Unit-Air-Source) | HH836E2S11 |  |  | CTF48C5CFS1+JMVT17CC2N1 |  | 34400 | 19 | 9 | 32000 | 25200 | 78.75% | 2 | 0 | 11.7 |  |  |  | No | R-454B | 2.8667 | Residential & Commercial | Ducted CEE Tier 1
214396481 | Central HP <5.4 tons | CHAMPION HEATING AND COOLING | HRCU-A-CB (Split System: Heat Pump with Remote Outdoor Unit-Air-Source) | HH836E2S11 |  |  | CTF48C5CFS1+JMET16CS2N1 |  | 33800 | 19 | 9 | 31200 | 25200 | 80.77% | 2 | 0 | 11.7 |  |  |  | No | R-454B | 2.8167 | Residential & Commercial | Ducted CEE Tier 1
214398118 | Central HP <5.4 tons | CHAMPION HEATING AND COOLING | HRCU-A-CB (Split System: Heat Pump with Remote Outdoor Unit-Air-Source) | HH836E2S11 |  |  | CTM36B5CDS1 | TPLC080B12MP13 | 32800 | 17 | 8.5 | 30800 | 25200 | 81.82% | 2 | 0 | 11 |  |  |  | No | R-454B | 2.7333 | Residential & Commercial | Ducted CEE Tier 1
214398204 | Central HP <5.4 tons | CHAMPION HEATING AND COOLING | HRCU-A-CB (Split System: Heat Pump with Remote Outdoor Unit-Air-Source) | HH836E2S11 |  |  | CTF48C5CFS1 | TMLE100C16MP11 | 33400 | 19 | 9 | 31400 | 25400 | 80.89% | 2 | 0 | 11 |  |  |  | No | R-454B | 2.7833 | Residential & Commercial | Ducted CEE Tier 1
214398504 | Central HP <5.4 tons | CHAMPION HEATING AND COOLING | HRCU-A-CB (Split System: Heat Pump with Remote Outdoor Unit-Air-Source) | HH836E2S11 |  |  | CTF36C5CDS1 | TL8E100C20UH11 | 33800 | 17 | 8.5 | 31200 | 25400 | 81.41% | 2 | 0 | 11.7 |  |  |  | No | R-454B | 2.8167 | Residential & Commercial | Ducted CEE Tier 1
216374634 | Central HP <5.4 tons | CHAMPION HEATING AND COOLING | HRCU-A-CB (Split System: Heat Pump with Remote Outdoor Unit-Air-Source) | HH836E2S11 |  |  | CTU36B5XDS1+TXV | Z9ET080B12SMPS1 | 33400 | 18 | 8.5 | 31400 | 24000 | 76.43% | 2 | 0 | 11 |  |  |  | No | R-454B | 2.7833 | Residential & Commercial | Ducted CEE Tier 1
214594992 | Central HP <5.4 tons | CHAMPION HEATING AND COOLING | HRCU-A-CB (Split System: Heat Pump with Remote Outdoor Unit-Air-Source) | HH836E2S11 |  |  | CTF48C5CFS1 | Z8ES120C20SMPS1 | 34200 | 19 | 9 | 32000 | 25400 | 79.38% | 2 | 0 | 11 |  |  |  | No | R-454B | 2.85 | Residential & Commercial | Ducted CEE Tier 1
215669612 | Central HP <5.4 tons | CARRIER | HRCU-A-CB (Split System: Heat Pump with Remote Outdoor Unit-Air-Source) | 27VNA036A*030* |  |  | CAA**6124AM*+UI | 58CU*A100C21**20 | 34800 | 18 | 9 | 34400 | 24800 | 72.09% | 1.92 | 0 | 10 |  |  |  | No | R-454B | 2.9 | Residential & Commercial | Ducted CEE Tier 1
213078591 | Central HP <5.4 tons | HEIL | HRCU-A-CB (Split System: Heat Pump with Remote Outdoor Unit-Air-Source) | DLCURAH36ABK |  |  | EA*4X42L24A* | *80MS(N,L)0902420A* | 35400 | 16.5 | 8.1 | 38500 | 35000 | 90.91% | 1.9 | 0 | 10 |  |  |  | No | R-410A | 2.95 | Residential & Commercial | Ducted CEE Tier 1
213078634 | Central HP <5.4 tons | HEIL | HRCU-A-CB (Split System: Heat Pump with Remote Outdoor Unit-Air-Source) | DLCURAH36ABK |  |  | EA*4X42L21A* | *80MS(N,L)1102120A* | 35800 | 16.5 | 8.1 | 38500 | 35000 | 90.91% | 1.9 | 0 | 10 |  |  |  | No | R-410A | 2.9833 | Residential & Commercial | Ducted CEE Tier 1
213078814 | Central HP <5.4 tons | HEIL | HRCU-A-CB (Split System: Heat Pump with Remote Outdoor Unit-Air-Source) | DLCURAH36ABK |  |  | EN(A,D)4X48L24** | *80MS(N,L)1552420A* | 36200 | 16.5 | 8.1 | 38500 | 35000 | 90.91% | 2.02 | 0 | 10.5 |  |  |  | No | R-410A | 3.0167 | Residential & Commercial | Ducted CEE Tier 1
213079418 | Central HP <5.4 tons | HEIL | HRCU-A-CB (Split System: Heat Pump with Remote Outdoor Unit-Air-Source) | DLCURAH36ABK |  |  | EA*4X37L21A* | *92MSN0601714A* | 36600 | 16 | 8.5 | 38500 | 35000 | 90.91% | 2.06 | 0 | 10 |  |  |  | No | R-410A | 3.05 | Residential & Commercial | Ducted CEE Tier 1
213076001 | Central HP <5.4 tons | HEIL | HRCU-A-CB (Split System: Heat Pump with Remote Outdoor Unit-Air-Source) | DLCURAH36ABK |  |  | EN(A,D)4X48L24** | *95MSU1002120A* | 36200 | 16.5 | 8.1 | 38500 | 35000 | 90.91% | 2.02 | 0 | 10.5 |  |  |  | No | R-410A | 3.0167 | Residential & Commercial | Ducted CEE Tier 1
213076258 | Central HP <5.4 tons | HEIL | HRCU-A-CB (Split System: Heat Pump with Remote Outdoor Unit-Air-Source) | DLCURAH36ABK |  |  | EA*4X37L21A* | *95MSU1002122A* | 36400 | 16.5 | 8.5 | 38000 | 34800 | 91.58% | 2.06 | 0 | 10 |  |  |  | No | R-410A | 3.0333 | Residential & Commercial | Ducted CEE Tier 1
212970652 | Central HP <5.4 tons | HEIL | HRCU-A-CB (Split System: Heat Pump with Remote Outdoor Unit-Air-Source) | DLCURAH36ABK |  |  | EA*4X37L21A* | *80VSL0902120B* | 36600 | 16 | 8.5 | 39000 | 35000 | 89.74% | 2.08 | 0 | 10 |  |  |  | No | R-410A | 3.05 | Residential & Commercial | Ducted CEE Tier 1
215931914 | Central HP <5.4 tons | CARRIER | HRCU-A-CB (Split System: Heat Pump with Remote Outdoor Unit-Air-Source) | 27VNA360A*030* |  |  | CSAH*6012AM*+UI | 59TN6C120C24**22 | 56500 | 18 | 8.1 | 61000 | 46000 | 75.41% | 1.95 | 0 | 11 |  |  |  | No | R-454B | 4.7083 | Residential & Commercial | Ducted CEE Tier 1
214398723 | Central HP <5.4 tons | COLEMAN | HRCU-A-CB (Split System: Heat Pump with Remote Outdoor Unit-Air-Source) | HH860E2S11 |  |  | CTM60D5CGS1 | TM9V120D20MP12 | 44000 | 18 | 9 | 44000 | 33400 | 75.91% | 2 | 0 | 11.7 |  |  |  | No | R-454B | 3.6667 | Residential & Commercial | Ducted CEE Tier 1
214609163 | Central HP <5.4 tons | CHAMPION HEATING AND COOLING | HRCU-A-CB (Split System: Heat Pump with Remote Outdoor Unit-Air-Source) | HH860E2S11 |  |  | CTM60C5CHS1 | Z9ES100C20SMPS1 | 53000 | 19 | 8.5 | 54000 | 38500 | 71.3% | 2 | 0 | 11 |  |  |  | No | R-454B | 4.4167 | Residential & Commercial | Ducted CEE Tier 1
214396315 | Central HP <5.4 tons | CHAMPION HEATING AND COOLING | HRCU-A-CB (Split System: Heat Pump with Remote Outdoor Unit-Air-Source) | HH860E2S11 |  |  | CTM60D5CHS1 | TM9Y120D20MP11 | 53500 | 19 | 8.5 | 54500 | 39500 | 72.48% | 2 | 0 | 11 |  |  |  | No | R-454B | 4.4583 | Residential & Commercial | Ducted CEE Tier 1
214396597 | Central HP <5.4 tons | CHAMPION HEATING AND COOLING | HRCU-A-CB (Split System: Heat Pump with Remote Outdoor Unit-Air-Source) | HH860E2S11 |  |  | CTM60C5CGS1 | TL8E100C20UH11 | 44000 | 18 | 9 | 44000 | 33400 | 75.91% | 2 | 0 | 11.7 |  |  |  | No | R-454B | 3.6667 | Residential & Commercial | Ducted CEE Tier 1
214397585 | Central HP <5.4 tons | CHAMPION HEATING AND COOLING | HRCU-A-CB (Split System: Heat Pump with Remote Outdoor Unit-Air-Source) | HH860E2S11 |  |  | CTF60C5CHS1 | TMLE120C20MP11 | 54000 | 19 | 8.5 | 54500 | 39500 | 72.48% | 2 | 0 | 11 |  |  |  | No | R-454B | 4.5 | Residential & Commercial | Ducted CEE Tier 1
214398050 | Central HP <5.4 tons | CHAMPION HEATING AND COOLING | HRCU-A-CB (Split System: Heat Pump with Remote Outdoor Unit-Air-Source) | HH860E2S11 |  |  | CTM60C5CHS1 | TPLC100C20MP13 | 53500 | 19 | 9 | 54000 | 39000 | 72.22% | 2 | 0 | 11 |  |  |  | No | R-454B | 4.4583 | Residential & Commercial | Ducted CEE Tier 1
214398035 | Central HP <5.4 tons | CHAMPION HEATING AND COOLING | HRCU-A-CB (Split System: Heat Pump with Remote Outdoor Unit-Air-Source) | HH860E2S11 |  |  | CTM60C5CHS1 | TM8V120C20MP12 | 53500 | 19 | 9 | 54000 | 39000 | 72.22% | 2 | 0 | 11 |  |  |  | No | R-454B | 4.4583 | Residential & Commercial | Ducted CEE Tier 1
215936183 | Central HP <5.4 tons | TEMPSTAR | HRCU-A-CB (Split System: Heat Pump with Remote Outdoor Unit-Air-Source) | T5H3V36*K*AAA* |  |  | EVD5X42M24A*+WALLCON | *80CTL1102120B* | 35600 | 22 | 8.5 | 38500 | 28400 | 73.77% | 2.04 | 0 | 12.5 |  |  |  | No | R-454B | 2.9667 | Residential & Commercial | Ducted CEE Tier 1
215936903 | Central HP <5.4 tons | TEMPSTAR | HRCU-A-CB (Split System: Heat Pump with Remote Outdoor Unit-Air-Source) | T5H3V36*K*AAA* |  |  | EVD5X61M21A*+WALLCON | *97CMN0602120B* | 35600 | 21.5 | 8.5 | 38000 | 28600 | 75.26% | 1.98 | 0 | 12 |  |  |  | No | R-454B | 2.9667 | Residential & Commercial | Ducted CEE Tier 1
216508756 | Central HP <5.4 tons | COLEMAN | HRCU-A-CB (Split System: Heat Pump with Remote Outdoor Unit-Air-Source) | HH836E2S11 |  |  | CTF30A5ADS1 | TM8E040A12MP11 | 33000 | 18 | 8.5 | 31000 | 25400 | 81.94% | 2 | 0 | 11 |  |  |  | No | R-454B | 2.75 | Residential & Commercial | Ducted CEE Tier 1
214595019 | Central HP <5.4 tons | COLEMAN | HRCU-A-CB (Split System: Heat Pump with Remote Outdoor Unit-Air-Source) | HH836E2S11 |  |  | CTM36B5CDS1 | Z8ES080B12SMPS1 | 33600 | 18 | 8.5 | 31200 | 25600 | 82.05% | 2 | 0 | 11 |  |  |  | No | R-454B | 2.8 | Residential & Commercial | Ducted CEE Tier 1
214595064 | Central HP <5.4 tons | COLEMAN | HRCU-A-CB (Split System: Heat Pump with Remote Outdoor Unit-Air-Source) | HH836E2S11 |  |  | CTM36C5CDS1 | Z8ES100C20SMPS1 | 34400 | 18 | 8.5 | 32000 | 26200 | 81.88% | 2 | 0 | 11 |  |  |  | No | R-454B | 2.8667 | Residential & Commercial | Ducted CEE Tier 1
214595007 | Central HP <5.4 tons | CHAMPION HEATING AND COOLING | HRCU-A-CB (Split System: Heat Pump with Remote Outdoor Unit-Air-Source) | HH836E2S11 |  |  | CTF48C5CFS1 | Z8ES100C20SMPS1 | 34400 | 19 | 9 | 32000 | 25400 | 79.38% | 2 | 0 | 11 |  |  |  | No | R-454B | 2.8667 | Residential & Commercial | Ducted CEE Tier 1
216374621 | Central HP <5.4 tons | COLEMAN | HRCU-A-CB (Split System: Heat Pump with Remote Outdoor Unit-Air-Source) | HH824E2S11 |  |  | CTF30B5ACS1 | Z9ET060B12SMPS1 | 23000 | 18 | 9.5 | 23000 | 18500 | 80.43% | 2 | 0 | 11.7 |  |  |  | No | R-454B | 1.9167 | Residential & Commercial | Ducted CEE Tier 1
213062590 | Central HP <5.4 tons | ACIQ | HRCU-A-CB (Split System: Heat Pump with Remote Outdoor Unit-Air-Source) | HVH825GKA2* |  |  | EA*4X30L14A*+WALLCON | *80CTL0701412A* | 23400 | 17 | 8.1 | 21600 | 16700 | 77.31% | 1.92 | 11 | 11 |  |  |  | No | R-410A | 1.95 | Residential & Commercial | Ducted CEE Tier 1
216411167 | Central HP <5.4 tons | CHAMPION HEATING AND COOLING | HRCU-A-CB (Split System: Heat Pump with Remote Outdoor Unit-Air-Source) | HH824E2S11 |  |  | CTF30A5ADS1 | Z9ET040A10SMPS1 | 23000 | 18 | 9 | 23000 | 17700 | 76.96% | 2 | 0 | 12 |  |  |  | No | R-454B | 1.9167 | Residential & Commercial | Ducted CEE Tier 1
214807693 | Central HP <5.4 tons | CHAMPION HEATING AND COOLING | HRCU-A-CB (Split System: Heat Pump with Remote Outdoor Unit-Air-Source) | HH824E2S11 |  |  | CTU36B5XDS1+JMET08BS2N1+TXV |  | 23000 | 19 | 9 | 23000 | 17800 | 77.39% | 2 | 0 | 12 |  |  |  | No | R-454B | 1.9167 | Residential & Commercial | Ducted CEE Tier 1
214807809 | Central HP <5.4 tons | CHAMPION HEATING AND COOLING | HRCU-A-CB (Split System: Heat Pump with Remote Outdoor Unit-Air-Source) | HH824E2S11 |  |  | CTU30B5XCS1+JMET08BS2N1+TXV |  | 23000 | 18 | 9.5 | 23000 | 18200 | 79.13% | 2 | 0 | 12 |  |  |  | No | R-454B | 1.9167 | Residential & Commercial | Ducted CEE Tier 1
214397536 | Central HP <5.4 tons | CHAMPION HEATING AND COOLING | HRCU-A-CB (Split System: Heat Pump with Remote Outdoor Unit-Air-Source) | HH824E2S11 |  |  | CTF36B5ADS1 | TM8E080B12MP11 | 23000 | 18 | 9.5 | 23000 | 18700 | 81.3% | 2 | 0 | 12 |  |  |  | No | R-454B | 1.9167 | Residential & Commercial | Ducted CEE Tier 1
213062597 | Central HP <5.4 tons | ACIQ | HRCU-A-CB (Split System: Heat Pump with Remote Outdoor Unit-Air-Source) | HVH825GKA2* |  |  | EA*4X30L17A*+WALLCON | *80CTL0701412A* | 23600 | 17 | 8.1 | 21600 | 16600 | 76.85% | 1.92 | 11.5 | 11 |  |  |  | No | R-410A | 1.9667 | Residential & Commercial | Ducted CEE Tier 1
213770323 | Central HP <5.4 tons | CARRIER | HRCU-A-CB (Split System: Heat Pump with Remote Outdoor Unit-Air-Source) | 25VNA448A*031* |  |  | CSPH*4812AL*+UI | 58TN*B045C17**12 | 43000 | 19 | 8.5 | 47500 | 37600 | 79.16% | 2.12 | 0 | 10 |  |  |  | No | R-410A | 3.5833 | Residential & Commercial | Ducted CEE Tier 1
213779535 | Central HP <5.4 tons | CARRIER | HRCU-A-CB (Split System: Heat Pump with Remote Outdoor Unit-Air-Source) | 25VNA837A*030* |  |  | CAP**4824AL*+UI | 59TN6C100C21**22 | 32400 | 17 | 8.5 | 32200 | 24800 | 77.02% | 1.98 | 0 | 11 |  |  |  | No | R-410A | 2.7 | Residential & Commercial | Ducted CEE Tier 1
213072360 | Central HP <5.4 tons | ACIQ | HRCU-A-CB (Split System: Heat Pump with Remote Outdoor Unit-Air-Source) | DLCURAH18ABK |  |  | EN(A,D)4X30L17** | *80ES(N,L)0451412A* | 18200 | 16.5 | 8.5 | 18700 | 18300 | 97.86% | 2.22 | 0 | 11 |  |  |  | No | R-410A | 1.5167 | Residential & Commercial | Ducted CEE Tier 1
212983537 | Central HP <5.4 tons | BRYANT HEATING AND COOLING SYSTEMS | HRCU-A-CB (Split System: Heat Pump with Remote Outdoor Unit-Air-Source) | 38MURAQ24AB3* |  |  | CAP**3014AL* | 912SE36060M14*** | 23800 | 16.5 | 8.5 | 26400 | 24200 | 91.67% | 2 | 0 | 10 |  |  |  | No | R-410A | 1.9833 | Residential & Commercial | Ducted CEE Tier 1
212983262 | Central HP <5.4 tons | BRYANT HEATING AND COOLING SYSTEMS | HRCU-A-CB (Split System: Heat Pump with Remote Outdoor Unit-Air-Source) | 38MURAQ18AB3* |  |  | CAP**2417AL* | 912SE36040M17*** | 17200 | 15.5 | 8.5 | 18300 | 19400 | 106% | 2.32 | 0 | 10 |  |  |  | No | R-410A | 1.4333 | Residential & Commercial | Ducted CEE Tier 1
212983657 | Central HP <5.4 tons | BRYANT HEATING AND COOLING SYSTEMS | HRCU-A-CB (Split System: Heat Pump with Remote Outdoor Unit-Air-Source) | 38MURAQ18AB3* |  |  | CAP**2517AL* | 912SE36060M14*** | 17700 | 16.5 | 8.1 | 17700 | 17800 | 100.6% | 2.14 | 0 | 10.5 |  |  |  | No | R-410A | 1.475 | Residential & Commercial | Ducted CEE Tier 1
213076558 | Central HP <5.4 tons | HEIL | HRCU-A-CB (Split System: Heat Pump with Remote Outdoor Unit-Air-Source) | DLCURAH36ABK |  |  | END4X42L17** | *80VTL0701716B* | 35400 | 16 | 8.1 | 38500 | 35000 | 90.91% | 1.94 | 0 | 10 |  |  |  | No | R-410A | 2.95 | Residential & Commercial | Ducted CEE Tier 1
211228885 | Central HP <5.4 tons | HEIL | HRCU-A-CB (Split System: Heat Pump with Remote Outdoor Unit-Air-Source) | DLCURAH36ABK |  |  | EA*4X48L21A* | *80ESU0802120A | 37400 | 15.5 | 8.5 | 38500 | 35000 | 90.91% | 2.14 | 0 | 10 |  |  |  | No | R-410A | 3.1167 | Residential & Commercial | Ducted CEE Tier 1
211228919 | Central HP <5.4 tons | HEIL | HRCU-A-CB (Split System: Heat Pump with Remote Outdoor Unit-Air-Source) | DLCURAH36ABK |  |  | EA*4X48L21A* | *80VTL0902120A* | 35400 | 16 | 8.1 | 37800 | 34600 | 91.53% | 2.02 | 0 | 10 |  |  |  | No | R-410A | 2.95 | Residential & Commercial | Ducted CEE Tier 1
211229052 | Central HP <5.4 tons | HEIL | HRCU-A-CB (Split System: Heat Pump with Remote Outdoor Unit-Air-Source) | DLCURAH36ABK |  |  | EA*4X48L21A* | *95ESN1002120A* | 36400 | 15.5 | 8.5 | 38500 | 34800 | 90.39% | 2.08 | 0 | 10 |  |  |  | No | R-410A | 3.0333 | Residential & Commercial | Ducted CEE Tier 1
213078622 | Central HP <5.4 tons | HEIL | HRCU-A-CB (Split System: Heat Pump with Remote Outdoor Unit-Air-Source) | DLCURAH36ABK |  |  | EA*4X37L21A* | *80MS(N,L)1102120A* | 36600 | 16.5 | 8.5 | 38000 | 34800 | 91.58% | 2.06 | 0 | 10 |  |  |  | No | R-410A | 3.05 | Residential & Commercial | Ducted CEE Tier 1
213079442 | Central HP <5.4 tons | HEIL | HRCU-A-CB (Split System: Heat Pump with Remote Outdoor Unit-Air-Source) | DLCURAH36ABK |  |  | EA*4X43L21A* | *92MSN0601714A* | 36600 | 16 | 8.5 | 38500 | 35000 | 90.91% | 2.06 | 0 | 10 |  |  |  | No | R-410A | 3.05 | Residential & Commercial | Ducted CEE Tier 1
213079634 | Central HP <5.4 tons | HEIL | HRCU-A-CB (Split System: Heat Pump with Remote Outdoor Unit-Air-Source) | DLCURAH36ABK |  |  | EN(A,D,W)4X48L21** | *92MSN0801716A* | 36000 | 16.5 | 8.1 | 38500 | 35000 | 90.91% | 2 | 0 | 10 |  |  |  | No | R-410A | 3 | Residential & Commercial | Ducted CEE Tier 1
213079686 | Central HP <5.4 tons | HEIL | HRCU-A-CB (Split System: Heat Pump with Remote Outdoor Unit-Air-Source) | DLCURAH36ABK |  |  | EA*4X43L21A* | *92MSN0802120A* | 36800 | 16.5 | 8.5 | 38500 | 34800 | 90.39% | 2.08 | 0 | 10 |  |  |  | No | R-410A | 3.0667 | Residential & Commercial | Ducted CEE Tier 1
215936666 | Central HP <5.4 tons | HEIL | HRCU-A-CB (Split System: Heat Pump with Remote Outdoor Unit-Air-Source) | H5H3V36*K*AAA* |  |  | EVD5X60M21A*+WALLCON | *95CSU1002122B* | 35600 | 22 | 9 | 38000 | 28400 | 74.74% | 2.14 | 0 | 12.5 |  |  |  | No | R-454B | 2.9667 | Residential & Commercial | Ducted CEE Tier 1
215936916 | Central HP <5.4 tons | HEIL | HRCU-A-CB (Split System: Heat Pump with Remote Outdoor Unit-Air-Source) | H5H3V36*K*AAA* |  |  | EVD5X61M21A*+WALLCON | *96CTN0601714B* | 35600 | 21.5 | 8.5 | 37600 | 28200 | 75% | 2 | 0 | 12 |  |  |  | No | R-454B | 2.9667 | Residential & Commercial | Ducted CEE Tier 1
213062665 | Central HP <5.4 tons | ACIQ | HRCU-A-CB (Split System: Heat Pump with Remote Outdoor Unit-Air-Source) | HVH825GKA2* |  |  | EHD4X30AAL+WALLCON | *80CTL0701412A* | 23800 | 16 | 8.1 | 21800 | 16700 | 76.61% | 1.98 | 11 | 10.5 |  |  |  | No | R-410A | 1.9833 | Residential & Commercial | Ducted CEE Tier 1
213062706 | Central HP <5.4 tons | ACIQ | HRCU-A-CB (Split System: Heat Pump with Remote Outdoor Unit-Air-Source) | HVH825GKA2* |  |  | EA*4X37L21A*+WALLCON | *80CTL0451712A* | 24200 | 16.5 | 8.1 | 21200 | 16700 | 78.77% | 2 | 11 | 11 |  |  |  | No | R-410A | 2.0167 | Residential & Commercial | Ducted CEE Tier 1
214606486 | Central HP <5.4 tons | COLEMAN | HRCU-A-C (Split System: Heat Pump with Remote Outdoor Unit with No Indoor Fan --Air Source) | HH824E2S11 |  |  | CTM30B5ACS1 |  | 23000 | 15.2 | 8.5 | 23000 | 17400 | 75.65% | 2 | 0 | 11 |  |  |  | No | R-454B | 1.9167 | Residential & Commercial | Ducted CEE Tier 1
216374544 | Central HP <5.4 tons | COLEMAN | HRCU-A-CB (Split System: Heat Pump with Remote Outdoor Unit-Air-Source) | HH824E2S11 |  |  | CTU30B5XCS1+TXV | Z9ET080B12SMPS1 | 23000 | 18 | 9.5 | 23000 | 18100 | 78.7% | 2 | 0 | 12 |  |  |  | No | R-454B | 1.9167 | Residential & Commercial | Ducted CEE Tier 1
216374661 | Central HP <5.4 tons | COLEMAN | HRCU-A-CB (Split System: Heat Pump with Remote Outdoor Unit-Air-Source) | HH824E2S11 |  |  | CTU30B5XCS1+TXV | Z9ET060B12SMPS1 | 23000 | 18 | 9.5 | 23000 | 18500 | 80.43% | 2 | 0 | 11.7 |  |  |  | No | R-454B | 1.9167 | Residential & Commercial | Ducted CEE Tier 1
213067633 | Central HP <5.4 tons | ACIQ | HRCU-A-CB (Split System: Heat Pump with Remote Outdoor Unit-Air-Source) | HVH825GKA2* |  |  | EN(A,D,W)4X48L21**+WALLCON | *97CMN0602120A* | 24000 | 16.5 | 8.1 | 21400 | 16700 | 78.04% | 2 | 0 | 11 |  |  |  | No | R-410A | 2 | Residential & Commercial | Ducted CEE Tier 1
214396708 | Central HP <5.4 tons | COLEMAN | HRCU-A-CB (Split System: Heat Pump with Remote Outdoor Unit-Air-Source) | HH824E2S11 |  |  | CTF30B5ACS1 | TM9E080B12MP12 | 23000 | 17 | 9.5 | 23000 | 19400 | 84.35% | 2 | 0 | 11.7 |  |  |  | No | R-454B | 1.9167 | Residential & Commercial | Ducted CEE Tier 1
213079784 | Central HP <5.4 tons | HEIL | HRCU-A-CB (Split System: Heat Pump with Remote Outdoor Unit-Air-Source) | DLCURAH36ABK |  |  | EA*4X43L21A* | *92MSN1002120A* | 36600 | 16.5 | 8.5 | 38000 | 34800 | 91.58% | 2.08 | 0 | 10 |  |  |  | No | R-410A | 3.05 | Residential & Commercial | Ducted CEE Tier 1
213076004 | Central HP <5.4 tons | TEMPSTAR | HRCU-A-CB (Split System: Heat Pump with Remote Outdoor Unit-Air-Source) | DLCURAH36ABK |  |  | EN(A,D)4X48L24** | *95MSU1002120A* | 36200 | 16.5 | 8.1 | 38500 | 35000 | 90.91% | 2.02 | 0 | 10.5 |  |  |  | No | R-410A | 3.0167 | Residential & Commercial | Ducted CEE Tier 1
214229026 | Central HP <5.4 tons | HEIL | HRCU-A-CB (Split System: Heat Pump with Remote Outdoor Unit-Air-Source) | DLCURAH18ABK |  |  | EN(A,D)4X30L17** | *80MSU0601716A* | 17800 | 16.5 | 8.1 | 18300 | 18500 | 101.1% | 2.22 | 0 | 11 |  |  |  | No | R-410A | 1.4833 | Residential & Commercial | Ducted CEE Tier 1
212982337 | Central HP <5.4 tons | BRYANT HEATING AND COOLING SYSTEMS | HRCU-A-CB (Split System: Heat Pump with Remote Outdoor Unit-Air-Source) | 38MURAQ24AB3* |  |  | CNPV*3017AL* | 83*SB36040M17*** | 23800 | 16.5 | 8.5 | 25800 | 23800 | 92.25% | 1.98 | 0 | 10.5 |  |  |  | No | R-410A | 1.9833 | Residential & Commercial | Ducted CEE Tier 1
212983527 | Central HP <5.4 tons | BRYANT HEATING AND COOLING SYSTEMS | HRCU-A-CB (Split System: Heat Pump with Remote Outdoor Unit-Air-Source) | 38MURAQ24AB3* |  |  | CAP**2517AL* | 912SE36060M14*** | 24400 | 17 | 8.5 | 25400 | 21600 | 85.04% | 1.8 | 0 | 10 |  |  |  | No | R-410A | 2.0333 | Residential & Commercial | Ducted CEE Tier 1
210599292 | Central HP <5.4 tons | AIRQUEST | HRCU-A-CB (Split System: Heat Pump with Remote Outdoor Unit-Air-Source) | HVH837GKA** |  |  | EA*4X61L24A*+WALLCON | *95CSU1002122A* | 33200 | 18 | 8.5 | 32000 | 24800 | 77.5% | 2.02 | 0 | 11.5 |  |  |  | No | R-410A | 2.7667 | Residential & Commercial | Ducted CEE Tier 1
212986996 | Central HP <5.4 tons | TEMPSTAR | HRCU-A-CB (Split System: Heat Pump with Remote Outdoor Unit-Air-Source) | DLCURAH18ABK |  |  | EA*4X24L14A* | *96MSN0601412A* | 17300 | 16 | 8.5 | 18200 | 19400 | 106.6% | 2.34 | 0 | 10.5 |  |  |  | No | R-410A | 1.4417 | Residential & Commercial | Ducted CEE Tier 1
213062511 | Central HP <5.4 tons | ACIQ | HRCU-A-CB (Split System: Heat Pump with Remote Outdoor Unit-Air-Source) | HVH837GKA** |  |  | EHD4X42AAL+WALLCON | *97CMN0602120A* | 32400 | 16.5 | 8.1 | 33400 | 25200 | 75.45% | 1.94 | 11.5 | 10.5 |  |  |  | No | R-410A | 2.7 | Residential & Commercial | Ducted CEE Tier 1
213062795 | Central HP <5.4 tons | ACIQ | HRCU-A-CB (Split System: Heat Pump with Remote Outdoor Unit-Air-Source) | HVH837GKA** |  |  | EHD4X42AAL+WALLCON | *80CSU0401712A* | 32400 | 16.5 | 8.1 | 33200 | 24800 | 74.7% | 1.94 | 11.5 | 11 |  |  |  | No | R-410A | 2.7 | Residential & Commercial | Ducted CEE Tier 1
213062924 | Central HP <5.4 tons | ACIQ | HRCU-A-CB (Split System: Heat Pump with Remote Outdoor Unit-Air-Source) | HVH825GKA3* |  |  | EA*4X25L17A*+WALLCON | *80CTL0451712A* | 24200 | 16.5 | 8.1 | 21400 | 16800 | 78.5% | 2 | 11 | 11 |  |  |  | No | R-410A | 2.0167 | Residential & Commercial | Ducted CEE Tier 1
213062947 | Central HP <5.4 tons | ACIQ | HRCU-A-CB (Split System: Heat Pump with Remote Outdoor Unit-Air-Source) | HVH825GKA3* |  |  | EA*4X36L17A*+WALLCON | *80CTL0701412A* | 23600 | 17 | 8.1 | 21400 | 16600 | 77.57% | 1.94 | 11 | 11 |  |  |  | No | R-410A | 1.9667 | Residential & Commercial | Ducted CEE Tier 1
213062963 | Central HP <5.4 tons | ACIQ | HRCU-A-CB (Split System: Heat Pump with Remote Outdoor Unit-Air-Source) | HVH825GKA3* |  |  | EA*4X37L17A*+WALLCON | *97CMN0601714A* | 24000 | 16 | 8.1 | 21600 | 16900 | 78.24% | 1.98 | 11 | 10.5 |  |  |  | No | R-410A | 2 | Residential & Commercial | Ducted CEE Tier 1
213063097 | Central HP <5.4 tons | ACIQ | HRCU-A-CB (Split System: Heat Pump with Remote Outdoor Unit-Air-Source) | HVH825GKA3* |  |  | EA*4X37L21A*+WALLCON | *95CSU0802120A* | 24400 | 17 | 8.5 | 21200 | 16600 | 78.3% | 2.04 | 11.5 | 11 |  |  |  | No | R-410A | 2.0333 | Residential & Commercial | Ducted CEE Tier 1
214606495 | Central HP <5.4 tons | COLEMAN | HRCU-A-C (Split System: Heat Pump with Remote Outdoor Unit with No Indoor Fan --Air Source) | HH836E2S11 |  |  | CTM36C5CDS1 |  | 33400 | 15.2 | 8.5 | 31800 | 23200 | 72.96% | 2 | 0 | 10 |  |  |  | No | R-454B | 2.7833 | Residential & Commercial | Ducted CEE Tier 1
214398585 | Central HP <5.4 tons | COLEMAN | HRCU-A-CB (Split System: Heat Pump with Remote Outdoor Unit-Air-Source) | HH836E2S11 |  |  | CTM48C5CFS1 | CP9C100C20MP13 | 34200 | 19 | 9 | 32600 | 25800 | 79.14% | 2 | 0 | 11 |  |  |  | No | R-454B | 2.85 | Residential & Commercial | Ducted CEE Tier 1
214398186 | Central HP <5.4 tons | COLEMAN | HRCU-A-CB (Split System: Heat Pump with Remote Outdoor Unit-Air-Source) | HH836E2S11 |  |  | CTM36C5CDS1 | TL8E080C16UH11 | 34000 | 18 | 8.5 | 32200 | 26400 | 81.99% | 2 | 0 | 11 |  |  |  | No | R-454B | 2.8333 | Residential & Commercial | Ducted CEE Tier 1
215931940 | Central HP <5.4 tons | DAY & NIGHT | HRCU-A-CB (Split System: Heat Pump with Remote Outdoor Unit-Air-Source) | C5H3V36*K*AAA* |  |  | EA*5X24M17A*+WALLCON | *97CMN0601714B* | 31400 | 18.5 | 9.5 | 35000 | 27000 | 77.14% | 1.98 | 0 | 10 |  |  |  | No | R-454B | 2.6167 | Residential & Commercial | Ducted CEE Tier 1
213782225 | Central HP <5.4 tons | CARRIER | HRCU-A-CB (Split System: Heat Pump with Remote Outdoor Unit-Air-Source) | 25VNA837A*031* |  |  | CSPH*6012AL*+UI | 58TN*B070C17**16 | 32800 | 16.5 | 8.1 | 32400 | 25000 | 77.16% | 1.98 | 0 | 11 |  |  |  | No | R-410A | 2.7333 | Residential & Commercial | Ducted CEE Tier 1
213782245 | Central HP <5.4 tons | CARRIER | HRCU-A-CB (Split System: Heat Pump with Remote Outdoor Unit-Air-Source) | 25VNA837A*031* |  |  | CSPH*6012AL*+UI | 58TN*B090C21**20 | 33000 | 16.5 | 8.1 | 32200 | 24800 | 77.02% | 2 | 0 | 11.5 |  |  |  | No | R-410A | 2.75 | Residential & Commercial | Ducted CEE Tier 1
212987373 | Central HP <5.4 tons | TEMPSTAR | HRCU-A-CB (Split System: Heat Pump with Remote Outdoor Unit-Air-Source) | DLCURAH24ABK |  |  | EA*4X24L17A* | *96MSN0801716A* | 23400 | 16.5 | 8.5 | 27000 | 26000 | 96.3% | 2.16 | 0 | 10 |  |  |  | No | R-410A | 1.95 | Residential & Commercial | Ducted CEE Tier 1
212987457 | Central HP <5.4 tons | TEMPSTAR | HRCU-A-CB (Split System: Heat Pump with Remote Outdoor Unit-Air-Source) | DLCURAH24ABK |  |  | EN(A,D)4X24L17** | *96MSN0801716A* | 23400 | 16.5 | 8.5 | 27000 | 25000 | 92.59% | 2.06 | 0 | 10 |  |  |  | No | R-410A | 1.95 | Residential & Commercial | Ducted CEE Tier 1
213607653 | Central HP <5.4 tons | DAY & NIGHT | HRCU-A-CB (Split System: Heat Pump with Remote Outdoor Unit-Air-Source) | DLCURAH24ABK |  |  | FTMA4X24L0B* |  | 24600 | 17 | 9.5 | 26000 | 22200 | 85.38% | 1.84 | 0 | 10 |  |  |  | No | R-410A | 2.05 | Residential & Commercial | Ducted CEE Tier 1
212976407 | Central HP <5.4 tons | DAY & NIGHT | HRCU-A-CB (Split System: Heat Pump with Remote Outdoor Unit-Air-Source) | DLCURAH24ABK |  |  | EA*4X37L21A* | *96VTN0802120B* | 24400 | 17 | 8.5 | 25200 | 21400 | 84.92% | 1.8 | 0 | 10.5 |  |  |  | No | R-410A | 2.0333 | Residential & Commercial | Ducted CEE Tier 1
213076701 | Central HP <5.4 tons | HEIL | HRCU-A-CB (Split System: Heat Pump with Remote Outdoor Unit-Air-Source) | DLCURAH36ABK |  |  | EN(A,D,W)4X42L21** | *80VTL0902120B* | 35600 | 15.5 | 8.1 | 39000 | 35200 | 90.26% | 1.9 | 0 | 10 |  |  |  | No | R-410A | 2.9667 | Residential & Commercial | Ducted CEE Tier 1
213076712 | Central HP <5.4 tons | HEIL | HRCU-A-CB (Split System: Heat Pump with Remote Outdoor Unit-Air-Source) | DLCURAH36ABK |  |  | EN(A,D,W)4X48L21** | *80VTL0902120B* | 36000 | 16.5 | 8.1 | 38500 | 35000 | 90.91% | 2 | 0 | 10 |  |  |  | No | R-410A | 3 | Residential & Commercial | Ducted CEE Tier 1
213076794 | Central HP <5.4 tons | HEIL | HRCU-A-CB (Split System: Heat Pump with Remote Outdoor Unit-Air-Source) | DLCURAH36ABK |  |  | EA*4X48L21A* | *80VTL1102122B* | 36200 | 16 | 8.5 | 38000 | 34800 | 91.58% | 2.04 | 0 | 10 |  |  |  | No | R-410A | 3.0167 | Residential & Commercial | Ducted CEE Tier 1
211391488 | Central HP <5.4 tons | LUXAIRE | HRCU-A-CB (Split System: Heat Pump with Remote Outdoor Unit-Air-Source) | HMH72B341 |  |  | XAFC36DXXN1+TXV | TM8E100C16MP11 | 34000 | 17.5 | 8.1 | 33600 | 23800 | 70.83% | 2.08 | 0 | 10 |  |  |  | No | R-410A | 2.8333 | Residential & Commercial | Ducted CEE Tier 1
214595069 | Central HP <5.4 tons | COLEMAN | HRCU-A-CB (Split System: Heat Pump with Remote Outdoor Unit-Air-Source) | HH836E2S11 |  |  | CTM48C5CFS1 | Z8ES120C20SMPS1 | 34200 | 19 | 9 | 32000 | 25400 | 79.38% | 2 | 0 | 11 |  |  |  | No | R-454B | 2.85 | Residential & Commercial | Ducted CEE Tier 1
214396805 | Central HP <5.4 tons | COLEMAN | HRCU-A-CB (Split System: Heat Pump with Remote Outdoor Unit-Air-Source) | HH836E2S11 |  |  | CTF36B5CDS1 | TM9E060B12MP12 | 33200 | 17 | 8.5 | 31600 | 25400 | 80.38% | 2 | 0 | 11 |  |  |  | No | R-454B | 2.7667 | Residential & Commercial | Ducted CEE Tier 1
213063299 | Central HP <5.4 tons | ACIQ | HRCU-A-CB (Split System: Heat Pump with Remote Outdoor Unit-Air-Source) | HVH837GKA2* |  |  | EA*4X36L21A*+WALLCON | *80CTL0701716A* | 31400 | 17 | 8.1 | 33400 | 24400 | 73.05% | 1.84 | 11.5 | 11 |  |  |  | No | R-410A | 2.6167 | Residential & Commercial | Ducted CEE Tier 1
213063317 | Central HP <5.4 tons | ACIQ | HRCU-A-CB (Split System: Heat Pump with Remote Outdoor Unit-Air-Source) | HVH837GKA2* |  |  | EA*4X42L24A*+WALLCON | *96CTN1202422A* | 31800 | 17.5 | 8.1 | 33000 | 24400 | 73.94% | 1.9 | 11 | 11.5 |  |  |  | No | R-410A | 2.65 | Residential & Commercial | Ducted CEE Tier 1
213063356 | Central HP <5.4 tons | ACIQ | HRCU-A-CB (Split System: Heat Pump with Remote Outdoor Unit-Air-Source) | HVH837GKA2* |  |  | EHD4X42AAL+WALLCON | *96CTN1002122A* | 32600 | 16.5 | 8.1 | 33000 | 24800 | 75.15% | 1.96 | 12 | 11 |  |  |  | No | R-410A | 2.7167 | Residential & Commercial | Ducted CEE Tier 1
213080939 | Central HP <5.4 tons | ACIQ | HRCU-A-CB (Split System: Heat Pump with Remote Outdoor Unit-Air-Source) | HVH837GKA2* |  |  | EA*4X48L24A*+WALLCON | *80CTL0902120A* | 32400 | 17.5 | 8.5 | 32600 | 25000 | 76.69% | 1.98 | 12 | 11.7 |  |  |  | No | R-410A | 2.7 | Residential & Commercial | Ducted CEE Tier 1
212989235 | Central HP <5.4 tons | TEMPSTAR | HRCU-A-CB (Split System: Heat Pump with Remote Outdoor Unit-Air-Source) | DLCURAH24ABK |  |  | EN(A,D)4X30L17** | *95MSU0601716A* | 23600 | 17 | 8.5 | 26400 | 24400 | 92.42% | 2.02 | 0 | 10.5 |  |  |  | No | R-410A | 1.9667 | Residential & Commercial | Ducted CEE Tier 1
214229367 | Central HP <5.4 tons | HEIL | HRCU-A-CB (Split System: Heat Pump with Remote Outdoor Unit-Air-Source) | DLCURAH24ABK |  |  | EA*4X36L21A* | *80MSU0802120A* | 23600 | 17.5 | 8.5 | 25600 | 23400 | 91.41% | 1.94 | 0 | 10 |  |  |  | No | R-410A | 1.9667 | Residential & Commercial | Ducted CEE Tier 1